## Customer Information
FALSE
NW Regional Compressed Air Savings Calculator
and Incentive Funding Application Tool
PARTICIPANT INFORMATION
|  | Company Name: | [9 empty] | Prepared by: | [5 empty] | Date:
|  | Contact: | [8 empty] | Title:
|  | Mailing Address: | [8 empty] | City: | [5 empty] | State: | Zip:
|  | Cell/Tel: |  |  |  | Fax: |  | Email: | [6 empty] | Business Type:
Agriculture, Forestry, Fishing and Hunting
PROJECT INFORMATION
Project is in (check one):
Electric Utility Provider:
|  | If "Public Utility," name of utility: | [7 empty] | BES: | [6 empty] | Average electric rate per kWh:
0.045
|  | Project Site Address, if different: | [7 empty] | City: | [6 empty] | Zip:
|  | County: |  |  |  |  | Type of Industry (select): | [6 empty] | Reason for project (check only one):
Sector (select):
UTILITY INCENTIVE PROGRAM INFORMATION
|  | Incentive rate offered by utility: |  |  |  |  | Incentive cap: | [5 empty] | Additional non-utility funding (if applicable):
[5 empty] | per kWh annual savings |  |  |  | of eligible project cost
VENDOR INFORMATION
|  | Company: | [6 empty] | Sales representative: | [6 empty] | Cell/Tel:
TO APPLY FOR INCENTIVES FROM YOUR LOCAL ELECTRIC UTILITY:
|  |  | 1) | Check with your local utility regarding the availability of incentives for energy-efficient compressed air systems.
The utility will help you get in touch with the people who handle administration of incentives.
|  |  | 2) | Enter the information requested above about participant, project, vendor, baseline compressor, proposed
new compressor, operating characteristics of the system, and assumptions.
|  |  | 3) | Send this Excel file as an email attachment to the incentive administrator. Include a copy of the proposal
or quotation for the new compressor.
|  |  | 4) | The utility's incentive administrator will review the calculator's inputs and outputs, call with questions,
and request any additional documentation that may be necessary. Once the technical aspects of the
proposed project have been approved and the estimated incentive amount has been confirmed, if
Participant wishes to move ahead with the project, the incentive administrator will secure funding
approval from the utility.
|  |  | 5) | Once the funding agreement is in place, equipment may be ordered and installed. Please note that
a utility will not offer funding for projects in which equipment has been ordered prior to the utility's
(and in some cases, BPA's) approval of funding.
|  |  | 6) | When installation is complete, notify the utility's incentive administrator. The administrator will
request copies of invoices, ask Participant to sign a completion certification form, and may inspect
the installation. If conditions are significantly different from those represented in the analysis, the
amount of the incentive may be affected. Incentive checks are typically mailed 4 to 6 weeks after
receipt of the completion form and invoices.
Please be advised that energy savings and costs represented herein are entirely dependent upon inputs provided by the user. The calculation methods, while believed to be reasonably accurate, are estimates; actual results may vary. Responsibility for all representations herein, input information as well as calculated output values, rests solely with the user. Nothing in this electronic file or print document is to be construed as a guarantee of savings or performance or as an offer of funding.
Cascade Energy, Inc. © 2023 | [18 empty] | BPA NW Regional Compressed Air Tool v4.1
|  | TO APPLY FOR INCENTIVES FROM ENERGY TRUST OF OREGON: | [16 empty] | for Energy Trust Projects
|  |  | 1) | Enter the information requested above about participant, project, vendor, baseline compressor, proposed
|  |  |  | new compressor, operating characteristics of the system, and assumptions. | [19 empty] | FALSE
|  |  | 2) | Send this Excel file as an email attachment to smallindustrial@energytrust.org. Include a copy of the proposal
or quotation for the new compressor.
|  |  | 3) | Energy Trust will review inputs and outputs and call with any questions. Upon approval, Energy Trust will then
provide an offer of funding for review and acceptance by Participant.
|  |  | 4) | Participant completes the entries in the Energy Trust agreement, signs, and returns the agreement to Energy
Trust.
|  |  | 5) | Order equipment and schedule the installation. Please note that Energy Trust must approve funding
before equipment is ordered.
|  |  | 6) | When installation is complete, notify Energy Trust. Energy Trust will request copies of invoices, ask you to
sign a completion certification form, and may inspect the installation. If conditions are significantly different
from those represented in the analysis, the amount of the incentive may be affected. Incentive checks are
mailed 3 to 6 weeks after receipt of the completion form and invoices.
|  | TO APPLY FOR INCENTIVES FROM YOUR LOCAL ELECTRIC UTILITY: | [16 empty] | for Oregon, non-Energy Trust projects
|  |  | 1) | Check with your local utility regarding the availability of incentives for energy-efficient compressed air systems.
The utility will help you get in touch with the people who handle administration of incentives.
|  |  | 2) | Enter the information requested above about participant, project, vendor, baseline compressor, proposed
new compressor, operating characteristics of the system, and assumptions.
|  |  | 3) | Send this Excel file as an email attachment to the incentive administrator. Include a copy of the proposal
or quotation for the new compressor.
|  |  | 4) | The utility's incentive administrator will review the calculator's inputs and outputs, call with questions,
and request any additional documentation that may be needed. Once the technical aspects of the proposed
project have been approved and the estimated incentive amount has been confirmed, if Participant wishes
to move ahead with the project, the incentive administrator will secure funding approval from the utility.
|  |  | 5) | Once the funding agreement is in place, equipment may be ordered and installed. Please note that
a utility will not offer funding for projects in which equipment has been ordered prior to the utility's
|  |  |  | (and in some cases, BPA's) approval of funding. | [17 empty] | Reason for project:
|  |  | 6) | When installation is complete, notify the utility's incentive administrator. The administrator will | [19 empty] | TRUE | 10 | Replace working compressor
|  |  |  | request copies of invoices, ask Participant to sign a completion certification form, and may inspect | [19 empty] | TRUE | 10 | End of life compressor replacement
|  |  |  | the installation. If conditions are significantly different from those represented in the analysis, the | [19 empty] | TRUE | 10 | Add capacity to existing system
|  |  |  | amount of the incentive may be affected. Incentive checks are typically mailed 4 to 6 weeks after | [19 empty] | FALSE | 4 | New compressor in new facility
|  |  |  | receipt of the completion form and invoices. | [20 empty] | 5 | unknown
Replace working compressor
|  | TO APPLY FOR INCENTIVES FROM YOUR LOCAL ELECTRIC UTILITY: | [16 empty] | for non-Oregon projects
|  |  | 1) | Check with your local utility regarding the availability of incentives for energy-efficient compressed air systems. | [18 empty] | Is "Other Utility"? | FALSE
|  |  |  | The utility will help you get in touch with the people who handle administration of incentives. | [18 empty] | Is BPA Project? | TRUE
|  |  | 2) | Enter the information requested above about participant, project, vendor, baseline compressor, proposed | [18 empty] | ETO Biz Type
new compressor, operating characteristics of the system, and assumptions.
|  |  | 3) | Send this Excel file as an email attachment to the incentive administrator. Include a copy of the proposal
or quotation for the new compressor.
|  |  | 4) | The utility's incentive administrator will review the calculator's inputs and outputs, call with questions,
and request any additional documentation that may be necessary. Once the technical aspects of the
proposed project have been approved and the estimated incentive amount has been confirmed, if
Participant wishes to move ahead with the project, the incentive administrator will secure funding
approval from the utility.
|  |  | 5) | Once the funding agreement is in place, equipment may be ordered and installed. Please note that
a utility will not offer funding for projects in which equipment has been ordered prior to the utility's
(and in some cases, BPA's) approval of funding.
|  |  | 6) | When installation is complete, notify the utility's incentive administrator. The administrator will
request copies of invoices, ask Participant to sign a completion certification form, and may inspect
the installation. If conditions are significantly different from those represented in the analysis, the
amount of the incentive may be affected. Incentive checks are typically mailed 4 to 6 weeks after
receipt of the completion form and invoices.
BLANK CELLS IN THE NEXT 19 LINES FOR CLEARING INSTRUCTIONS.
|  | TO APPLY FOR INCENTIVES FROM ROCKY MOUNTAIN POWER: | [16 empty] | for Rocky Mountain Power projects
|  |  | 1) | Check with Rocky Mountain Power to get in touch with the people who handle the administration
of incentives for compressed air systems at www.rockymountainpower.net/wattsmart or 801-642-4472.
|  |  | 2) | Enter the information requested above about participant, project, vendor, baseline compressor, proposed
new compressor, operating characteristics of the system, and assumptions.
|  |  | 3) | Send this Excel file as an email attachment to the incentive administrator. Include a copy of the proposal
or quotation for the new compressor.
|  |  | 4) | The incentive administrator will review the calculator's inputs and outputs, call with questions,
and request any additional documentation that may be necessary to establish the incentive estimate.
While this step is not required in order to receive an incentive, it is recommended, because it provides an
opportunity for the incentive administrator to concur with the assumptions supporting the savings estimate
upon which the incentive will be based.
|  |  | 5) | Order and install the equipment.
|  |  | 6) | Complete the incentive application/agreement, which can be downloaded from the website given above.
Send the completed application with a copy of dated invoices or receipts substantiating the project cost
to the address given on the application. Please allow six weeks for your incentive check to arrive.
|  |  | 7) | Please note that incentive qualifications and amounts are subject to change and termination at any time.
Rocky Mountain Power reserves the right to conduct inspections to verify information provided in the application
and to inspect equipment after payment of incentives. Inspections may include a telephone survey,
site visit, and/or the installation of temporary monitoring equipment at any time up to 36 months after installation.
|  | TO APPLY FOR INCENTIVES FROM PACIFIC POWER: | [16 empty] | for Pacific Power projects
|  |  | 1) | Check with Pacific Power to get in touch with the people who handle the administration
of incentives for compressed air systems. See http://www.pacificpower.net/wattsmart.
|  |  | 2) | Enter the information requested above about participant, project, vendor, baseline compressor, proposed
new compressor, operating characteristics of the system, and assumptions.
|  |  | 3) | Send this Excel file as an email attachment to the incentive administrator. Include a copy of the proposal
or quotation for the new compressor.
|  |  | 4) | The incentive administrator will review the calculator's inputs and outputs, call with questions,
and request any additional documentation that may be necessary to establish the energy savings estimate.
While this step is not required in order to receive an incentive, it is recommended because it provides an
opportunity for the incentive administrator to concur with the assumptions supporting the savings estimate upon
which the incentive will be based.
|  |  | 5) | Order and install the equipment.
|  |  | 6) | Complete the incentive application/agreement, which can be downloaded from the website given above.
Send the completed application with a copy of dated invoices or receipts substantiating the project cost
to the address given on the application. Please allow six weeks for your incentive check to arrive.
|  |  | 7) | Please note that incentive qualifications and amounts are subject to change and termination at any time.
Pacific Power reserves the right to conduct inspections to verify information provided in the application
and to inspect equipment after payment of incentives. Inspections may include a telephone survey,
site visit, and/or the installation of temporary monitoring equipment at any time up to 36 months after installation.
[20 empty] | Calculator Type List | Sector List
[20 empty] | Retrofit | Industrial
[20 empty] | New Construction | Commercial
[20 empty] | Major Remodel | Agricultural
5

## Savings Calculations
ESTIMATE OF ENERGY SAVINGS AND INCENTIVES
|  | Customer: | – , WA | [8 empty] | 0
Vendor:
SELECTION OF OPTIONAL MEASURES
Select all that apply:
INFORMATION ABOUT THE COMPRESSORS
[6 empty] | Baseline Compressor |  |  |  |  | Proposed Upgrade Compressor
[5 empty] | Type of compressor: |  |  | 1 |  |  |  | 1
[5 empty] | Type of part load control: |  |  | 1 |  |  |  | 4
[5 empty] | If unloading control, unloaded sump pressure: |  |  | 6 |  |  |  | 1
[5 empty] | Compressor hp: |  |  |  | hp |  |  | hp
[5 empty] | Rated flow: |  |  |  | acfm |  |  | acfm
[5 empty] | Plant elevation: |  |  |  | ft
[5 empty] | Corrected compressor flow (calculated): | 0 |  |  | scfm |  | 0 | scfm
[5 empty] | If known, compressor shaft bhp: |  |  |  | bhp |  |  | bhp
[5 empty] | Performance check (calculated): |  |  |  | acfm/kW |  |  | acfm/kW
[5 empty] | Pressure at rated flow: |  |  |  | psig |  |  | psig
[5 empty] | Receiver volume: | [6 empty] | gallons
[5 empty] | Equipment cost: | 0 |  |  |  |  | 0 |  |  | *Enter costs on Explanation of Inputs Tab
Installation cost, shipping, etc.
[9 empty] | Estimated annual reduction (increase) in operating or maintenance cost: |  |  | $/yr
[9 empty] | Estimated annual value of project's non-energy benefits: |  |  | $/yr
[5 empty] | Cooling fan motor hp: | 2 |  |  | hp |  | 2 | hp
INFORMATION ABOUT THE SYSTEM AND ITS OPERATION
|  |  |  | Current average operating pressure: |  | psig
|  |  |  | Average operating pressure after upgrade: |  | psig
|  |  |  | Annual Hours of Operation: |  | hours/yr | [6 empty] | Airflow reduction in scfm
| Profile of Baseline Compressed Air Demand |  |  |  |  | Baseline Energy Use | [7 empty] | Upgrade Energy Use
| % time | % flow | hrs/yr | scfm |  | % Load |  |  | kW |  | kWh/yr |  | Δ scfm | % Load | kW |  | kWh/yr
|  |  | 0 | 0 |  | #DIV/0! |  |  | #N/A |  | #N/A |  |  | #DIV/0! | #N/A |  | #N/A
|  |  | 0 | 0 |  | #DIV/0! |  |  | #N/A |  | #N/A |  |  | #DIV/0! | #N/A |  | #N/A
|  |  | 0 | 0 |  | #DIV/0! |  |  | #N/A |  | #N/A |  |  | #DIV/0! | #N/A |  | #N/A
|  |  | 0 | 0 |  | #DIV/0! |  |  | #N/A |  | #N/A |  |  | #DIV/0! | #N/A |  | #N/A
|  | timed out | 0 | 0 |  | 0% |  |  | 0 |  | 0 |  |  | 0% | 0 |  | 0
| 0% |  | 0 | [5 empty] | Total: |  | #N/A |  |  |  |  | Total: | #N/A
The baseline operating profile shows the compressor running unloaded 0% of the time.
If the new compressor has time-out controls, estimate the updated run-times for the upgrade compressor below.
|  | 5% | Running Unloaded (0% flow) | [5 empty] | 0 | Upgrade Annual Hours - Unloaded (0% flow)
|  | 5% | Cycled Off (timed out) | [5 empty] | 0 | Upgrade Annual Hours -Cycled Off (timed out)
|  | 10% | The total must be equal to the total baseline compressor unloaded time of 0%.
SUMMARY OF RESULTS
[28 empty] | Elevation, feet |  |  |  | 0
|  |  | Comp. | Dryer | Cooling Fan | [8 empty] | Total project cost: | 0 | [12 empty] | Atmospheric Pressure, psia |  |  |  | 14.697
|  | Baseline energy use: | #N/A | N/A | N/A |  | kWh/yr | [6 empty] | Baseline project cost: | 0 | [12 empty] | CAGI Std Atmospheric Pressure, psia |  |  |  | 14.5
|  | Upgrade energy use: | #N/A | N/A | N/A |  | kWh/yr | [6 empty] | Eligible project cost: | 0 | [12 empty] | scfm per acfm |  |  |  | 1.0136
|  | Site energy savings: | #N/A | N/A | N/A |  | kWh/yr | [6 empty] | Estimated utility incentive:
|  | Busbar energy savings: | #N/A | N/A | N/A |  | kWh/yr | [6 empty] | Net cost after incentives:
|  |  |  | Total Baseline Energy Use: | #N/A |  | kWh/yr | [6 empty] | Simple payback: |  |  | years | [10 empty] | Updated Run-Times for Cycled of Compressor
|  |  |  | Total Upgraded Energy Use: | #N/A |  | kWh/yr | [6 empty] | NPV over 10 years: | [10 empty] | Compressor Running Unloaded: | FALSE
|  |  |  | Total site savings: | #N/A |  | kWh/yr |  |  |  | For BEETS Input:
|  |  |  | % Energy savings: | #N/A | [5 empty] | Site Savings | [5 empty] | kWh | [7 empty] | Install cooling fan VFD? | FALSE
|  |  |  | Energy rate: | 0.045 |  | per kWh |  |  |  | Project Cost | [13 empty] | Flow reduction? | FALSE |  | Is project a BPA ESI project? |  |  |  | TRUE | IsBPAProject
|  |  |  | Avoided energy cost: | #N/A |  | per year |  |  |  | Incentive Amount | [11 empty] | Dryer add? |  |  | FALSE
Cascade Energy, Inc. © 2023 | [17 empty] | BPA NW Regional Compressed Air Tool v4.1 | [19 empty] | Baseline machine 100% flow corrected for difference between rated and operating pressure and site elevation: | 0 | scfm
[38 empty] | Upgrade machine 100% flow corrected for difference between rated and operating pressure and site elevation: | 0 | scfm
Corrected flow = Rated flow x (1 + 0.00075 (Rated Pressure - Operating Pressure)*Ratio(scfm/acfm)
[12 empty] | Corrected Baseline Power for discharge pressure |  | #N/A
[12 empty] | Corrected Upgraded Power for discharge pressure |  | #N/A | [13 empty] | List for combo box at E10 and G10
| charting | [20 empty] | Motor efficiencies here |  |  | Motor | Motor |  | 1 | Screw
| baseline points |  |  | upgrade points | [7 empty] | Baseline kW |  |  | Upgrade kW | [6 empty] | are values for |  |  | hp | Eff |  | 2 | Recip
| % Cap | % Power |  | % Cap | % Power | [6 empty] | Cap |  | Power | Cap | Power | [5 empty] | NEMA Premium motors, |  |  | 5 | 89.5% |  | 3 | Rotary Vane
| #DIV/0! | #DIV/0! |  | #DIV/0! | #DIV/0! | [6 empty] | #DIV/0! |  | #DIV/0! | #DIV/0! | #DIV/0! | [5 empty] | which is the current |  |  | 7.5 | 91.7% |  | 4 | Other
| #DIV/0! | #DIV/0! |  | #DIV/0! | #DIV/0! | [6 empty] | #DIV/0! |  | #DIV/0! | #DIV/0! | #DIV/0! | [5 empty] | NEMA standard for the |  |  | 10 | 91.7% | [11 empty] | List for combo box at E12 and G12
| #DIV/0! | #DIV/0! |  | #DIV/0! | #DIV/0! | [6 empty] | #DIV/0! |  | #DIV/0! | #DIV/0! | #DIV/0! | [5 empty] | "energy efficient" label. |  |  | 15 | 92.4% |  | List for combo box at E11 and G11
| #DIV/0! | #DIV/0! |  | #DIV/0! | #DIV/0! | [6 empty] | #DIV/0! |  | #DIV/0! | #DIV/0! | #DIV/0! | [8 empty] | 20 | 93% |  | Baseline |  |  |  |  | below 50% |  | above 50% | [6 empty] | Load/Unload |  | Mod w/ Unloading
| 0% | 68% |  | 0% | 15% | [6 empty] | 0 |  | #N/A | 0 | #N/A | [8 empty] | 25 | 93.6% |  | # | Part Load Control Type |  |  |  | x0 | x1 | x0 | x1 | 1 | Not Applicable |  | 1 |  | 0.3 | 0.7 | 0.3 | 0.89
| 0% | 68% |  | 0% | 15% | [6 empty] | 0 |  | #N/A | 0 | #N/A | [8 empty] | 30 | 93.6% |  | 1 | Inlet Modulation |  |  |  | 0.68 | 0.32 | 0.68 | 0.32 | 2 | 0 psig |  | 2 | 0 | 0.16 | 0.84 | 0.16 | 1.1
| 0% | 68% |  | 0% | 15% | [6 empty] | 0 |  | #N/A | 0 | #N/A | [8 empty] | 40 | 94.1% |  | 2 | On/Off (recips) |  |  |  | 0 | 1 | 0 | 1 | 3 | 40 psig |  | 3 | 40 | 0.35333 | 0.64667 | 0.35333 | 0.81
| baseline line |  |  | upgrade line | [7 empty] | Baseline line |  |  | Upgrade Line | [9 empty] | 50 | 94.5% |  | 3 | Load/Unload |  |  |  | 0.3 | 0.7 | 0.3 | 0.7 | 4 | 50 psig |  | 4 | 50 | 0.40167 | 0.59833 | 0.40167 | 0.7375
| 100% | 100% |  | 100% | 103% | [6 empty] | 0 |  | #N/A | 0 | #N/A | [8 empty] | 60 | 95% |  | 4 | VFD |  |  |  | 0.15 | 0.73 | 0 | 1.03 | 5 | 60 psig |  | 5 | 60 | 0.45 | 0.55 | 0.45 | 0.665
| 75% | 92% |  | 75% | 77.25% | [6 empty] | 0 |  | #N/A | 0 | #N/A | [8 empty] | 75 | 95.4% |  | 5 | Mod w/ Unloading |  |  |  | 0.3 | 0.89 | 0.68 | 0.32 | 6 | unknown |  | 6 |  | 0.3 | 0.7 | 0.3 | 0.89
| 51% | 84.32% |  | 51% | 52.53% | [6 empty] | 0 |  | #N/A | 0 | #N/A | [8 empty] | 100 | 95.4%
| 50% | 84% |  | 50% | 51.5% | [6 empty] | 0 |  | #N/A | 0 | #N/A | [8 empty] | 125 | 95.4% |  | Upgrade |  |  |  |  | below 50% |  | above 50%
| 49% | 83.68% |  | 49% | 50.77% | [6 empty] | 0 |  | #N/A | 0 | #N/A | [11 empty] | # | Part Load Control Type |  |  |  | x0 | x1 | x0 | x1
| 25% | 76% |  | 25% | 33.25% | [6 empty] | 0 |  | #N/A | 0 | #N/A |  |  |  | Default calculated baseline compressor kW at full load: | [5 empty] | #N/A |  | 1 | Inlet Modulation |  |  |  | 0.68 | 0.32 | 0.68 | 0.32
| 0% | 68% |  | 0% | 15% | [6 empty] | 0 |  | #N/A | 0 | #N/A |  |  |  | Default calculated upgrade compressor kW at full load: | [5 empty] | #N/A |  | 2 | On/Off (recips) |  |  |  | 0 | 1 | 0 | 1
[20 empty] | Full load kW to use, either default |  |  | baseline: |  |  | #N/A |  | 3 | Load/Unload |  |  |  | 0.3 | 0.7 | 0.3 | 0.7
[20 empty] | or based on bhp, if given: |  |  | upgrade: |  |  | #N/A |  | 4 | VFD |  |  |  | 0.15 | 0.73 | 0 | 1.03
[28 empty] | 5 | Mod w/ Unloading |  |  |  | 0.3 | 0.89 | 0.68 | 0.32
lookup coefficients taken
[23 empty] | from baseline table above |  |  |  |  | % Capacity
[24 empty] | <50% | >50% |  |  | 0% | 20% | 30% | 40% | 50% | 60% | 70% | 80% | 90% | 100%
[22 empty] | y-intercept | x0 | 0.68 | 0.68 |  |  | 10 | 2 | 3 | 4 | 5 | 6 | 7 | 8 | 9 | 10
[22 empty] | slope | x1 | 0.32 | 0.32 |  |  | % Capacity 20% 2: % Power Penalty
[27 empty] | Receiver Ratio (gal/cfm) | 0 | 10% | 11% | 11% | 9.5% | 8% | 6.5% | 4.5% | 2% | 0%
[28 empty] | 1 | 10% | 11% | 11% | 9.5% | 8% | 6.5% | 4.5% | 2% | 0%
[28 empty] | 2 | 6.5% | 7.25% | 7.5% | 6.75% | 5.75% | 4.75% | 3.5% | 1.5% | 0%
[19 empty] | Inlet Modulation |  | Operating | [6 empty] | 3 | 3% | 3.5% | 4% | 4% | 3.5% | 3% | 2.5% | 1% | 0%
[19 empty] | Cap | Power | Points | [6 empty] | 4 | 2.25% | 2.75% | 3% | 3% | 2.75% | 2.25% | 2% | 1% | 0%
[19 empty] | 100% | 100% | #DIV/0! | #DIV/0! | [5 empty] | 5 | 1.5% | 2% | 2% | 2% | 2% | 1.5% | 1.5% | 1% | 0%
[19 empty] | 75% | 92% | #DIV/0! | #DIV/0! | lookup coefficients taken |  |  |  |  | 6 | 1.5% | 2% | 2% | 2% | 2% | 1.5% | 1.5% | 1% | 0%
[19 empty] | 51% | 84.32% | #DIV/0! | #DIV/0! | from upgrade table above |  |  |  |  | 7 | 1% | 1.5% | 1.5% | 1.5% | 1.5% | 1% | 1% | 0.5% | 0%
[19 empty] | 50% | 84% | #DIV/0! | #DIV/0! |  | <50% | >50% |  |  | 8 | 1% | 1% | 1% | 1% | 1% | 1% | 1% | 0.5% | 0%
[19 empty] | 49% | 83.68% | 0% | 68% | x0 | 0.15 | 0 |  |  | 9 | 0.5% | 0.5% | 0.5% | 0.5% | 0.5% | 0.5% | 0.5% | 0% | 0%
[19 empty] | 25% | 76% | 0% | 68% | x1 | 0.73 | 1.03 |  |  | 10 | 0% | 0% | 0% | 0% | 0% | 0% | 0% | 0% | 0%
[19 empty] | 0 | 68% | 0 | 68%
[19 empty] | VFD |  | Operating
[19 empty] | Cap | Power | Points | [6 empty] | % Capacity 0% 10: IndShift110; % Capacity 30% 3: 1shft/5days; % Capacity 40% 4: 2080; % Capacity 50% 5: 0.5139; % Capacity 60% 6: 0.57271
[19 empty] | 100% | 103% | #DIV/0! | #DIV/0! | [5 empty] | % Capacity 0% 10: IndShift210; % Capacity 30% 3: 2shft/5days; % Capacity 40% 4: 4160; % Capacity 50% 5: 0.49854; % Capacity 60% 6: 0.55736
[19 empty] | 75% | 77.25% | #DIV/0! | #DIV/0! | [5 empty] | % Capacity 0% 10: IndShift310; % Capacity 30% 3: 3shft/5days; % Capacity 40% 4: 6240; % Capacity 50% 5: 0.43907; % Capacity 60% 6: 0.49788
[19 empty] | 51% | 52.53% | #DIV/0! | #DIV/0! | [5 empty] | % Capacity 0% 10: FLAT-Elec10; % Capacity 30% 3: Constant; % Capacity 40% 4: 7488; % Capacity 50% 5: 0.41478; % Capacity 60% 6: 0.4736
[19 empty] | 50% | 51.5% | #DIV/0! | #DIV/0! | [5 empty] | % Capacity 40% 4: 0; % Capacity 50% 5: #N/A; % Capacity 60% 6: #N/A
[19 empty] | 49% | 50.77% | 0% | 15% | [5 empty] | % Capacity 50% 5: #N/A; % Capacity 60% 6: #N/A
[19 empty] | 25% | 33.25% | 0% | 15% | [5 empty] | % Capacity 50% 5: #N/A; % Capacity 60% 6: #N/A
[19 empty] | 0 | 15% | 0 | 15%
Compressor kW at any particular load level is calculated as full load kW times a % power factor, determined on the basis of control type and whether the part load level
is in the lower half or the upper half of the capacity range, with a second order % power penalty added - when unloading is involved - to the basic % power factor.
This adjusts for receiver capacity (gal per cfm of compressor capacity). Finally, the result is multiplied by an adjustment factor for operating pressure setpoint,
which compensates for the fact that the system operating pressure is often not the same as the rated pressure. The adjustment is 0.4% increase (decrease) in power for each psi increase
(decrease) in operating pressure, compared to rated pressure.
Note on CD101: Default full load kW at rated output = motor nominal hp x 1.1, assuming it is sized to operate into the service factor at full load, x 0.746, divided by EPACT motor efficiency looked up in table above.
Note on CD103: If no bhp entry in cell J15, then go with standard calculated estimate of kW at rated full load conditions above. If there is an entry, make sure it's within -10% and+18% of nominal motor hp, then calculate compressor full load kW using bhp and table of EPACT motor efficiencies above. If bhp entry is outside the 15% bounds, report an error.
Click to move to cycling air dryer page

## Dryer Inputs and Calculations (hidden)
ENERGY SAVINGS CALCULATOR FOR CYCLING REFRIGERATED AIR DRYERS
|  | Customer: | : , WA
Vendor:
INFORMATION ABOUT THE AIR DRYERS
|  |  |  | Baseline Dryer |  |  | Proposed Dryer
| Type of air dryer: |  | Air-cooled non-cycling |  |  |  | Air-cooled cycling
| Rated dryer capacity: |  |  | 150 |  | scfm | 300 |  | scfm
| Do you know the full load kW? | [13 empty] | Baseline Types |  | upgrade types
| If yes, enter full load kW |  |  | 1.185 |  | kW | 2.54 |  | kW | [5 empty] | Air-cooled non-cycling |  | Air-cooled cycling
[15 empty] | Water-cooled non-cycling |  | Water-cooled cycling
|  |  | Dryer inlet air pressure: | 0 | psig
|  |  | Compressor and dryer located: | indoors
|  |  | Ambient air temp near compressor: | 85 | °F | [9 empty] | indoors |  | Location | Season | Shift | Bin | DB °F
|  |  | Estimated dryer inlet air temp: | 100 | °F | (15 °F CDT from localized ambient) | [8 empty] | outdoors |  | ID - Boise | winter | 1 | 1 | #N/A
[17 empty] | ID - Idaho Falls | winter | 2 | 2 | #N/A
|  |  | Corrected1 dryer capacity: | 73.2648 |  | scfm | 146.5296 |  | scfm | [7 empty] | ID - Lewiston | winter | 3 | 3 | #N/A
|  | Note 1: Corrected capacity includes adjustment for ambient temperature as well as dryer inlet air temperature and pressure. | [14 empty] | ID - Malad City | spring | 1 | 4 | #N/A
| INFORMATION ABOUT THE AIR COMPRESSOR | [15 empty] | ID - Pocatello | spring | 2 | 5 | #N/A
[17 empty] | ID - Salmon | spring | 3 | 6 | #N/A
|  |  | Total compressor hp feeding dryer: | 0 |  | hp | [7 empty] | Inlet air pressure correction: | 0.42193 |  | OR - Astoria | summer | 1 | 7 | #N/A
|  |  | Total rated flow: | 0 |  | acfm | [7 empty] | Inlet air temp correction: | 1.0012 |  | OR - Baker City | summer | 2 | 8 | #N/A
|  |  | Site elevation above sea level: | 0 |  | ft | [7 empty] | inside ambient corr.: | 1.1562 |  | OR - Bend | summer | 3 | 9 | #N/A
|  |  | Corrected flow: | 0 |  | scfm | [7 empty] | Corrected Baseline capacity: | 73.2648 |  | OR - Burns | fall | 1 | 10 | #N/A
[14 empty] | Corrected Upgrade capacity | 146.5296 |  | OR - Corvallis | fall | 2 | 11 | #N/A
| INFORMATION ABOUT THE SYSTEM AND ITS OPERATION | [15 empty] | OR - Eugene | fall | 3 | 12 | #N/A
[14 empty] | Assumption: facility operates year-round |  |  | OR - Klamath Falls
|  |  | Annual hours of operation: | 0 |  | hours/yr | [7 empty] | number of shifts: | 1 |  | OR - Medford
[14 empty] | average ambient temp |  |  | OR - Pendleton
| Profile of Compressed Air Demand for EEM Compressor | [12 empty] | during hours of operation: | #N/A | °F | OR - Portland
[6 empty] | Baseline Dryer Energy Use |  |  |  | Upgrade Dryer Energy Use |  |  |  | delta from ambient: | 15 | °F | OR - Roseburg
| % time | % flow | hrs/yr | scfm |  | % Load | kW | kWh/yr |  | % Load | kW | kWh/yr |  | ambient temp at dryer: | #N/A | °F | OR - The Dalles
| 0% | #DIV/0! | 0 | #DIV/0! |  | #DIV/0! | #DIV/0! | #DIV/0! |  | #DIV/0! | #DIV/0! | #DIV/0! |  | outside correction factor | #N/A |  | UT - Delta
| 0% | #DIV/0! | 0 | #DIV/0! |  | #DIV/0! | #DIV/0! | #DIV/0! |  | #DIV/0! | #DIV/0! | #DIV/0! |  |  |  |  | UT - Hanksville
| 0% | #DIV/0! | 0 | #DIV/0! |  | #DIV/0! | #DIV/0! | #DIV/0! |  | #DIV/0! | #DIV/0! | #DIV/0! |  | actual ambient correction factor: | 1.1562 |  | UT - Moab
| 0% | #DIV/0! | 0 | #DIV/0! |  | #DIV/0! | #DIV/0! | #DIV/0! |  | #DIV/0! | #DIV/0! | #DIV/0! |  |  |  |  | UT - Ogden
| 0% |  | 0 |  |  |  | Total: | #DIV/0! |  |  | Total: | #DIV/0! | No longer used, elevation is linked to compressor inputs pages |  |  |  | UT - Provo
[13 empty] | Elevation, feet |  |  | 0 | UT - Saint George
[13 empty] | Atmospheric Pressure, psia |  |  | 14.697 | UT - Salt Lake City
[13 empty] | CAGI Std Atmospheric Pressure, psia |  |  | 14.5 | UT - Vernal
[13 empty] | scfm per acfm |  |  | 1.0136 | UT -Wendover
WA - Bellingham
[16 empty] | machine room temps | WA - Kelso
[13 empty] | rated outlet dew point is 33 - 39 °F |  |  | 70 | WA - Moses Lake
[16 empty] | 75 | WA - Pasco
[16 empty] | 80 | WA - Quillayute
[16 empty] | 85 | WA - Seattle
[16 empty] | 90 | WA - Snohomish
[16 empty] | 95 | WA - Spokane
[16 empty] | 100 | WA - Tacoma
[16 empty] | 105 | WA - Walla Walla
[16 empty] | 110 | WA - Wenatchee
| DRYER UPGRADE ENERGY SAVINGS ESTIMATE | [14 empty] | 115 | WA - Yakima
[16 empty] | 120 | WY - Casper
|  |  | Baseline energy use: | #DIV/0! | kWh/yr |  |  | Demand savings: |  | #DIV/0! | kW/mo | [5 empty] | WY - Cody
|  |  | Upgrade energy use: | #DIV/0! | kWh/yr
|  |  | Annual site savings: | #DIV/0! | kWh/yr
|  |  | % site savings: | #DIV/0! | %
Cascade Energy, Inc. © 2023 | [11 empty] | 2023-01-13
If multiple compressors are connected to the dryer, sum their hp and flow.
If the compressor is located outdoors, the ambient air temp is averaged over the year based on the annual hours of operation entered below. Under 3000 hours is assumed to be a daytime shift, between 3000 and 6000 hours is assumed to be 2 shifts/day from early morning to evening, and over 6000 hours is assumed to be 3 shifts/day. The temperature average reflects the assumed hours of these shifts.
If the compressor is located outdoors, a 15 °F correction factor is added to the average ambient temperature to account for localized heating.
An air-cooled after cooler is generally designed to discharge air within 15 °F of ambient conditions. A water-cooled after cooler generally discharges to within 25 °F of ambient. This approach is known as the CDT, or Cold Temperature Difference. Therefore, the estimated dryer inlet temp is the localized ambient temp + CDT
Compressors are rated in ACFM. To adjust for altitude and to compare with the dryer capacity, the compressor capacity is converted to SCFM.
Energy Savings Calculator for Cycling Refrigerated Air Dryers
from Compressor Savings Calculations sheet

## Explanation of Inputs
FALSE
EXPLANATION OF INPUTS
|  |  |  | Customer: | : , WA
Vendor:
HOURS OF OPERATION
Please explain how the hours of operation was determined
← If compressor operation is seasonal, use both lines. If not, one line is sufficient.
EXPLANATION OF COMPRESSOR LOAD PROFILE
Please describe how the compressed air demand profile in the savings calculation was estimated.
BENEFITS IN ADDITION TO ENERGY SAVINGS
If a figure for non-energy benefits is entered in the Savings Calculations, please describe how this value was quantified.
EXPLANATION OF PROJECT COSTS
This space is provided to detail the project costs. Project costs summed here will appear on the "Savings Calculations" tab.
|  | No. | Supplier |  |  | Description | Amount*
1
2
3
4
5
6
7
8
9
10
11
12
13
14
15
16
17
18
19
20
21
|  | Total Cost: |  |  |  |  | 0
* For baseline costs, enter "Baseline" at the beginning of the description and enter a negative cost. For upgrade costs, enter "Upgrade" at the beginning of the description and enter a positive cost.
Cascade Energy, Inc. © 2023 | [7 empty] | BPA NW Regional Compressed Air Tool - 4.1
| TO APPLY FOR INCENTIVES FROM ENERGY TRUST OF OREGON: | [6 empty] | for Energy Trust Projects
|  | 1) | Enter the information requested above about Participant, Project, Vendor, baseline compressor, proposed
|  |  | new compressor, operating characteristics of the system, and assumptions. | [7 empty] | FALSE
|  | 2) | Send this Excel file as an email attachment to smallindustrial@energytrust.org. Include a copy of the proposal
or quotation for the new compressor.
|  | 3) | Energy Trust will review inputs and outputs and call with any questions. Upon approval, Energy Trust will then
provide an offer of funding for review and acceptance by Participant. If the Oregon BETC box is checked,
a partially-completed BETC application will also be provided.
|  | 4) | Participant completes the entries in the Energy Trust agreement, signs, and returns the agreement to Energy
Trust. If applying for BETC, Participant completes the entries in the BETC application, signs, and sends with
application fee to Oregon Department of Energy in Salem.
|  | 5) | Order equipment and schedule the installation. When installation is complete, notify Energy Trust as well as
ODOE. Each agency has its own brief process to close out the project and issue payment or final certification.
| TO APPLY FOR INCENTIVES FROM YOUR LOCAL ELECTRIC UTILITY: | [6 empty] | for Oregon, non-Energy Trust projects
|  | 1) | Contact the utility that provides electric service to the project site and inquire about incentives for
compressed air. Discuss this tool and what role it may play in analyzing the savings for a compressed
air project. The utility's incentive rate and cap figures will be needed as inputs above.
|  | 2) | Enter the information requested about Participant, Project, Vendor, baseline compressor, proposed
new compressor, operating characteristics of the system, and assumptions.
|  | 3) | Send this Excel file as an email attachment to the local utility. Include a copy of the proposal or
quotation for the new compressor. A printout of this analysis may also be used to apply for
the Business Energy Tax Credit (BETC) administered by the Oregon Department of Energy.
|  | 4) | The utility will review inputs and outputs, call with any questions, and request any additional
documentation that may be necessary. An incentive agreement or application form provided by the
utility will be completed at this point.
|  | 5) | Once the funding agreement is in place, equipment may be ordered and installed. Please note that
utilities will not offer funding for projects in which equipment has been ordered prior to signing an
agreement.
|  | 6) | When installation is complete, notify the utility and follow the utility-specific closeout process.
|  |  | An inspection may be required before the incentive check is issued. | [6 empty] | Reason for project:
[11 empty] | TRUE | 10 | Replace working compressor
[11 empty] | FALSE | 2 | End of life compressor replacement
[11 empty] | FALSE | 3 | Add capacity to existing system
| TO APPLY FOR INCENTIVES FROM YOUR LOCAL ELECTRIC UTILITY: | [6 empty] | for non-Oregon projects |  |  | TRUE | 10 | New compressor in new facility
|  | 1) | Contact the utility that provides electric service to the project site and inquire about incentives for | [8 empty] | 5 | unknown
|  |  | compressed air. Discuss this tool and what role it may play in analyzing the savings for a compressed | [9 empty] | Replace working compressor
air project. The utility's incentive rate and cap figures will be needed as inputs above.
|  | 2) | Enter the information requested about Participant, Project, Vendor, baseline compressor, proposed
new compressor, operating characteristics of the system, and assumptions.
|  | 3) | Send this Excel file as an email attachment to the local utility. Include a copy of the proposal or
quotation for the new compressor.
|  | 4) | The utility will review inputs and outputs, call with any questions, and request any additional
documentation that may be necessary. An incentive agreement or application form provided by the
utility will be completed at this point.
|  | 5) | Once the funding agreement is in place, equipment may be ordered and installed. Note that utilities
will not offer funding for projects where equipment has been ordered prior to signing an agreement.
|  | 6) | When installation is complete, notify the utility and follow the utility-specific closeout process.
An inspection may be required before the incentive check is issued.
BLANK CELLS IN THE NEXT 20 LINES FOR CLEARING INSTRUCTIONS.

## Master Outputs
ASSEMBLY AREA FOR VALUES TO BE TRANSFERRED TO OUTPUT SHEETS, FORMS, AND APPLICATION TEMPLATES
Participant Information | Values Transferred | Range Names | [7 empty] | Choices for Business Type:
Contact Name: |  | ContactName |  | orange type | VBA inserts the value |  |  |  |  | Agriculture, Forestry, Fishing and Hunting | 1 |  |  | Revision History
Last Name: | #VALUE! | LastName |  | blue type | the cell has undergone a special intermediary formatting step |  |  |  |  | Crop Production |  |  |  | V2.00 |  | Initial Release
Title: | Mr. | ContactGender |  | violet type | the cell is hard coded |  |  |  |  | Greenhouse |  |  |  | V2.01 | 2009-06-12 | Fixed C/E checker cell B203
Title: |  | Title |  | green background | cell is a named range filled by copying a value from the tool |  |  |  |  | Field Crops |  |  |  | V2.01 | 2009-06-12 | Merged cells for explanation of Inputs field
Company Name: |  | CompanyName |  | orange type | cell is named range filled by VBA in tool |  |  |  |  | Indoor Agriculture |  |  |  | V2.01 | 2009-06-12 | Created print area around C/E checker
Mailing Address: |  | MailStreet |  | grey background | cell is named range filled by calculation - used by DocMaker, common to all tools |  |  |  |  | Animal Production and Aquaculture |  |  |  | V2.01 | 2009-06-12 | Changed many fields that reported "0" to ""
City: |  | MailCity |  | no background | cell is used for interim calculations - tool specific may be named or unnamed |  |  |  |  | Forestry and Logging |  |  |  | V2.01 | 2009-06-12 | Fixed format on Estimated Energy Savings to "#,###"
State: |  | MailState |  | yellow background | cell is hand entered every time |  |  |  |  | Support Activities for Agriculture and Forestry |  |  |  | V2.01 | 2009-06-16 | Fixed fix of 12 June - Company Name was referencing Contact when blank
Zip: |  | MailZip |  | orange background | review this cell - it may at times need a manual entry |  |  |  |  | Mining, Quarrying, and Oil and Gas Extraction |  |  |  | V2.01 | 2009-06-16 | added reference to Version 2.01 at bottom of Customer Information and Savings Calcs pages
Site Address: |  | SiteStreet |  | light blue background | provides the name of the cell immediately to the left |  |  |  |  | Oil and Gas Extraction |  |  |  | V2.02 | 2009-06-25 | changed "show license agmt" so it shows every time upon opening file (for BPA purposes)
Site City: |  | SiteCity | [7 empty] | Mining (except Oil and Gas) |  |  |  | V2.02 | 2009-06-25 | left WA and "other" utility boxes checked in read only version so Energy Trust rates do not show upon opening
Site State: | WA | SiteState | [7 empty] | Support Activities for Mining |  |  |  | V2.02 | 2009-06-25 | changed the Energy Trust rates that show to 25 cents and 60% (from 20 cents and 50%)
Site Zip: |  | SiteZip | [7 empty] | Utilities |  |  |  | V2.03 | 2009-06-29 | Added VBA so that focus moves to "existing system pressure" cell rather than jumping far down
County: |  | SiteCounty | [7 empty] | Electric Power Generation, Transmission and Distribution | [5 empty] | and to the right when user leaves the non-energy-benefit cell.
Tel or Cell Phone: |  | TelOrCell | [7 empty] | Natural Gas Distribution |  |  |  | V2.04 | 2010-02-15 | Change Energy Trust cap from 60% to 50% in VB Module for Customer Information at top.
Fax: |  | Fax | [7 empty] | Water, Sewage and Other Systems | [5 empty] | Change "Eligible for 60%" pulldowns in line 200 to "No"
Email: |  | ContactEmail | [7 empty] | Water Supply Systems | [5 empty] | Change copyright notice & date in footer of Savings Calculations and Customer Information pages
Today's Date (presumed date of doc prep): | January 13,2023 | DateOfPrep (today's date) | [7 empty] | Sewage Treatment Facilities |  |  |  | V2.05 | 2010-03-19 | BPA Credit & Cost Effectiveness calculator added by Tom Eckman.
[10 empty] | Manufacturing | [5 empty] | Cell B48 goes by two names: kWhSavings and BETCElectricitySavedkWh
Account Information | [9 empty] | Food Manufacturing | [5 empty] | Instructions for creating the PTR upload file added.
Utility Name: |  | UtilityName |  | GasUtilityName | [5 empty] | Beverage and Tobacco Product Manufacturing |  |  |  | V2.1 |  | Updated ETO CE Checker
Rate: | [9 empty] | Brewery |  |  |  | V2.2 |  | Updates to Master Outputs for DocMaker 2 compatibility
Account Number: |  | UtilAccountNumber | [7 empty] | Winery | [5 empty] | Added ETO Bonus calculation
Type of Industry: |  | IndustryType | [7 empty] | Textile Mills | [5 empty] | Removed incentive rate auto-fill for BPA utilities
Reason for Project: | Replace working compressor | ReasonForProject | [7 empty] | Apparel Manufacturing | [5 empty] | Removed BETC Calculations
[10 empty] | Leather and Allied Product Manufacturing |  |  |  | V2.3 | 2011-11-23 | fixed compatibility issues between excel 2003 and 2010
Vendor Information | [9 empty] | Wood Product Manufacturing |  |  |  |  | 2010-11-23 | added legal language in pop-up form
Vendor Company: |  | VendorCompany | [7 empty] | Paper Manufacturing |  |  |  |  | 2010-11-29 | fixed license agreement pop-up and cleaned up admin buttons
Sales Representative: |  | SalesRep | [7 empty] | Printing and Related Support Activities
Tel/Cell: |  | VendorTel | [7 empty] | Petroleum and Coal Products Manufacturing |  |  |  | V2.4 | 2010-11-22 | Added cycling dryer analysis as an extra page
[10 empty] | Chemical Manufacturing | [5 empty] | Updated cost inputs and savings outputs to reflect user-selected cycling dryer info
Incentive Information | [9 empty] | Plastics and Rubber Products Manufacturing | [5 empty] | Added admin buttons to protect and unprotect book
| 0 | UtilityIncentiveRate | [7 empty] | Nonmetallic Mineral Product Manufacturing |  |  |  |  | 2010-11-29 | Added language specific to cycling dryer replacement to the "installed" and "BETC" fields on the transition sheet
Incentive Cap: | 0% | UtilityIncentiveCap | [7 empty] | Glass |  |  |  |  | 2011-04-11 | Added cooling fan VFD and demand reduction calculations
Amount of Federal Funding: | 0 | FederalFunding | [7 empty] | Concrete |  |  |  |  | 2011-12-20 | Removed "Project Summary" macro and reference text (this caused issues with old verions of MSOffice due to the use of the Word Object Library.
[10 empty] | Primary Metal Manufacturing | [5 empty] | Changed Bonus Incentive to "Kick Start Bonus"
Project Energy Detail | Electricity |  | Diesel |  | Natural Gas |  | Total Energy |  |  | Fabricated Metal Product Manufacturing | [5 empty] | Removed extra captions under Reason for Project on the Customer Information tab
Baseline Energy Use, energy unit | #N/A | BaselineElectricityKwh |  | BaselineDieselGal |  | BaselineGasTherms |  |  |  | Machinery Manufacturing | [5 empty] | Changed ETO gas incentive to $2.00
Baseline Energy Use, MMBTU | #N/A | BetcBaselineElectricityMMBTU | 0 | BetcBaselineDieselMMBTU | 0 | BetcBaselineGasMMBTU | #N/A | BetcTotalEnergyUsedMMBTU |  | Computer and Electronic Product Manufacturing |  |  |  |  | 2012-01-06 | Bonus Text was updated to reflect KB bonus vs. FB bonus
Upgrade Energy Use, energy unit | #N/A | UpgradeElectricityKwh |  | UpgradeDieselGal |  | UpgradeGasTherms |  |  |  | Electrical Equipment, Appliance, and Component Manufacturing |  |  |  | v2.5 | 2012-03-05 | Added data input on cover page
Upgrade Energy Use, MMBTU | #N/A | BetcUpgradeElectricityMMBTU | 0 | BetcUpgradeDieselMMBTU | 0 | BetcUpgradeGasMMBTU | #N/A | BetcTotalEnergyUpgradeMMBTU |  | Transportation Equipment Manufacturing | [5 empty] | Added cost summary table on explanation of inputs
Energy Saved, energy unit | #N/A | kWhSaved, ALSO BetcElectricitySavedKwh | 0 | BetcDieselSavedGal | 0 | BetcGasSavedTherms |  |  |  | Furniture and Related Product Manufacturing | [5 empty] | Fixed some minor protection macro issues from v2.4
Energy Saved, MMBTU | #N/A | BetcElectricitySavedMMBTU | 0 | BetcDieselSavedMMBTU | 0 | BetcGasSavedMMBTU | #N/A | BetcTotalEnergySavedMMBTU |  | Refrigerated Warehousing and Storage |  |  | Never officially released this version | v2.6 | 2012-03-22 | Added Calculator type and sector to PTR upload file
Busbar Energy Saved, kWh | #N/A | BusbarElectricitySavedkWh | [7 empty] | Waste Management and Remediation Services | [5 empty] | Changed all references of PTR to EE Central.
Energy Cost per Energy unit | 0.045 | ElectricityRate | 2.5 | DieselPrice | 1.15 | GasPrice |  |  |  | Other Industrial Services | [5 empty] | Updated EE Central output code to include additional items.
Value of Energy Savings | #N/A | ElectricityCostSavings | 0 | BetcValueDieselSavings | 0 | BetcValueGasSavings | #N/A | BetcValueTotalSavings |  | Repair and Maintenance | [5 empty] | Added Technical review section starting in cells D211 on Customer information tab.
Value Gas and Electric Savings | #N/A | ValueGasElectricSavings | [7 empty] | Industrial Laundry Services | [5 empty] | Added code to each State Check box to populate the site state when box is changed.
Busbar Multiplier for BPA projects | 1.0906 | LnLossAdj | [13 empty] | - The old code only changed when the user selected another tab
Energy savings Text | #N/A | EnergySavingsText | [11 empty] | v2.7 | 2012-04-24 | Change the BPA cost/benefit ratio from 0.1 to 0.5
[15 empty] | 2012-07-02 | Changed data validation on O&M and Non-energy benefits to allow for negative values.
Project Economic Detail | [15 empty] | Removed references to Energy Trust Kick-Start Bonus.
Baseline Equipment Cost | 0 | BaselineEquipmentCost | [13 empty] | Energy Trust Bonus code commented out in VBA
Baseline Installation, Shipping Cost: | 0 | BaselineLaborCost | [13 empty] | Energy Trust bonus hardcoded to False
BETC Total Baseline Cost | 0 | BetcTotalBaselineCost |  |  | Text for Project Name based on selected Measures | [10 empty] | Energy Trust check box moved from main page to master outputs (near B170).
Upgraded EquipmentCost | 0 | UpgradeEquipmentCost |  |  | FALSE | Cycling Air Dryer | This represents the text associated with the Dryer measure | [8 empty] | Added Upgrade compressor time-out option
Upgrade Installation, Shipping Cost | 0 | UpgradeLaborCost |  |  | FALSE | Cooling Fan VFD | This represents the text associated with the Cooling Fan VFD measure | [8 empty] | If a value of 0% flow is added to the table additional rows are surfaced to allow for the user to enter a new % unloaded vs. % timed-out breakdown
Energy Trust/Utility Eligible Cost | 0 | EstUtilEligibleCost |  |  | FALSE | Flow Reduction | This represents the text associated with the Flow Reduction Measure measure | [8 empty] | This changes the annual hours for the last operating bin.
BETC EngineeringCost |  | BetcEngineeringCost | [11 empty] | v3.0 | 2014-03-04 | Fixed issue with cooling fan VFD savings. If user entered 8760 hrs and used the timeout to zero out unpressurized hours (off time) the
BETC Other Cost |  | BetcOtherCost |  |  |  | ←When measures are toggled this cell will popluate with the correct text to add to the project name cell | [9 empty] | savings would overpredict. Made it so this method of specifying time would give same kWh fan savings as the usual method of making the entried.
BETC Total Cost (without fed fund) | 0 | BetcTotalEstCost | [13 empty] | Added "Prepared by" field.
BETC Total Eligible Cost | 0 | BetcTotalProjectCost | [13 empty] | Changed copyright to 2014
BETC Percent Energy Saved | #N/A | BetcPercentSaved | [13 empty] | Removed hardwired code that fills in BPA incentive rate and cap because utilities will vary.
BETC Simple Payback | #N/A | BetcSimplePayback | [13 empty] | Removed hardwired code that fills in PacifiCorp incentive rate and cap because cap varies among states.
BETC Application Fee | 0 | BetcApplicationFee | [13 empty] | Added one year payback incentive constraint for Pacific Power and Rocky Mountain Power projects.
Added rounding of baseline and upgrade kWh values to the nearest kWh.
Subtotal of all incentives minus BETC | #N/A | IncentiveSubTotal | [13 empty] | Added rounding of incentive amount to nearest cent.
Subtotal of all incentives including BETC | #N/A | IncentiveTotal | [11 empty] | v3.0 | 2014-05-29 | Commented out the note that would appear "Energy savings includes BPA line loss factor." in 6 places.
The savings with the line loss multiplier used to appear in a separate cell, but it has not done so for a while. So the note is misleading. Got rid of it.
Annual value of non-energy benefits: | 0 | NonEnergyBenefits | [13 empty] | Kept version number at v3.0 as requested by Erin 5/29/14.\
Annual reduction in operating and maintenance costs: | 0 | OandMReduction | [11 empty] | v3.01 | 2014-08-07 | Added Access Data and updated protection. (KS)
Assumed customer discount rate: | 5% | DiscountRate | (hard coded value - change manually) | [10 empty] | v3.1 | 2014-12-30 | Updated CE for new avoided Costs, discount rate, added revision history for avoided costs per Ted Light's request
Project name: | Air Compressor Upgrade | ProjectName | [11 empty] | V3.2 | 2015-07-27 | Added Business Type Chooser for Energy Trust. Revised AccessData tab for SharePoint integration
Tool name: | BPA NW Regional Compressed Air Tool | ToolName | (hard coded value - change manually) | [10 empty] | V3.3 | 2015-09-04 | Fixed Protection issue with Business Type selection box.
Tool version: | 4.1 | ToolVersion | (hard coded value - change manually) | [10 empty] | v3.4 | 2015-01-06 | Updated the C/E Calculator for the 2016 A/C. Added additional named ranges to make calcs easier to follow. Changed max incentive for $499,999 (from $500,000). Adjusted incentive calcs to calc incentive if a project had both electric and gas savings and the customer is self-directed.
Measure name: | hp VFD air compressor | MeasureName | [11 empty] | v3.5 | 2016-03-11 | Updated the NPV of the "other savings" to reflect the actual discount rate. The cell was referencing a blank cell.
[14 empty] | V4.0 | 2019-07-25 | Added BPA list of utilities as a drop down w/lookup to BES. Added notice if tool has not been through technical review. Removed hours-of-operation calculator and updated cost table. Added "BPA" to version number to prevent future confusion.
Completion checklist | [13 empty] | v4.1 | 2022-09-19 | Added "For BEETS input" section on Savings Calcs page and busbar savings.
installed | The new hp VFD controlled air compressor has been installed and is operational. |  |  |  | Installed
removed | The old compressor has been disabled or removed from the system or is no longer operational. |  |  |  | Removed
controls | The new compressor is set to control to an average pressure of psig or less. |  |  |  | Controls
invoices | Invoices relating to the new compressor are attached. |  |  |  | Invoices
BETC Description | The existing Inlet Modulation controlled air compressor will be replaced with a new hp VFD controlled machine. The existing compressor is less efficient during part-load operation than the proposed new machine, and energy will be saved by the plant when operating at air demand levels below the maximum capacity of the machine. Details of expected plant operation and system ratings are included in the attached calculations from Energy Trust of Oregon. More specific details on the proposed compressor make and model are included in the attached quote. |  |  |  |  | BetcDescription
DETERMINATION OF CASE-SPECIFIC OUTPUTS
Incentive Determination
Is project Energy Trust? | NO
Prepare BETC application? | FALSE | BETCAppStatus
Eligibility, Eligible Cost, and Incentive Determination | Meets CE and Thresholds? | Eligible Cost | Incentive or Tax Credit
Energy Trust cost & incentive: | #N/A | 0 | #N/A
BETC tax credit: | #N/A | #N/A | 0
BPA ESI Utility cost & incentive: (pays on busbar savings) | #N/A | 0 | #N/A |  |  | Discounted Value of BETC
Other Utility cost & incentive: (pays on site savings) | FALSE | 0 | #N/A |  |  |  | totals | year 1 | year 2 | year 3 | year 4 | year 5
Estimated energy savings for BETC (cell shows gas or electric): | #N/A | EnergySavings |  |  |  | Fraction of BETC in year n: | 100% | 28.57% | 28.57% | 14.29% | 14.29% | 14.29%
Estimated tax credit: | 0 | EstTaxCredit |  |  |  | Amount of BETC in year n: | 0 | 0 | 0 | 0 | 0 | 0
NPV of tax credit: | 0 | TaxCreditNPV |  |  |  | Discounted amount in year n: | 0 | 0 | 0 | 0 | 0 | 0
1) Case Energy Trust with BETC | Estimated utility incentive: |  | #N/A | from D102
| Estimated BETC tax credit: |  | 0 | [5 empty] | Energy | in |  | local
| Net cost after incentives: |  | #N/A |  |  |  |  | Case ID | Trust? | Oregon? | BETC? | funding?
[8 empty] | 1 | YES | YES | TRUE | NO
| Simple payback: |  | #N/A |  |  |  |  | 2 | YES | YES | FALSE | NO
| NPV over 10 years: |  | #N/A |  |  |  |  | 3 | YES | YES | TRUE | YES
2) Case Energy Trust no BETC | Estimated utility incentive: |  | #N/A |  |  |  |  | 4 | YES | YES | FALSE | YES
|  |  | #N/A |  |  |  |  | 5 | NO | NO | FALSE | NO
| Net cost after incentives: |  | #N/A |  |  |  |  | 6 | NO | NO | FALSE | YES
[8 empty] | 7 | NO | YES | TRUE | NO
| Simple payback: |  | #N/A |  |  |  |  | 8 | NO | YES | FALSE | NO
| NPV over 10 years: |  | #N/A |  |  |  |  | 9 | NO | YES | TRUE | YES
3) Case Energy Trust with BETC | Estimated utility incentive: |  | #N/A |  |  |  |  | 10 | NO | YES | FALSE | YES
and with local incentive | Estimated BETC tax credit: |  | 0
| Federal or local funding: |  | 0 |  |  |  |  | This project: | NO | NO | FALSE | NO
| Net cost after incentives: |  | #N/A
| Simple payback: |  | #N/A | [8 empty] | 1
| NPV over 10 years: |  | #N/A | [7 empty] | 1 | 1
4) Case Energy Trust no BETC | Estimated utility incentive: |  | #N/A
and with local incentive | Federal or local funding: |  | 0 | [7 empty] | 1
|  |  | #N/A |  |  |  |  | 5 | 1 | 1 | 1 | 1
| Net cost after incentives: |  | #N/A | [5 empty] | 1 | 1 | 1
| Simple payback: |  | #N/A | [5 empty] | 1 |  |  | 1
| NPV over 10 years: |  | #N/A | [5 empty] | 1 |  | 1 | 1
5) Case non-Oregon | Estimated utility incentive: |  | #N/A | Is this a PacifiCorp project? | NO |  |  |  | 1
| Net cost after incentives: |  | #N/A | 1 year payback incentive amount | #N/A |  |  |  | 1 |  | 1
[8 empty] | Case Selection: | 5
| Simple payback: |  | #N/A |  |  |  |  | Row start: | 135
| NPV over 10 years: |  | #N/A |  |  |  |  | Row end: | 140
6) Case non-Oregon with local incent | Estimated utility incentive: |  | #N/A | Is this a PacifiCorp project? | NO |  |  | Text for first line in each case: | utility
| Federal or local funding: |  | 0 | 1 year payback incentive amount | #N/A |  |  | Lines from case lineup at left to send over to savings calculation sheet:
| Net cost after incentives: |  | #N/A |  |  |  |  | Estimated utility incentive: |  |  | #N/A | EstIncentive/CalculatedIncentive
[8 empty] | Net cost after incentives: |  |  | #N/A
| Simple payback: |  | #N/A |  |  |  |  | 0 |  |  | 0
| NPV over 10 years: |  | #N/A |  |  |  |  | 0 |  |  | 0
7) Case Oregon non Trust w/ BETC | Estimated utility incentive: |  | #N/A |  |  |  |  | Simple payback: |  |  | #N/A | EstSimplePB/EstSimplePayback
| Estimated BETC tax credit: |  | 0 |  |  |  |  | NPV over 10 years: |  |  | #N/A
| Net cost after incentives: |  | #N/A
| Simple payback: |  | #N/A
| NPV over 10 years: |  | #N/A
8) Case Oregon non Trust no BETC | Estimated utility incentive: |  | #N/A
| Net cost after incentives: |  | #N/A
| Simple payback: |  | #N/A
| NPV over 10 years: |  | #N/A
9) Case Oregon non Trust w/ BETC | Estimated utility incentive: |  | #N/A
and with local incentive | Estimated BETC tax credit: |  | 0
| Federal or local funding: |  | 0
| Net cost after incentives: |  | #N/A
| Simple payback: |  | #N/A
| NPV over 10 years: |  | #N/A
10) Case Oregon non Trust no BETC | Estimated utility incentive: |  | #N/A
and with local incentive | Federal or local funding: |  | 0
| Net cost after incentives: |  | #N/A
| Simple payback: |  | #N/A
| NPV over 10 years: |  | #N/A
ENERGY TRUST COST EFFECTIVENESS TEST |  | CE Calculator Version: | 2015-01-06
Utility Type: | Gas & Electric | [6 empty] | Electric Avoided Costs (NPV $/kWh) | Measure Lifetime (yrs) | [7 empty] | Gas Avoided Costs (NPV $/therm)
Electric Sponsor: | Portland General | Manually Enter "Self-Directed" in "UtilityName" range, if applicable. | [14 empty] | Load Profile Name | Lifetime | Concatenation | PV Avoided Cost
Electric Rate ($/kWh): | 0.045 | [6 empty] | Load Profile Name | 0 | 10 | 20 | 30 | 40 | 50 | 60 | 70 | Res Heating | 0 | Res Heating0 | 0
Gas Sponsor: | Northwest Natural | [6 empty] | Ag-Irrigation | 0 | 0.57 | 1.02 | 1.31 | 1.5 | 1.62 | 1.7 | 1.75 | Res Heating | 10 | Res Heating10 | 3.93
Gas Rate ($/therm): | 1.15 | [6 empty] | Flat | 0 | 0.52 | 0.94 | 1.22 | 1.39 | 1.5 | 1.58 | 1.62 | Res Heating | 20 | Res Heating20 | 6.7
Project Type: | Custom Non-Lighting | All SI projects are "Custom Non-Lighting" | [5 empty] | 1-Shift Industrial | 0 | 0.58 | 1.04 | 1.34 | 1.53 | 1.66 | 1.74 | 1.79 | Res Heating | 30 | Res Heating30 | 8.49
Number of Measures: | 2 | (=BaselineHoursOutput) |  |  | Measure Life, round up | 20 |  | 2-Shift Industrial | 0 | 0.57 | 1.03 | 1.33 | 1.52 | 1.64 | 1.72 | 1.77 | Res Heating | 40 | Res Heating40 | 9.65
[5 empty] | Measure life, round down | 10 |  | 3-Shift Industrial | 0 | 0.55 | 0.98 | 1.26 | 1.45 | 1.57 | 1.64 | 1.69 | Res Heating | 50 | Res Heating50 | 10.39
| Measure |  |  | Electric | Round up lookup ($/kWh) | 1.04 |  | Row Lookup: | 2 | 3 | 4 | 5 | 6 | 7 | 8 | 9 | Res Heating | 60 | Res Heating60 | 10.87
Electric Savings (kWh): | #N/A |  |  |  | Round down lookup ($/kWh) | 0.58 | [10 empty] | Res Heating | 70 | Res Heating70 | 11.17
Gas Savings (therms): | 0 |  |  |  | Electric Utility Avoided Rate ($/kWh) | 0.81 |  | Incentives | [8 empty] | DHW | 0 | DHW0 | 0
Energy Savings ($): | #N/A |  |  |  | Electric Societal Avoided Rate ($/kWh) | 0.81 |  | Project Types | Elec Tier 1 | Elec Tier 2 | Gas Tier 1 | Gas Tier 2 | Simple Payback Required | % Cap | Measure Life |  | DHW | 10 | DHW10 | 3.73
Other Savings ($) - Annual | 0 |  |  | Gas | Round up lookup ($/therm) | 6.3 |  | Custom Non-Lighting | 0.25 | 0.02 | 2 | 0.2 | 1 | 50% | 15 |  | DHW | 20 | DHW20 | 6.36
Other Savings ($) - NPV | 0 |  |  |  | Round down lookup ($/therm) | 3.69 |  | Custom Lighting | 0.17 | 0 | 0 | 0 | 1 | 35% | 15 |  | DHW | 30 | DHW30 | 8.05
Measure Life (yrs): | 15 |  |  |  | Gas Utility Avoided Rate ($) | 4.995 |  | Gas Boiler | 0.25 | 0.02 | 2 | 0.2 | 1 | 50% | 35 |  | DHW | 40 | DHW40 | 9.15
Elligible Measure Cost ($): | 0 |  |  |  | Gas Societal Avoided Rate ($) | 4.995 |  | HVAC | 0.25 | 0.02 | 2 | 0.2 | 1 | 50% | 18 |  | DHW | 50 | DHW50 | 9.85
Electric Load Profile: | 1-Shift Industrial | Manually enter "Ag-Irrigation" for Ag projects |  | Avoided Costs | Percent Electric Avoided Cost (%) | #N/A |  | O&M | 0.08 | 0.08 | 0.4 | 0.4 | 1 | 50% | 3 |  | DHW | 60 | DHW60 | 10.3
Gas Load Profile: | Flat | Manually set at "flat" for all gas projects except greenhouse projects |  |  | Percent Gas Avoided Cost (%) | #N/A |  | W/WW Plant | 0.32 | 0.02 | 2 | 0.2 | 1 | 50% | 20 |  | DHW | 70 | DHW70 | 10.6
Simple Payback (yrs): | #N/A | [15 empty] | Flat | 0 | Flat0 | 0
#VALUE! | [16 empty] | Flat | 10 | Flat10 | 3.69
Rate per kWh & therm Incentive: |  |  |  | Load Profiles Lookup List |  |  |  | Max Project Cap | 2: 499999 | Flat | 20 | Flat20 | 6.3
Split Rule Incentive |  |  |  | Hours | Load Profile | Load Profile Description |  | Discount Rate | 2: 4.5% | Flat | 30 | Flat30 | 7.98
|  |  |  | 0 | 1-Shift Industrial | 1 Shift Operation |  | Self-Directed Rate | 2: 50% | Flat | 40 | Flat40 | 9.06
Utility BCR Test | 0 |  |  | 1500 | 1-Shift Industrial | 1 Shift Operation | [10 empty] | Flat | 50 | Flat50 | 9.76
Societal BCR Test | #N/A |  |  | 4160 | 2-Shift Industrial | 2 Shift Operation | [10 empty] | Flat | 60 | Flat60 | 10.21
|  |  |  | 6240 | 3-Shift Industrial | 3 Shift Operation, holidays and weekends off | [10 empty] | Flat | 70 | Flat70 | 10.5
Overall Project Test | #N/A |  |  | 8760 | Flat | Continual electric operation, 24 hrs/day, 365 days/year | [10 empty] | Clotheswasher | 0 | Clotheswasher0 | 0
|  |  |  | 8760 | Ag-Irrigation | Irrigation | [10 empty] | Clotheswasher | 10 | Clotheswasher10 | 3.67
Elligible Incentive | #N/A | CalculatedIncentive |  |  | Flat | Flat Gas Operation | [10 empty] | Clotheswasher | 20 | Clotheswasher20 | 6.25
[17 empty] | Clotheswasher | 30 | Clotheswasher30 | 7.92
Eligible for 60% Offer? | No | [15 empty] | Clotheswasher | 40 | Clotheswasher40 | 8.99
|  | PrepareBetcDoc | [14 empty] | Clotheswasher | 50 | Clotheswasher50 | 9.69
60% of Project Cost Incentive: | [16 empty] | Clotheswasher | 60 | Clotheswasher60 | 10.13
60% Split Rule Incentive |  | ETOBonus | [14 empty] | Clotheswasher | 70 | Clotheswasher70 | 10.42
|  | ETOBonusIncentive | [14 empty] | Com Heating | 0 | Com Heating0 | 0
60% Utility BCR Test | 0 | TotalEstimatedIncentive | [14 empty] | Com Heating | 10 | Com Heating10 | 3.95
60% Societal BCR Test | 0 | [15 empty] | Com Heating | 20 | Com Heating20 | 6.73
[17 empty] | Com Heating | 30 | Com Heating30 | 8.53
Overall Project Test at 60% | [16 empty] | Com Heating | 40 | Com Heating40 | 9.69
[17 empty] | Com Heating | 50 | Com Heating50 | 10.44
Eligible Incentive with 60% Offer | [16 empty] | Com Heating | 60 | Com Heating60 | 10.92
[17 empty] | Com Heating | 70 | Com Heating70 | 11.22
Operating hrs/yr | 0 | [15 empty] | Solar DHW | 0 | Solar DHW0 | 0
Up to 60% Incentive | #N/A | [15 empty] | Solar DHW | 10 | Solar DHW10 | 3.74
Bonus Incentive | 0 | [15 empty] | Solar DHW | 20 | Solar DHW20 | 6.38
[17 empty] | Solar DHW | 30 | Solar DHW30 | 8.08
PrepareBetcDoc Flag | [16 empty] | Solar DHW | 40 | Solar DHW40 | 9.18
Eligible for bonus incentive? | FALSE | [15 empty] | Solar DHW | 50 | Solar DHW50 | 9.89
Bonus incentive amount: | #N/A | [15 empty] | Solar DHW | 60 | Solar DHW60 | 10.34
Total Incentive: | #N/A | [15 empty] | Solar DHW | 70 | Solar DHW70 | 10.64
[17 empty] | Solar Pool | 0 | Solar Pool0 | 0
| BonusText | [15 empty] | Solar Pool | 10 | Solar Pool10 | 3.62
[17 empty] | Solar Pool | 20 | Solar Pool20 | 6.18
[17 empty] | Solar Pool | 30 | Solar Pool30 | 7.82
[17 empty] | Solar Pool | 40 | Solar Pool40 | 8.89
[17 empty] | Solar Pool | 50 | Solar Pool50 | 9.57
[17 empty] | Solar Pool | 60 | Solar Pool60 | 10.01
[17 empty] | Solar Pool | 70 | Solar Pool70 | 10.29
[17 empty] | None | 0 | None0 | 0
[17 empty] | None | 10 | None10 | 0
[17 empty] | None | 20 | None20 | 0 | bar: 2 to 3
RTF (BPA) COST EFFECTIVENESS TEST
Utility Type: | Electric |  |  |  | Calculation of Present Value of O&M |  |  | PMT*[1-((1/(1+i))^N)]/I
Electric Sponsor: | 0 |  |  |  | Real Discount Rate | 5% |  | Where:
[5 empty] | Periods | 10 |  | PV = Present Value Stream of Equal Payments
|  |  | Load Shape indexed | PV of Energy Savings indexed | Annual O&M | 0 |  | PMT = Amount of each payment
|  |  | from table below | from table below |  |  |  | N = Number of Periods
|  |  | ElectricLoadProfile | PV_kWh | Benefit/Cost Ratio Calculation | Is Cost? | Is Benefit?
|  | Generic Plant with One Shift | IndShift1 | 0.8372 | Capital Cost | 0 | 0 | =EstUtilEligibleCost
Customer Retail Rate ($/kWh): | 0.045 | Industry Type | Load Shape | PV Energy Savings | PV O&M Cost | 0 | 0 | =PV_OandM, defined below
Incremental Project Cost | 0 | Generic Plant with One Shift | IndShift1 | 0.8372 | PV Energy Savings | #N/A | #N/A
Annual Energy Savings @ Site | #N/A | Generic Plant with Two Shifts | IndShift2 | 0.82745 | PV Non_Energy Benefits | 0 | 0
Annual Energy Savings @ Busbar | #N/A | Generic Plant with Three Shifts | IndShift3 | 0.79997 | Total | #N/A | #N/A
Customer Energy Savings ($) | #N/A | Chemical Processing | SIC28 | 0.79395
Change in Measure O&M Cost (Savings -$ or Increases +$) | 0 | Food Processing | SIC20 | 0.795
Present Value of Change in Operation and Maintenance Cost | 0 | Lumber & Wood Products | SIC24 | 0.80372 | B/C Ratio | #N/A
Measure Annual Non-Energy Benefits | 0 | NonDSI Primary Metals | SIC33 | 0.7963
Present Value Non_Energy Benefits | 0 | Petroleum Refining | SIC29 | 0.78893 |  | PV/kWh | PV
Default Measure Life | 10 | Primary Aluminum Smelting | DSIAlum | 0.79126 | PV Energy Savings | 0.8372 | #N/A | PV_Energy_Savings | 2: PV of a kWh x BusBarElectricitySavedkWh
Present Value Energy Savings | #N/A | Pulp & Paper | SIC26 | 0.78962 | PV Non_Energy Benefits | #N/A | 0 | PV_Non_EnergyBenefits
Electric Load Profile: | IndShift1 | Transportation | SIC37 | 0.80001 | PV O&M Cost | #N/A | 0 | PV_OandM
Simple Payback | #N/A | Industrial - Other | IndOther | 0.80001
Incentive Cap (% of Capital Cost) | 0% |  |  |  | Reimbursement Cost Cap | 0 |  | this invokes the capital cost above x the named value UtilityIncentiveCap
Potential Reimbursement ($/kWh) | 0 |  |  |  | Max. BPA Reimbursement | #N/A
Measure Benefit/Cost Ratio | #N/A |  |  |  | Lessor of Cap or Max | #N/A | BPA_Credit
BPA Measure Reimbursement | #N/A | if Benefit/Cost ratio is not greater than 0.5, this cell zeros out
|  | Sector | Sector List
|  | Industrial | Industrial
Commercial
Agricultural
Note on C103: Equal to Energy Trust eligible cost less any federal grants if payback based on energy < 15 yrs. If PB > 15 yrs, then eligible cost = 15 x the value of annual energy savings.
Note on D116: Assumes discount rate given in line 69, PV of tax credit, constant energy savings over 10 years, non-energy benefits included
Note on D140: Assumes discount rate given in line 52, PV of tax credit, constant energy savings over 10 years, non-energy benefits included
Note on D115: Includes value of non-energy benefits and O&M reduction, if entered by user.
Note on D121: Includes value of non-energy benefits, if given.
Note on D127: Includes value of non-energy benefits, if given.
Note on D133: Includes value of non-energy benefits, if given.
Note on D139: Includes value of non-energy benefits, if given.
Note on D145: Includes value of non-energy benefits, if given.
Note on D151: Includes value of non-energy benefits, if given.
Note on D157: Includes value of non-energy benefits, if given.
Note on D163: Includes value of non-energy benefits, if given.
Note on D168: Includes value of non-energy benefits, if given.
Note on B43: Doug Heredos: Not carried over to BETC- Just used for interim calc.
Note on D43: Doug Heredos: Not carried over to BETC- Just used for interim calc.
Note on H43: Doug Heredos: Not carried over to BETC- Just used for interim calc.
Note on D122: Assumes discount rate given in line 52, PV of tax credit, constant energy savings over 10 years, non-energy benefits included
Note on D128: Assumes discount rate given in line 52, PV of tax credit, constant energy savings over 10 years, non-energy benefits included
Note on D134: Assumes discount rate given in line 52, PV of tax credit, constant energy savings over 10 years, non-energy benefits included
Note on D146: Assumes discount rate given in line 52, PV of tax credit, constant energy savings over 10 years, non-energy benefits included
Note on D152: Assumes discount rate given in line 52, PV of tax credit, constant energy savings over 10 years, non-energy benefits included
Note on D158: Assumes discount rate given in line 52, PV of tax credit, constant energy savings over 10 years, non-energy benefits included
Note on D164: Assumes discount rate given in line 52, PV of tax credit, constant energy savings over 10 years, non-energy benefits included
Note on D169: Assumes discount rate given in line 52, PV of tax credit, constant energy savings over 10 years, non-energy benefits included
Note on A220: Doug Heredos: This is filled by macro.
Note on C243: Selection from Industry Type pulldown
Note on G238: Note that the PV of the kWh savings is derived using Council assumptions and methodology. The PV of Non-Energy Benefits and Avoided O&M Cost is derived using the assumed discount rate here.
Note on B204: As of Jan 1, 2010 eligibility for 60% offer has been disabled for Energy Trust.
Note on D105: NOTE: there is no cost effectiveness check constraining the "Other Utility" incentive, as there is for Energy Trust and BPA ESI.
Note on D135: If "Other Utility" has been selected, then we are dealing with a non-Energy Trust, non-BPA-ESI utility, so incentive is based on min(rate x savings, cap x cost) without the ESI T&D multiplier. If project is in Pacific Power or Rocky Mountain Power territory, the 1 year payback cap is applied
Note on B52: New multiplier from the 6th Power Plan. Replaces the 5th Power Plan value of 1.07625
Note on I186: Patrick Reedy: All Cascade Projects Fall under Custom Non-lighting or custom gas

## Cooling Fan VFD
| Assumptions: |  |  |  |  | Baseline
| Baseline Fan motor hp: | 2 | hp
| Upgrade fan motor hp: | 2 | hp |  |  | run hours: | 0 | hrs
| Estimated load factor: | 85% |  |  |  | Power: | 1.4931 | kW
| Motor Family | efficient
| Fan motor efficiency: | 84.94% |  |  |  | energy: | 0 | kWh/yr
| VFD exponent: | 2.7
| VFD efficiency: | 97% |  |  |  | upgrade power: | 1.4931
| minimum VFD speed | 20%
| Design temperature: | 100 | F | (100 F is standard design temp)
| Average ambient temperature: | 70 | F | (conservative estimate for PNW)
| normal air discharge temp: | 140 | F | (from conversation with Jeff Yarnell of Rodgers')
| Temperature correction factor: | 0.89286 |  | (conservative estimate - takes the average temperature difference from discharge over design temperature difference and discounts by a factor of 4)
UPGRADE
Bin | hrs/yr | load | Fan speed | Fan power (kW) | Fan energy (kWh/yr)
1 | 0 | #DIV/0! | #DIV/0! | #DIV/0! | #DIV/0!
2 | 0 | #DIV/0! | #DIV/0! | #DIV/0! | #DIV/0!
3 | 0 | #DIV/0! | #DIV/0! | #DIV/0! | #DIV/0!
4 | 0 | #DIV/0! | #DIV/0! | #DIV/0! | #DIV/0!
sum | 0 |  |  |  | #DIV/0!
|  |  |  | savings: | #DIV/0! | kWh/yr
BASELINE - NOT USED |  | The question here is does the fan load factor change with the compressor % load? For baseline I say no, the fan is on and running at the same load regardless of heat load or compressor capacity
Bin | hrs/yr | load |  | Fan power (kW) | Fan energy (kWh/yr)
1 | 0 | #DIV/0! |  | #DIV/0! | #DIV/0!
2 | 0 | #DIV/0! |  | #DIV/0! | #DIV/0!
3 | 0 | #DIV/0! |  | #DIV/0! | #DIV/0!
4 | 0 | #DIV/0! |  | #DIV/0! | #DIV/0!
sum | 0 |  |  |  | #DIV/0!

## Weather
| Location | Season | Shift | Bin | DB °F
OR - Astoria | OR - Astoria | winter | 1 | 1 | 48.8753
| OR - Astoria | winter | 2 | 2 | 45.498
| OR - Astoria | winter | 3 | 3 | 41.784
| OR - Astoria | spring | 1 | 4 | 57.1684
| OR - Astoria | spring | 2 | 5 | 52.4963
| OR - Astoria | spring | 3 | 6 | 49.0404
| OR - Astoria | summer | 1 | 7 | 65.062
| OR - Astoria | summer | 2 | 8 | 59.4701
| OR - Astoria | summer | 3 | 9 | 55.6957
| OR - Astoria | fall | 1 | 10 | 51.2431
| OR - Astoria | fall | 2 | 11 | 47.0119
| OR - Astoria | fall | 3 | 12 | 44.1571
OR - Baker City | OR - Baker City | winter | 1 | 1 | 36.5112
| OR - Baker City | winter | 2 | 2 | 30.5518
| OR - Baker City | winter | 3 | 3 | 25.8905
| OR - Baker City | spring | 1 | 4 | 60.5755
| OR - Baker City | spring | 2 | 5 | 51.0943
| OR - Baker City | spring | 3 | 6 | 43.403
| OR - Baker City | summer | 1 | 7 | 77.3287
| OR - Baker City | summer | 2 | 8 | 64.3592
| OR - Baker City | summer | 3 | 9 | 52.6961
| OR - Baker City | fall | 1 | 10 | 44.8766
| OR - Baker City | fall | 2 | 11 | 35.5477
| OR - Baker City | fall | 3 | 12 | 30.03
OR - Bend | OR - Bend | winter | 1 | 1 | 50.402
| OR - Bend | winter | 2 | 2 | 47.2042
| OR - Bend | winter | 3 | 3 | 43.856
| OR - Bend | spring | 1 | 4 | 57.8871
| OR - Bend | spring | 2 | 5 | 52.7962
| OR - Bend | spring | 3 | 6 | 49.5661
| OR - Bend | summer | 1 | 7 | 63.5467
| OR - Bend | summer | 2 | 8 | 58.271
| OR - Bend | summer | 3 | 9 | 54.6944
| OR - Bend | fall | 1 | 10 | 53.5146
| OR - Bend | fall | 2 | 11 | 48.3692
| OR - Bend | fall | 3 | 12 | 45.9901
OR - Burns | OR - Burns | winter | 1 | 1 | 38.219
| OR - Burns | winter | 2 | 2 | 32.1727
| OR - Burns | winter | 3 | 3 | 26.446
| OR - Burns | spring | 1 | 4 | 60.4457
| OR - Burns | spring | 2 | 5 | 52.1887
| OR - Burns | spring | 3 | 6 | 42.0882
| OR - Burns | summer | 1 | 7 | 75.1711
| OR - Burns | summer | 2 | 8 | 63.8228
| OR - Burns | summer | 3 | 9 | 51.3087
| OR - Burns | fall | 1 | 10 | 43.4867
| OR - Burns | fall | 2 | 11 | 34.532
| OR - Burns | fall | 3 | 12 | 29.189
OR - Pendleton | OR - Pendleton | winter | 1 | 1 | 41.9525
| OR - Pendleton | winter | 2 | 2 | 38.1603
| OR - Pendleton | winter | 3 | 3 | 34.4245
| OR - Pendleton | spring | 1 | 4 | 64.1218
| OR - Pendleton | spring | 2 | 5 | 57.3249
| OR - Pendleton | spring | 3 | 6 | 50.0989
| OR - Pendleton | summer | 1 | 7 | 77.3006
| OR - Pendleton | summer | 2 | 8 | 70.2671
| OR - Pendleton | summer | 3 | 9 | 60.4906
| OR - Pendleton | fall | 1 | 10 | 47.83
| OR - Pendleton | fall | 2 | 11 | 43.136
| OR - Pendleton | fall | 3 | 12 | 40.3949
OR - Portland | OR - Portland | winter | 1 | 1 | 47.5425
| OR - Portland | winter | 2 | 2 | 45.1662
| OR - Portland | winter | 3 | 3 | 40.5035
| OR - Portland | spring | 1 | 4 | 62.6702
| OR - Portland | spring | 2 | 5 | 59.0299
| OR - Portland | spring | 3 | 6 | 52.052
| OR - Portland | summer | 1 | 7 | 71.6697
| OR - Portland | summer | 2 | 8 | 68.5517
| OR - Portland | summer | 3 | 9 | 58.9533
| OR - Portland | fall | 1 | 10 | 50.0205
| OR - Portland | fall | 2 | 11 | 47.345
| OR - Portland | fall | 3 | 12 | 44.3212
OR - Roseburg | OR - Roseburg | winter | 1 | 1 | 49.7293
| OR - Roseburg | winter | 2 | 2 | 47.8335
| OR - Roseburg | winter | 3 | 3 | 42.5065
| OR - Roseburg | spring | 1 | 4 | 63.8004
| OR - Roseburg | spring | 2 | 5 | 59.8641
| OR - Roseburg | spring | 3 | 6 | 50.093
| OR - Roseburg | summer | 1 | 7 | 72.7808
| OR - Roseburg | summer | 2 | 8 | 69.0959
| OR - Roseburg | summer | 3 | 9 | 57.6967
| OR - Roseburg | fall | 1 | 10 | 51.89
| OR - Roseburg | fall | 2 | 11 | 48.6004
| OR - Roseburg | fall | 3 | 12 | 44.7299
OR - Medford | OR - Medford | winter | 1 | 1 | 46.7765
| OR - Medford | winter | 2 | 2 | 43.4427
| OR - Medford | winter | 3 | 3 | 36.1812
| OR - Medford | spring | 1 | 4 | 65.0236
| OR - Medford | spring | 2 | 5 | 59.335
| OR - Medford | spring | 3 | 6 | 49.0374
| OR - Medford | summer | 1 | 7 | 76.5886
| OR - Medford | summer | 2 | 8 | 71.4222
| OR - Medford | summer | 3 | 9 | 57.9562
| OR - Medford | fall | 1 | 10 | 50.1991
| OR - Medford | fall | 2 | 11 | 46.1633
| OR - Medford | fall | 3 | 12 | 39.7021
OR - Klamath Falls | OR - Klamath Falls | winter | 1 | 1 | 39.6558
| OR - Klamath Falls | winter | 2 | 2 | 34.181
| OR - Klamath Falls | winter | 3 | 3 | 29.3652
| OR - Klamath Falls | spring | 1 | 4 | 60.4946
| OR - Klamath Falls | spring | 2 | 5 | 52.9846
| OR - Klamath Falls | spring | 3 | 6 | 43.1385
| OR - Klamath Falls | summer | 1 | 7 | 74.1978
| OR - Klamath Falls | summer | 2 | 8 | 65.2303
| OR - Klamath Falls | summer | 3 | 9 | 51.8619
| OR - Klamath Falls | fall | 1 | 10 | 43.4603
| OR - Klamath Falls | fall | 2 | 11 | 36.252
| OR - Klamath Falls | fall | 3 | 12 | 31.0538
OR - Eugene | OR - Eugene | winter | 1 | 1 | 46.5082
| OR - Eugene | winter | 2 | 2 | 43.0487
| OR - Eugene | winter | 3 | 3 | 39.03
| OR - Eugene | spring | 1 | 4 | 61.9032
| OR - Eugene | spring | 2 | 5 | 56.1774
| OR - Eugene | spring | 3 | 6 | 48.4811
| OR - Eugene | summer | 1 | 7 | 73.66
| OR - Eugene | summer | 2 | 8 | 66.5558
| OR - Eugene | summer | 3 | 9 | 55.2447
| OR - Eugene | fall | 1 | 10 | 49.5444
| OR - Eugene | fall | 2 | 11 | 45.0698
| OR - Eugene | fall | 3 | 12 | 41.0122
OR - Corvallis | OR - Corvallis | winter | 1 | 1 | 48.7305
| OR - Corvallis | winter | 2 | 2 | 45.9423
| OR - Corvallis | winter | 3 | 3 | 42.4795
| OR - Corvallis | spring | 1 | 4 | 63.9488
| OR - Corvallis | spring | 2 | 5 | 57.3098
| OR - Corvallis | spring | 3 | 6 | 48.6253
| OR - Corvallis | summer | 1 | 7 | 76.777
| OR - Corvallis | summer | 2 | 8 | 68.1304
| OR - Corvallis | summer | 3 | 9 | 57.213
| OR - Corvallis | fall | 1 | 10 | 51.3471
| OR - Corvallis | fall | 2 | 11 | 46.5876
| OR - Corvallis | fall | 3 | 12 | 42.9411
OR - The Dalles | OR - The Dalles | winter | 1 | 1 | 45.6042
| OR - The Dalles | winter | 2 | 2 | 42.475
| OR - The Dalles | winter | 3 | 3 | 37.1177
| OR - The Dalles | spring | 1 | 4 | 67.6395
| OR - The Dalles | spring | 2 | 5 | 61.8728
| OR - The Dalles | spring | 3 | 6 | 53.3399
| OR - The Dalles | summer | 1 | 7 | 78.981
| OR - The Dalles | summer | 2 | 8 | 73.6071
| OR - The Dalles | summer | 3 | 9 | 63.1696
| OR - The Dalles | fall | 1 | 10 | 49.3304
| OR - The Dalles | fall | 2 | 11 | 44.6638
| OR - The Dalles | fall | 3 | 12 | 40.586
ID - Salmon | ID - Salmon | winter | 1 | 1 | 32.1322
| ID - Salmon | winter | 2 | 2 | 30.103
| ID - Salmon | winter | 3 | 3 | 23.518
| ID - Salmon | spring | 1 | 4 | 60.2175
| ID - Salmon | spring | 2 | 5 | 57.2645
| ID - Salmon | spring | 3 | 6 | 44.6316
| ID - Salmon | summer | 1 | 7 | 73.1031
| ID - Salmon | summer | 2 | 8 | 68.6219
| ID - Salmon | summer | 3 | 9 | 51.3943
| ID - Salmon | fall | 1 | 10 | 38.1489
| ID - Salmon | fall | 2 | 11 | 34.4704
| ID - Salmon | fall | 3 | 12 | 27.8558
ID - Pocatello | ID - Pocatello | winter | 1 | 1 | 34.1893
| ID - Pocatello | winter | 2 | 2 | 30.9845
| ID - Pocatello | winter | 3 | 3 | 25.2785
| ID - Pocatello | spring | 1 | 4 | 63.211
| ID - Pocatello | spring | 2 | 5 | 57.7106
| ID - Pocatello | spring | 3 | 6 | 46.1013
| ID - Pocatello | summer | 1 | 7 | 76.5877
| ID - Pocatello | summer | 2 | 8 | 69.248
| ID - Pocatello | summer | 3 | 9 | 54.3709
| ID - Pocatello | fall | 1 | 10 | 40.6887
| ID - Pocatello | fall | 2 | 11 | 35.9084
| ID - Pocatello | fall | 3 | 12 | 30.0633
ID - Malad City | ID - Malad City | winter | 1 | 1 | 38.0583
| ID - Malad City | winter | 2 | 2 | 35.236
| ID - Malad City | winter | 3 | 3 | 29.1823
| ID - Malad City | spring | 1 | 4 | 63.8068
| ID - Malad City | spring | 2 | 5 | 57.4715
| ID - Malad City | spring | 3 | 6 | 45.0587
| ID - Malad City | summer | 1 | 7 | 78.7927
| ID - Malad City | summer | 2 | 8 | 69.6132
| ID - Malad City | summer | 3 | 9 | 53.8311
| ID - Malad City | fall | 1 | 10 | 42.1852
| ID - Malad City | fall | 2 | 11 | 37.0478
| ID - Malad City | fall | 3 | 12 | 30.3942
ID - Lewiston | ID - Lewiston | winter | 1 | 1 | 40.3507
| ID - Lewiston | winter | 2 | 2 | 37.8912
| ID - Lewiston | winter | 3 | 3 | 33.8165
| ID - Lewiston | spring | 1 | 4 | 64.9229
| ID - Lewiston | spring | 2 | 5 | 59.8486
| ID - Lewiston | spring | 3 | 6 | 50.9954
| ID - Lewiston | summer | 1 | 7 | 79.0857
| ID - Lewiston | summer | 2 | 8 | 74.2557
| ID - Lewiston | summer | 3 | 9 | 62.4271
| ID - Lewiston | fall | 1 | 10 | 44.6565
| ID - Lewiston | fall | 2 | 11 | 41.3911
| ID - Lewiston | fall | 3 | 12 | 38.2061
ID - Idaho Falls | ID - Idaho Falls | winter | 1 | 1 | 27.9438
| ID - Idaho Falls | winter | 2 | 2 | 25.8222
| ID - Idaho Falls | winter | 3 | 3 | 20.7502
| ID - Idaho Falls | spring | 1 | 4 | 61.7482
| ID - Idaho Falls | spring | 2 | 5 | 56.1133
| ID - Idaho Falls | spring | 3 | 6 | 44.2788
| ID - Idaho Falls | summer | 1 | 7 | 73.9892
| ID - Idaho Falls | summer | 2 | 8 | 67.1824
| ID - Idaho Falls | summer | 3 | 9 | 51.0374
| ID - Idaho Falls | fall | 1 | 10 | 40.1154
| ID - Idaho Falls | fall | 2 | 11 | 34.8321
| ID - Idaho Falls | fall | 3 | 12 | 29.2032
ID - Boise | ID - Boise | winter | 1 | 1 | 40.316
| ID - Boise | winter | 2 | 2 | 37.063
| ID - Boise | winter | 3 | 3 | 31.3325
| ID - Boise | spring | 1 | 4 | 65.3821
| ID - Boise | spring | 2 | 5 | 62.3374
| ID - Boise | spring | 3 | 6 | 50.9952
| ID - Boise | summer | 1 | 7 | 76.6613
| ID - Boise | summer | 2 | 8 | 73.4191
| ID - Boise | summer | 3 | 9 | 59.7638
| ID - Boise | fall | 1 | 10 | 47.176
| ID - Boise | fall | 2 | 11 | 42.7802
| ID - Boise | fall | 3 | 12 | 37.8309
UT -Wendover | UT -Wendover | winter | 1 | 1 | 38.623
| UT -Wendover | winter | 2 | 2 | 33.8717
| UT -Wendover | winter | 3 | 3 | 29.7302
| UT -Wendover | spring | 1 | 4 | 68.5459
| UT -Wendover | spring | 2 | 5 | 63.8573
| UT -Wendover | spring | 3 | 6 | 55.83
| UT -Wendover | summer | 1 | 7 | 80.6528
| UT -Wendover | summer | 2 | 8 | 74.794
| UT -Wendover | summer | 3 | 9 | 65.7681
| UT -Wendover | fall | 1 | 10 | 43.114
| UT -Wendover | fall | 2 | 11 | 37.4264
| UT -Wendover | fall | 3 | 12 | 33.4116
UT - Vernal | UT - Vernal | winter | 1 | 1 | 37.8942
| UT - Vernal | winter | 2 | 2 | 32.5547
| UT - Vernal | winter | 3 | 3 | 25.9303
| UT - Vernal | spring | 1 | 4 | 67.6588
| UT - Vernal | spring | 2 | 5 | 60.3181
| UT - Vernal | spring | 3 | 6 | 48.5555
| UT - Vernal | summer | 1 | 7 | 77.2186
| UT - Vernal | summer | 2 | 8 | 69.1294
| UT - Vernal | summer | 3 | 9 | 57.6586
| UT - Vernal | fall | 1 | 10 | 41.1895
| UT - Vernal | fall | 2 | 11 | 33.5476
| UT - Vernal | fall | 3 | 12 | 26.2742
UT - Salt Lake City | UT - Salt Lake City | winter | 1 | 1 | 41.4915
| UT - Salt Lake City | winter | 2 | 2 | 37.2875
| UT - Salt Lake City | winter | 3 | 3 | 32.9225
| UT - Salt Lake City | spring | 1 | 4 | 66.5009
| UT - Salt Lake City | spring | 2 | 5 | 60.6892
| UT - Salt Lake City | spring | 3 | 6 | 52.5138
| UT - Salt Lake City | summer | 1 | 7 | 82.2584
| UT - Salt Lake City | summer | 2 | 8 | 74.807
| UT - Salt Lake City | summer | 3 | 9 | 66.0146
| UT - Salt Lake City | fall | 1 | 10 | 46.6702
| UT - Salt Lake City | fall | 2 | 11 | 41.2071
| UT - Salt Lake City | fall | 3 | 12 | 37.1021
UT - Saint George | UT - Saint George | winter | 1 | 1 | 52.7695
| UT - Saint George | winter | 2 | 2 | 52.917
| UT - Saint George | winter | 3 | 3 | 43.1902
| UT - Saint George | spring | 1 | 4 | 80.8124
| UT - Saint George | spring | 2 | 5 | 79.6093
| UT - Saint George | spring | 3 | 6 | 65.2102
| UT - Saint George | summer | 1 | 7 | 90.3024
| UT - Saint George | summer | 2 | 8 | 88.6628
| UT - Saint George | summer | 3 | 9 | 76.1269
| UT - Saint George | fall | 1 | 10 | 54.4562
| UT - Saint George | fall | 2 | 11 | 53.6086
| UT - Saint George | fall | 3 | 12 | 45.6744
UT - Provo | UT - Provo | winter | 1 | 1 | 39.6165
| UT - Provo | winter | 2 | 2 | 36.9055
| UT - Provo | winter | 3 | 3 | 31.949
| UT - Provo | spring | 1 | 4 | 66.9623
| UT - Provo | spring | 2 | 5 | 61.7455
| UT - Provo | spring | 3 | 6 | 51.3102
| UT - Provo | summer | 1 | 7 | 79.5376
| UT - Provo | summer | 2 | 8 | 72.141
| UT - Provo | summer | 3 | 9 | 60.5408
| UT - Provo | fall | 1 | 10 | 43.2368
| UT - Provo | fall | 2 | 11 | 38.9271
| UT - Provo | fall | 3 | 12 | 33.261
UT - Ogden | UT - Ogden | winter | 1 | 1 | 36.577
| UT - Ogden | winter | 2 | 2 | 34.7427
| UT - Ogden | winter | 3 | 3 | 30.3113
| UT - Ogden | spring | 1 | 4 | 63.7737
| UT - Ogden | spring | 2 | 5 | 60.1621
| UT - Ogden | spring | 3 | 6 | 51.2157
| UT - Ogden | summer | 1 | 7 | 78.8971
| UT - Ogden | summer | 2 | 8 | 74.1718
| UT - Ogden | summer | 3 | 9 | 63.9248
| UT - Ogden | fall | 1 | 10 | 43.7103
| UT - Ogden | fall | 2 | 11 | 39.9457
| UT - Ogden | fall | 3 | 12 | 36.4325
UT - Moab | UT - Moab | winter | 1 | 1 | 44.8752
| UT - Moab | winter | 2 | 2 | 39.4637
| UT - Moab | winter | 3 | 3 | 31.2985
| UT - Moab | spring | 1 | 4 | 72.8249
| UT - Moab | spring | 2 | 5 | 66.872
| UT - Moab | spring | 3 | 6 | 56.597
| UT - Moab | summer | 1 | 7 | 83.4555
| UT - Moab | summer | 2 | 8 | 76.9029
| UT - Moab | summer | 3 | 9 | 65.9099
| UT - Moab | fall | 1 | 10 | 46.9992
| UT - Moab | fall | 2 | 11 | 39.8897
| UT - Moab | fall | 3 | 12 | 33.0675
UT - Hanksville | UT - Hanksville | winter | 1 | 1 | 44.766
| UT - Hanksville | winter | 2 | 2 | 40.812
| UT - Hanksville | winter | 3 | 3 | 29.3675
| UT - Hanksville | spring | 1 | 4 | 70.6518
| UT - Hanksville | spring | 2 | 5 | 65.9434
| UT - Hanksville | spring | 3 | 6 | 52.0591
| UT - Hanksville | summer | 1 | 7 | 86.9296
| UT - Hanksville | summer | 2 | 8 | 80.4339
| UT - Hanksville | summer | 3 | 9 | 63.962
| UT - Hanksville | fall | 1 | 10 | 47.2066
| UT - Hanksville | fall | 2 | 11 | 40.3089
| UT - Hanksville | fall | 3 | 12 | 31.6838
UT - Delta | UT - Delta | winter | 1 | 1 | 43.8285
| UT - Delta | winter | 2 | 2 | 39.4937
| UT - Delta | winter | 3 | 3 | 31.404
| UT - Delta | spring | 1 | 4 | 63.9688
| UT - Delta | spring | 2 | 5 | 56.9102
| UT - Delta | spring | 3 | 6 | 46.062
| UT - Delta | summer | 1 | 7 | 80.936
| UT - Delta | summer | 2 | 8 | 72.836
| UT - Delta | summer | 3 | 9 | 58.4311
| UT - Delta | fall | 1 | 10 | 45.4071
| UT - Delta | fall | 2 | 11 | 38.433
| UT - Delta | fall | 3 | 12 | 29.5133
WY - Cody | WY - Cody | winter | 1 | 1 | 36.9108
| WY - Cody | winter | 2 | 2 | 30.9565
| WY - Cody | winter | 3 | 3 | 26.3717
| WY - Cody | spring | 1 | 4 | 58.8279
| WY - Cody | spring | 2 | 5 | 53.4942
| WY - Cody | spring | 3 | 6 | 46.0976
| WY - Cody | summer | 1 | 7 | 73.9767
| WY - Cody | summer | 2 | 8 | 67.1888
| WY - Cody | summer | 3 | 9 | 58.515
| WY - Cody | fall | 1 | 10 | 41.291
| WY - Cody | fall | 2 | 11 | 35.2691
| WY - Cody | fall | 3 | 12 | 33.6014
WY - Casper | WY - Casper | winter | 1 | 1 | 32.0613
| WY - Casper | winter | 2 | 2 | 26.8285
| WY - Casper | winter | 3 | 3 | 21.989
| WY - Casper | spring | 1 | 4 | 60.7263
| WY - Casper | spring | 2 | 5 | 52.9393
| WY - Casper | spring | 3 | 6 | 43.9757
| WY - Casper | summer | 1 | 7 | 77.5014
| WY - Casper | summer | 2 | 8 | 67.3556
| WY - Casper | summer | 3 | 9 | 56.3227
| WY - Casper | fall | 1 | 10 | 42.9724
| WY - Casper | fall | 2 | 11 | 36.1278
| WY - Casper | fall | 3 | 12 | 31.2541
WA - Yakima | WA - Yakima | winter | 1 | 1 | 41.8497
| WA - Yakima | winter | 2 | 2 | 36.2062
| WA - Yakima | winter | 3 | 3 | 30.5575
| WA - Yakima | spring | 1 | 4 | 67.8331
| WA - Yakima | spring | 2 | 5 | 59.6075
| WA - Yakima | spring | 3 | 6 | 49.5018
| WA - Yakima | summer | 1 | 7 | 76.9235
| WA - Yakima | summer | 2 | 8 | 67.1452
| WA - Yakima | summer | 3 | 9 | 55.8779
| WA - Yakima | fall | 1 | 10 | 44.0037
| WA - Yakima | fall | 2 | 11 | 36.836
| WA - Yakima | fall | 3 | 12 | 32.3935
WA - Wenatchee | WA - Wenatchee | winter | 1 | 1 | 37.4847
| WA - Wenatchee | winter | 2 | 2 | 35.3432
| WA - Wenatchee | winter | 3 | 3 | 31.7127
| WA - Wenatchee | spring | 1 | 4 | 66.6777
| WA - Wenatchee | spring | 2 | 5 | 61.742
| WA - Wenatchee | spring | 3 | 6 | 52.7438
| WA - Wenatchee | summer | 1 | 7 | 77.6875
| WA - Wenatchee | summer | 2 | 8 | 72.894
| WA - Wenatchee | summer | 3 | 9 | 62.9289
| WA - Wenatchee | fall | 1 | 10 | 42.3644
| WA - Wenatchee | fall | 2 | 11 | 38.9748
| WA - Wenatchee | fall | 3 | 12 | 36.1045
WA - Walla Walla | WA - Walla Walla | winter | 1 | 1 | 45.0705
| WA - Walla Walla | winter | 2 | 2 | 41.299
| WA - Walla Walla | winter | 3 | 3 | 37.3302
| WA - Walla Walla | spring | 1 | 4 | 64.4561
| WA - Walla Walla | spring | 2 | 5 | 58.9627
| WA - Walla Walla | spring | 3 | 6 | 51.7159
| WA - Walla Walla | summer | 1 | 7 | 78.6648
| WA - Walla Walla | summer | 2 | 8 | 73.1711
| WA - Walla Walla | summer | 3 | 9 | 64.2083
| WA - Walla Walla | fall | 1 | 10 | 47.0185
| WA - Walla Walla | fall | 2 | 11 | 42.7839
| WA - Walla Walla | fall | 3 | 12 | 40.2822
WA - Tacoma | WA - Tacoma | winter | 1 | 1 | 43.9662
| WA - Tacoma | winter | 2 | 2 | 40.114
| WA - Tacoma | winter | 3 | 3 | 35.2785
| WA - Tacoma | spring | 1 | 4 | 58.614
| WA - Tacoma | spring | 2 | 5 | 53.6178
| WA - Tacoma | spring | 3 | 6 | 45.9164
| WA - Tacoma | summer | 1 | 7 | 70.6907
| WA - Tacoma | summer | 2 | 8 | 65.1398
| WA - Tacoma | summer | 3 | 9 | 56.0117
| WA - Tacoma | fall | 1 | 10 | 47.6253
| WA - Tacoma | fall | 2 | 11 | 42.261
| WA - Tacoma | fall | 3 | 12 | 38.2005
WA - Spokane | WA - Spokane | winter | 1 | 1 | 36.292
| WA - Spokane | winter | 2 | 2 | 32.8312
| WA - Spokane | winter | 3 | 3 | 29.0068
| WA - Spokane | spring | 1 | 4 | 61.3346
| WA - Spokane | spring | 2 | 5 | 55.9239
| WA - Spokane | spring | 3 | 6 | 47.0453
| WA - Spokane | summer | 1 | 7 | 73.8348
| WA - Spokane | summer | 2 | 8 | 66.933
| WA - Spokane | summer | 3 | 9 | 56.7214
| WA - Spokane | fall | 1 | 10 | 40.7153
| WA - Spokane | fall | 2 | 11 | 36.9705
| WA - Spokane | fall | 3 | 12 | 33.5914
WA - Snohomish | WA - Snohomish | winter | 1 | 1 | 45.8735
| WA - Snohomish | winter | 2 | 2 | 43.852
| WA - Snohomish | winter | 3 | 3 | 41.2085
| WA - Snohomish | spring | 1 | 4 | 56.0293
| WA - Snohomish | spring | 2 | 5 | 53.0088
| WA - Snohomish | spring | 3 | 6 | 48.2393
| WA - Snohomish | summer | 1 | 7 | 65.3616
| WA - Snohomish | summer | 2 | 8 | 61.4882
| WA - Snohomish | summer | 3 | 9 | 56.3741
| WA - Snohomish | fall | 1 | 10 | 48.1543
| WA - Snohomish | fall | 2 | 11 | 45.7974
| WA - Snohomish | fall | 3 | 12 | 43.9864
WA - Seattle | WA - Seattle | winter | 1 | 1 | 47.2408
| WA - Seattle | winter | 2 | 2 | 45.286
| WA - Seattle | winter | 3 | 3 | 41.691
| WA - Seattle | spring | 1 | 4 | 59.6443
| WA - Seattle | spring | 2 | 5 | 56.8623
| WA - Seattle | spring | 3 | 6 | 51.714
| WA - Seattle | summer | 1 | 7 | 68.5429
| WA - Seattle | summer | 2 | 8 | 65.9669
| WA - Seattle | summer | 3 | 9 | 58.4353
| WA - Seattle | fall | 1 | 10 | 50.4043
| WA - Seattle | fall | 2 | 11 | 48.3203
| WA - Seattle | fall | 3 | 12 | 45.3452
WA - Quillayute | WA - Quillayute | winter | 1 | 1 | 45.5425
| WA - Quillayute | winter | 2 | 2 | 41.7517
| WA - Quillayute | winter | 3 | 3 | 39.1685
| WA - Quillayute | spring | 1 | 4 | 56.6118
| WA - Quillayute | spring | 2 | 5 | 51.2014
| WA - Quillayute | spring | 3 | 6 | 46.9704
| WA - Quillayute | summer | 1 | 7 | 63.7414
| WA - Quillayute | summer | 2 | 8 | 57.6544
| WA - Quillayute | summer | 3 | 9 | 53.6631
| WA - Quillayute | fall | 1 | 10 | 48.6679
| WA - Quillayute | fall | 2 | 11 | 44.6318
| WA - Quillayute | fall | 3 | 12 | 42.0081
WA - Pasco | WA - Pasco | winter | 1 | 1 | 45.5558
| WA - Pasco | winter | 2 | 2 | 39.9742
| WA - Pasco | winter | 3 | 3 | 33.9585
| WA - Pasco | spring | 1 | 4 | 71.3409
| WA - Pasco | spring | 2 | 5 | 63.2495
| WA - Pasco | spring | 3 | 6 | 52.7121
| WA - Pasco | summer | 1 | 7 | 80.6836
| WA - Pasco | summer | 2 | 8 | 71.1835
| WA - Pasco | summer | 3 | 9 | 57.5199
| WA - Pasco | fall | 1 | 10 | 47.8415
| WA - Pasco | fall | 2 | 11 | 42.4442
| WA - Pasco | fall | 3 | 12 | 38.7253
WA - Moses Lake | WA - Moses Lake | winter | 1 | 1 | 42.7195
| WA - Moses Lake | winter | 2 | 2 | 38.1502
| WA - Moses Lake | winter | 3 | 3 | 32.5853
| WA - Moses Lake | spring | 1 | 4 | 68.7793
| WA - Moses Lake | spring | 2 | 5 | 61.5284
| WA - Moses Lake | spring | 3 | 6 | 50.584
| WA - Moses Lake | summer | 1 | 7 | 78.7961
| WA - Moses Lake | summer | 2 | 8 | 71.7127
| WA - Moses Lake | summer | 3 | 9 | 59.0922
| WA - Moses Lake | fall | 1 | 10 | 45.0221
| WA - Moses Lake | fall | 2 | 11 | 40.0391
| WA - Moses Lake | fall | 3 | 12 | 35.891
WA - Kelso | WA - Kelso | winter | 1 | 1 | 47.638
| WA - Kelso | winter | 2 | 2 | 44.6817
| WA - Kelso | winter | 3 | 3 | 40.519
| WA - Kelso | spring | 1 | 4 | 60.4726
| WA - Kelso | spring | 2 | 5 | 55.3688
| WA - Kelso | spring | 3 | 6 | 49.8788
| WA - Kelso | summer | 1 | 7 | 70.2926
| WA - Kelso | summer | 2 | 8 | 64.387
| WA - Kelso | summer | 3 | 9 | 55.0603
| WA - Kelso | fall | 1 | 10 | 48.731
| WA - Kelso | fall | 2 | 11 | 45.2571
| WA - Kelso | fall | 3 | 12 | 43.0458
WA - Bellingham | WA - Bellingham | winter | 1 | 1 | 42.3097
| WA - Bellingham | winter | 2 | 2 | 39.2073
| WA - Bellingham | winter | 3 | 3 | 36.2225
| WA - Bellingham | spring | 1 | 4 | 58.3853
| WA - Bellingham | spring | 2 | 5 | 53.9719
| WA - Bellingham | spring | 3 | 6 | 48.6933
| WA - Bellingham | summer | 1 | 7 | 64.8923
| WA - Bellingham | summer | 2 | 8 | 60.2955
| WA - Bellingham | summer | 3 | 9 | 54.8813
| WA - Bellingham | fall | 1 | 10 | 46.0192
| WA - Bellingham | fall | 2 | 11 | 43.2507
| WA - Bellingham | fall | 3 | 12 | 41.609

## Correction Factors
Correction factors for compressed air refrigerated dryers
| CORRECTION FACTOR FOR DRYER INLET AIR TEMPERATURE | [5 empty] | CORRECTION FACTOR FOR INLET AIR PRESSURE | [6 empty] | CORRECTION FACTOR FOR AMBIENT AIR TEMPERATURE
| Inlet air | Correction |  |  |  |  | Inlet air | Correction | [5 empty] | Ambient | Correction
| temp | factor |  |  |  |  | pressure | factor | [5 empty] | temp | factor
| 80 | 1.5931 |  | 80 | 6400 | 512000 | 50 | 0.7876 |  | 50 | 2500 | 125000 |  | 80 | 1.2067
averaged | 90 | 1.2519 |  | 90 | 8100 | 729000 | 75 | 0.90636 |  | 75 | 5625 | 421875 |  | 90 | 1.1012
| 100 | 1 |  | 100 | 10000 | 1000000 | 100 | 1 |  | 100 | 10000 | 1000000 |  | 100 | 1
| 110 | 0.81767 |  | 110 | 12100 | 1331000 | 125 | 1.0876 |  | 125 | 15625 | 1953125 |  | 110 | 0.88736
| 120 | 0.67075 |  | 120 | 14400 | 1728000 | 150 | 1.1586 |  | 150 | 22500 | 3375000 |  | 120 | 0.76962
[7 empty] | 225 | 1.22 |  | 225 | 50625 | 11390625
| SLOPE | -0.02279 | inlet_temp_slope |  |  |  | 250 | 1.2658 |  | 250 | 62500 | 15625000 |  | SLOPE | -0.010879 | ambient_slope
| INTERCEPT: | 3.3457 | inlet_temp_intercept | [10 empty] | INTERCEPT: | 2.0809 | ambient_intercept
| a0 | 10.8851 |  |  |  |  | a0 | 0.42193
| a1 | -0.22126 |  |  |  |  | a1 | 0.0087611
| a2 | 0.0016728 |  |  |  |  | a2 | -3.3423e-05
| a3 | -4.4851e-06 |  |  |  |  | a3 | 4.6958e-08
| CORRECTION FACTOR FOR DRYER INLET AIR TEMPERATURE | [5 empty] | CORRECTION FACTOR FOR INLET AIR PRESSURE | [6 empty] | CORRECTION FACTOR FOR AMBIENT AIR TEMPERATURE
| Inlet air | Correction |  |  |  |  | Inlet air | Correction | [5 empty] | Ambient | Correction
| temp | factor | inverse |  |  |  | pressure | factor | inverse |  |  |  |  | temp | factor | inverse
Zeks | 80 | 0.61 | 1.6393 | 0.0224 | = slope |  | 50 | 1.29 | 0.77519 | -0.00226 | = slope |  |  | 80 | 0.8 | 1.25 | 0.0127 | = slope
Cycling | 90 | 0.79 | 1.2658 | -1.212 | = intercept |  | 75 | 1.1 | 0.90909 | 1.2905 | = intercept |  |  | 90 | 0.89 | 1.1236 | -0.24 | = intercept
and non-cycling | 100 | 1 | 1 |  |  |  | 100 | 1 | 1 |  |  |  |  | 100 | 1 | 1
| 110 | 1.23 | 0.81301 |  |  |  | 150 | 0.86 | 1.1628 |  |  |  |  | 110 | 1.16 | 0.86207
| 120 | 1.51 | 0.66225 |  |  |  | 250 | 0.79 | 1.2658 |  |  |  |  | 120 | 1.3 | 0.76923
| CORRECTION FACTOR FOR DRYER INLET AIR TEMPERATURE | [5 empty] | CORRECTION FACTOR FOR INLET AIR PRESSURE | [6 empty] | CORRECTION FACTOR FOR AMBIENT AIR TEMPERATURE
| Inlet air | Correction | Inverse |  |  |  |  | Inlet air | Correction | Inverse |  |  |  | Ambient | Correction | Inverse
| temp | factor | (multiply by) |  |  |  |  | pressure | factor | (multiply by) |  |  |  | temp | factor | (multiply by)
Ingersoll: | 80 | 1.64 | 0.60976 |  |  |  |  | 75 | 0.91 | 1.0989 |  |  |  | 80 | 1.25 | 0.8
Cycling | 90 | 1.27 | 0.7874 |  |  |  |  | 100 | 1 | 1 |  |  |  | 90 | 1.12 | 0.89286
| 100 | 1 | 1 |  |  |  |  | 125 | 1.08 | 0.92593 |  |  |  | 100 | 1 | 1
| 110 | 0.81 | 1.2346 |  |  |  |  | 150 | 1.16 | 0.86207 |  |  |  | 110 | 0.86 | 1.1628
| 120 | 0.66 | 1.5152 |  |  |  |  | 225 | 1.22 | 0.81967 |  |  |  | 120 | 0.77 | 1.2987
inversed for multiplication
|  |  | Inlet temp | (°F) | [5 empty] | Inlet temp | (°F) |  |  |  | Ambient | Correction | Inverse
| Inlet pressure | [6 empty] | Inlet pressure | [6 empty] | temp | factor | (multiply by)
| (psig) | 80 | 90 | 100 | 110 | 120 |  | (psig) | 80 | 90 | 100 | 110 | 120 |  | 80 | 1.12 | 0.89286
| 50 | 1.35 | 1.05 | 0.84 | 0.69 | 0.56 |  | 50 | 0.74074 | 0.95238 | 1.1905 | 1.4493 | 1.7857 |  | 90 | 1.06 | 0.9434
| 80 | 1.5 | 1.17 | 0.95 | 0.79 | 0.66 |  | 80 | 0.66667 | 0.8547 | 1.0526 | 1.2658 | 1.5152 |  | 100 | 1 | 1
Hankinson | 100 | 1.55 | 1.23 | 1 | 0.82 | 0.7 |  | 100 | 0.64516 | 0.81301 | 1 | 1.2195 | 1.4286 |  | 110 | 0.94 | 1.0638
Cycling | 125 | 1.63 | 1.31 | 1.07 | 0.91 | 0.74 |  | 125 | 0.6135 | 0.76336 | 0.93458 | 1.0989 | 1.3514
| 150 | 1.7 | 1.37 | 1.13 | 0.95 | 0.8 |  | 150 | 0.58824 | 0.72993 | 0.88496 | 1.0526 | 1.25
| 175 |  | 1.42 | 1.18 | 0.99 | 0.84 |  | 175 |  | 0.70423 | 0.84746 | 1.0101 | 1.1905
| 200 |  | 1.47 | 1.22 | 1.03 | 0.89 |  | 200 |  | 0.68027 | 0.81967 | 0.97087 | 1.1236
| 250 |  | 1.49 | 1.24 | 1.05 | 0.91 |  | 250 |  | 0.67114 | 0.80645 | 0.95238 | 1.0989
| CORRECTION FACTOR FOR DRYER INLET AIR TEMPERATURE | [5 empty] | CORRECTION FACTOR FOR INLET AIR PRESSURE | [6 empty] | CORRECTION FACTOR FOR AMBIENT AIR TEMPERATURE
| Inlet air | Correction | Inverse |  |  |  | Inlet air | Correction | Inverse |  |  |  |  | Ambient | Correction | Inverse
| temp | factor | (multiply by) |  |  |  | pressure | factor | (multiply by) |  |  |  |  | temp | factor | (multiply by)
Airtek | 80 | 1.5 | 0.66667 |  |  |  | 50 | 0.8 | 1.25
E-series non-cycling | 90 | 1.22 | 0.81967 |  |  |  | 75 | 0.9 | 1.1111 |  |  |  |  | 90 | 1.05 | 0.95238
| 100 | 1 | 1 |  |  |  | 100 | 1 | 1 |  |  |  |  | 100 | 1 | 1
| 110 | 0.83 | 1.2048 |  |  |  | 125 | 1.02 | 0.98039 |  |  |  |  | 110 | 0.9 | 1.1111
| 120 | 0.69 | 1.4493 |  |  |  | 150 | 1.05 | 0.95238
CORRECTION FACTOR FOR INLET AIR PRESSURE
Airtek | [6 empty] | Inlet air | Correction | Inverse | [5 empty] | same
Cycling |  | same |  |  |  |  | pressure | factor | (multiply by)
[7 empty] | 50 | 0.8 | 1.25
[7 empty] | 75 | 0.9 | 1.1111
[7 empty] | 100 | 1 | 1
[7 empty] | 125 | 1.12 | 0.89286
[7 empty] | 150 | 1.15 | 0.86957
Elevation, feet |  |  | 4300
Atmospheric Pressure, psia |  |  | 12.5502
CAGI Std Atmospheric Pressure, psia |  |  | 14.5
scfm per acfm |  |  | 0.86553

## Operating Power
Operating Power: Cycling and Non-Cycling
Cycling
| Air cooled | [5 empty] | Water Cooled
| Nominal | operating |  |  |  |  | Nominal | operating | [8 empty] | Ingersoll-Rand data
| capacity, | kW |  |  |  |  | capacity, | kW |  |  |  | Non-cycling Dryer Part Load Performance |  |  |  |  | model | full flow | 10% flow | full power | 10% power | %power at 10% flow
| scfm @ 38F | air cool |  |  | sorted | averaged | scfm @ 38F | water cool |  | sorted | averaged | [5 empty] | D340IN | 200 | 20 | 1.7 | 1.6 | 0.94118
| 75 | 0.78 | Zek |  | 20 | 0.26 | 0 | 0 | Hankinson | 100 | 1 | % load | % rated power |  |  |  | D420IN | 250 | 25 | 1.8 | 1.7 | 0.94444
| 80 | 0.71 | Sullivan |  | 75 | 0.78 | 200 | 1.06 | Zek | 200 | 1.06 | 1 | 1 |  |  |  | D510IN | 300 | 30 | 2.2 | 2.1 | 0.95455
| 100 | 0.97 | Airtek |  | 80 | 0.71 | 200 | 1.06 | Ingersoll-Rand | 250 | 1.39 | 0 | 0.94516 |  |  |  | D680IN | 400 | 40 | 3.5 | 3.3 | 0.94286
| 100 | 0.93 | Sullivan |  | 100 | 0.95333 | 250 | 1.39 | Zek | 300 | 1.65 | [5 empty] | D850IN | 500 | 50 | 3.6 | 3.4 | 0.94444
| 100 | 0.96 | Zek |  | 125 | 1.17 | 300 | 1.65 | Zek | 400 | 2.19 | 0.054844 | = slope |  |  |  | D1020IN | 600 | 60 | 4.5 | 4.2 | 0.93333
| 125 | 1.13 | Airtek |  | 150 | 1.29 | 300 | 1.65 | Ingersoll-Rand | 500 | 2.8 | 0.94516 | = intercept |  |  |  | D1700 | 981 | 131 | 6.4 | 5.1 | 0.79687 | not actually at 10%
| 125 | 1.03 | Sullivan |  | 165 | 1.27 | 400 | 2.19 | Zek | 600 | 3.14 | [5 empty] | cycling |  |  |  |  | 0.94347
| 125 | 1.35 | Zek |  | 180 | 1.28 | 400 | 2.19 | Ingersoll-Rand | 700 | 3.58 | Assumes non-cycling dryer uses 90% of rated power at 0% load, |  |  |  |  | NVC200 | 200 | 20 | 1.7 | 0.31 | 0.18235
| 150 | 1.29 | Zek |  | 200 | 1.66 | 500 | 2.8 | Zek | 800 | 4.16 | 100% rated power at 100% rated load, with straight line between. |  |  |  |  | NVC300 | 300 | 30 | 2.5 | 0.39 | 0.156
| 165 | 1.27 | Airtek |  | 220 | 1.9 | 500 | 2.8 | Ingersoll-Rand | 1000 | 5.69 | [5 empty] | NVC400 | 400 | 40 | 3.2 | 0.46 | 0.14375
| 180 | 1.28 | Sullivan |  | 250 | 1.9123 | 600 | 3.14 | Zek | 1200 | 6.74 | [5 empty] | NVC500 | 500 | 50 | 4.5 | 0.59 | 0.13111
| 200 | 1.66 | Ingersoll-Rand |  | 300 | 2.54 | 600 | 3.14 | Ingersoll-Rand | 1600 | 7.87 | [5 empty] | NVC600 | 600 | 60 | 4.8 | 0.62 | 0.12917
| 200 | 1.66 | Zek |  | 325 | 2.313 | 700 | 3.58 | Zek | 2000 | 10.045 | Cycling Dryer Part Load Performance |  |  |  |  | NVC700 | 700 | 70 | 5.8 | 0.75 | 0.12931
| 220 | 1.9 | Airtek |  | 400 | 3.0267 | 700 | 3.58 | Ingersoll-Rand | 2400 | 11.295 | under 300 scfm |  |  | over 300 scfm |  | NVC800 | 800 | 80 | 6.5 | 0.82 | 0.12615
| 250 | 2 | Airtek |  | 500 | 4.39 | 800 | 4.16 | Zek | 4000 | 13.53 | % load | % rated power |  | %load | %rated power | [5 empty] | 0.14255
| 250 | 1.727 | Sullivan |  | 570 | 3.78 | 800 | 4.16 | Ingersoll-Rand | 5000 | 14.2 | 1 | 1 |  | 1 | 1
| 250 | 2.01 | Zek |  | 600 | 4.82 | 1000 | 6.9 | Zek | 6000 | 21.045 | 0.1 | 0.19 |  | 0.1 | 0.17
| 300 | 2.54 | Ingersoll-Rand |  | 650 | 4.1 | 1000 | 4.48 | Ingersoll-Rand | 8000 | 27.46 | 0 | 0.1 |  | 0 | 0.077778
| 300 | 2.54 | Zek |  | 700 | 5.79 | 1200 | 8 | Zek | 10000 | 33.5 | 0.9 | = slope |  | 0.92222 | = slope | Airtek Data
| 325 | 2.313 | Sullivan |  | 800 | 5.6813 | 1200 | 5.48 | Ingersoll-Rand | 12000 | 41.5 | 0.1 | = intercept |  | 0.077778 | = intercept | model | full flow | 10% flow | full power | 10% power | %power at 10% flow
| 400 | 2.6 | Airtek |  | 1000 | 7.165 | 1600 | 8.4 | Zek | 15000 | 48.8 | [5 empty] | SCP220 | 210 | 21 | 1.8 | 0.4 | 0.22222
| 400 | 3.24 | Ingersoll-Rand |  | 1200 | 8.6367 | 1600 | 7.34 | Ingersoll-Rand |  |  | Assumes cycling dryer uses 20% of rated power at 0% load, |  |  |  |  | SCP250 | 250 | 25 | 2 | 0.45 | 0.225
| 400 | 3.24 | Zek |  | 1350 | 9.6 | 2000 | 11 | Zek |  |  | 100% rated power at 100% rated load, with straight line between. |  |  |  |  | SCP330 | 310 | 31.5 | 2.3 | 0.5 | 0.21739
| 500 | 4 | Airtek |  | 1600 | 12.29 | 2000 | 9.09 | Ingersoll-Rand | [7 empty] | SCP400 | 400 | 40 | 2.5 | 0.55 | 0.22
| 500 | 4.65 | Ingersoll-Rand |  | 1800 | 12.18 | 2400 | 13 | Zek | [7 empty] | SCP500 | 500 | 50 | 4 | 1.2 | 0.3
| 500 | 4.52 | Zek |  | 2000 | 12.96 | 2400 | 9.59 | Ingersoll-Rand |  |  |  | choice: |  |  |  | SCP800 | 820 | 82 | 5.1 | 1.53 | 0.3
| 570 | 3.78 | Sullivan |  | 2400 | 15.045 | 4000 | 15.26 | Ingersoll-Rand |  |  |  | % load | % rated power | [7 empty] | 0.24744
| 600 | 4.82 | Ingersoll-Rand |  | 2500 | 14.79 | 4000 | 11.8 | Hankinson |  |  |  | 1 | 1
| 600 | 4.82 | Zek |  | 3000 | 15.5 | 5000 | 14.2 | Hankinson |  |  |  | 0.1 | 0.19 | [6 empty] | average for both: | 0.19096
| 650 | 4.1 | Airtek |  | 3250 | 18.03 | 6000 | 22.89 | Ingersoll-Rand |  |  |  | 0 | 0.1
| 700 | 5.79 | Ingersoll-Rand |  | 4000 | 21.77 | 6000 | 19.2 | Hankinson
| 700 | 5.79 | Zek |  | 4800 | 28.72 | 8000 | 30.52 | Ingersoll-Rand | [7 empty] | Zeks data
| 800 | 5.1 | Airtek |  | 6000 | 32.65 | 8000 | 24.4 | Hankinson | [7 empty] | model | full flow | 10% flow | full power | 10% power | %power at 10% flow
| 800 | 6.5 | Ingersoll-Rand |  | 8000 | 43.54 | 10000 | 33.5 | Hankinson | [7 empty] | 200HSGA | 200 | 20 | 1.7 | 0.31 | 0.18235
| 800 | 4.625 | Sullivan |  |  |  | 12000 | 41.5 | Hankinson | [7 empty] | 400 HSGA | 400 | 40 | 3.2 | 0.46 | 0.14375
| 800 | 6.5 | Zek |  |  |  | 15000 | 48.8 | Hankinson | [7 empty] | 600 HSFA | 600 | 60 | 4.8 | 0.62 | 0.12917
| 1000 | 6.36 | Airtek |  |  |  | SLOPE | 0.0032594 | cycling_water_slope | [7 empty] | 800 HSFA | 800 | 80 | 6.5 | 0.82 | 0.12615
| 1000 | 7.03 | Ingersoll-Rand |  |  |  | INTERCEPT: | 1.5049 | cycling_water_intercept | [7 empty] | 1000HSFA | 1014 | 160 | 8.9 | 1.6 | 0.17978
| 1000 | 6.37 | Sullivan | [13 empty] | 200HSGW | 200 | 20 | 1.1 | 0.21 | 0.19091
| 1000 | 8.9 | Zek |  |  |  | Upgrade size: | 300 | [8 empty] | 400HSGW | 400 | 40 | 2.2 | 0.33 | 0.15
| 1200 | 6.69 | Airtek |  |  |  | base size: | 150 | [8 empty] | 600HSFW | 600 | 60 | 3.2 | 0.43 | 0.13437
| 1200 | 8.72 | Ingersoll-Rand |  |  |  | Upgrade kW: | [9 empty] | 800HSFW | 800 | 80 | 4.2 | 0.53 | 0.12619
| 1200 | 10.5 | Zek |  |  |  | air-cooled: | 2.54 | CyclingAirkW
| 1350 | 9.6 | Sullivan |  |  |  | water-cooled: | 1.65 | CyclingWaterkW
| 1600 | 11.48 | Ingersoll-Rand | [13 empty] | under 300: | 0.19359
| 1600 | 13.1 | Zek |  |  |  | Baseline kW: | [9 empty] | over 300: | 2.1057
| 1800 | 12.18 | Sullivan |  |  |  | air-cooled: | 1.185 | NcAirkW
| 2000 | 11.7 | Airtek |  |  |  | water-cooled: | 1 | NcWaterkW
| 2000 | 13.18 | Ingersoll-Rand | [13 empty] | zeks non-cycling
| 2000 | 14 | Zek | [13 empty] | model | full flow | 10% flow | full power | 10% power | %power at 10% flow
| 2400 | 14.29 | Ingersoll-Rand | [13 empty] | 200NCGA | 200 | 20 | 1.7 | 1.6 | 0.94118
| 2400 | 15.8 | Zek | [13 empty] | 400NCGA | 400 | 40 | 3.5 | 3.3 | 0.94286
| 2500 | 14.79 | Airtek | [13 empty] | 800NCEA | 800 | 80 | 5.6 | 5.3 | 0.94643
| 3000 | 15.5 | Airtek | [13 empty] | 200NCGW | 200 | 20 | 1.4 | 1.3 | 0.92857
| 3250 | 18.03 | Ingersoll-Rand | [13 empty] | 400NCGW | 400 | 40 | 2.9 | 2.8 | 0.96552
| 4000 | 21.77 | Ingersoll-Rand | [13 empty] | 800NCEW | 800 | 80 | 4.6 | 4.4 | 0.95652
| 4800 | 28.72 | Ingersoll-Rand | [17 empty] | avg: | 0.94685
| 6000 | 32.65 | Ingersoll-Rand
| 8000 | 43.54 | Ingersoll-Rand
| SLOPE | 0.0054565 | cycling_air_slope
| INTERCEPT: | 1.1701 | cycling_air_intercept
Non-cycling
Air cooled | Nominal | operating
| capacity, | kW
| scfm @ 38F | air cool |  | sorted | averaged
| 20 | 0.255 | Sullivan | 20 | 0.255
| 25 | 0.36 | Sullivan | 25 | 0.36
| 40 | 0.435 | Sullivan | 40 | 0.435
| 50 | 0.56 | Sullivan | 50 | 0.56
| 75 | 0.67 | Zek | 75 | 0.715
| 75 | 0.76 | Sullivan | 100 | 1.02
| 100 | 1.03 | Zek | 125 | 1.185
| 100 | 1.01 | Sullivan | 150 | 1.185
| 125 | 1.27 | Zek | 200 | 1.62
| 125 | 1.1 | Sullivan | 250 | 1.8167
| 150 | 1.27 | Zek | 300 | 2.0867
| 150 | 1.1 | Sullivan | 400 | 2.8123
| 200 | 1.7 | Zek | 500 | 3.8727
| 200 | 1.8 | Zek | 600 | 4.5
| 200 | 1.36 | Sullivan | 625 | 4.2
| 250 | 1.6 | Zek | 650 | 4.028
| 250 | 2 | Airtek | 700 | 5.38
| 250 | 1.85 | Sullivan | 800 | 5.295
| 300 | 2.11 | Zek | 1000 | 6.5
| 300 | 2.3 | Airtek | 1200 | 9.5
| 300 | 1.85 | Sullivan | 1600 | 11.3
| 400 | 3.48 | Zek | 2000 | 13.8
| 400 | 2.5 | Airtek | 2400 | 16.2
| 400 | 2.457 | Sullivan
| 500 | 3.59 | Zek
| 500 | 4 | Airtek
| 500 | 4.028 | Sullivan
| 600 | 4.5 | Zek
| 625 | 4.2 | Airtek
| 650 | 4.028 | Sullivan
| 700 | 5.38 | Zek
| 800 | 5.59 | Zek
| 800 | 5 | Sullivan
| 1000 | 6.5 | Zek
| 1200 | 9.5 | Zek
| 1600 | 11.3 | Zek
| 2000 | 13.8 | Zek
| 2400 | 16.2 | Zek
| SLOPE | 0.0068055 | nc_air_slope
| INTERCEPT: | 0.20184 | nc_air_intercept
| Nominal | operating
Water Cooled | capacity, | kW
| scfm @ 38F | water cool
| 100 | 1
| 200 | 1.34 | Zek
| 250 | 1.25
| 300 | 1.67
| 400 | 2.88
| 500 | 2.88
| 600 | 3.71
| 700 | 4.24
| 800 | 4.54
| 1000 | 6.1
| 1200 | 6.1
| 1600 | 7.7
| 2000 | 9
| 2400 | 11.7
| 4000 | 13.9
| 5000 | 16.4
| 6250 | 22.5
| 8250 | 28.9
| 10000 | 39.6
| 12000 | 49.6 | Hankinson
| 15000 | 57.6
| SLOPE | 0.0037677 | nc_water_slope
| INTERCEPT: | 0.93192 | nc_water_intercept
Note on C7: Average kW per hour of dryer operation at full rated capacity
Note on D7: Average kW per hour of dryer operation at full rated capacity
Note on C75: Average kW per hour of dryer operation at full rated capacity
Note on C122: Average kW per hour of dryer operation at full rated capacity

## Instructions
Instructions for Using the Northwest Regional Compressed Air Savings Estimator
Intended Use
The Northwest Regional Compressed Air Savings Estimator has been developed by Energy Trust of Oregon, Bonneville Power Administration, PacifiCorp, and participating electric utilities in the Pacific Northwest. It provides a means of quickly estimating air compressor energy use and the savings associated with changing to a different compressor or compressor control method. The output may be used to apply for incentive funding from utility efficiency programs for projects involving compressors 75 hp and below. (Larger projects usually require a custom study.) Call the energy efficiency department at your local electric utility for information on incentives and details on how to apply.
General Instructions
Input fields are located on three worksheets in this Excel file. Information about the customer, also called the program "Participant", is entered in the first tab; "Customer Information." Vendor contact information and utility incentive program details are also entered here. Technical information about the project is requested on the second tab; "Savings Calculations." The third tab, "Explanation of Inputs," asks for explanation of how some of the entries in "Savings Calculations" were derived. A summary of results appears at the bottom of the "Savings Calculations" tab.
Baseline Determination Considerations
Energy savings from a new compressor installation are calculated relative to "baseline" energy use. Depending on circumstances, the appropriate baseline may be the existing compressor or a new, basic compressor without the energy-saving capabilities of a higher-end model. These baseline options are described below.
a) The "Retrofit" scenario: When the proposed upgrade compressor replaces a machine that is currently operating and isn't about to be replaced for end-of-life reasons or to add more capacity, the "Baseline Compressor" will be the machine that is currently in place. The "Proposed Upgrade" will be the new, more efficient compressor. Eligible project cost is the total installed cost of the new compressor.
b) The "New Construction" scenario: When the proposed compressor is a new machine in a new facility, or when it is an addition of new capacity, or when the existing compressor is on its last legs and will need to be replaced shortly, the "Baseline Compressor" will be a new compressor at the low end of the cost scale that typically would be installed in similar circumstances. The "Proposed Upgrade" will be a new, more efficient - and more costly - alternative. Eligible project cost is the difference between the cost of the more efficient alternative and the cost of the basic, less efficient installation. Typically the baseline control type for the new construction scenario should be load/unload.
System Pressure
"Current average operating pressure" is the average discharge pressure the compressor sees while running loaded." For load/unload and on/off operation, this would be the midpoint between the load pressure setpoint and the unload pressure setpoint. "System pressure after upgrade" is typically the control pressure setpoint for the VFD compressor. Note that this pressure is entirely separate from the rated pressures given above for the baseline and upgrade compressors. Those pressures represent the pressure at which a compressor will deliver a corresponding rated flow, as given in the manufacturer's performance specification. These rated figures are entirely separate from the pressure settings found on an actual operating unit.
Profile of Compressed Air Demand
The profile of compressed air demand tells how heavily loaded a compressor is loaded throughout the work week. Some systems are heavily loaded, delivering high output continuously throughout the entire week. Others are more variable, working to capacity during periods of heavy air use, such as when the sand blaster is operating, but spending most of the time delivering minimal flow for air tools, air cylinders, and the ever-present leak load.
To characterize the operation of a system, divide the operating time into natural categories that describe the system's operation. For example, if a system is pressurized 16 hours every day, and the compressor barely meets the demand for air due to simultaneous occurence of heavy loads during 4 of those hours, then for 4/16 (= 25%) of the time, the system can be considered to be 100% loaded. Further, if during 8 hours of each day the compressor loads and unloads regularly, staying loaded about half the time, then 8/16 (= 50%) of the time the demand for air will be at 50% of capacity. If during the remaining 4 hours per day there is little demand for air, but the compressor continues to run, loading up about 12 minutes per hour, then during that 4/16 (=25%) of the time the demand would be 12/60 = 20% of capacity, which could be mostly meeting leak load. Our time bins now add to 100%, as they should (25% + 50% + 25%), and we have characterized the operation of the system.
Note that the final line in the profile table is reserved for the special no-load operating condition when the system is pressurized and the compressor is enabled, but the load is so low that the compressor has timed out and switched off after "idling" in the unloaded state. During these times, the compressor motor draws no power. This situation is quite different from the no load condition when the compressor has unloaded, but is still spinning. In this second case, significant power is consumed even though the air delivery rate is zero cfm.
Interpretation of Project NPV
The Net Present Value (NPV) given at the bottom of the Savings Calculations sheet (Estimate of Energy Savings and Incentives) accounts for cashflows over a ten-year period using a discount rate of 5%. Non-energy benefits, if any have been entered in the Customer Information Sheet, are included in the NPV calculation. Energy savings, and thus avoided energy costs, are assumed constant over the ten year period. The rate paid for energy is also assumed constant; no inflation factor has been applied to energy rates.
Creating the EE Central Upload File (for utility and administrator use)
To create the datafile for upload to the EE Central, press CTRL-P while viewing the Savings Calculation page. The file will write immediately and a window will open asking for the filename. The suggested filename is the same as the calculator filename, with "_EE Central" appended. The default folder location is the same as that of the calculator file you are writing from. Folder location and filename may be changed as desired.
Cascade Energy, Inc. © 2023 |  | BPA NW Regional Compressed Air Tool - 4.1

## AccessData
Project Name | Category | Business Type | Site Contact | Site Contact Office Phone | Site Contact Cell Phone | Site Contact Fax Number | Site Contact Email | Calc Method | Equipment Size | Equipment Size Units | Baseline | IrrAcres | IrrCrop | Annual Run Hours | Electric Utility | Gas Utility | Annual Water Savings | Committed Elec. Incentive | Committed Gas Incentive | Committed kWh | Baseline kWh | Committed Therms | Baseline Therms | Estimated Cost | Status | Door Size | RefrigSpace
hp VFD air compressor | Compressed Air | [6 empty] | Regional CA Tool | 0 | hp | hp Inlet Modulation |  |  | 0 | 0 | n/a |  |  |  | #N/A | #N/A |  |  | 0 | Offered