## Results- Total
BPA Appliance Standards Impact Analysis
Summary
[14 empty] | Standard Effective Year | 2006
[14 empty] | Cumulative Savings (aMW, through 2034) | 129.9332 | aMW
[14 empty] | 6th Plan One-time Adjustment (aMW) | 0 | aMW
[14 empty] | Claimable Non Programmatic Savings (aMW) Due to Standard | 2.6055 | aMW
Notes
1. Workbook related to this product not available from NWPCC 6P Supply Curves.
| Unit Energy Consumption (kWh/year) | [5 empty] | Stock and Shipments |  |  | First Year Energy Consumption |  | Total Energy Consumption of Stock (kWh) |  |  | Total Energy Consumption of Stock (aMW) |  |  | Savings (aMW)
Year | Council's Pre-case Shipment UEC | Model Pre-case Shipment UEC | Model Post-case Shipment UEC | Model Weighted Pre-case Installed UEC | Model Weighted Post-case Installed UEC | Council's Shipments | Model Shipments | Model Installed Stock (at Year End) | Council Shipment * UEC (5P/6P) | Model Shipments * Model Pre-Case UEC | Model Shipments * Model Post-Case UEC | Modeled Pre-case Consumption (Installed UEC * Stock) | Modeled Post-case Consumption (Installed UEC* Stock) | Year | Modeled Pre-case Consumption (Installed UEC * Stock) | Modeled Post-case Consumption (Installed UEC* Stock) | One-time Adjustment |  | PNW Cumulative Savings | DOE Carbon Savings Proxy | Annual Savings Due to Standard Before Program Adjustments | Program Savings | Annual Non-programmatic Savings Due to Standard
2005 | 0 | 93.2271 | 93.2271 | 93.2271 | 93.2271 | 0 | 222855.9116 | 1746785.1902 | 0 | 20776201.304 | 20776201.304 | 162847646.6601 | 162847646.6601 | 2005 | 18.5899 | 18.5899 |  | 2005 | 0 |  | 0
2006 | 0 | 93.2271 | 71.556 | 93.2271 | 93.2271 | 0 | 243082.29 | 1772566.5685 | 0 | 22661847.0849 | 17393990.5163 | 165251168.7474 | 165251168.7474 | 2006 | 18.8643 | 18.8643 |  | 2006 | 0 | 0 | 0.64319
2007 | 0 | 93.2271 | 71.556 | 93.2271 | 89.8463 | 0 | 237910.1941 | 1792705.3681 | 0 | 22179667.789 | 17023896.1428 | 167128649.81 | 161067970.1995 | 2007 | 19.0786 | 18.3868 |  | 2007 | 0.69186 | 0.69186 | 0.63148
2008 | 0 | 93.2271 | 71.556 | 93.2271 | 86.5992 | 0 | 231045.5872 | 1805132.1413 | 0 | 21539700.6821 | 16532692.5023 | 168287161.3361 | 156322972.2344 | 2008 | 19.2109 | 17.8451 |  | 2008 | 1.3658 | 2.0576 | 0.614
2009 | 0 | 93.2271 | 71.556 | 93.2271 | 83.4982 | 0 | 224243.7488 | 1814977.7348 | 0 | 20905585.2838 | 16045980.3123 | 169205037.0635 | 151547403.423 | 2009 | 19.3156 | 17.2999 | 0 | 2009 | 2.0157 | 4.0733 | 0.59557
2010 | 0 | 93.2271 | 71.556 | 93.2271 | 80.4904 | 0 | 231962.8539 | 1830184.8162 | 0 | 21625214.7532 | 16598328.4116 | 170622748.5416 | 147312246.4861 | 2010 | 19.4775 | 16.8165 |  | 2010 | 2.661 | 6.7344 | 0.61427
2011 | 0 | 93.2271 | 71.556 | 93.2271 | 77.4802 | 0 | 239438.6505 | 1850663.0446 | 0 | 22322161.2902 | 17133266.3366 | 172531873.5576 | 143389790.1216 | 2011 | 19.6954 | 16.3687 |  | 2011 | 3.3267 | 10.0611 | 0.63315
2012 | 0 | 93.2271 | 71.556 | 93.2271 | 74.496 | 0 | 243601.4313 | 1874140.6674 | 0 | 22710245.1045 | 17431138.1808 | 174720623.2917 | 139615937.971 | 2012 | 19.9453 | 15.9379 |  | 2012 | 4.0074 | 14.0685 | 0.64383
2013 | 0 | 93.2271 | 71.556 | 93.2271 | 71.556 | 0 | 246842.9906 | 1898127.7463 | 0 | 23012446.1389 | 17663091.1151 | 176956868.1266 | 135822383.5178 | 2013 | 20.2006 | 15.5048 |  | 2013 | 4.6957 | 18.7642 | 0.65146
2014 | 0 | 93.2271 | 71.556 | 93.2271 | 71.556 | 0 | 266839.3267 | 1921884.783 | 0 | 24876645.7532 | 19093948.4627 | 179171666.7949 | 137522341.4642 | 2014 | 20.4534 | 15.6989 |  | 2014 | 4.7545 | 23.5187 | 0.062778
2015 | 0 | 93.2271 | 71.556 | 93.2271 | 71.556 | 0 | 261673.8132 | 1945648.4021 | 0 | 24395080.1186 | 18724325.1019 | 181387079.1245 | 139222770.4233 | 2015 | 20.7063 | 15.893 |  | 2015 | 4.8133 | 28.332 | 0.063229
2016 | 0 | 93.2271 | 71.556 | 93.2271 | 71.556 | 0 | 254834.0362 | 1969436.8511 | 0 | 23757427.8303 | 18234898.1892 | 183604806.2727 | 140924976.1102 | 2016 | 20.9595 | 16.0873 |  | 2016 | 4.8721 | 33.2041 | 0.063649
2017 | 0 | 93.2271 | 71.556 | 93.2271 | 71.556 | 0 | 247604.5025 | 1992797.6048 | 0 | 23083439.6586 | 17717581.8458 | 185782660.6475 | 142596577.6438 | 2017 | 21.2081 | 16.2781 |  | 2017 | 4.9299 | 38.134 | 0.062862
2018 | 0 | 93.2271 | 71.556 | 93.2271 | 71.556 | 0 | 254872.1419 | 2015706.8929 | 0 | 23760980.3126 | 18237624.8796 | 187918426.2069 | 144235874.1118 | 2018 | 21.4519 | 16.4653 |  | 2018 | 4.9866 | 43.1206 | 0.062073
2019 | 0 | 93.2271 | 71.556 | 93.2271 | 71.556 | 0 | 261883.6923 | 2038151.9347 | 0 | 24414646.5366 | 18739343.2108 | 190010911.4532 | 145841950.986 | 2019 | 21.6907 | 16.6486 |  | 2019 | 5.0421 | 48.1627 | 0.061325
2020 | 0 | 93.2271 | 71.556 | 93.2271 | 71.556 | 0 | 265715.9238 | 2060266.4272 | 0 | 24771914.2066 | 19013562.2734 | 192072580.5553 | 147424375.0785 | 2020 | 21.9261 | 16.8293 |  | 2020 | 5.0968 | 53.2595 | 0.060782
2021 | 0 | 93.2271 | 71.556 | 93.2271 | 71.556 | 0 | 268447.2621 | 2081870.6987 | 0 | 25026548.8423 | 19209005.8497 | 194086683.2586 | 148970289.8131 | 2021 | 22.156 | 17.0057 |  | 2021 | 5.1503 | 58.4098 | 0.059511
2022 | 0 | 93.2271 | 71.556 | 93.2271 | 71.556 | 0 | 288120.3735 | 2103151.7456 | 0 | 26860615.1734 | 20616734.5423 | 196070652.6789 | 150493075.8928 | 2022 | 22.3825 | 17.1796 |  | 2022 | 5.2029 | 63.6127 | 0.058909
2023 | 0 | 93.2271 | 71.556 | 93.2271 | 71.556 | 0 | 282724.9827 | 2124202.9151 | 0 | 26357618.7494 | 20230662.0833 | 198033191.3097 | 151999412.8742 | 2023 | 22.6065 | 17.3515 |  | 2023 | 5.255 | 68.8677 | 0.058459
2024 | 0 | 93.2271 | 71.556 | 93.2271 | 71.556 | 0 | 275601.6436 | 2144970.5225 | 0 | 25693530.7974 | 19720944.6055 | 199969294.2768 | 153485459.2906 | 2024 | 22.8275 | 17.5212 |  | 2024 | 5.3064 | 74.1741 | 0.057804
2025 | 0 | 93.2271 | 71.556 | 93.2271 | 71.556 | 0 | 268304.4826 | 2165670.5026 | 0 | 25013237.9366 | 19198789.1287 | 201899092.5548 | 154966666.5735 | 2025 | 23.0478 | 17.6903 |  | 2025 | 5.3576 | 79.5317 | 0.057558
2026 | 0 | 93.2271 | 71.556 | 93.2271 | 71.556 | 0 | 275374.1292 | 2186172.4899 | 0 | 25672320.2982 | 19704664.59 | 203810432.5405 | 156433706.2839 | 2026 | 23.266 | 17.8577 |  | 2026 | 5.4083 | 84.94 | 0.056951
2027 | 0 | 93.2271 | 71.556 | 93.2271 | 71.556 | 0 | 281969.1624 | 2206257.96 | 0 | 26287155.8474 | 20176578.6256 | 205682941.8513 | 157870941.6986 | 2027 | 23.4798 | 18.0218 |  | 2027 | 5.458 | 90.398 | 0.055901
2028 | 0 | 93.2271 | 71.556 | 93.2271 | 71.556 | 0 | 285259.9952 | 2225802.0313 | 0 | 26593950.5083 | 20412057.3755 | 207504978.153 | 159269436.8007 | 2028 | 23.6878 | 18.1814 |  | 2028 | 5.5063 | 95.9043 | 0.054571
2029 | 0 | 93.2271 | 71.556 | 93.2271 | 71.556 | 0 | 287604.5786 | 2244959.3479 | 0 | 26812529.1314 | 20579826.3346 | 209290958.4421 | 160640257.2857 | 2029 | 23.8917 | 18.3379 |  | 2029 | 5.5537 | 101.458 | 0.053584
2030 | 0 | 93.2271 | 71.556 | 93.2271 | 71.556 | 0 | 307160.2205 | 2263999.1949 | 0 | 28635644.1204 | 21979149.3779 | 211065987.3891 | 162002672.1212 | 2030 | 24.0943 | 18.4935 |  | 2030 | 5.6008 | 107.0589 | 0.053167
2031 | 0 | 93.2271 | 71.556 | 93.2271 | 71.556 | 0 | 301764.8297 | 2283039.0419 | 0 | 28132647.6963 | 21593076.9189 | 212841016.336 | 163365086.9568 | 2031 | 24.2969 | 18.649 |  | 2031 | 5.6479 | 112.7068 | 0.053167
2032 | 0 | 93.2271 | 71.556 | 93.2271 | 71.556 | 0 | 294641.4906 | 2302078.8889 | 0 | 27468559.7444 | 21083359.4411 | 214616045.283 | 164727501.7923 | 2032 | 24.4995 | 18.8045 |  | 2032 | 5.695 | 118.4019 | 0.053167
2033 | 0 | 93.2271 | 71.556 | 93.2271 | 71.556 | 0 | 287344.3296 | 2321118.7359 | 0 | 26788266.8835 | 20561203.9643 | 216391074.2299 | 166089916.6279 | 2033 | 24.7022 | 18.96 |  | 2033 | 5.7421 | 124.144 | 0.053167
2034 | 0 | 93.2271 | 71.556 | 93.2271 | 71.556 | 0 | 294413.9762 | 2340158.5829 | 0 | 27447349.2451 | 21067079.4256 | 218166103.1769 | 167452331.4634 | 2034 | 24.9048 | 19.1156 |  | 2034 | 5.7892 | 129.9332 | 0.053167
Total | [8 empty] | 0 | 739583178.8212 | 572493001.0483 | 5716928359.6702 | 4578713140.6532 | Total | 652.6174 | 522.6841 | 0 | Total | 129.9332

## Results-SF
BPA Appliance Standards Impact Analysis
Summary
[14 empty] | Standard Effective Year | 2006
[14 empty] | Cumulative Savings (aMW, through 2034) | 114.2941 | aMW
[14 empty] | 6th Plan One-time Adjustment (aMW) | 0 | aMW
[14 empty] | Claimable Non Programmatic Savings (aMW) Due to Standard | 2.1446 | aMW
Notes
1. Workbook related to this product not available from NWPCC 6P Supply Curves.
| Unit Energy Consumption (kWh/year) | [5 empty] | Stock and Shipments |  |  | First Year Energy Consumption |  | Total Energy Consumption of Stock (kWh) |  |  | Total Energy Consumption of Stock (aMW) |  |  | Savings (aMW)
Year | Council's Pre-case Shipment UEC | Model Pre-case Shipment UEC | Model Post-case Shipment UEC | Model Weighted Pre-case Installed UEC | Model Weighted Post-case Installed UEC | Council's Shipments | Model Shipments | Model Installed Stock (at Year End) | Council Shipment * UEC (5P/6P) | Model Shipments * Model Pre-Case UEC | Model Shipments * Model Post-Case UEC | Modeled Pre-case Consumption (Installed UEC * Stock) | Modeled Post-case Consumption (Installed UEC* Stock) | Year | Modeled Pre-case Consumption (Installed UEC * Stock) | Modeled Post-case Consumption (Installed UEC* Stock) | One-time Adjustment |  | PNW Cumulative Savings | DOE Carbon Savings Proxy | Annual Savings Due to Standard Before Program Adjustments | Program Savings | Annual Non-programmatic Savings Due to Standard
2005 | 0 | 98.077 | 98.077 | 98.077 | 98.077 | 0 | 209620.5973 | 1640469.0943 | 0 | 20558955.4503 | 20558955.4503 | 160892257.0659 | 160892257.0659 | 2005 | 18.3667 | 18.3667 | 0 | 2005 | 0 |  | 0
2006 | 0 | 98.077 | 77.8002 | 98.077 | 98.077 | 0 | 228823.3121 | 1665299.0226 | 0 | 22442299.7557 | 17802507.7153 | 163327501.4868 | 163327501.4868 | 2006 | 18.6447 | 18.6447 | 0 | 2006 | 0 | 0 | 0.52966
2007 | 0 | 98.077 | 77.8002 | 98.077 | 94.9008 | 0 | 223409.5382 | 1684232.7086 | 0 | 21911333.1517 | 17381314.8265 | 165184460.2584 | 159835086.2384 | 2007 | 18.8567 | 18.246 | 0 | 2007 | 0.61066 | 0.61066 | 0.51713
2008 | 0 | 98.077 | 77.8002 | 98.077 | 91.8766 | 0 | 216511.196 | 1695410.5949 | 0 | 21234764.5728 | 16844622.1757 | 166280753.606 | 155768480.9938 | 2008 | 18.9818 | 17.7818 | 0 | 2008 | 1.2 | 1.8107 | 0.50116 |  |  | 0.56508
2009 | 0 | 98.077 | 77.8002 | 98.077 | 89.0028 | 0 | 209647.4531 | 1703989.107 | 0 | 20561589.382 | 16310621.3532 | 167122108.1735 | 151659772.8111 | 2009 | 19.0779 | 17.3128 | 0 | 2009 | 1.7651 | 3.5758 | 0.48527 |  |  | 0.56258
2010 | 0 | 98.077 | 77.8002 | 98.077 | 86.2077 | 0 | 217334.2541 | 1717923.9529 | 0 | 21315487.6244 | 16908656.2883 | 168488795.7949 | 148098273.6719 | 2010 | 19.2339 | 16.9062 | 0 | 2010 | 2.3277 | 5.9035 | 0.50306 |  |  | 0.58581
2011 | 0 | 98.077 | 77.8002 | 98.077 | 83.385 | 0 | 224914.6526 | 1737149.1976 | 0 | 22058950.227 | 17498413.0808 | 170374349.7704 | 144852151.2411 | 2011 | 19.4491 | 16.5356 | 0 | 2011 | 2.9135 | 8.817 | 0.52061 |  |  | 0.60116
2012 | 0 | 98.077 | 77.8002 | 98.077 | 80.5778 | 0 | 229155.7161 | 1759416.7195 | 0 | 22474900.9356 | 17828368.8241 | 172558281.0996 | 141769958.2164 | 2012 | 19.6984 | 16.1838 | 0 | 2012 | 3.5146 | 12.3316 | 0.53043 |  |  | 0.61071
2013 | 0 | 98.077 | 77.8002 | 98.077 | 77.8002 | 0 | 232451.467 | 1782247.5891 | 0 | 22798138.2316 | 18084779.019 | 174797463.8809 | 138659283.2829 | 2013 | 19.954 | 15.8287 | 0 | 2013 | 4.1254 | 16.457 | 0.53805 |  |  | 0.052474
2014 | 0 | 98.077 | 77.8002 | 98.077 | 77.8002 | 0 | 251493.1448 | 1804917.4219 | 0 | 24665688.5223 | 19566226.0553 | 177020852.6475 | 140423001.623 | 2014 | 20.2079 | 16.03 | 0 | 2014 | 4.1778 | 20.6348 | 0.052474 |  |  | 0.052637
2015 | 0 | 98.077 | 77.8002 | 98.077 | 77.8002 | 0 | 246149.8181 | 1827657.7018 | 0 | 24141631.1655 | 19150513.9741 | 179251150.6613 | 142192200.7706 | 2015 | 20.4625 | 16.232 | 0 | 2015 | 4.2305 | 24.8653 | 0.052637 |  |  | 0.052806
2016 | 0 | 98.077 | 77.8002 | 98.077 | 77.8002 | 0 | 239324.6711 | 1850471.1768 | 0 | 23472241.3427 | 18619515.9207 | 181488627.4312 | 143967094.5156 | 2016 | 20.7179 | 16.4346 | 0 | 2016 | 4.2833 | 29.1486 | 0.052806 |  |  | 0.051881
2017 | 0 | 98.077 | 77.8002 | 98.077 | 77.8002 | 0 | 232061.2722 | 1872884.9959 | 0 | 22759869.1051 | 18054421.7728 | 183686907.1544 | 145710894.9352 | 2017 | 20.9688 | 16.6337 | 0 | 2017 | 4.3352 | 33.4837 | 0.051881 |  |  | 0.050848
2018 | 0 | 98.077 | 77.8002 | 98.077 | 77.8002 | 0 | 239301.6293 | 1894852.3711 | 0 | 23469981.4727 | 18617723.2633 | 185841401.0026 | 147419961.9102 | 2018 | 21.2148 | 16.8288 | 0 | 2018 | 4.386 | 37.8697 | 0.050848 |  |  | 0.049734
2019 | 0 | 98.077 | 77.8002 | 98.077 | 77.8002 | 0 | 246400.8781 | 1916338.5966 | 0 | 24166254.3674 | 19170046.4974 | 187948705.1429 | 149091595.3268 | 2019 | 21.4553 | 17.0196 | 0 | 2019 | 4.4357 | 42.3055 | 0.049734 |  |  | 0.048893
2020 | 0 | 98.077 | 77.8002 | 98.077 | 77.8002 | 0 | 250278.5753 | 1937461.4558 | 0 | 24546567.2104 | 19471732.2602 | 190020371.4178 | 150734958.7629 | 2020 | 21.6918 | 17.2072 | 0 | 2020 | 4.4846 | 46.7901 | 0.048893 |  |  | 0.047615
2021 | 0 | 98.077 | 77.8002 | 98.077 | 77.8002 | 0 | 253022.0513 | 1958032.0402 | 0 | 24815639.0562 | 19685175.3415 | 192037872.2424 | 152335355.0853 | 2021 | 21.9221 | 17.3899 | 0 | 2021 | 4.5323 | 51.3224 | 0.047615 |  |  | 0.046769
2022 | 0 | 98.077 | 77.8002 | 98.077 | 77.8002 | 0 | 271698.2983 | 1978237.1936 | 0 | 26647348.983 | 21138191.764 | 194019532.7031 | 153907320.794 | 2022 | 22.1483 | 17.5693 | 0 | 2022 | 4.579 | 55.9014 | 0.046769 |  |  | 0.046159
2023 | 0 | 98.077 | 77.8002 | 98.077 | 77.8002 | 0 | 266091.4928 | 1998178.8683 | 0 | 26097450.4211 | 20701980.9702 | 195975351.9586 | 155458787.7901 | 2023 | 22.3716 | 17.7464 | 0 | 2023 | 4.6252 | 60.5266 | 0.046159 |  |  | 0.04546
2024 | 0 | 98.077 | 77.8002 | 98.077 | 77.8002 | 0 | 258964.4206 | 2017818.6178 | 0 | 25398448.6959 | 20147493.0727 | 197901559.3118 | 156986764.9421 | 2024 | 22.5915 | 17.9209 | 0 | 2024 | 4.6706 | 65.1972 | 0.04546 |  |  | 0.045305
2025 | 0 | 98.077 | 77.8002 | 98.077 | 77.8002 | 0 | 251634.033 | 2037391.3786 | 0 | 24679506.4074 | 19577187.1871 | 199821196.6141 | 158509530.3564 | 2025 | 22.8106 | 18.0947 | 0 | 2025 | 4.7159 | 69.9132 | 0.045305 |  |  | 0.044893
2026 | 0 | 98.077 | 77.8002 | 98.077 | 77.8002 | 0 | 258696.4039 | 2056786.1533 | 0 | 25372162.4282 | 20126641.3111 | 201723377.5696 | 160018448.4042 | 2026 | 23.0278 | 18.2669 | 0 | 2026 | 4.7608 | 74.674 | 0.044893 |  |  | 0.044012
2027 | 0 | 98.077 | 77.8002 | 98.077 | 77.8002 | 0 | 265415.1814 | 2075800.4567 | 0 | 26031119.8481 | 20649363.7897 | 203588243.0503 | 161497765.6965 | 2027 | 23.2407 | 18.4358 | 0 | 2027 | 4.8048 | 79.4788 | 0.044012 |  |  | 0.042866
2028 | 0 | 98.077 | 77.8002 | 98.077 | 77.8002 | 0 | 268797.7491 | 2094319.6304 | 0 | 26362871.8728 | 20912528.3514 | 205404547.7127 | 162938561.7877 | 2028 | 23.448 | 18.6003 | 0 | 2028 | 4.8477 | 84.3266 | 0.042866 |  |  | 0.042085
2029 | 0 | 98.077 | 77.8002 | 98.077 | 77.8002 | 0 | 271203.634 | 2112501.2131 | 0 | 26598833.8062 | 21099706.7683 | 207187742.4627 | 164353093.2146 | 2029 | 23.6516 | 18.7618 | 0 | 2029 | 4.8898 | 89.2164 | 0.042085 |  |  | 0.041916
2030 | 0 | 98.077 | 77.8002 | 98.077 | 77.8002 | 0 | 289806.8702 | 2130609.7851 | 0 | 28423383.0602 | 22547042.9382 | 208963776.5399 | 165761944.3887 | 2030 | 23.8543 | 18.9226 | 0 | 2030 | 4.9317 | 94.1481 | 0.041916 |  |  | 0.041916
2031 | 0 | 98.077 | 77.8002 | 98.077 | 77.8002 | 0 | 284200.0647 | 2148718.357 | 0 | 27873484.4983 | 22110832.1444 | 210739810.6171 | 167170795.5629 | 2031 | 24.0571 | 19.0834 | 0 | 2031 | 4.9736 | 99.1217 | 0.041916 |  |  | 0.041916
2032 | 0 | 98.077 | 77.8002 | 98.077 | 77.8002 | 0 | 277072.9926 | 2166826.929 | 0 | 27174482.7731 | 21556344.2469 | 212515844.6943 | 168579646.7371 | 2032 | 24.2598 | 19.2443 | 0 | 2032 | 5.0155 | 104.1373 | 0.041916 |  |  | 0.041916
2033 | 0 | 98.077 | 77.8002 | 98.077 | 77.8002 | 0 | 269742.605 | 2184935.5009 | 0 | 26455540.4846 | 20986038.3613 | 214291878.7715 | 169988497.9112 | 2033 | 24.4625 | 19.4051 | 0 | 2033 | 5.0575 | 109.1947 | 0.041916 |  |  | 0.041916
2034 | 0 | 98.077 | 77.8002 | 98.077 | 77.8002 | 0 | 276804.9759 | 2203044.0729 | 0 | 27148196.5054 | 21535492.4853 | 216067912.8487 | 171397349.0854 | 2034 | 24.6653 | 19.5659 | 0 | 2034 | 5.0994 | 114.2941 | 0.041916 |  |  | 109.1947
Total | [8 empty] | 0 | 731657121.3578 |  | 5654522633.6908 | 4653306334.6087 | Total | 645.4935 | 531.1994 | 0 | Total | 114.2941

## Results-MF
BPA Appliance Standards Impact Analysis
Summary
[14 empty] | Standard Effective Year | 2006
[14 empty] | Cumulative Savings (aMW, through 2034) | 13.8941 | aMW
[14 empty] | 6th Plan One-time Adjustment (aMW) | 0 | aMW
[14 empty] | Claimable Non Programmatic Savings (aMW) Due to Standard | 0.24879 | aMW
Notes
1. Workbook related to this product not available from NWPCC 6P Supply Curves.
| Unit Energy Consumption (kWh/year) | [5 empty] | Stock and Shipments |  |  | First Year Energy Consumption |  | Total Energy Consumption of Stock (kWh) |  |  | Total Energy Consumption of Stock (aMW) |  |  | Savings (aMW)
Year | Council's Pre-case Shipment UEC | Model Pre-case Shipment UEC | Model Post-case Shipment UEC | Model Weighted Pre-case Installed UEC | Model Weighted Post-case Installed UEC | Council's Shipments | Model Shipments | Model Installed Stock (at Year End) | Council Shipment * UEC (5P/6P) | Model Shipments * Model Pre-Case UEC | Model Shipments * Model Post-Case UEC | Modeled Pre-case Consumption (Installed UEC * Stock) | Modeled Post-case Consumption (Installed UEC* Stock) | Year | Modeled Pre-case Consumption (Installed UEC * Stock) | Modeled Post-case Consumption (Installed UEC* Stock) | One-time Adjustment |  | PNW Cumulative Savings | DOE Carbon Savings Proxy | Annual Savings Due to Standard Before Program Adjustments | Program Savings | Annual Non-programmatic Savings Due to Standard
2005 | 0 | 66.2374 | 66.2374 | 66.2374 | 66.2374 | 0 | 22780.9387 | 181228.3393 | 0 | 1508949.1856 | 1508949.1856 | 12004086.3617 | 12004086.3617 | 2005 | 1.3703 | 1.3703 | 0 | 2005 | 0 |  | 0
2006 | 0 | 66.2374 | 44.714 | 66.2374 | 66.2374 | 0 | 25380.6922 | 184005.6201 | 0 | 1681149.9906 | 1134873.4661 | 12188046.0998 | 12188046.0998 | 2006 | 1.3913 | 1.3913 | 0 | 2006 | 0 | 0 | 0.06236
2007 | 0 | 66.2374 | 44.714 | 66.2374 | 62.852 | 0 | 25362.949 | 186727.9041 | 0 | 1679974.7266 | 1134080.0949 | 12368363.0058 | 11736224.0733 | 2007 | 1.4119 | 1.3398 | 0 | 2007 | 0.072162 | 0.072162 | 0.062317
2008 | 0 | 66.2374 | 44.714 | 66.2374 | 59.5804 | 0 | 24695.7787 | 188759.639 | 0 | 1635783.1315 | 1104248.2127 | 12502939.7559 | 11246369.0962 | 2008 | 1.4273 | 1.2838 | 0 | 2008 | 0.14344 | 0.21561 | 0.060678
2009 | 0 | 66.2374 | 44.714 | 66.2374 | 56.4608 | 0 | 23571.4041 | 189652.1803 | 0 | 1561307.5271 | 1053972.8726 | 12562059.3292 | 10707904.9573 | 2009 | 1.434 | 1.2224 | 0 | 2009 | 0.21166 | 0.42727 | 0.057915
2010 | 0 | 66.2374 | 44.714 | 66.2374 | 53.489 | 0 | 23894.0995 | 191056.5369 | 0 | 1582682.0164 | 1068401.8891 | 12655080.2009 | 10219429.776 | 2010 | 1.4446 | 1.1666 | 0 | 2010 | 0.27804 | 0.70531 | 0.058708
2011 | 0 | 66.2374 | 44.714 | 66.2374 | 50.5393 | 0 | 24590.4344 | 193103.2284 | 0 | 1628805.403 | 1099537.8423 | 12790647.6419 | 9759305.122 | 2011 | 1.4601 | 1.1141 | 0 | 2011 | 0.34604 | 1.0514 | 0.060419
2012 | 0 | 66.2374 | 44.714 | 66.2374 | 47.5936 | 0 | 25054.0854 | 195330.3818 | 0 | 1659516.417 | 1120269.5529 | 12938168.3979 | 9296477.9185 | 2012 | 1.477 | 1.0612 | 0 | 2012 | 0.41572 | 1.4671 | 0.061558
2013 | 0 | 66.2374 | 44.714 | 66.2374 | 44.714 | 0 | 25133.5738 | 197683.017 | 0 | 1664781.5245 | 1123823.8049 | 13094000.7367 | 8839207.7355 | 2013 | 1.4947 | 1.009 | 0 | 2013 | 0.48571 | 1.9528 | 0.061753
2014 | 0 | 66.2374 | 44.714 | 66.2374 | 44.714 | 0 | 27907.3798 | 200209.7047 | 0 | 1848511.1041 | 1247851.8964 | 13261361.8502 | 8952186.1658 | 2014 | 1.5139 | 1.0219 | 0 | 2014 | 0.49192 | 2.4447 | 0.0063531
2015 | 0 | 66.2374 | 44.714 | 66.2374 | 44.714 | 0 | 28096.3005 | 202943.0562 | 0 | 1861024.711 | 1256299.3047 | 13442411.8346 | 9074405.3755 | 2015 | 1.5345 | 1.0359 | 0 | 2015 | 0.49863 | 2.9433 | 0.0068728
2016 | 0 | 66.2374 | 44.714 | 66.2374 | 44.714 | 0 | 27598.8989 | 205846.1763 | 0 | 1828078.1394 | 1234058.4636 | 13634706.8425 | 9204215.6264 | 2016 | 1.5565 | 1.0507 | 0 | 2016 | 0.50576 | 3.4491 | 0.0072996
2017 | 0 | 66.2374 | 44.714 | 66.2374 | 44.714 | 0 | 26569.8022 | 208844.5744 | 0 | 1759913.4931 | 1188043.3853 | 13833312.8086 | 9338286.1391 | 2017 | 1.5791 | 1.066 | 0 | 2017 | 0.51313 | 3.9622 | 0.0075392
2018 | 0 | 66.2374 | 44.714 | 66.2374 | 44.714 | 0 | 26997.029 | 211947.504 | 0 | 1788211.8708 | 1207146.4267 | 14038842.6629 | 9477030.6768 | 2018 | 1.6026 | 1.0819 | 0 | 2018 | 0.52075 | 4.483 | 0.007802
2019 | 0 | 66.2374 | 44.714 | 66.2374 | 44.714 | 0 | 27814.1996 | 215171.2691 | 0 | 1842339.0897 | 1243685.4297 | 14252376.3497 | 9621178.2642 | 2019 | 1.627 | 1.0983 | 0 | 2019 | 0.52868 | 5.0116 | 0.0081059
2020 | 0 | 66.2374 | 44.714 | 66.2374 | 44.714 | 0 | 28349.2648 | 218466.4486 | 0 | 1877780.3988 | 1267610.363 | 14470640.3314 | 9768519.0743 | 2020 | 1.6519 | 1.1151 | 0 | 2020 | 0.53677 | 5.5484 | 0.0082854
2021 | 0 | 66.2374 | 44.714 | 66.2374 | 44.714 | 0 | 28370.5438 | 221703.4186 | 0 | 1879189.8631 | 1268561.8329 | 14685048.67 | 9913257.1023 | 2021 | 1.6764 | 1.1317 | 0 | 2021 | 0.54473 | 6.0931 | 0.0081391
2022 | 0 | 66.2374 | 44.714 | 66.2374 | 44.714 | 0 | 31180.5731 | 224976.6118 | 0 | 2065318.778 | 1394209.6145 | 14901856.3439 | 10059614.8203 | 2022 | 1.7011 | 1.1484 | 0 | 2022 | 0.55277 | 6.6459 | 0.0082301
2023 | 0 | 66.2374 | 44.714 | 66.2374 | 44.714 | 0 | 31384.5405 | 228264.8518 | 0 | 2078829.0376 | 1403329.821 | 15119660.6705 | 10206645.3366 | 2023 | 1.726 | 1.1651 | 0 | 2023 | 0.56085 | 7.2068 | 0.008268
2024 | 0 | 66.2374 | 44.714 | 66.2374 | 44.714 | 0 | 30878.0109 | 231543.9638 | 0 | 2045277.8554 | 1380680.8327 | 15336860.3866 | 10353267.7058 | 2024 | 1.7508 | 1.1819 | 0 | 2024 | 0.5689 | 7.7757 | 0.008245
2025 | 0 | 66.2374 | 44.714 | 66.2374 | 44.714 | 0 | 29813.4776 | 234787.6393 | 0 | 1974765.9859 | 1333081.243 | 15551712.8793 | 10498305.5635 | 2025 | 1.7753 | 1.1984 | 0 | 2025 | 0.57687 | 8.3525 | 0.0081559
2026 | 0 | 66.2374 | 44.714 | 66.2374 | 44.714 | 0 | 30192.0608 | 237982.6711 | 0 | 1999842.3352 | 1350009.229 | 15763343.3437 | 10641168.3658 | 2026 | 1.7995 | 1.2147 | 0 | 2026 | 0.58472 | 8.9373 | 0.0080336
2027 | 0 | 66.2374 | 44.714 | 66.2374 | 44.714 | 0 | 30994.1398 | 241162.6113 | 0 | 2052969.9267 | 1385873.4257 | 15973974.1807 | 10783356.3618 | 2027 | 1.8235 | 1.231 | 0 | 2027 | 0.59254 | 9.5298 | 0.0079957
2028 | 0 | 66.2374 | 44.714 | 66.2374 | 44.714 | 0 | 31522.8206 | 244336.1671 | 0 | 2087988.3508 | 1409512.8871 | 16184182.1327 | 10925258.8859 | 2028 | 1.8475 | 1.2472 | 0 | 2028 | 0.60033 | 10.1301 | 0.0079796
2029 | 0 | 66.2374 | 44.714 | 66.2374 | 44.714 | 0 | 31533.5201 | 247499.1433 | 0 | 2088697.0522 | 1409991.3015 | 16393689.3219 | 11066688.3545 | 2029 | 1.8714 | 1.2633 | 0 | 2029 | 0.60811 | 10.7382 | 0.007953
2030 | 0 | 66.2374 | 44.714 | 66.2374 | 44.714 | 0 | 34309.1361 | 250627.7063 | 0 | 2272546.5221 | 1534100.3259 | 16600917.066 | 11206579.066 | 2030 | 1.8951 | 1.2793 | 0 | 2030 | 0.61579 | 11.354 | 0.0078665
2031 | 0 | 66.2374 | 44.714 | 66.2374 | 44.714 | 0 | 34513.1034 | 253756.2692 | 0 | 2286056.7817 | 1543220.5325 | 16808144.8101 | 11346469.7774 | 2031 | 1.9187 | 1.2953 | 0 | 2031 | 0.62348 | 11.9775 | 0.0078665
2032 | 0 | 66.2374 | 44.714 | 66.2374 | 44.714 | 0 | 34006.5738 | 256884.8322 | 0 | 2252505.5995 | 1520571.5442 | 17015372.5542 | 11486360.4889 | 2032 | 1.9424 | 1.3112 | 0 | 2032 | 0.63117 | 12.6087 | 0.0078665
2033 | 0 | 66.2374 | 44.714 | 66.2374 | 44.714 | 0 | 32942.0406 | 260013.3952 | 0 | 2181993.73 | 1472971.9545 | 17222600.2983 | 11626251.2003 | 2033 | 1.9661 | 1.3272 | 0 | 2033 | 0.63885 | 13.2475 | 0.0078665
2034 | 0 | 66.2374 | 44.714 | 66.2374 | 44.714 | 0 | 33320.6238 | 263141.9581 | 0 | 2207070.0793 | 1489899.9405 | 17429828.0424 | 11766141.9117 | 2034 | 1.9897 | 1.3432 | 0 | 2034 | 0.64654 | 13.8941 | 0.0078665
Total | [8 empty] | 0 | 56881860.6269 | 38888866.6754 | 435024234.9098 | 313312237.4034 | Total | 49.6603 | 35.7662 | 0 | Total | 13.8941

## Results-MH
BPA Appliance Standards Impact Analysis
Summary
[14 empty] | Standard Effective Year | 2006
[14 empty] | Cumulative Savings (aMW, through 2034) | 11.248
[14 empty] | 6th Plan One-time Adjustment (aMW) | 0
[14 empty] | Claimable Non Programmatic Savings (aMW) Due to Standard | 0.21207
Notes
1. Workbook related to this product not available from NWPCC 6P Supply Curves. However, the 6P report indicated that the standard was included in the supply curve.
| Unit Energy Consumption (kWh/year) | [5 empty] | Stock and Shipments |  |  | First Year Energy Consumption |  | Total Energy Consumption of Stock (kWh) |  |  | Total Energy Consumption of Stock (aMW) |  |  | Savings (aMW)
Year | Council's Pre-case Shipment UEC | Model Pre-case Shipment UEC | Model Post-case Shipment UEC | Model Weighted Pre-case Installed UEC | Model Weighted Post-case Installed UEC | Council's Shipments | Model Shipments | Model Installed Stock (at Year End) | Council Shipment * UEC (5P/6P) | Model Shipments * Model Pre-Case UEC | Model Shipments * Model Post-Case UEC | Modeled Pre-case Consumption (Installed UEC * Stock) | Modeled Post-case Consumption (Installed UEC* Stock) | Year | Modeled Pre-case Consumption (Installed UEC * Stock) | Modeled Post-case Consumption (Installed UEC* Stock) | One-time Adjustment |  | PNW Cumulative Savings | DOE Carbon Savings Proxy | Annual Savings Due to Standard Before Program Adjustments | Program Savings | Annual Non-programmatic Savings Due to Standard
2005 | 0 | 104.862 | 104.862 | 104.862 | 104.862 | 0 | 13235.3143 | 106316.0959 | 0 | 1387881.9693 | 1387881.9693 | 11148522.0025 | 11148522.0025 | 2005 | 1.2727 | 1.2727 |  | 2005 | 0 |  | 0
2006 | 0 | 104.862 | 73.4241 | 104.862 | 104.862 | 0 | 14258.9779 | 107267.5459 | 0 | 1495225.4159 | 1046953.2103 | 11248292.9842 | 11248292.9842 | 2006 | 1.2841 | 1.2841 |  | 2006 | 0 | 0 | 0.051173
2007 | 0 | 104.862 | 73.4241 | 104.862 | 100.0918 | 0 | 14500.6559 | 108472.6595 | 0 | 1520568.259 | 1064698.2075 | 11374663.6434 | 10857219.3361 | 2007 | 1.2985 | 1.2394 |  | 2007 | 0.059069 | 0.059069 | 0.05204
2008 | 0 | 104.862 | 73.4241 | 104.862 | 95.3635 | 0 | 14534.3912 | 109721.5464 | 0 | 1524105.8186 | 1067175.1982 | 11505624.4672 | 10463426.2165 | 2008 | 1.3134 | 1.1945 |  | 2008 | 0.11897 | 0.17804 | 0.052161
2009 | 0 | 104.862 | 73.4241 | 104.862 | 90.7419 | 0 | 14596.2957 | 110988.6278 | 0 | 1530597.2493 | 1071720.4822 | 11638493.2023 | 10071318.6384 | 2009 | 1.3286 | 1.1497 | 0 | 2009 | 0.1789 | 0.35694 | 0.052383
2010 | 0 | 104.862 | 73.4241 | 104.862 | 86.2212 | 0 | 14628.5998 | 112260.8633 | 0 | 1533984.7198 | 1074092.3809 | 11771902.4037 | 9679263.0354 | 2010 | 1.3438 | 1.1049 |  | 2010 | 0.23889 | 0.59583 | 0.052499
2011 | 0 | 104.862 | 73.4241 | 104.862 | 81.831 | 0 | 14523.9979 | 113513.847 | 0 | 1523015.9569 | 1066412.0797 | 11903292.8167 | 9288947.6436 | 2011 | 1.3588 | 1.0604 |  | 2011 | 0.29844 | 0.89427 | 0.052124
2012 | 0 | 104.862 | 73.4241 | 104.862 | 77.5735 | 0 | 14445.7152 | 114723.9479 | 0 | 1514807.0732 | 1060664.2392 | 12030186.462 | 8899538.2249 | 2012 | 1.3733 | 1.0159 |  | 2012 | 0.35738 | 1.2516 | 0.051843
2013 | 0 | 104.862 | 73.4241 | 104.862 | 73.4241 | 0 | 14391.5236 | 115880.1572 | 0 | 1509124.4286 | 1056685.2653 | 12151428.9213 | 8508401.0634 | 2013 | 1.3871 | 0.97128 |  | 2013 | 0.41587 | 1.6675 | 0.051648
2014 | 0 | 104.862 | 73.4241 | 104.862 | 73.4241 | 0 | 15346.1818 | 116967.3611 | 0 | 1609231.831 | 1126780.2257 | 12265435.3364 | 8588228.0788 | 2014 | 1.4002 | 0.98039 |  | 2014 | 0.41977 | 2.0873 | 0.0039514
2015 | 0 | 104.862 | 73.4241 | 104.862 | 73.4241 | 0 | 15523.995 | 117990.7003 | 0 | 1627877.6868 | 1139836.0087 | 12372744.7642 | 8663365.8799 | 2015 | 1.4124 | 0.98897 |  | 2015 | 0.42345 | 2.5107 | 0.0037193
2016 | 0 | 104.862 | 73.4241 | 104.862 | 73.4241 | 0 | 15509.3652 | 118965.6743 | 0 | 1626343.5715 | 1138761.8249 | 12474982.5171 | 8734952.5066 | 2016 | 1.4241 | 0.99714 |  | 2016 | 0.42694 | 2.9377 | 0.0035435
2017 | 0 | 104.862 | 73.4241 | 104.862 | 73.4241 | 0 | 15543.2303 | 119912.6089 | 0 | 1629894.7383 | 1141248.3432 | 12574280.0061 | 8804480.3676 | 2017 | 1.4354 | 1.0051 |  | 2017 | 0.43034 | 3.368 | 0.0034416
2018 | 0 | 104.862 | 73.4241 | 104.862 | 73.4241 | 0 | 15570.5127 | 120854.5218 | 0 | 1632755.6225 | 1143251.5274 | 12673050.9088 | 8873639.5141 | 2018 | 1.4467 | 1.013 |  | 2018 | 0.43372 | 3.8017 | 0.0034233
2019 | 0 | 104.862 | 73.4241 | 104.862 | 73.4241 | 0 | 15482.8143 | 121813.3381 | 0 | 1623559.3868 | 1136812.3455 | 12773594.3387 | 8944039.7799 | 2019 | 1.4582 | 1.021 |  | 2019 | 0.43716 | 4.2389 | 0.0034848
2020 | 0 | 104.862 | 73.4241 | 104.862 | 73.4241 | 0 | 15437.3485 | 122804.9714 | 0 | 1618791.7502 | 1133474.0579 | 12877579.0157 | 9016849.5986 | 2020 | 1.47 | 1.0293 |  | 2020 | 0.44072 | 4.6796 | 0.003604
2021 | 0 | 104.862 | 73.4241 | 104.862 | 73.4241 | 0 | 15425.2107 | 123838.6585 | 0 | 1617518.963 | 1132582.8554 | 12985973.5501 | 9092747.1887 | 2021 | 1.4824 | 1.038 |  | 2021 | 0.44443 | 5.1241 | 0.0037569
2022 | 0 | 104.862 | 73.4241 | 104.862 | 73.4241 | 0 | 16422.0752 | 124914.5519 | 0 | 1722052.2039 | 1205776.7772 | 13098793.9229 | 9171743.7402 | 2022 | 1.4953 | 1.047 |  | 2022 | 0.44829 | 5.5724 | 0.0039103
2023 | 0 | 104.862 | 73.4241 | 104.862 | 73.4241 | 0 | 16633.4899 | 126024.0468 | 0 | 1744221.5756 | 1221299.7175 | 13215137.8117 | 9253207.449 | 2023 | 1.5086 | 1.0563 |  | 2023 | 0.45228 | 6.0246 | 0.0040324
2024 | 0 | 104.862 | 73.4241 | 104.862 | 73.4241 | 0 | 16637.223 | 127151.9047 | 0 | 1744613.0385 | 1221573.8189 | 13333407.2787 | 9336019.443 | 2024 | 1.5221 | 1.0658 |  | 2024 | 0.45632 | 6.481 | 0.0040991
2025 | 0 | 104.862 | 73.4241 | 104.862 | 73.4241 | 0 | 16670.4496 | 128279.124 | 0 | 1748097.2477 | 1224013.4537 | 13451609.7882 | 9418784.5534 | 2025 | 1.5356 | 1.0752 |  | 2025 | 0.46037 | 6.9413 | 0.0040968
2026 | 0 | 104.862 | 73.4241 | 104.862 | 73.4241 | 0 | 16677.7253 | 129386.3366 | 0 | 1748860.1899 | 1224547.664 | 13567714.3556 | 9500080.69 | 2026 | 1.5488 | 1.0845 |  | 2026 | 0.46434 | 7.4057 | 0.0040241
2027 | 0 | 104.862 | 73.4241 | 104.862 | 73.4241 | 0 | 16553.981 | 130457.5033 | 0 | 1735884.1047 | 1215461.8406 | 13680039.0735 | 9578730.1851 | 2027 | 1.5616 | 1.0935 |  | 2027 | 0.46819 | 7.8739 | 0.0038931
2028 | 0 | 104.862 | 73.4241 | 104.862 | 73.4241 | 0 | 16462.2461 | 131482.4009 | 0 | 1726264.5975 | 1208726.285 | 13787511.9208 | 9653982.4122 | 2028 | 1.5739 | 1.1021 |  | 2028 | 0.47186 | 8.3457 | 0.0037249
2029 | 0 | 104.862 | 73.4241 | 104.862 | 73.4241 | 0 | 16400.9446 | 132458.1348 | 0 | 1719836.401 | 1204225.2773 | 13889829.3588 | 9725624.8341 | 2029 | 1.5856 | 1.1102 |  | 2029 | 0.47537 | 8.8211 | 0.0035462
2030 | 0 | 104.862 | 73.4241 | 104.862 | 73.4241 | 0 | 17353.3503 | 133389.4098 | 0 | 1819707.5988 | 1274154.8479 | 13987484.7537 | 9794002.9048 | 2030 | 1.5967 | 1.118 |  | 2030 | 0.47871 | 9.2998 | 0.0033847
2031 | 0 | 104.862 | 73.4241 | 104.862 | 73.4241 | 0 | 17564.765 | 134320.6849 | 0 | 1841876.9705 | 1289677.7882 | 14085140.1486 | 9862380.9755 | 2031 | 1.6079 | 1.1258 |  | 2031 | 0.48205 | 9.7818 | 0.0033847
2032 | 0 | 104.862 | 73.4241 | 104.862 | 73.4241 | 0 | 17568.4981 | 135251.9599 | 0 | 1842268.4334 | 1289951.8896 | 14182795.5435 | 9930759.0462 | 2032 | 1.619 | 1.1336 |  | 2032 | 0.48539 | 10.2672 | 0.0033847
2033 | 0 | 104.862 | 73.4241 | 104.862 | 73.4241 | 0 | 17601.7247 | 136183.235 | 0 | 1845752.6426 | 1292391.5244 | 14280450.9384 | 9999137.1169 | 2033 | 1.6302 | 1.1415 |  | 2033 | 0.48873 | 10.756 | 0.0033847
2034 | 0 | 104.862 | 73.4241 | 104.862 | 73.4241 | 0 | 17609.0004 | 137114.51 | 0 | 1846515.5848 | 1292925.7347 | 14378106.3333 | 10067515.1876 | 2034 | 1.6413 | 1.1493 |  | 2034 | 0.49208 | 11.248 | 0.0033847
Total | [8 empty] | 0 | 49611235.0295 | 35153756.8401 | 384708068.5679 | 286175200.5969 | Total | 43.9164 | 32.6684 | 0 | Total | 11.248

## UEC-SF
Unit Energy Consumption
|  | Product | Torchieres
[5 empty] | 5th Plan Time Horizon | 2005-2009
|  | Number of Product Classes | 1 |  | 6th Plan Time Horizon | 2010-2014
[5 empty] | 6th Plan Projection | 2014-2034
|  | Product Class | Market Share by Product Class
| 1 | Torchieres | 100%
Efficiency Tier by Product Class
|  | Torchieres | Annual Energy Consumption
kWh/yr
|  | Baseline | 98.077
|  | 2006 Standard level (Post-case) | 77.8002
Market Share Matrix
Pre-Case Market Share Matrix by Product Class and Efficiency Distribution
|  | Torchieres | 1990 | 1991 | 1992 | 1993 | 1994 | 1995 | 1996 | 1997 | 1998 | 1999 | 2000 | 2001 | 2002 | 2003 | 2004 | 2005 | 2006 | 2007 | 2008 | 2009 | 2010 | 2011 | 2012 | 2013 | 2014 | 2015 | 2016 | 2017 | 2018 | 2019 | 2020 | 2021 | 2022 | 2023 | 2024 | 2025 | 2026 | 2027 | 2028 | 2029 | 2030 | 2031 | 2032 | 2033 | 2034
|  | Baseline | 100% | 100% | 100% | 100% | 100% | 100% | 100% | 100% | 100% | 100% | 100% | 100% | 100% | 100% | 100% | 100% | 100% | 100% | 100% | 100% | 100% | 100% | 100% | 100% | 100% | 100% | 100% | 100% | 100% | 100% | 100% | 100% | 100% | 100% | 100% | 100% | 100% | 100% | 100% | 100% | 100% | 100% | 100% | 100% | 100%
2006 Standard level (Post-case) | bar: 1990 to 2034
Post Case Market Share Matrix by Product Class and Efficiency Distribution
|  | Standard Effective Year | 1990: 2006
|  | Torchieres | 1990 | 1991 | 1992 | 1993 | 1994 | 1995 | 1996 | 1997 | 1998 | 1999 | 2000 | 2001 | 2002 | 2003 | 2004 | 2005 | 2006 | 2007 | 2008 | 2009 | 2010 | 2011 | 2012 | 2013 | 2014 | 2015 | 2016 | 2017 | 2018 | 2019 | 2020 | 2021 | 2022 | 2023 | 2024 | 2025 | 2026 | 2027 | 2028 | 2029 | 2030 | 2031 | 2032 | 2033 | 2034
|  | Baseline | 100% | 100% | 100% | 100% | 100% | 100% | 100% | 100% | 100% | 100% | 100% | 100% | 100% | 100% | 100% | 100% | 0% | 0% | 0% | 0% | 0% | 0% | 0% | 0% | 0% | 0% | 0% | 0% | 0% | 0% | 0% | 0% | 0% | 0% | 0% | 0% | 0% | 0% | 0% | 0% | 0% | 0% | 0% | 0% | 0%
|  | 2006 Standard level (Post-case) | 0% | 0% | 0% | 0% | 0% | 0% | 0% | 0% | 0% | 0% | 0% | 0% | 0% | 0% | 0% | 0% | 100% | 100% | 100% | 100% | 100% | 100% | 100% | 100% | 100% | 100% | 100% | 100% | 100% | 100% | 100% | 100% | 100% | 100% | 100% | 100% | 100% | 100% | 100% | 100% | 100% | 100% | 100% | 100% | 100%
Aggregated Shipment Unit Energy Consumption
Pre-case Unit Energy Consumption by Product Class Weighted by Market Share
|  | Year | 1990 | 1991 | 1992 | 1993 | 1994 | 1995 | 1996 | 1997 | 1998 | 1999 | 2000 | 2001 | 2002 | 2003 | 2004 | 2005 | 2006 | 2007 | 2008 | 2009 | 2010 | 2011 | 2012 | 2013 | 2014 | 2015 | 2016 | 2017 | 2018 | 2019 | 2020 | 2021 | 2022 | 2023 | 2024 | 2025 | 2026 | 2027 | 2028 | 2029 | 2030 | 2031 | 2032 | 2033 | 2034
|  | Average pre-case UEC | 98.077 | 98.077 | 98.077 | 98.077 | 98.077 | 98.077 | 98.077 | 98.077 | 98.077 | 98.077 | 98.077 | 98.077 | 98.077 | 98.077 | 98.077 | 98.077 | 98.077 | 98.077 | 98.077 | 98.077 | 98.077 | 98.077 | 98.077 | 98.077 | 98.077 | 98.077 | 98.077 | 98.077 | 98.077 | 98.077 | 98.077 | 98.077 | 98.077 | 98.077 | 98.077 | 98.077 | 98.077 | 98.077 | 98.077 | 98.077 | 98.077 | 98.077 | 98.077 | 98.077 | 98.077
Post Case Unit Energy Consumption by Product Class Weighted by Market Share
|  | Year | 1990 | 1991 | 1992 | 1993 | 1994 | 1995 | 1996 | 1997 | 1998 | 1999 | 2000 | 2001 | 2002 | 2003 | 2004 | 2005 | 2006 | 2007 | 2008 | 2009 | 2010 | 2011 | 2012 | 2013 | 2014 | 2015 | 2016 | 2017 | 2018 | 2019 | 2020 | 2021 | 2022 | 2023 | 2024 | 2025 | 2026 | 2027 | 2028 | 2029 | 2030 | 2031 | 2032 | 2033 | 2034
|  | Average post-case UEC | 98.077 | 98.077 | 98.077 | 98.077 | 98.077 | 98.077 | 98.077 | 98.077 | 98.077 | 98.077 | 98.077 | 98.077 | 98.077 | 98.077 | 98.077 | 98.077 | 77.8002 | 77.8002 | 77.8002 | 77.8002 | 77.8002 | 77.8002 | 77.8002 | 77.8002 | 77.8002 | 77.8002 | 77.8002 | 77.8002 | 77.8002 | 77.8002 | 77.8002 | 77.8002 | 77.8002 | 77.8002 | 77.8002 | 77.8002 | 77.8002 | 77.8002 | 77.8002 | 77.8002 | 77.8002 | 77.8002 | 77.8002 | 77.8002 | 77.8002
Aggregated Installed Unit Energy Consumption Weighted by Vintage
Pre-case Unit Energy Consumption by Product Class Weighted by Vintage
|  | Year | 1990 | 1991 | 1992 | 1993 | 1994 | 1995 | 1996 | 1997 | 1998 | 1999 | 2000 | 2001 | 2002 | 2003 | 2004 | 2005 | 2006 | 2007 | 2008 | 2009 | 2010 | 2011 | 2012 | 2013 | 2014 | 2015 | 2016 | 2017 | 2018 | 2019 | 2020 | 2021 | 2022 | 2023 | 2024 | 2025 | 2026 | 2027 | 2028 | 2029 | 2030 | 2031 | 2032 | 2033 | 2034
|  | Average pre-case UEC | 0 | 98.077 | 98.077 | 98.077 | 98.077 | 98.077 | 98.077 | 98.077 | 98.077 | 98.077 | 98.077 | 98.077 | 98.077 | 98.077 | 98.077 | 98.077 | 98.077 | 98.077 | 98.077 | 98.077 | 98.077 | 98.077 | 98.077 | 98.077 | 98.077 | 98.077 | 98.077 | 98.077 | 98.077 | 98.077 | 98.077 | 98.077 | 98.077 | 98.077 | 98.077 | 98.077 | 98.077 | 98.077 | 98.077 | 98.077 | 98.077 | 98.077 | 98.077 | 98.077 | 98.077
Post-Case Unit Energy Consumption by Product Class Weighted by Market Share
|  | Year | 1990 | 1991 | 1992 | 1993 | 1994 | 1995 | 1996 | 1997 | 1998 | 1999 | 2000 | 2001 | 2002 | 2003 | 2004 | 2005 | 2006 | 2007 | 2008 | 2009 | 2010 | 2011 | 2012 | 2013 | 2014 | 2015 | 2016 | 2017 | 2018 | 2019 | 2020 | 2021 | 2022 | 2023 | 2024 | 2025 | 2026 | 2027 | 2028 | 2029 | 2030 | 2031 | 2032 | 2033 | 2034
|  | Average post-case UEC | 0 | 98.077 | 98.077 | 98.077 | 98.077 | 98.077 | 98.077 | 98.077 | 98.077 | 98.077 | 98.077 | 98.077 | 98.077 | 98.077 | 98.077 | 98.077 | 98.077 | 94.9008 | 91.8766 | 89.0028 | 86.2077 | 83.385 | 80.5778 | 77.8002 | 77.8002 | 77.8002 | 77.8002 | 77.8002 | 77.8002 | 77.8002 | 77.8002 | 77.8002 | 77.8002 | 77.8002 | 77.8002 | 77.8002 | 77.8002 | 77.8002 | 77.8002 | 77.8002 | 77.8002 | 77.8002 | 77.8002 | 77.8002 | 77.8002

## UEC-MF
Unit Energy Consumption
|  | Product | Torchieres
[5 empty] | 5th Plan Time Horizon | 2005-2009
|  | Number of Product Classes | 1 |  | 6th Plan Time Horizon | 2010-2014
[5 empty] | 6th Plan Projection | 2014-2034
|  | Product Class | Market Share by Product Class
| 1 | Torchieres | 100%
Efficiency Tier by Product Class
|  | Torchieres | Annual Energy Consumption
kWh/yr
|  | Baseline | 66.2374
|  | 2006 Standard level (Post-case) | 44.714
Market Share Matrix
Pre-Case Market Share Matrix by Product Class and Efficiency Distribution
|  | Torchieres | 1990 | 1991 | 1992 | 1993 | 1994 | 1995 | 1996 | 1997 | 1998 | 1999 | 2000 | 2001 | 2002 | 2003 | 2004 | 2005 | 2006 | 2007 | 2008 | 2009 | 2010 | 2011 | 2012 | 2013 | 2014 | 2015 | 2016 | 2017 | 2018 | 2019 | 2020 | 2021 | 2022 | 2023 | 2024 | 2025 | 2026 | 2027 | 2028 | 2029 | 2030 | 2031 | 2032 | 2033 | 2034
|  | Baseline | 100% | 100% | 100% | 100% | 100% | 100% | 100% | 100% | 100% | 100% | 100% | 100% | 100% | 100% | 100% | 100% | 100% | 100% | 100% | 100% | 100% | 100% | 100% | 100% | 100% | 100% | 100% | 100% | 100% | 100% | 100% | 100% | 100% | 100% | 100% | 100% | 100% | 100% | 100% | 100% | 100% | 100% | 100% | 100% | 100%
2006 Standard level (Post-case) | bar: 1990 to 2034
Post Case Market Share Matrix by Product Class and Efficiency Distribution
|  | Standard Effective Year | 1990: 2006
|  | Torchieres | 1990 | 1991 | 1992 | 1993 | 1994 | 1995 | 1996 | 1997 | 1998 | 1999 | 2000 | 2001 | 2002 | 2003 | 2004 | 2005 | 2006 | 2007 | 2008 | 2009 | 2010 | 2011 | 2012 | 2013 | 2014 | 2015 | 2016 | 2017 | 2018 | 2019 | 2020 | 2021 | 2022 | 2023 | 2024 | 2025 | 2026 | 2027 | 2028 | 2029 | 2030 | 2031 | 2032 | 2033 | 2034
|  | Baseline | 100% | 100% | 100% | 100% | 100% | 100% | 100% | 100% | 100% | 100% | 100% | 100% | 100% | 100% | 100% | 100% | 0% | 0% | 0% | 0% | 0% | 0% | 0% | 0% | 0% | 0% | 0% | 0% | 0% | 0% | 0% | 0% | 0% | 0% | 0% | 0% | 0% | 0% | 0% | 0% | 0% | 0% | 0% | 0% | 0%
|  | 2006 Standard level (Post-case) | 0% | 0% | 0% | 0% | 0% | 0% | 0% | 0% | 0% | 0% | 0% | 0% | 0% | 0% | 0% | 0% | 100% | 100% | 100% | 100% | 100% | 100% | 100% | 100% | 100% | 100% | 100% | 100% | 100% | 100% | 100% | 100% | 100% | 100% | 100% | 100% | 100% | 100% | 100% | 100% | 100% | 100% | 100% | 100% | 100%
Aggregated Shipment Unit Energy Consumption
Pre-case Unit Energy Consumption by Product Class Weighted by Market Share
|  | Year | 1990 | 1991 | 1992 | 1993 | 1994 | 1995 | 1996 | 1997 | 1998 | 1999 | 2000 | 2001 | 2002 | 2003 | 2004 | 2005 | 2006 | 2007 | 2008 | 2009 | 2010 | 2011 | 2012 | 2013 | 2014 | 2015 | 2016 | 2017 | 2018 | 2019 | 2020 | 2021 | 2022 | 2023 | 2024 | 2025 | 2026 | 2027 | 2028 | 2029 | 2030 | 2031 | 2032 | 2033 | 2034
|  | Average pre-case UEC | 66.2374 | 66.2374 | 66.2374 | 66.2374 | 66.2374 | 66.2374 | 66.2374 | 66.2374 | 66.2374 | 66.2374 | 66.2374 | 66.2374 | 66.2374 | 66.2374 | 66.2374 | 66.2374 | 66.2374 | 66.2374 | 66.2374 | 66.2374 | 66.2374 | 66.2374 | 66.2374 | 66.2374 | 66.2374 | 66.2374 | 66.2374 | 66.2374 | 66.2374 | 66.2374 | 66.2374 | 66.2374 | 66.2374 | 66.2374 | 66.2374 | 66.2374 | 66.2374 | 66.2374 | 66.2374 | 66.2374 | 66.2374 | 66.2374 | 66.2374 | 66.2374 | 66.2374
Post Case Unit Energy Consumption by Product Class Weighted by Market Share
|  | Year | 1990 | 1991 | 1992 | 1993 | 1994 | 1995 | 1996 | 1997 | 1998 | 1999 | 2000 | 2001 | 2002 | 2003 | 2004 | 2005 | 2006 | 2007 | 2008 | 2009 | 2010 | 2011 | 2012 | 2013 | 2014 | 2015 | 2016 | 2017 | 2018 | 2019 | 2020 | 2021 | 2022 | 2023 | 2024 | 2025 | 2026 | 2027 | 2028 | 2029 | 2030 | 2031 | 2032 | 2033 | 2034
|  | Average post-case UEC | 66.2374 | 66.2374 | 66.2374 | 66.2374 | 66.2374 | 66.2374 | 66.2374 | 66.2374 | 66.2374 | 66.2374 | 66.2374 | 66.2374 | 66.2374 | 66.2374 | 66.2374 | 66.2374 | 44.714 | 44.714 | 44.714 | 44.714 | 44.714 | 44.714 | 44.714 | 44.714 | 44.714 | 44.714 | 44.714 | 44.714 | 44.714 | 44.714 | 44.714 | 44.714 | 44.714 | 44.714 | 44.714 | 44.714 | 44.714 | 44.714 | 44.714 | 44.714 | 44.714 | 44.714 | 44.714 | 44.714 | 44.714
Aggregated Installed Unit Energy Consumption Weighted by Vintage
Pre-case Unit Energy Consumption by Product Class Weighted by Vintage
|  | Year | 1990 | 1991 | 1992 | 1993 | 1994 | 1995 | 1996 | 1997 | 1998 | 1999 | 2000 | 2001 | 2002 | 2003 | 2004 | 2005 | 2006 | 2007 | 2008 | 2009 | 2010 | 2011 | 2012 | 2013 | 2014 | 2015 | 2016 | 2017 | 2018 | 2019 | 2020 | 2021 | 2022 | 2023 | 2024 | 2025 | 2026 | 2027 | 2028 | 2029 | 2030 | 2031 | 2032 | 2033 | 2034
|  | Average pre-case UEC | 0 | 66.2374 | 66.2374 | 66.2374 | 66.2374 | 66.2374 | 66.2374 | 66.2374 | 66.2374 | 66.2374 | 66.2374 | 66.2374 | 66.2374 | 66.2374 | 66.2374 | 66.2374 | 66.2374 | 66.2374 | 66.2374 | 66.2374 | 66.2374 | 66.2374 | 66.2374 | 66.2374 | 66.2374 | 66.2374 | 66.2374 | 66.2374 | 66.2374 | 66.2374 | 66.2374 | 66.2374 | 66.2374 | 66.2374 | 66.2374 | 66.2374 | 66.2374 | 66.2374 | 66.2374 | 66.2374 | 66.2374 | 66.2374 | 66.2374 | 66.2374 | 66.2374
Post-Case Unit Energy Consumption by Product Class Weighted by Market Share
|  | Year | 1990 | 1991 | 1992 | 1993 | 1994 | 1995 | 1996 | 1997 | 1998 | 1999 | 2000 | 2001 | 2002 | 2003 | 2004 | 2005 | 2006 | 2007 | 2008 | 2009 | 2010 | 2011 | 2012 | 2013 | 2014 | 2015 | 2016 | 2017 | 2018 | 2019 | 2020 | 2021 | 2022 | 2023 | 2024 | 2025 | 2026 | 2027 | 2028 | 2029 | 2030 | 2031 | 2032 | 2033 | 2034
|  | Average post-case UEC | 0 | 66.2374 | 66.2374 | 66.2374 | 66.2374 | 66.2374 | 66.2374 | 66.2374 | 66.2374 | 66.2374 | 66.2374 | 66.2374 | 66.2374 | 66.2374 | 66.2374 | 66.2374 | 66.2374 | 62.852 | 59.5804 | 56.4608 | 53.489 | 50.5393 | 47.5936 | 44.714 | 44.714 | 44.714 | 44.714 | 44.714 | 44.714 | 44.714 | 44.714 | 44.714 | 44.714 | 44.714 | 44.714 | 44.714 | 44.714 | 44.714 | 44.714 | 44.714 | 44.714 | 44.714 | 44.714 | 44.714 | 44.714

## UEC-MH
Unit Energy Consumption
|  | Product | Torchieres
[5 empty] | 5th Plan Time Horizon | 2005-2009
|  | Number of Product Classes | 1 |  | 6th Plan Time Horizon | 2010-2014
[5 empty] | 6th Plan Projection | 2014-2034
|  | Product Class | Market Share by Product Class
| 1 | Torchieres | 100%
Efficiency Tier by Product Class
|  | Torchieres | Annual Energy Consumption
kWh/yr
|  | Baseline | 104.862
|  | 2006 Standard level (Post-case) | 73.4241
Market Share Matrix
Pre-Case Market Share Matrix by Product Class and Efficiency Distribution
|  | Torchieres | 1990 | 1991 | 1992 | 1993 | 1994 | 1995 | 1996 | 1997 | 1998 | 1999 | 2000 | 2001 | 2002 | 2003 | 2004 | 2005 | 2006 | 2007 | 2008 | 2009 | 2010 | 2011 | 2012 | 2013 | 2014 | 2015 | 2016 | 2017 | 2018 | 2019 | 2020 | 2021 | 2022 | 2023 | 2024 | 2025 | 2026 | 2027 | 2028 | 2029 | 2030 | 2031 | 2032 | 2033 | 2034
|  | Baseline | 100% | 100% | 100% | 100% | 100% | 100% | 100% | 100% | 100% | 100% | 100% | 100% | 100% | 100% | 100% | 100% | 100% | 100% | 100% | 100% | 100% | 100% | 100% | 100% | 100% | 100% | 100% | 100% | 100% | 100% | 100% | 100% | 100% | 100% | 100% | 100% | 100% | 100% | 100% | 100% | 100% | 100% | 100% | 100% | 100%
2006 Standard level (Post-case) | bar: 1990 to 2034
Post Case Market Share Matrix by Product Class and Efficiency Distribution
|  | Standard Effective Year | 1990: 2006
|  | Torchieres | 1990 | 1991 | 1992 | 1993 | 1994 | 1995 | 1996 | 1997 | 1998 | 1999 | 2000 | 2001 | 2002 | 2003 | 2004 | 2005 | 2006 | 2007 | 2008 | 2009 | 2010 | 2011 | 2012 | 2013 | 2014 | 2015 | 2016 | 2017 | 2018 | 2019 | 2020 | 2021 | 2022 | 2023 | 2024 | 2025 | 2026 | 2027 | 2028 | 2029 | 2030 | 2031 | 2032 | 2033 | 2034
|  | Baseline | 100% | 100% | 100% | 100% | 100% | 100% | 100% | 100% | 100% | 100% | 100% | 100% | 100% | 100% | 100% | 100% | 0% | 0% | 0% | 0% | 0% | 0% | 0% | 0% | 0% | 0% | 0% | 0% | 0% | 0% | 0% | 0% | 0% | 0% | 0% | 0% | 0% | 0% | 0% | 0% | 0% | 0% | 0% | 0% | 0%
|  | 2006 Standard level (Post-case) | 0% | 0% | 0% | 0% | 0% | 0% | 0% | 0% | 0% | 0% | 0% | 0% | 0% | 0% | 0% | 0% | 100% | 100% | 100% | 100% | 100% | 100% | 100% | 100% | 100% | 100% | 100% | 100% | 100% | 100% | 100% | 100% | 100% | 100% | 100% | 100% | 100% | 100% | 100% | 100% | 100% | 100% | 100% | 100% | 100%
Aggregated Shipment Unit Energy Consumption
Pre-case Unit Energy Consumption by Product Class Weighted by Market Share
|  | Year | 1990 | 1991 | 1992 | 1993 | 1994 | 1995 | 1996 | 1997 | 1998 | 1999 | 2000 | 2001 | 2002 | 2003 | 2004 | 2005 | 2006 | 2007 | 2008 | 2009 | 2010 | 2011 | 2012 | 2013 | 2014 | 2015 | 2016 | 2017 | 2018 | 2019 | 2020 | 2021 | 2022 | 2023 | 2024 | 2025 | 2026 | 2027 | 2028 | 2029 | 2030 | 2031 | 2032 | 2033 | 2034
|  | Average pre-case UEC | 104.862 | 104.862 | 104.862 | 104.862 | 104.862 | 104.862 | 104.862 | 104.862 | 104.862 | 104.862 | 104.862 | 104.862 | 104.862 | 104.862 | 104.862 | 104.862 | 104.862 | 104.862 | 104.862 | 104.862 | 104.862 | 104.862 | 104.862 | 104.862 | 104.862 | 104.862 | 104.862 | 104.862 | 104.862 | 104.862 | 104.862 | 104.862 | 104.862 | 104.862 | 104.862 | 104.862 | 104.862 | 104.862 | 104.862 | 104.862 | 104.862 | 104.862 | 104.862 | 104.862 | 104.862
Post Case Unit Energy Consumption by Product Class Weighted by Market Share
|  | Year | 1990 | 1991 | 1992 | 1993 | 1994 | 1995 | 1996 | 1997 | 1998 | 1999 | 2000 | 2001 | 2002 | 2003 | 2004 | 2005 | 2006 | 2007 | 2008 | 2009 | 2010 | 2011 | 2012 | 2013 | 2014 | 2015 | 2016 | 2017 | 2018 | 2019 | 2020 | 2021 | 2022 | 2023 | 2024 | 2025 | 2026 | 2027 | 2028 | 2029 | 2030 | 2031 | 2032 | 2033 | 2034
|  | Average post-case UEC | 104.862 | 104.862 | 104.862 | 104.862 | 104.862 | 104.862 | 104.862 | 104.862 | 104.862 | 104.862 | 104.862 | 104.862 | 104.862 | 104.862 | 104.862 | 104.862 | 73.4241 | 73.4241 | 73.4241 | 73.4241 | 73.4241 | 73.4241 | 73.4241 | 73.4241 | 73.4241 | 73.4241 | 73.4241 | 73.4241 | 73.4241 | 73.4241 | 73.4241 | 73.4241 | 73.4241 | 73.4241 | 73.4241 | 73.4241 | 73.4241 | 73.4241 | 73.4241 | 73.4241 | 73.4241 | 73.4241 | 73.4241 | 73.4241 | 73.4241
Aggregated Installed Unit Energy Consumption Weighted by Vintage
Pre-case Unit Energy Consumption by Product Class Weighted by Vintage
|  | Year | 1990 | 1991 | 1992 | 1993 | 1994 | 1995 | 1996 | 1997 | 1998 | 1999 | 2000 | 2001 | 2002 | 2003 | 2004 | 2005 | 2006 | 2007 | 2008 | 2009 | 2010 | 2011 | 2012 | 2013 | 2014 | 2015 | 2016 | 2017 | 2018 | 2019 | 2020 | 2021 | 2022 | 2023 | 2024 | 2025 | 2026 | 2027 | 2028 | 2029 | 2030 | 2031 | 2032 | 2033 | 2034
|  | Average pre-case UEC | 0 | 104.862 | 104.862 | 104.862 | 104.862 | 104.862 | 104.862 | 104.862 | 104.862 | 104.862 | 104.862 | 104.862 | 104.862 | 104.862 | 104.862 | 104.862 | 104.862 | 104.862 | 104.862 | 104.862 | 104.862 | 104.862 | 104.862 | 104.862 | 104.862 | 104.862 | 104.862 | 104.862 | 104.862 | 104.862 | 104.862 | 104.862 | 104.862 | 104.862 | 104.862 | 104.862 | 104.862 | 104.862 | 104.862 | 104.862 | 104.862 | 104.862 | 104.862 | 104.862 | 104.862
Post-Case Unit Energy Consumption by Product Class Weighted by Market Share
|  | Year | 1990 | 1991 | 1992 | 1993 | 1994 | 1995 | 1996 | 1997 | 1998 | 1999 | 2000 | 2001 | 2002 | 2003 | 2004 | 2005 | 2006 | 2007 | 2008 | 2009 | 2010 | 2011 | 2012 | 2013 | 2014 | 2015 | 2016 | 2017 | 2018 | 2019 | 2020 | 2021 | 2022 | 2023 | 2024 | 2025 | 2026 | 2027 | 2028 | 2029 | 2030 | 2031 | 2032 | 2033 | 2034
|  | Average post-case UEC | 0 | 104.862 | 104.862 | 104.862 | 104.862 | 104.862 | 104.862 | 104.862 | 104.862 | 104.862 | 104.862 | 104.862 | 104.862 | 104.862 | 104.862 | 104.862 | 104.862 | 100.0918 | 95.3635 | 90.7419 | 86.2212 | 81.831 | 77.5735 | 73.4241 | 73.4241 | 73.4241 | 73.4241 | 73.4241 | 73.4241 | 73.4241 | 73.4241 | 73.4241 | 73.4241 | 73.4241 | 73.4241 | 73.4241 | 73.4241 | 73.4241 | 73.4241 | 73.4241 | 73.4241 | 73.4241 | 73.4241 | 73.4241 | 73.4241

## Installed UEC-SF
Installed Units by Year by Vintage (linked to Stock Model)
|  | 1 | 2 | 3 | 4 | 5 | 6 | 7 | 8 | 9 | 10 | 11 | 12 | 13 | 14 | 15 | 16 | 17 | 18 | 19 | 20 | 21 | 22 | 23 | 24 | 25 | 26 | 27 | 28 | 29 | 30 | 31 | 32 | 33 | 34 | 35 | 36 | 37 | 38 | 39 | 40 | 41 | 42 | 43 | 44 | 45
Vintage
|  | 1990 | 1991 | 1992 | 1993 | 1994 | 1995 | 1996 | 1997 | 1998 | 1999 | 2000 | 2001 | 2002 | 2003 | 2004 | 2005 | 2006 | 2007 | 2008 | 2009 | 2010 | 2011 | 2012 | 2013 | 2014 | 2015 | 2016 | 2017 | 2018 | 2019 | 2020 | 2021 | 2022 | 2023 | 2024 | 2025 | 2026 | 2027 | 2028 | 2029 | 2030 | 2031 | 2032 | 2033 | 2034 | Total units | check
Year | 1990 | 0 | 0 | 0 | 0 | 0 | 0 | 0 | 0 | 0 | 0 | 0 | 0 | 0 | 0 | 0 | 0 | 0 | 0 | 0 | 0 | 0 | 0 | 0 | 0 | 0 | 0 | 0 | 0 | 0 | 0 | 0 | 0 | 0 | 0 | 0 | 0 | 0 | 0 | 0 | 0 | 0 | 0 | 0 | 0 | 0 | 0 | OK
| 1991 | 0 | 204004.686 | 0 | 0 | 0 | 0 | 0 | 0 | 0 | 0 | 0 | 0 | 0 | 0 | 0 | 0 | 0 | 0 | 0 | 0 | 0 | 0 | 0 | 0 | 0 | 0 | 0 | 0 | 0 | 0 | 0 | 0 | 0 | 0 | 0 | 0 | 0 | 0 | 0 | 0 | 0 | 0 | 0 | 0 | 0 | 204004.686 | OK
| 1992 | 0 | 204004.686 | 203954.7605 | 0 | 0 | 0 | 0 | 0 | 0 | 0 | 0 | 0 | 0 | 0 | 0 | 0 | 0 | 0 | 0 | 0 | 0 | 0 | 0 | 0 | 0 | 0 | 0 | 0 | 0 | 0 | 0 | 0 | 0 | 0 | 0 | 0 | 0 | 0 | 0 | 0 | 0 | 0 | 0 | 0 | 0 | 407959.4465 | OK
| 1993 | 0 | 204004.686 | 203954.7605 | 203904.6636 | 0 | 0 | 0 | 0 | 0 | 0 | 0 | 0 | 0 | 0 | 0 | 0 | 0 | 0 | 0 | 0 | 0 | 0 | 0 | 0 | 0 | 0 | 0 | 0 | 0 | 0 | 0 | 0 | 0 | 0 | 0 | 0 | 0 | 0 | 0 | 0 | 0 | 0 | 0 | 0 | 0 | 611864.1101 | OK
| 1994 | 0 | 204004.686 | 203954.7605 | 203904.6636 | 203919.4503 | 0 | 0 | 0 | 0 | 0 | 0 | 0 | 0 | 0 | 0 | 0 | 0 | 0 | 0 | 0 | 0 | 0 | 0 | 0 | 0 | 0 | 0 | 0 | 0 | 0 | 0 | 0 | 0 | 0 | 0 | 0 | 0 | 0 | 0 | 0 | 0 | 0 | 0 | 0 | 0 | 815783.5604 | OK
| 1995 | 0 | 204004.686 | 203954.7605 | 203904.6636 | 203919.4503 | 204012.1839 | 0 | 0 | 0 | 0 | 0 | 0 | 0 | 0 | 0 | 0 | 0 | 0 | 0 | 0 | 0 | 0 | 0 | 0 | 0 | 0 | 0 | 0 | 0 | 0 | 0 | 0 | 0 | 0 | 0 | 0 | 0 | 0 | 0 | 0 | 0 | 0 | 0 | 0 | 0 | 1019795.7443 | OK
| 1996 | 0 | 204004.686 | 203954.7605 | 203904.6636 | 203919.4503 | 204012.1839 | 204232.3716 | 0 | 0 | 0 | 0 | 0 | 0 | 0 | 0 | 0 | 0 | 0 | 0 | 0 | 0 | 0 | 0 | 0 | 0 | 0 | 0 | 0 | 0 | 0 | 0 | 0 | 0 | 0 | 0 | 0 | 0 | 0 | 0 | 0 | 0 | 0 | 0 | 0 | 0 | 1224028.1159 | OK
| 1997 | 0 | 204004.686 | 203954.7605 | 203904.6636 | 203919.4503 | 204012.1839 | 204232.3716 | 203705.1331 | 0 | 0 | 0 | 0 | 0 | 0 | 0 | 0 | 0 | 0 | 0 | 0 | 0 | 0 | 0 | 0 | 0 | 0 | 0 | 0 | 0 | 0 | 0 | 0 | 0 | 0 | 0 | 0 | 0 | 0 | 0 | 0 | 0 | 0 | 0 | 0 | 0 | 1427733.249 | OK
| 1998 | 0 | 0 | 203954.7605 | 203904.6636 | 203919.4503 | 204012.1839 | 204232.3716 | 203705.1331 | 203654.179 | 0 | 0 | 0 | 0 | 0 | 0 | 0 | 0 | 0 | 0 | 0 | 0 | 0 | 0 | 0 | 0 | 0 | 0 | 0 | 0 | 0 | 0 | 0 | 0 | 0 | 0 | 0 | 0 | 0 | 0 | 0 | 0 | 0 | 0 | 0 | 0 | 1427382.742 | OK
| 1999 | 0 | 0 | 0 | 203904.6636 | 203919.4503 | 204012.1839 | 204232.3716 | 203705.1331 | 203654.179 | 203993.3838 | 0 | 0 | 0 | 0 | 0 | 0 | 0 | 0 | 0 | 0 | 0 | 0 | 0 | 0 | 0 | 0 | 0 | 0 | 0 | 0 | 0 | 0 | 0 | 0 | 0 | 0 | 0 | 0 | 0 | 0 | 0 | 0 | 0 | 0 | 0 | 1427421.3653 | OK
| 2000 | 0 | 0 | 0 | 0 | 203919.4503 | 204012.1839 | 204232.3716 | 203705.1331 | 203654.179 | 203993.3838 | 204475.8522 | 0 | 0 | 0 | 0 | 0 | 0 | 0 | 0 | 0 | 0 | 0 | 0 | 0 | 0 | 0 | 0 | 0 | 0 | 0 | 0 | 0 | 0 | 0 | 0 | 0 | 0 | 0 | 0 | 0 | 0 | 0 | 0 | 0 | 0 | 1427992.5539 | OK
| 2001 | 0 | 0 | 0 | 0 | 0 | 204012.1839 | 204232.3716 | 203705.1331 | 203654.179 | 203993.3838 | 204475.8522 | 205333.3097 | 0 | 0 | 0 | 0 | 0 | 0 | 0 | 0 | 0 | 0 | 0 | 0 | 0 | 0 | 0 | 0 | 0 | 0 | 0 | 0 | 0 | 0 | 0 | 0 | 0 | 0 | 0 | 0 | 0 | 0 | 0 | 0 | 0 | 1429406.4134 | OK
| 2002 | 0 | 0 | 0 | 0 | 0 | 0 | 204232.3716 | 203705.1331 | 203654.179 | 203993.3838 | 204475.8522 | 205333.3097 | 201068.941 | 0 | 0 | 0 | 0 | 0 | 0 | 0 | 0 | 0 | 0 | 0 | 0 | 0 | 0 | 0 | 0 | 0 | 0 | 0 | 0 | 0 | 0 | 0 | 0 | 0 | 0 | 0 | 0 | 0 | 0 | 0 | 0 | 1426463.1704 | OK
| 2003 | 0 | 0 | 0 | 0 | 0 | 0 | 0 | 203705.1331 | 203654.179 | 203993.3838 | 204475.8522 | 205333.3097 | 201068.941 | 203399.4082 | 0 | 0 | 0 | 0 | 0 | 0 | 0 | 0 | 0 | 0 | 0 | 0 | 0 | 0 | 0 | 0 | 0 | 0 | 0 | 0 | 0 | 0 | 0 | 0 | 0 | 0 | 0 | 0 | 0 | 0 | 0 | 1425630.2071 | OK
| 2004 | 0 | 0 | 0 | 0 | 0 | 0 | 0 | 0 | 203654.179 | 203993.3838 | 204475.8522 | 205333.3097 | 201068.941 | 203399.4082 | 205689.4078 | 0 | 0 | 0 | 0 | 0 | 0 | 0 | 0 | 0 | 0 | 0 | 0 | 0 | 0 | 0 | 0 | 0 | 0 | 0 | 0 | 0 | 0 | 0 | 0 | 0 | 0 | 0 | 0 | 0 | 0 | 1427614.4818 | OK
| 2005 | 0 | 0 | 0 | 0 | 0 | 0 | 0 | 0 | 0 | 203993.3838 | 204475.8522 | 205333.3097 | 201068.941 | 203399.4082 | 205689.4078 | 206888.1943 | 0 | 0 | 0 | 0 | 0 | 0 | 0 | 0 | 0 | 0 | 0 | 0 | 0 | 0 | 0 | 0 | 0 | 0 | 0 | 0 | 0 | 0 | 0 | 0 | 0 | 0 | 0 | 0 | 0 | 1430848.497 | OK
| 2006 | 0 | 0 | 0 | 0 | 0 | 0 | 0 | 0 | 0 | 0 | 204475.8522 | 205333.3097 | 201068.941 | 203399.4082 | 205689.4078 | 206888.1943 | 209620.5973 | 0 | 0 | 0 | 0 | 0 | 0 | 0 | 0 | 0 | 0 | 0 | 0 | 0 | 0 | 0 | 0 | 0 | 0 | 0 | 0 | 0 | 0 | 0 | 0 | 0 | 0 | 0 | 0 | 1436475.7105 | OK
| 2007 | 0 | 0 | 0 | 0 | 0 | 0 | 0 | 0 | 0 | 0 | 0 | 205333.3097 | 201068.941 | 203399.4082 | 205689.4078 | 206888.1943 | 209620.5973 | 228823.3121 | 0 | 0 | 0 | 0 | 0 | 0 | 0 | 0 | 0 | 0 | 0 | 0 | 0 | 0 | 0 | 0 | 0 | 0 | 0 | 0 | 0 | 0 | 0 | 0 | 0 | 0 | 0 | 1460823.1704 | OK
| 2008 | 0 | 0 | 0 | 0 | 0 | 0 | 0 | 0 | 0 | 0 | 0 | 0 | 201068.941 | 203399.4082 | 205689.4078 | 206888.1943 | 209620.5973 | 228823.3121 | 223409.5382 | 0 | 0 | 0 | 0 | 0 | 0 | 0 | 0 | 0 | 0 | 0 | 0 | 0 | 0 | 0 | 0 | 0 | 0 | 0 | 0 | 0 | 0 | 0 | 0 | 0 | 0 | 1478899.3989 | OK
| 2009 | 0 | 0 | 0 | 0 | 0 | 0 | 0 | 0 | 0 | 0 | 0 | 0 | 0 | 203399.4082 | 205689.4078 | 206888.1943 | 209620.5973 | 228823.3121 | 223409.5382 | 216511.196 | 0 | 0 | 0 | 0 | 0 | 0 | 0 | 0 | 0 | 0 | 0 | 0 | 0 | 0 | 0 | 0 | 0 | 0 | 0 | 0 | 0 | 0 | 0 | 0 | 0 | 1494341.6539 | OK
| 2010 | 0 | 0 | 0 | 0 | 0 | 0 | 0 | 0 | 0 | 0 | 0 | 0 | 0 | 0 | 205689.4078 | 206888.1943 | 209620.5973 | 228823.3121 | 223409.5382 | 216511.196 | 209647.4531 | 0 | 0 | 0 | 0 | 0 | 0 | 0 | 0 | 0 | 0 | 0 | 0 | 0 | 0 | 0 | 0 | 0 | 0 | 0 | 0 | 0 | 0 | 0 | 0 | 1500589.6988 | OK
| 2011 | 0 | 0 | 0 | 0 | 0 | 0 | 0 | 0 | 0 | 0 | 0 | 0 | 0 | 0 | 0 | 206888.1943 | 209620.5973 | 228823.3121 | 223409.5382 | 216511.196 | 209647.4531 | 217334.2541 | 0 | 0 | 0 | 0 | 0 | 0 | 0 | 0 | 0 | 0 | 0 | 0 | 0 | 0 | 0 | 0 | 0 | 0 | 0 | 0 | 0 | 0 | 0 | 1512234.545 | OK
| 2012 | 0 | 0 | 0 | 0 | 0 | 0 | 0 | 0 | 0 | 0 | 0 | 0 | 0 | 0 | 0 | 0 | 209620.5973 | 228823.3121 | 223409.5382 | 216511.196 | 209647.4531 | 217334.2541 | 224914.6526 | 0 | 0 | 0 | 0 | 0 | 0 | 0 | 0 | 0 | 0 | 0 | 0 | 0 | 0 | 0 | 0 | 0 | 0 | 0 | 0 | 0 | 0 | 1530261.0034 | OK
| 2013 | 0 | 0 | 0 | 0 | 0 | 0 | 0 | 0 | 0 | 0 | 0 | 0 | 0 | 0 | 0 | 0 | 0 | 228823.3121 | 223409.5382 | 216511.196 | 209647.4531 | 217334.2541 | 224914.6526 | 229155.7161 | 0 | 0 | 0 | 0 | 0 | 0 | 0 | 0 | 0 | 0 | 0 | 0 | 0 | 0 | 0 | 0 | 0 | 0 | 0 | 0 | 0 | 1549796.1222 | OK
| 2014 | 0 | 0 | 0 | 0 | 0 | 0 | 0 | 0 | 0 | 0 | 0 | 0 | 0 | 0 | 0 | 0 | 0 | 0 | 223409.5382 | 216511.196 | 209647.4531 | 217334.2541 | 224914.6526 | 229155.7161 | 232451.467 | 0 | 0 | 0 | 0 | 0 | 0 | 0 | 0 | 0 | 0 | 0 | 0 | 0 | 0 | 0 | 0 | 0 | 0 | 0 | 0 | 1553424.277 | OK
| 2015 | 0 | 0 | 0 | 0 | 0 | 0 | 0 | 0 | 0 | 0 | 0 | 0 | 0 | 0 | 0 | 0 | 0 | 0 | 0 | 216511.196 | 209647.4531 | 217334.2541 | 224914.6526 | 229155.7161 | 232451.467 | 251493.1448 | 0 | 0 | 0 | 0 | 0 | 0 | 0 | 0 | 0 | 0 | 0 | 0 | 0 | 0 | 0 | 0 | 0 | 0 | 0 | 1581507.8837 | OK
| 2016 | 0 | 0 | 0 | 0 | 0 | 0 | 0 | 0 | 0 | 0 | 0 | 0 | 0 | 0 | 0 | 0 | 0 | 0 | 0 | 0 | 209647.4531 | 217334.2541 | 224914.6526 | 229155.7161 | 232451.467 | 251493.1448 | 246149.8181 | 0 | 0 | 0 | 0 | 0 | 0 | 0 | 0 | 0 | 0 | 0 | 0 | 0 | 0 | 0 | 0 | 0 | 0 | 1611146.5058 | OK
| 2017 | 0 | 0 | 0 | 0 | 0 | 0 | 0 | 0 | 0 | 0 | 0 | 0 | 0 | 0 | 0 | 0 | 0 | 0 | 0 | 0 | 0 | 217334.2541 | 224914.6526 | 229155.7161 | 232451.467 | 251493.1448 | 246149.8181 | 239324.6711 | 0 | 0 | 0 | 0 | 0 | 0 | 0 | 0 | 0 | 0 | 0 | 0 | 0 | 0 | 0 | 0 | 0 | 1640823.7238 | OK
| 2018 | 0 | 0 | 0 | 0 | 0 | 0 | 0 | 0 | 0 | 0 | 0 | 0 | 0 | 0 | 0 | 0 | 0 | 0 | 0 | 0 | 0 | 0 | 224914.6526 | 229155.7161 | 232451.467 | 251493.1448 | 246149.8181 | 239324.6711 | 232061.2722 | 0 | 0 | 0 | 0 | 0 | 0 | 0 | 0 | 0 | 0 | 0 | 0 | 0 | 0 | 0 | 0 | 1655550.7418 | OK
| 2019 | 0 | 0 | 0 | 0 | 0 | 0 | 0 | 0 | 0 | 0 | 0 | 0 | 0 | 0 | 0 | 0 | 0 | 0 | 0 | 0 | 0 | 0 | 0 | 229155.7161 | 232451.467 | 251493.1448 | 246149.8181 | 239324.6711 | 232061.2722 | 239301.6293 | 0 | 0 | 0 | 0 | 0 | 0 | 0 | 0 | 0 | 0 | 0 | 0 | 0 | 0 | 0 | 1669937.7185 | OK
| 2020 | 0 | 0 | 0 | 0 | 0 | 0 | 0 | 0 | 0 | 0 | 0 | 0 | 0 | 0 | 0 | 0 | 0 | 0 | 0 | 0 | 0 | 0 | 0 | 0 | 232451.467 | 251493.1448 | 246149.8181 | 239324.6711 | 232061.2722 | 239301.6293 | 246400.8781 | 0 | 0 | 0 | 0 | 0 | 0 | 0 | 0 | 0 | 0 | 0 | 0 | 0 | 0 | 1687182.8805 | OK
| 2021 | 0 | 0 | 0 | 0 | 0 | 0 | 0 | 0 | 0 | 0 | 0 | 0 | 0 | 0 | 0 | 0 | 0 | 0 | 0 | 0 | 0 | 0 | 0 | 0 | 0 | 251493.1448 | 246149.8181 | 239324.6711 | 232061.2722 | 239301.6293 | 246400.8781 | 250278.5753 | 0 | 0 | 0 | 0 | 0 | 0 | 0 | 0 | 0 | 0 | 0 | 0 | 0 | 1705009.9889 | OK
| 2022 | 0 | 0 | 0 | 0 | 0 | 0 | 0 | 0 | 0 | 0 | 0 | 0 | 0 | 0 | 0 | 0 | 0 | 0 | 0 | 0 | 0 | 0 | 0 | 0 | 0 | 0 | 246149.8181 | 239324.6711 | 232061.2722 | 239301.6293 | 246400.8781 | 250278.5753 | 253022.0513 | 0 | 0 | 0 | 0 | 0 | 0 | 0 | 0 | 0 | 0 | 0 | 0 | 1706538.8953 | OK
| 2023 | 0 | 0 | 0 | 0 | 0 | 0 | 0 | 0 | 0 | 0 | 0 | 0 | 0 | 0 | 0 | 0 | 0 | 0 | 0 | 0 | 0 | 0 | 0 | 0 | 0 | 0 | 0 | 239324.6711 | 232061.2722 | 239301.6293 | 246400.8781 | 250278.5753 | 253022.0513 | 271698.2983 | 0 | 0 | 0 | 0 | 0 | 0 | 0 | 0 | 0 | 0 | 0 | 1732087.3755 | OK
| 2024 | 0 | 0 | 0 | 0 | 0 | 0 | 0 | 0 | 0 | 0 | 0 | 0 | 0 | 0 | 0 | 0 | 0 | 0 | 0 | 0 | 0 | 0 | 0 | 0 | 0 | 0 | 0 | 0 | 232061.2722 | 239301.6293 | 246400.8781 | 250278.5753 | 253022.0513 | 271698.2983 | 266091.4928 | 0 | 0 | 0 | 0 | 0 | 0 | 0 | 0 | 0 | 0 | 1758854.1972 | OK
| 2025 | 0 | 0 | 0 | 0 | 0 | 0 | 0 | 0 | 0 | 0 | 0 | 0 | 0 | 0 | 0 | 0 | 0 | 0 | 0 | 0 | 0 | 0 | 0 | 0 | 0 | 0 | 0 | 0 | 0 | 239301.6293 | 246400.8781 | 250278.5753 | 253022.0513 | 271698.2983 | 266091.4928 | 258964.4206 | 0 | 0 | 0 | 0 | 0 | 0 | 0 | 0 | 0 | 1785757.3456 | OK
| 2026 | 0 | 0 | 0 | 0 | 0 | 0 | 0 | 0 | 0 | 0 | 0 | 0 | 0 | 0 | 0 | 0 | 0 | 0 | 0 | 0 | 0 | 0 | 0 | 0 | 0 | 0 | 0 | 0 | 0 | 0 | 246400.8781 | 250278.5753 | 253022.0513 | 271698.2983 | 266091.4928 | 258964.4206 | 251634.033 | 0 | 0 | 0 | 0 | 0 | 0 | 0 | 0 | 1798089.7494 | OK
| 2027 | 0 | 0 | 0 | 0 | 0 | 0 | 0 | 0 | 0 | 0 | 0 | 0 | 0 | 0 | 0 | 0 | 0 | 0 | 0 | 0 | 0 | 0 | 0 | 0 | 0 | 0 | 0 | 0 | 0 | 0 | 0 | 250278.5753 | 253022.0513 | 271698.2983 | 266091.4928 | 258964.4206 | 251634.033 | 258696.4039 | 0 | 0 | 0 | 0 | 0 | 0 | 0 | 1810385.2752 | OK
| 2028 | 0 | 0 | 0 | 0 | 0 | 0 | 0 | 0 | 0 | 0 | 0 | 0 | 0 | 0 | 0 | 0 | 0 | 0 | 0 | 0 | 0 | 0 | 0 | 0 | 0 | 0 | 0 | 0 | 0 | 0 | 0 | 0 | 253022.0513 | 271698.2983 | 266091.4928 | 258964.4206 | 251634.033 | 258696.4039 | 265415.1814 | 0 | 0 | 0 | 0 | 0 | 0 | 1825521.8813 | OK
| 2029 | 0 | 0 | 0 | 0 | 0 | 0 | 0 | 0 | 0 | 0 | 0 | 0 | 0 | 0 | 0 | 0 | 0 | 0 | 0 | 0 | 0 | 0 | 0 | 0 | 0 | 0 | 0 | 0 | 0 | 0 | 0 | 0 | 0 | 271698.2983 | 266091.4928 | 258964.4206 | 251634.033 | 258696.4039 | 265415.1814 | 268797.7491 | 0 | 0 | 0 | 0 | 0 | 1841297.5791 | OK
| 2030 | 0 | 0 | 0 | 0 | 0 | 0 | 0 | 0 | 0 | 0 | 0 | 0 | 0 | 0 | 0 | 0 | 0 | 0 | 0 | 0 | 0 | 0 | 0 | 0 | 0 | 0 | 0 | 0 | 0 | 0 | 0 | 0 | 0 | 0 | 266091.4928 | 258964.4206 | 251634.033 | 258696.4039 | 265415.1814 | 268797.7491 | 271203.634 | 0 | 0 | 0 | 0 | 1840802.9148 | OK
| 2031 | 0 | 0 | 0 | 0 | 0 | 0 | 0 | 0 | 0 | 0 | 0 | 0 | 0 | 0 | 0 | 0 | 0 | 0 | 0 | 0 | 0 | 0 | 0 | 0 | 0 | 0 | 0 | 0 | 0 | 0 | 0 | 0 | 0 | 0 | 0 | 258964.4206 | 251634.033 | 258696.4039 | 265415.1814 | 268797.7491 | 271203.634 | 289806.8702 | 0 | 0 | 0 | 1864518.2923 | OK
| 2032 | 0 | 0 | 0 | 0 | 0 | 0 | 0 | 0 | 0 | 0 | 0 | 0 | 0 | 0 | 0 | 0 | 0 | 0 | 0 | 0 | 0 | 0 | 0 | 0 | 0 | 0 | 0 | 0 | 0 | 0 | 0 | 0 | 0 | 0 | 0 | 0 | 251634.033 | 258696.4039 | 265415.1814 | 268797.7491 | 271203.634 | 289806.8702 | 284200.0647 | 0 | 0 | 1889753.9364 | OK
| 2033 | 0 | 0 | 0 | 0 | 0 | 0 | 0 | 0 | 0 | 0 | 0 | 0 | 0 | 0 | 0 | 0 | 0 | 0 | 0 | 0 | 0 | 0 | 0 | 0 | 0 | 0 | 0 | 0 | 0 | 0 | 0 | 0 | 0 | 0 | 0 | 0 | 0 | 258696.4039 | 265415.1814 | 268797.7491 | 271203.634 | 289806.8702 | 284200.0647 | 277072.9926 | 0 | 1915192.896 | OK
| 2034 | 0 | 0 | 0 | 0 | 0 | 0 | 0 | 0 | 0 | 0 | 0 | 0 | 0 | 0 | 0 | 0 | 0 | 0 | 0 | 0 | 0 | 0 | 0 | 0 | 0 | 0 | 0 | 0 | 0 | 0 | 0 | 0 | 0 | 0 | 0 | 0 | 0 | 0 | 265415.1814 | 268797.7491 | 271203.634 | 289806.8702 | 284200.0647 | 277072.9926 | 269742.605 | 1926239.097 | OK
Vintage Distribution
|  | 1990 | 1991 | 1992 | 1993 | 1994 | 1995 | 1996 | 1997 | 1998 | 1999 | 2000 | 2001 | 2002 | 2003 | 2004 | 2005 | 2006 | 2007 | 2008 | 2009 | 2010 | 2011 | 2012 | 2013 | 2014 | 2015 | 2016 | 2017 | 2018 | 2019 | 2020 | 2021 | 2022 | 2023 | 2024 | 2025 | 2026 | 2027 | 2028 | 2029 | 2030 | 2031 | 2032 | 2033 | 2034 | Sum Check
| 1990 | [45 empty] | 0% | bar: 1990 to 2034
| 1991 | 0% | 100% | 0% | 0% | 0% | 0% | 0% | 0% | 0% | 0% | 0% | 0% | 0% | 0% | 0% | 0% | 0% | 0% | 0% | 0% | 0% | 0% | 0% | 0% | 0% | 0% | 0% | 0% | 0% | 0% | 0% | 0% | 0% | 0% | 0% | 0% | 0% | 0% | 0% | 0% | 0% | 0% | 0% | 0% | 0% | 100%
| 1992 | 0% | 50.01% | 49.99% | 0% | 0% | 0% | 0% | 0% | 0% | 0% | 0% | 0% | 0% | 0% | 0% | 0% | 0% | 0% | 0% | 0% | 0% | 0% | 0% | 0% | 0% | 0% | 0% | 0% | 0% | 0% | 0% | 0% | 0% | 0% | 0% | 0% | 0% | 0% | 0% | 0% | 0% | 0% | 0% | 0% | 0% | 100%
| 1993 | 0% | 33.34% | 33.33% | 33.33% | 0% | 0% | 0% | 0% | 0% | 0% | 0% | 0% | 0% | 0% | 0% | 0% | 0% | 0% | 0% | 0% | 0% | 0% | 0% | 0% | 0% | 0% | 0% | 0% | 0% | 0% | 0% | 0% | 0% | 0% | 0% | 0% | 0% | 0% | 0% | 0% | 0% | 0% | 0% | 0% | 0% | 100%
| 1994 | 0% | 25.01% | 25% | 24.99% | 25% | 0% | 0% | 0% | 0% | 0% | 0% | 0% | 0% | 0% | 0% | 0% | 0% | 0% | 0% | 0% | 0% | 0% | 0% | 0% | 0% | 0% | 0% | 0% | 0% | 0% | 0% | 0% | 0% | 0% | 0% | 0% | 0% | 0% | 0% | 0% | 0% | 0% | 0% | 0% | 0% | 100%
| 1995 | 0% | 20% | 20% | 19.99% | 20% | 20.01% | 0% | 0% | 0% | 0% | 0% | 0% | 0% | 0% | 0% | 0% | 0% | 0% | 0% | 0% | 0% | 0% | 0% | 0% | 0% | 0% | 0% | 0% | 0% | 0% | 0% | 0% | 0% | 0% | 0% | 0% | 0% | 0% | 0% | 0% | 0% | 0% | 0% | 0% | 0% | 100%
| 1996 | 0% | 16.67% | 16.66% | 16.66% | 16.66% | 16.67% | 16.69% | 0% | 0% | 0% | 0% | 0% | 0% | 0% | 0% | 0% | 0% | 0% | 0% | 0% | 0% | 0% | 0% | 0% | 0% | 0% | 0% | 0% | 0% | 0% | 0% | 0% | 0% | 0% | 0% | 0% | 0% | 0% | 0% | 0% | 0% | 0% | 0% | 0% | 0% | 100%
| 1997 | 0% | 14.29% | 14.29% | 14.28% | 14.28% | 14.29% | 14.3% | 14.27% | 0% | 0% | 0% | 0% | 0% | 0% | 0% | 0% | 0% | 0% | 0% | 0% | 0% | 0% | 0% | 0% | 0% | 0% | 0% | 0% | 0% | 0% | 0% | 0% | 0% | 0% | 0% | 0% | 0% | 0% | 0% | 0% | 0% | 0% | 0% | 0% | 0% | 100%
| 1998 | 0% | 0% | 14.29% | 14.29% | 14.29% | 14.29% | 14.31% | 14.27% | 14.27% | 0% | 0% | 0% | 0% | 0% | 0% | 0% | 0% | 0% | 0% | 0% | 0% | 0% | 0% | 0% | 0% | 0% | 0% | 0% | 0% | 0% | 0% | 0% | 0% | 0% | 0% | 0% | 0% | 0% | 0% | 0% | 0% | 0% | 0% | 0% | 0% | 100%
| 1999 | 0% | 0% | 0% | 14.28% | 14.29% | 14.29% | 14.31% | 14.27% | 14.27% | 14.29% | 0% | 0% | 0% | 0% | 0% | 0% | 0% | 0% | 0% | 0% | 0% | 0% | 0% | 0% | 0% | 0% | 0% | 0% | 0% | 0% | 0% | 0% | 0% | 0% | 0% | 0% | 0% | 0% | 0% | 0% | 0% | 0% | 0% | 0% | 0% | 100%
| 2000 | 0% | 0% | 0% | 0% | 14.28% | 14.29% | 14.3% | 14.27% | 14.26% | 14.29% | 14.32% | 0% | 0% | 0% | 0% | 0% | 0% | 0% | 0% | 0% | 0% | 0% | 0% | 0% | 0% | 0% | 0% | 0% | 0% | 0% | 0% | 0% | 0% | 0% | 0% | 0% | 0% | 0% | 0% | 0% | 0% | 0% | 0% | 0% | 0% | 100%
| 2001 | 0% | 0% | 0% | 0% | 0% | 14.27% | 14.29% | 14.25% | 14.25% | 14.27% | 14.3% | 14.36% | 0% | 0% | 0% | 0% | 0% | 0% | 0% | 0% | 0% | 0% | 0% | 0% | 0% | 0% | 0% | 0% | 0% | 0% | 0% | 0% | 0% | 0% | 0% | 0% | 0% | 0% | 0% | 0% | 0% | 0% | 0% | 0% | 0% | 100%
| 2002 | 0% | 0% | 0% | 0% | 0% | 0% | 14.32% | 14.28% | 14.28% | 14.3% | 14.33% | 14.39% | 14.1% | 0% | 0% | 0% | 0% | 0% | 0% | 0% | 0% | 0% | 0% | 0% | 0% | 0% | 0% | 0% | 0% | 0% | 0% | 0% | 0% | 0% | 0% | 0% | 0% | 0% | 0% | 0% | 0% | 0% | 0% | 0% | 0% | 100%
| 2003 | 0% | 0% | 0% | 0% | 0% | 0% | 0% | 14.29% | 14.29% | 14.31% | 14.34% | 14.4% | 14.1% | 14.27% | 0% | 0% | 0% | 0% | 0% | 0% | 0% | 0% | 0% | 0% | 0% | 0% | 0% | 0% | 0% | 0% | 0% | 0% | 0% | 0% | 0% | 0% | 0% | 0% | 0% | 0% | 0% | 0% | 0% | 0% | 0% | 100%
| 2004 | 0% | 0% | 0% | 0% | 0% | 0% | 0% | 0% | 14.27% | 14.29% | 14.32% | 14.38% | 14.08% | 14.25% | 14.41% | 0% | 0% | 0% | 0% | 0% | 0% | 0% | 0% | 0% | 0% | 0% | 0% | 0% | 0% | 0% | 0% | 0% | 0% | 0% | 0% | 0% | 0% | 0% | 0% | 0% | 0% | 0% | 0% | 0% | 0% | 100%
| 2005 | 0% | 0% | 0% | 0% | 0% | 0% | 0% | 0% | 0% | 14.26% | 14.29% | 14.35% | 14.05% | 14.22% | 14.38% | 14.46% | 0% | 0% | 0% | 0% | 0% | 0% | 0% | 0% | 0% | 0% | 0% | 0% | 0% | 0% | 0% | 0% | 0% | 0% | 0% | 0% | 0% | 0% | 0% | 0% | 0% | 0% | 0% | 0% | 0% | 100%
| 2006 | 0% | 0% | 0% | 0% | 0% | 0% | 0% | 0% | 0% | 0% | 14.23% | 14.29% | 14% | 14.16% | 14.32% | 14.4% | 14.59% | 0% | 0% | 0% | 0% | 0% | 0% | 0% | 0% | 0% | 0% | 0% | 0% | 0% | 0% | 0% | 0% | 0% | 0% | 0% | 0% | 0% | 0% | 0% | 0% | 0% | 0% | 0% | 0% | 100%
| 2007 | 0% | 0% | 0% | 0% | 0% | 0% | 0% | 0% | 0% | 0% | 0% | 14.06% | 13.76% | 13.92% | 14.08% | 14.16% | 14.35% | 15.66% | 0% | 0% | 0% | 0% | 0% | 0% | 0% | 0% | 0% | 0% | 0% | 0% | 0% | 0% | 0% | 0% | 0% | 0% | 0% | 0% | 0% | 0% | 0% | 0% | 0% | 0% | 0% | 100%
| 2008 | 0% | 0% | 0% | 0% | 0% | 0% | 0% | 0% | 0% | 0% | 0% | 0% | 13.6% | 13.75% | 13.91% | 13.99% | 14.17% | 15.47% | 15.11% | 0% | 0% | 0% | 0% | 0% | 0% | 0% | 0% | 0% | 0% | 0% | 0% | 0% | 0% | 0% | 0% | 0% | 0% | 0% | 0% | 0% | 0% | 0% | 0% | 0% | 0% | 100%
| 2009 | 0% | 0% | 0% | 0% | 0% | 0% | 0% | 0% | 0% | 0% | 0% | 0% | 0% | 13.61% | 13.76% | 13.84% | 14.03% | 15.31% | 14.95% | 14.49% | 0% | 0% | 0% | 0% | 0% | 0% | 0% | 0% | 0% | 0% | 0% | 0% | 0% | 0% | 0% | 0% | 0% | 0% | 0% | 0% | 0% | 0% | 0% | 0% | 0% | 100%
| 2010 | 0% | 0% | 0% | 0% | 0% | 0% | 0% | 0% | 0% | 0% | 0% | 0% | 0% | 0% | 13.71% | 13.79% | 13.97% | 15.25% | 14.89% | 14.43% | 13.97% | 0% | 0% | 0% | 0% | 0% | 0% | 0% | 0% | 0% | 0% | 0% | 0% | 0% | 0% | 0% | 0% | 0% | 0% | 0% | 0% | 0% | 0% | 0% | 0% | 100%
| 2011 | 0% | 0% | 0% | 0% | 0% | 0% | 0% | 0% | 0% | 0% | 0% | 0% | 0% | 0% | 0% | 13.68% | 13.86% | 15.13% | 14.77% | 14.32% | 13.86% | 14.37% | 0% | 0% | 0% | 0% | 0% | 0% | 0% | 0% | 0% | 0% | 0% | 0% | 0% | 0% | 0% | 0% | 0% | 0% | 0% | 0% | 0% | 0% | 0% | 100%
| 2012 | 0% | 0% | 0% | 0% | 0% | 0% | 0% | 0% | 0% | 0% | 0% | 0% | 0% | 0% | 0% | 0% | 13.7% | 14.95% | 14.6% | 14.15% | 13.7% | 14.2% | 14.7% | 0% | 0% | 0% | 0% | 0% | 0% | 0% | 0% | 0% | 0% | 0% | 0% | 0% | 0% | 0% | 0% | 0% | 0% | 0% | 0% | 0% | 0% | 100%
| 2013 | 0% | 0% | 0% | 0% | 0% | 0% | 0% | 0% | 0% | 0% | 0% | 0% | 0% | 0% | 0% | 0% | 0% | 14.76% | 14.42% | 13.97% | 13.53% | 14.02% | 14.51% | 14.79% | 0% | 0% | 0% | 0% | 0% | 0% | 0% | 0% | 0% | 0% | 0% | 0% | 0% | 0% | 0% | 0% | 0% | 0% | 0% | 0% | 0% | 100%
| 2014 | 0% | 0% | 0% | 0% | 0% | 0% | 0% | 0% | 0% | 0% | 0% | 0% | 0% | 0% | 0% | 0% | 0% | 0% | 14.38% | 13.94% | 13.5% | 13.99% | 14.48% | 14.75% | 14.96% | 0% | 0% | 0% | 0% | 0% | 0% | 0% | 0% | 0% | 0% | 0% | 0% | 0% | 0% | 0% | 0% | 0% | 0% | 0% | 0% | 100%
| 2015 | 0% | 0% | 0% | 0% | 0% | 0% | 0% | 0% | 0% | 0% | 0% | 0% | 0% | 0% | 0% | 0% | 0% | 0% | 0% | 13.69% | 13.26% | 13.74% | 14.22% | 14.49% | 14.7% | 15.9% | 0% | 0% | 0% | 0% | 0% | 0% | 0% | 0% | 0% | 0% | 0% | 0% | 0% | 0% | 0% | 0% | 0% | 0% | 0% | 100%
| 2016 | 0% | 0% | 0% | 0% | 0% | 0% | 0% | 0% | 0% | 0% | 0% | 0% | 0% | 0% | 0% | 0% | 0% | 0% | 0% | 0% | 13.01% | 13.49% | 13.96% | 14.22% | 14.43% | 15.61% | 15.28% | 0% | 0% | 0% | 0% | 0% | 0% | 0% | 0% | 0% | 0% | 0% | 0% | 0% | 0% | 0% | 0% | 0% | 0% | 100%
| 2017 | 0% | 0% | 0% | 0% | 0% | 0% | 0% | 0% | 0% | 0% | 0% | 0% | 0% | 0% | 0% | 0% | 0% | 0% | 0% | 0% | 0% | 13.25% | 13.71% | 13.97% | 14.17% | 15.33% | 15% | 14.59% | 0% | 0% | 0% | 0% | 0% | 0% | 0% | 0% | 0% | 0% | 0% | 0% | 0% | 0% | 0% | 0% | 0% | 100%
| 2018 | 0% | 0% | 0% | 0% | 0% | 0% | 0% | 0% | 0% | 0% | 0% | 0% | 0% | 0% | 0% | 0% | 0% | 0% | 0% | 0% | 0% | 0% | 13.59% | 13.84% | 14.04% | 15.19% | 14.87% | 14.46% | 14.02% | 0% | 0% | 0% | 0% | 0% | 0% | 0% | 0% | 0% | 0% | 0% | 0% | 0% | 0% | 0% | 0% | 100%
| 2019 | 0% | 0% | 0% | 0% | 0% | 0% | 0% | 0% | 0% | 0% | 0% | 0% | 0% | 0% | 0% | 0% | 0% | 0% | 0% | 0% | 0% | 0% | 0% | 13.72% | 13.92% | 15.06% | 14.74% | 14.33% | 13.9% | 14.33% | 0% | 0% | 0% | 0% | 0% | 0% | 0% | 0% | 0% | 0% | 0% | 0% | 0% | 0% | 0% | 100%
| 2020 | 0% | 0% | 0% | 0% | 0% | 0% | 0% | 0% | 0% | 0% | 0% | 0% | 0% | 0% | 0% | 0% | 0% | 0% | 0% | 0% | 0% | 0% | 0% | 0% | 13.78% | 14.91% | 14.59% | 14.18% | 13.75% | 14.18% | 14.6% | 0% | 0% | 0% | 0% | 0% | 0% | 0% | 0% | 0% | 0% | 0% | 0% | 0% | 0% | 100%
| 2021 | 0% | 0% | 0% | 0% | 0% | 0% | 0% | 0% | 0% | 0% | 0% | 0% | 0% | 0% | 0% | 0% | 0% | 0% | 0% | 0% | 0% | 0% | 0% | 0% | 0% | 14.75% | 14.44% | 14.04% | 13.61% | 14.04% | 14.45% | 14.68% | 0% | 0% | 0% | 0% | 0% | 0% | 0% | 0% | 0% | 0% | 0% | 0% | 0% | 100%
| 2022 | 0% | 0% | 0% | 0% | 0% | 0% | 0% | 0% | 0% | 0% | 0% | 0% | 0% | 0% | 0% | 0% | 0% | 0% | 0% | 0% | 0% | 0% | 0% | 0% | 0% | 0% | 14.42% | 14.02% | 13.6% | 14.02% | 14.44% | 14.67% | 14.83% | 0% | 0% | 0% | 0% | 0% | 0% | 0% | 0% | 0% | 0% | 0% | 0% | 100%
| 2023 | 0% | 0% | 0% | 0% | 0% | 0% | 0% | 0% | 0% | 0% | 0% | 0% | 0% | 0% | 0% | 0% | 0% | 0% | 0% | 0% | 0% | 0% | 0% | 0% | 0% | 0% | 0% | 13.82% | 13.4% | 13.82% | 14.23% | 14.45% | 14.61% | 15.69% | 0% | 0% | 0% | 0% | 0% | 0% | 0% | 0% | 0% | 0% | 0% | 100%
| 2024 | 0% | 0% | 0% | 0% | 0% | 0% | 0% | 0% | 0% | 0% | 0% | 0% | 0% | 0% | 0% | 0% | 0% | 0% | 0% | 0% | 0% | 0% | 0% | 0% | 0% | 0% | 0% | 0% | 13.19% | 13.61% | 14.01% | 14.23% | 14.39% | 15.45% | 15.13% | 0% | 0% | 0% | 0% | 0% | 0% | 0% | 0% | 0% | 0% | 100%
| 2025 | 0% | 0% | 0% | 0% | 0% | 0% | 0% | 0% | 0% | 0% | 0% | 0% | 0% | 0% | 0% | 0% | 0% | 0% | 0% | 0% | 0% | 0% | 0% | 0% | 0% | 0% | 0% | 0% | 0% | 13.4% | 13.8% | 14.02% | 14.17% | 15.21% | 14.9% | 14.5% | 0% | 0% | 0% | 0% | 0% | 0% | 0% | 0% | 0% | 100%
| 2026 | 0% | 0% | 0% | 0% | 0% | 0% | 0% | 0% | 0% | 0% | 0% | 0% | 0% | 0% | 0% | 0% | 0% | 0% | 0% | 0% | 0% | 0% | 0% | 0% | 0% | 0% | 0% | 0% | 0% | 0% | 13.7% | 13.92% | 14.07% | 15.11% | 14.8% | 14.4% | 13.99% | 0% | 0% | 0% | 0% | 0% | 0% | 0% | 0% | 100%
| 2027 | 0% | 0% | 0% | 0% | 0% | 0% | 0% | 0% | 0% | 0% | 0% | 0% | 0% | 0% | 0% | 0% | 0% | 0% | 0% | 0% | 0% | 0% | 0% | 0% | 0% | 0% | 0% | 0% | 0% | 0% | 0% | 13.82% | 13.98% | 15.01% | 14.7% | 14.3% | 13.9% | 14.29% | 0% | 0% | 0% | 0% | 0% | 0% | 0% | 100%
| 2028 | 0% | 0% | 0% | 0% | 0% | 0% | 0% | 0% | 0% | 0% | 0% | 0% | 0% | 0% | 0% | 0% | 0% | 0% | 0% | 0% | 0% | 0% | 0% | 0% | 0% | 0% | 0% | 0% | 0% | 0% | 0% | 0% | 13.86% | 14.88% | 14.58% | 14.19% | 13.78% | 14.17% | 14.54% | 0% | 0% | 0% | 0% | 0% | 0% | 100%
| 2029 | 0% | 0% | 0% | 0% | 0% | 0% | 0% | 0% | 0% | 0% | 0% | 0% | 0% | 0% | 0% | 0% | 0% | 0% | 0% | 0% | 0% | 0% | 0% | 0% | 0% | 0% | 0% | 0% | 0% | 0% | 0% | 0% | 0% | 14.76% | 14.45% | 14.06% | 13.67% | 14.05% | 14.41% | 14.6% | 0% | 0% | 0% | 0% | 0% | 100%
| 2030 | 0% | 0% | 0% | 0% | 0% | 0% | 0% | 0% | 0% | 0% | 0% | 0% | 0% | 0% | 0% | 0% | 0% | 0% | 0% | 0% | 0% | 0% | 0% | 0% | 0% | 0% | 0% | 0% | 0% | 0% | 0% | 0% | 0% | 0% | 14.46% | 14.07% | 13.67% | 14.05% | 14.42% | 14.6% | 14.73% | 0% | 0% | 0% | 0% | 100%
| 2031 | 0% | 0% | 0% | 0% | 0% | 0% | 0% | 0% | 0% | 0% | 0% | 0% | 0% | 0% | 0% | 0% | 0% | 0% | 0% | 0% | 0% | 0% | 0% | 0% | 0% | 0% | 0% | 0% | 0% | 0% | 0% | 0% | 0% | 0% | 0% | 13.89% | 13.5% | 13.87% | 14.24% | 14.42% | 14.55% | 15.54% | 0% | 0% | 0% | 100%
| 2032 | 0% | 0% | 0% | 0% | 0% | 0% | 0% | 0% | 0% | 0% | 0% | 0% | 0% | 0% | 0% | 0% | 0% | 0% | 0% | 0% | 0% | 0% | 0% | 0% | 0% | 0% | 0% | 0% | 0% | 0% | 0% | 0% | 0% | 0% | 0% | 0% | 13.32% | 13.69% | 14.04% | 14.22% | 14.35% | 15.34% | 15.04% | 0% | 0% | 100%
| 2033 | 0% | 0% | 0% | 0% | 0% | 0% | 0% | 0% | 0% | 0% | 0% | 0% | 0% | 0% | 0% | 0% | 0% | 0% | 0% | 0% | 0% | 0% | 0% | 0% | 0% | 0% | 0% | 0% | 0% | 0% | 0% | 0% | 0% | 0% | 0% | 0% | 0% | 13.51% | 13.86% | 14.04% | 14.16% | 15.13% | 14.84% | 14.47% | 0% | 100%
| 2034 | 0% | 0% | 0% | 0% | 0% | 0% | 0% | 0% | 0% | 0% | 0% | 0% | 0% | 0% | 0% | 0% | 0% | 0% | 0% | 0% | 0% | 0% | 0% | 0% | 0% | 0% | 0% | 0% | 0% | 0% | 0% | 0% | 0% | 0% | 0% | 0% | 0% | 0% | 13.78% | 13.95% | 14.08% | 15.05% | 14.75% | 14.38% | 14% | 100%
Installed UEC (kWh)
|  | Average pre-case UEC | Average post-case UEC
| 1990 | 1990: 0; 1991: 0
| 1991 | 1990: 98.077; 1991: 98.077
| 1992 | 1990: 98.077; 1991: 98.077
| 1993 | 1990: 98.077; 1991: 98.077
| 1994 | 1990: 98.077; 1991: 98.077
| 1995 | 1990: 98.077; 1991: 98.077
| 1996 | 1990: 98.077; 1991: 98.077
| 1997 | 1990: 98.077; 1991: 98.077
| 1998 | 1990: 98.077; 1991: 98.077
| 1999 | 1990: 98.077; 1991: 98.077
| 2000 | 1990: 98.077; 1991: 98.077
| 2001 | 1990: 98.077; 1991: 98.077
| 2002 | 1990: 98.077; 1991: 98.077
| 2003 | 1990: 98.077; 1991: 98.077
| 2004 | 1990: 98.077; 1991: 98.077
| 2005 | 1990: 98.077; 1991: 98.077
| 2006 | 1990: 98.077; 1991: 98.077
| 2007 | 1990: 98.077; 1991: 94.9008
| 2008 | 1990: 98.077; 1991: 91.8766
| 2009 | 1990: 98.077; 1991: 89.0028
| 2010 | 1990: 98.077; 1991: 86.2077
| 2011 | 1990: 98.077; 1991: 83.385
| 2012 | 1990: 98.077; 1991: 80.5778
| 2013 | 1990: 98.077; 1991: 77.8002
| 2014 | 1990: 98.077; 1991: 77.8002
| 2015 | 1990: 98.077; 1991: 77.8002
| 2016 | 1990: 98.077; 1991: 77.8002
| 2017 | 1990: 98.077; 1991: 77.8002
| 2018 | 1990: 98.077; 1991: 77.8002
| 2019 | 1990: 98.077; 1991: 77.8002
| 2020 | 1990: 98.077; 1991: 77.8002
| 2021 | 1990: 98.077; 1991: 77.8002
| 2022 | 1990: 98.077; 1991: 77.8002
| 2023 | 1990: 98.077; 1991: 77.8002
| 2024 | 1990: 98.077; 1991: 77.8002
| 2025 | 1990: 98.077; 1991: 77.8002
| 2026 | 1990: 98.077; 1991: 77.8002
| 2027 | 1990: 98.077; 1991: 77.8002
| 2028 | 1990: 98.077; 1991: 77.8002
| 2029 | 1990: 98.077; 1991: 77.8002
| 2030 | 1990: 98.077; 1991: 77.8002
| 2031 | 1990: 98.077; 1991: 77.8002
| 2032 | 1990: 98.077; 1991: 77.8002
| 2033 | 1990: 98.077; 1991: 77.8002
| 2034 | 1990: 98.077; 1991: 77.8002

## Installed UEC-MF
Installed Units by Year by Vintage (linked to Stock Model)
|  | 1 | 2 | 3 | 4 | 5 | 6 | 7 | 8 | 9 | 10 | 11 | 12 | 13 | 14 | 15 | 16 | 17 | 18 | 19 | 20 | 21 | 22 | 23 | 24 | 25 | 26 | 27 | 28 | 29 | 30 | 31 | 32 | 33 | 34 | 35 | 36 | 37 | 38 | 39 | 40 | 41 | 42 | 43 | 44 | 45
Vintage
|  | 1990 | 1991 | 1992 | 1993 | 1994 | 1995 | 1996 | 1997 | 1998 | 1999 | 2000 | 2001 | 2002 | 2003 | 2004 | 2005 | 2006 | 2007 | 2008 | 2009 | 2010 | 2011 | 2012 | 2013 | 2014 | 2015 | 2016 | 2017 | 2018 | 2019 | 2020 | 2021 | 2022 | 2023 | 2024 | 2025 | 2026 | 2027 | 2028 | 2029 | 2030 | 2031 | 2032 | 2033 | 2034 | Total units | check
Year | 1990 | 0 | 0 | 0 | 0 | 0 | 0 | 0 | 0 | 0 | 0 | 0 | 0 | 0 | 0 | 0 | 0 | 0 | 0 | 0 | 0 | 0 | 0 | 0 | 0 | 0 | 0 | 0 | 0 | 0 | 0 | 0 | 0 | 0 | 0 | 0 | 0 | 0 | 0 | 0 | 0 | 0 | 0 | 0 | 0 | 0 | 0 | OK
| 1991 | 0 | 22628.21 | 0 | 0 | 0 | 0 | 0 | 0 | 0 | 0 | 0 | 0 | 0 | 0 | 0 | 0 | 0 | 0 | 0 | 0 | 0 | 0 | 0 | 0 | 0 | 0 | 0 | 0 | 0 | 0 | 0 | 0 | 0 | 0 | 0 | 0 | 0 | 0 | 0 | 0 | 0 | 0 | 0 | 0 | 0 | 22628.21 | OK
| 1992 | 0 | 22628.21 | 22630.2526 | 0 | 0 | 0 | 0 | 0 | 0 | 0 | 0 | 0 | 0 | 0 | 0 | 0 | 0 | 0 | 0 | 0 | 0 | 0 | 0 | 0 | 0 | 0 | 0 | 0 | 0 | 0 | 0 | 0 | 0 | 0 | 0 | 0 | 0 | 0 | 0 | 0 | 0 | 0 | 0 | 0 | 0 | 45258.4627 | OK
| 1993 | 0 | 22628.21 | 22630.2526 | 22627.7681 | 0 | 0 | 0 | 0 | 0 | 0 | 0 | 0 | 0 | 0 | 0 | 0 | 0 | 0 | 0 | 0 | 0 | 0 | 0 | 0 | 0 | 0 | 0 | 0 | 0 | 0 | 0 | 0 | 0 | 0 | 0 | 0 | 0 | 0 | 0 | 0 | 0 | 0 | 0 | 0 | 0 | 67886.2307 | OK
| 1994 | 0 | 22628.21 | 22630.2526 | 22627.7681 | 22623.7086 | 0 | 0 | 0 | 0 | 0 | 0 | 0 | 0 | 0 | 0 | 0 | 0 | 0 | 0 | 0 | 0 | 0 | 0 | 0 | 0 | 0 | 0 | 0 | 0 | 0 | 0 | 0 | 0 | 0 | 0 | 0 | 0 | 0 | 0 | 0 | 0 | 0 | 0 | 0 | 0 | 90509.9393 | OK
| 1995 | 0 | 22628.21 | 22630.2526 | 22627.7681 | 22623.7086 | 22626.5347 | 0 | 0 | 0 | 0 | 0 | 0 | 0 | 0 | 0 | 0 | 0 | 0 | 0 | 0 | 0 | 0 | 0 | 0 | 0 | 0 | 0 | 0 | 0 | 0 | 0 | 0 | 0 | 0 | 0 | 0 | 0 | 0 | 0 | 0 | 0 | 0 | 0 | 0 | 0 | 113136.474 | OK
| 1996 | 0 | 22628.21 | 22630.2526 | 22627.7681 | 22623.7086 | 22626.5347 | 22632.7862 | 0 | 0 | 0 | 0 | 0 | 0 | 0 | 0 | 0 | 0 | 0 | 0 | 0 | 0 | 0 | 0 | 0 | 0 | 0 | 0 | 0 | 0 | 0 | 0 | 0 | 0 | 0 | 0 | 0 | 0 | 0 | 0 | 0 | 0 | 0 | 0 | 0 | 0 | 135769.2602 | OK
| 1997 | 0 | 22628.21 | 22630.2526 | 22627.7681 | 22623.7086 | 22626.5347 | 22632.7862 | 22640.4656 | 0 | 0 | 0 | 0 | 0 | 0 | 0 | 0 | 0 | 0 | 0 | 0 | 0 | 0 | 0 | 0 | 0 | 0 | 0 | 0 | 0 | 0 | 0 | 0 | 0 | 0 | 0 | 0 | 0 | 0 | 0 | 0 | 0 | 0 | 0 | 0 | 0 | 158409.7258 | OK
| 1998 | 0 | 0 | 22630.2526 | 22627.7681 | 22623.7086 | 22626.5347 | 22632.7862 | 22640.4656 | 22615.3452 | 0 | 0 | 0 | 0 | 0 | 0 | 0 | 0 | 0 | 0 | 0 | 0 | 0 | 0 | 0 | 0 | 0 | 0 | 0 | 0 | 0 | 0 | 0 | 0 | 0 | 0 | 0 | 0 | 0 | 0 | 0 | 0 | 0 | 0 | 0 | 0 | 158396.861 | OK
| 1999 | 0 | 0 | 0 | 22627.7681 | 22623.7086 | 22626.5347 | 22632.7862 | 22640.4656 | 22615.3452 | 22603.4114 | 0 | 0 | 0 | 0 | 0 | 0 | 0 | 0 | 0 | 0 | 0 | 0 | 0 | 0 | 0 | 0 | 0 | 0 | 0 | 0 | 0 | 0 | 0 | 0 | 0 | 0 | 0 | 0 | 0 | 0 | 0 | 0 | 0 | 0 | 0 | 158370.0198 | OK
| 2000 | 0 | 0 | 0 | 0 | 22623.7086 | 22626.5347 | 22632.7862 | 22640.4656 | 22615.3452 | 22603.4114 | 22640.6649 | 0 | 0 | 0 | 0 | 0 | 0 | 0 | 0 | 0 | 0 | 0 | 0 | 0 | 0 | 0 | 0 | 0 | 0 | 0 | 0 | 0 | 0 | 0 | 0 | 0 | 0 | 0 | 0 | 0 | 0 | 0 | 0 | 0 | 0 | 158382.9166 | OK
| 2001 | 0 | 0 | 0 | 0 | 0 | 22626.5347 | 22632.7862 | 22640.4656 | 22615.3452 | 22603.4114 | 22640.6649 | 22664.0438 | 0 | 0 | 0 | 0 | 0 | 0 | 0 | 0 | 0 | 0 | 0 | 0 | 0 | 0 | 0 | 0 | 0 | 0 | 0 | 0 | 0 | 0 | 0 | 0 | 0 | 0 | 0 | 0 | 0 | 0 | 0 | 0 | 0 | 158423.2518 | OK
| 2002 | 0 | 0 | 0 | 0 | 0 | 0 | 22632.7862 | 22640.4656 | 22615.3452 | 22603.4114 | 22640.6649 | 22664.0438 | 22678.8628 | 0 | 0 | 0 | 0 | 0 | 0 | 0 | 0 | 0 | 0 | 0 | 0 | 0 | 0 | 0 | 0 | 0 | 0 | 0 | 0 | 0 | 0 | 0 | 0 | 0 | 0 | 0 | 0 | 0 | 0 | 0 | 0 | 158475.58 | OK
| 2003 | 0 | 0 | 0 | 0 | 0 | 0 | 0 | 22640.4656 | 22615.3452 | 22603.4114 | 22640.6649 | 22664.0438 | 22678.8628 | 22489.7428 | 0 | 0 | 0 | 0 | 0 | 0 | 0 | 0 | 0 | 0 | 0 | 0 | 0 | 0 | 0 | 0 | 0 | 0 | 0 | 0 | 0 | 0 | 0 | 0 | 0 | 0 | 0 | 0 | 0 | 0 | 0 | 158332.5366 | OK
| 2004 | 0 | 0 | 0 | 0 | 0 | 0 | 0 | 0 | 22615.3452 | 22603.4114 | 22640.6649 | 22664.0438 | 22678.8628 | 22489.7428 | 22543.7428 | 0 | 0 | 0 | 0 | 0 | 0 | 0 | 0 | 0 | 0 | 0 | 0 | 0 | 0 | 0 | 0 | 0 | 0 | 0 | 0 | 0 | 0 | 0 | 0 | 0 | 0 | 0 | 0 | 0 | 0 | 158235.8139 | OK
| 2005 | 0 | 0 | 0 | 0 | 0 | 0 | 0 | 0 | 0 | 22603.4114 | 22640.6649 | 22664.0438 | 22678.8628 | 22489.7428 | 22543.7428 | 22826.932 | 0 | 0 | 0 | 0 | 0 | 0 | 0 | 0 | 0 | 0 | 0 | 0 | 0 | 0 | 0 | 0 | 0 | 0 | 0 | 0 | 0 | 0 | 0 | 0 | 0 | 0 | 0 | 0 | 0 | 158447.4007 | OK
| 2006 | 0 | 0 | 0 | 0 | 0 | 0 | 0 | 0 | 0 | 0 | 22640.6649 | 22664.0438 | 22678.8628 | 22489.7428 | 22543.7428 | 22826.932 | 22780.9387 | 0 | 0 | 0 | 0 | 0 | 0 | 0 | 0 | 0 | 0 | 0 | 0 | 0 | 0 | 0 | 0 | 0 | 0 | 0 | 0 | 0 | 0 | 0 | 0 | 0 | 0 | 0 | 0 | 158624.9279 | OK
| 2007 | 0 | 0 | 0 | 0 | 0 | 0 | 0 | 0 | 0 | 0 | 0 | 22664.0438 | 22678.8628 | 22489.7428 | 22543.7428 | 22826.932 | 22780.9387 | 25380.6922 | 0 | 0 | 0 | 0 | 0 | 0 | 0 | 0 | 0 | 0 | 0 | 0 | 0 | 0 | 0 | 0 | 0 | 0 | 0 | 0 | 0 | 0 | 0 | 0 | 0 | 0 | 0 | 161364.9552 | OK
| 2008 | 0 | 0 | 0 | 0 | 0 | 0 | 0 | 0 | 0 | 0 | 0 | 0 | 22678.8628 | 22489.7428 | 22543.7428 | 22826.932 | 22780.9387 | 25380.6922 | 25362.949 | 0 | 0 | 0 | 0 | 0 | 0 | 0 | 0 | 0 | 0 | 0 | 0 | 0 | 0 | 0 | 0 | 0 | 0 | 0 | 0 | 0 | 0 | 0 | 0 | 0 | 0 | 164063.8603 | OK
| 2009 | 0 | 0 | 0 | 0 | 0 | 0 | 0 | 0 | 0 | 0 | 0 | 0 | 0 | 22489.7428 | 22543.7428 | 22826.932 | 22780.9387 | 25380.6922 | 25362.949 | 24695.7787 | 0 | 0 | 0 | 0 | 0 | 0 | 0 | 0 | 0 | 0 | 0 | 0 | 0 | 0 | 0 | 0 | 0 | 0 | 0 | 0 | 0 | 0 | 0 | 0 | 0 | 166080.7762 | OK
| 2010 | 0 | 0 | 0 | 0 | 0 | 0 | 0 | 0 | 0 | 0 | 0 | 0 | 0 | 0 | 22543.7428 | 22826.932 | 22780.9387 | 25380.6922 | 25362.949 | 24695.7787 | 23571.4041 | 0 | 0 | 0 | 0 | 0 | 0 | 0 | 0 | 0 | 0 | 0 | 0 | 0 | 0 | 0 | 0 | 0 | 0 | 0 | 0 | 0 | 0 | 0 | 0 | 167162.4374 | OK
| 2011 | 0 | 0 | 0 | 0 | 0 | 0 | 0 | 0 | 0 | 0 | 0 | 0 | 0 | 0 | 0 | 22826.932 | 22780.9387 | 25380.6922 | 25362.949 | 24695.7787 | 23571.4041 | 23894.0995 | 0 | 0 | 0 | 0 | 0 | 0 | 0 | 0 | 0 | 0 | 0 | 0 | 0 | 0 | 0 | 0 | 0 | 0 | 0 | 0 | 0 | 0 | 0 | 168512.794 | OK
| 2012 | 0 | 0 | 0 | 0 | 0 | 0 | 0 | 0 | 0 | 0 | 0 | 0 | 0 | 0 | 0 | 0 | 22780.9387 | 25380.6922 | 25362.949 | 24695.7787 | 23571.4041 | 23894.0995 | 24590.4344 | 0 | 0 | 0 | 0 | 0 | 0 | 0 | 0 | 0 | 0 | 0 | 0 | 0 | 0 | 0 | 0 | 0 | 0 | 0 | 0 | 0 | 0 | 170276.2965 | OK
| 2013 | 0 | 0 | 0 | 0 | 0 | 0 | 0 | 0 | 0 | 0 | 0 | 0 | 0 | 0 | 0 | 0 | 0 | 25380.6922 | 25362.949 | 24695.7787 | 23571.4041 | 23894.0995 | 24590.4344 | 25054.0854 | 0 | 0 | 0 | 0 | 0 | 0 | 0 | 0 | 0 | 0 | 0 | 0 | 0 | 0 | 0 | 0 | 0 | 0 | 0 | 0 | 0 | 172549.4432 | OK
| 2014 | 0 | 0 | 0 | 0 | 0 | 0 | 0 | 0 | 0 | 0 | 0 | 0 | 0 | 0 | 0 | 0 | 0 | 0 | 25362.949 | 24695.7787 | 23571.4041 | 23894.0995 | 24590.4344 | 25054.0854 | 25133.5738 | 0 | 0 | 0 | 0 | 0 | 0 | 0 | 0 | 0 | 0 | 0 | 0 | 0 | 0 | 0 | 0 | 0 | 0 | 0 | 0 | 172302.3248 | OK
| 2015 | 0 | 0 | 0 | 0 | 0 | 0 | 0 | 0 | 0 | 0 | 0 | 0 | 0 | 0 | 0 | 0 | 0 | 0 | 0 | 24695.7787 | 23571.4041 | 23894.0995 | 24590.4344 | 25054.0854 | 25133.5738 | 27907.3798 | 0 | 0 | 0 | 0 | 0 | 0 | 0 | 0 | 0 | 0 | 0 | 0 | 0 | 0 | 0 | 0 | 0 | 0 | 0 | 174846.7557 | OK
| 2016 | 0 | 0 | 0 | 0 | 0 | 0 | 0 | 0 | 0 | 0 | 0 | 0 | 0 | 0 | 0 | 0 | 0 | 0 | 0 | 0 | 23571.4041 | 23894.0995 | 24590.4344 | 25054.0854 | 25133.5738 | 27907.3798 | 28096.3005 | 0 | 0 | 0 | 0 | 0 | 0 | 0 | 0 | 0 | 0 | 0 | 0 | 0 | 0 | 0 | 0 | 0 | 0 | 178247.2775 | OK
| 2017 | 0 | 0 | 0 | 0 | 0 | 0 | 0 | 0 | 0 | 0 | 0 | 0 | 0 | 0 | 0 | 0 | 0 | 0 | 0 | 0 | 0 | 23894.0995 | 24590.4344 | 25054.0854 | 25133.5738 | 27907.3798 | 28096.3005 | 27598.8989 | 0 | 0 | 0 | 0 | 0 | 0 | 0 | 0 | 0 | 0 | 0 | 0 | 0 | 0 | 0 | 0 | 0 | 182274.7723 | OK
| 2018 | 0 | 0 | 0 | 0 | 0 | 0 | 0 | 0 | 0 | 0 | 0 | 0 | 0 | 0 | 0 | 0 | 0 | 0 | 0 | 0 | 0 | 0 | 24590.4344 | 25054.0854 | 25133.5738 | 27907.3798 | 28096.3005 | 27598.8989 | 26569.8022 | 0 | 0 | 0 | 0 | 0 | 0 | 0 | 0 | 0 | 0 | 0 | 0 | 0 | 0 | 0 | 0 | 184950.475 | OK
| 2019 | 0 | 0 | 0 | 0 | 0 | 0 | 0 | 0 | 0 | 0 | 0 | 0 | 0 | 0 | 0 | 0 | 0 | 0 | 0 | 0 | 0 | 0 | 0 | 25054.0854 | 25133.5738 | 27907.3798 | 28096.3005 | 27598.8989 | 26569.8022 | 26997.029 | 0 | 0 | 0 | 0 | 0 | 0 | 0 | 0 | 0 | 0 | 0 | 0 | 0 | 0 | 0 | 187357.0696 | OK
| 2020 | 0 | 0 | 0 | 0 | 0 | 0 | 0 | 0 | 0 | 0 | 0 | 0 | 0 | 0 | 0 | 0 | 0 | 0 | 0 | 0 | 0 | 0 | 0 | 0 | 25133.5738 | 27907.3798 | 28096.3005 | 27598.8989 | 26569.8022 | 26997.029 | 27814.1996 | 0 | 0 | 0 | 0 | 0 | 0 | 0 | 0 | 0 | 0 | 0 | 0 | 0 | 0 | 190117.1838 | OK
| 2021 | 0 | 0 | 0 | 0 | 0 | 0 | 0 | 0 | 0 | 0 | 0 | 0 | 0 | 0 | 0 | 0 | 0 | 0 | 0 | 0 | 0 | 0 | 0 | 0 | 0 | 27907.3798 | 28096.3005 | 27598.8989 | 26569.8022 | 26997.029 | 27814.1996 | 28349.2648 | 0 | 0 | 0 | 0 | 0 | 0 | 0 | 0 | 0 | 0 | 0 | 0 | 0 | 193332.8747 | OK
| 2022 | 0 | 0 | 0 | 0 | 0 | 0 | 0 | 0 | 0 | 0 | 0 | 0 | 0 | 0 | 0 | 0 | 0 | 0 | 0 | 0 | 0 | 0 | 0 | 0 | 0 | 0 | 28096.3005 | 27598.8989 | 26569.8022 | 26997.029 | 27814.1996 | 28349.2648 | 28370.5438 | 0 | 0 | 0 | 0 | 0 | 0 | 0 | 0 | 0 | 0 | 0 | 0 | 193796.0387 | OK
| 2023 | 0 | 0 | 0 | 0 | 0 | 0 | 0 | 0 | 0 | 0 | 0 | 0 | 0 | 0 | 0 | 0 | 0 | 0 | 0 | 0 | 0 | 0 | 0 | 0 | 0 | 0 | 0 | 27598.8989 | 26569.8022 | 26997.029 | 27814.1996 | 28349.2648 | 28370.5438 | 31180.5731 | 0 | 0 | 0 | 0 | 0 | 0 | 0 | 0 | 0 | 0 | 0 | 196880.3113 | OK
| 2024 | 0 | 0 | 0 | 0 | 0 | 0 | 0 | 0 | 0 | 0 | 0 | 0 | 0 | 0 | 0 | 0 | 0 | 0 | 0 | 0 | 0 | 0 | 0 | 0 | 0 | 0 | 0 | 0 | 26569.8022 | 26997.029 | 27814.1996 | 28349.2648 | 28370.5438 | 31180.5731 | 31384.5405 | 0 | 0 | 0 | 0 | 0 | 0 | 0 | 0 | 0 | 0 | 200665.9529 | OK
| 2025 | 0 | 0 | 0 | 0 | 0 | 0 | 0 | 0 | 0 | 0 | 0 | 0 | 0 | 0 | 0 | 0 | 0 | 0 | 0 | 0 | 0 | 0 | 0 | 0 | 0 | 0 | 0 | 0 | 0 | 26997.029 | 27814.1996 | 28349.2648 | 28370.5438 | 31180.5731 | 31384.5405 | 30878.0109 | 0 | 0 | 0 | 0 | 0 | 0 | 0 | 0 | 0 | 204974.1617 | OK
| 2026 | 0 | 0 | 0 | 0 | 0 | 0 | 0 | 0 | 0 | 0 | 0 | 0 | 0 | 0 | 0 | 0 | 0 | 0 | 0 | 0 | 0 | 0 | 0 | 0 | 0 | 0 | 0 | 0 | 0 | 0 | 27814.1996 | 28349.2648 | 28370.5438 | 31180.5731 | 31384.5405 | 30878.0109 | 29813.4776 | 0 | 0 | 0 | 0 | 0 | 0 | 0 | 0 | 207790.6103 | OK
| 2027 | 0 | 0 | 0 | 0 | 0 | 0 | 0 | 0 | 0 | 0 | 0 | 0 | 0 | 0 | 0 | 0 | 0 | 0 | 0 | 0 | 0 | 0 | 0 | 0 | 0 | 0 | 0 | 0 | 0 | 0 | 0 | 28349.2648 | 28370.5438 | 31180.5731 | 31384.5405 | 30878.0109 | 29813.4776 | 30192.0608 | 0 | 0 | 0 | 0 | 0 | 0 | 0 | 210168.4715 | OK
| 2028 | 0 | 0 | 0 | 0 | 0 | 0 | 0 | 0 | 0 | 0 | 0 | 0 | 0 | 0 | 0 | 0 | 0 | 0 | 0 | 0 | 0 | 0 | 0 | 0 | 0 | 0 | 0 | 0 | 0 | 0 | 0 | 0 | 28370.5438 | 31180.5731 | 31384.5405 | 30878.0109 | 29813.4776 | 30192.0608 | 30994.1398 | 0 | 0 | 0 | 0 | 0 | 0 | 212813.3465 | OK
| 2029 | 0 | 0 | 0 | 0 | 0 | 0 | 0 | 0 | 0 | 0 | 0 | 0 | 0 | 0 | 0 | 0 | 0 | 0 | 0 | 0 | 0 | 0 | 0 | 0 | 0 | 0 | 0 | 0 | 0 | 0 | 0 | 0 | 0 | 31180.5731 | 31384.5405 | 30878.0109 | 29813.4776 | 30192.0608 | 30994.1398 | 31522.8206 | 0 | 0 | 0 | 0 | 0 | 215965.6233 | OK
| 2030 | 0 | 0 | 0 | 0 | 0 | 0 | 0 | 0 | 0 | 0 | 0 | 0 | 0 | 0 | 0 | 0 | 0 | 0 | 0 | 0 | 0 | 0 | 0 | 0 | 0 | 0 | 0 | 0 | 0 | 0 | 0 | 0 | 0 | 0 | 31384.5405 | 30878.0109 | 29813.4776 | 30192.0608 | 30994.1398 | 31522.8206 | 31533.5201 | 0 | 0 | 0 | 0 | 216318.5702 | OK
| 2031 | 0 | 0 | 0 | 0 | 0 | 0 | 0 | 0 | 0 | 0 | 0 | 0 | 0 | 0 | 0 | 0 | 0 | 0 | 0 | 0 | 0 | 0 | 0 | 0 | 0 | 0 | 0 | 0 | 0 | 0 | 0 | 0 | 0 | 0 | 0 | 30878.0109 | 29813.4776 | 30192.0608 | 30994.1398 | 31522.8206 | 31533.5201 | 34309.1361 | 0 | 0 | 0 | 219243.1658 | OK
| 2032 | 0 | 0 | 0 | 0 | 0 | 0 | 0 | 0 | 0 | 0 | 0 | 0 | 0 | 0 | 0 | 0 | 0 | 0 | 0 | 0 | 0 | 0 | 0 | 0 | 0 | 0 | 0 | 0 | 0 | 0 | 0 | 0 | 0 | 0 | 0 | 0 | 29813.4776 | 30192.0608 | 30994.1398 | 31522.8206 | 31533.5201 | 34309.1361 | 34513.1034 | 0 | 0 | 222878.2584 | OK
| 2033 | 0 | 0 | 0 | 0 | 0 | 0 | 0 | 0 | 0 | 0 | 0 | 0 | 0 | 0 | 0 | 0 | 0 | 0 | 0 | 0 | 0 | 0 | 0 | 0 | 0 | 0 | 0 | 0 | 0 | 0 | 0 | 0 | 0 | 0 | 0 | 0 | 0 | 30192.0608 | 30994.1398 | 31522.8206 | 31533.5201 | 34309.1361 | 34513.1034 | 34006.5738 | 0 | 227071.3546 | OK
| 2034 | 0 | 0 | 0 | 0 | 0 | 0 | 0 | 0 | 0 | 0 | 0 | 0 | 0 | 0 | 0 | 0 | 0 | 0 | 0 | 0 | 0 | 0 | 0 | 0 | 0 | 0 | 0 | 0 | 0 | 0 | 0 | 0 | 0 | 0 | 0 | 0 | 0 | 0 | 30994.1398 | 31522.8206 | 31533.5201 | 34309.1361 | 34513.1034 | 34006.5738 | 32942.0406 | 229821.3344 | OK
Vintage Distribution
|  | 1990 | 1991 | 1992 | 1993 | 1994 | 1995 | 1996 | 1997 | 1998 | 1999 | 2000 | 2001 | 2002 | 2003 | 2004 | 2005 | 2006 | 2007 | 2008 | 2009 | 2010 | 2011 | 2012 | 2013 | 2014 | 2015 | 2016 | 2017 | 2018 | 2019 | 2020 | 2021 | 2022 | 2023 | 2024 | 2025 | 2026 | 2027 | 2028 | 2029 | 2030 | 2031 | 2032 | 2033 | 2034 | Sum Check
| 1990 | [45 empty] | 0% | bar: 1990 to 2034
| 1991 | 0% | 100% | 0% | 0% | 0% | 0% | 0% | 0% | 0% | 0% | 0% | 0% | 0% | 0% | 0% | 0% | 0% | 0% | 0% | 0% | 0% | 0% | 0% | 0% | 0% | 0% | 0% | 0% | 0% | 0% | 0% | 0% | 0% | 0% | 0% | 0% | 0% | 0% | 0% | 0% | 0% | 0% | 0% | 0% | 0% | 100%
| 1992 | 0% | 50% | 50% | 0% | 0% | 0% | 0% | 0% | 0% | 0% | 0% | 0% | 0% | 0% | 0% | 0% | 0% | 0% | 0% | 0% | 0% | 0% | 0% | 0% | 0% | 0% | 0% | 0% | 0% | 0% | 0% | 0% | 0% | 0% | 0% | 0% | 0% | 0% | 0% | 0% | 0% | 0% | 0% | 0% | 0% | 100%
| 1993 | 0% | 33.33% | 33.34% | 33.33% | 0% | 0% | 0% | 0% | 0% | 0% | 0% | 0% | 0% | 0% | 0% | 0% | 0% | 0% | 0% | 0% | 0% | 0% | 0% | 0% | 0% | 0% | 0% | 0% | 0% | 0% | 0% | 0% | 0% | 0% | 0% | 0% | 0% | 0% | 0% | 0% | 0% | 0% | 0% | 0% | 0% | 100%
| 1994 | 0% | 25% | 25% | 25% | 25% | 0% | 0% | 0% | 0% | 0% | 0% | 0% | 0% | 0% | 0% | 0% | 0% | 0% | 0% | 0% | 0% | 0% | 0% | 0% | 0% | 0% | 0% | 0% | 0% | 0% | 0% | 0% | 0% | 0% | 0% | 0% | 0% | 0% | 0% | 0% | 0% | 0% | 0% | 0% | 0% | 100%
| 1995 | 0% | 20% | 20% | 20% | 20% | 20% | 0% | 0% | 0% | 0% | 0% | 0% | 0% | 0% | 0% | 0% | 0% | 0% | 0% | 0% | 0% | 0% | 0% | 0% | 0% | 0% | 0% | 0% | 0% | 0% | 0% | 0% | 0% | 0% | 0% | 0% | 0% | 0% | 0% | 0% | 0% | 0% | 0% | 0% | 0% | 100%
| 1996 | 0% | 16.67% | 16.67% | 16.67% | 16.66% | 16.67% | 16.67% | 0% | 0% | 0% | 0% | 0% | 0% | 0% | 0% | 0% | 0% | 0% | 0% | 0% | 0% | 0% | 0% | 0% | 0% | 0% | 0% | 0% | 0% | 0% | 0% | 0% | 0% | 0% | 0% | 0% | 0% | 0% | 0% | 0% | 0% | 0% | 0% | 0% | 0% | 100%
| 1997 | 0% | 14.28% | 14.29% | 14.28% | 14.28% | 14.28% | 14.29% | 14.29% | 0% | 0% | 0% | 0% | 0% | 0% | 0% | 0% | 0% | 0% | 0% | 0% | 0% | 0% | 0% | 0% | 0% | 0% | 0% | 0% | 0% | 0% | 0% | 0% | 0% | 0% | 0% | 0% | 0% | 0% | 0% | 0% | 0% | 0% | 0% | 0% | 0% | 100%
| 1998 | 0% | 0% | 14.29% | 14.29% | 14.28% | 14.28% | 14.29% | 14.29% | 14.28% | 0% | 0% | 0% | 0% | 0% | 0% | 0% | 0% | 0% | 0% | 0% | 0% | 0% | 0% | 0% | 0% | 0% | 0% | 0% | 0% | 0% | 0% | 0% | 0% | 0% | 0% | 0% | 0% | 0% | 0% | 0% | 0% | 0% | 0% | 0% | 0% | 100%
| 1999 | 0% | 0% | 0% | 14.29% | 14.29% | 14.29% | 14.29% | 14.3% | 14.28% | 14.27% | 0% | 0% | 0% | 0% | 0% | 0% | 0% | 0% | 0% | 0% | 0% | 0% | 0% | 0% | 0% | 0% | 0% | 0% | 0% | 0% | 0% | 0% | 0% | 0% | 0% | 0% | 0% | 0% | 0% | 0% | 0% | 0% | 0% | 0% | 0% | 100%
| 2000 | 0% | 0% | 0% | 0% | 14.28% | 14.29% | 14.29% | 14.29% | 14.28% | 14.27% | 14.29% | 0% | 0% | 0% | 0% | 0% | 0% | 0% | 0% | 0% | 0% | 0% | 0% | 0% | 0% | 0% | 0% | 0% | 0% | 0% | 0% | 0% | 0% | 0% | 0% | 0% | 0% | 0% | 0% | 0% | 0% | 0% | 0% | 0% | 0% | 100%
| 2001 | 0% | 0% | 0% | 0% | 0% | 14.28% | 14.29% | 14.29% | 14.28% | 14.27% | 14.29% | 14.31% | 0% | 0% | 0% | 0% | 0% | 0% | 0% | 0% | 0% | 0% | 0% | 0% | 0% | 0% | 0% | 0% | 0% | 0% | 0% | 0% | 0% | 0% | 0% | 0% | 0% | 0% | 0% | 0% | 0% | 0% | 0% | 0% | 0% | 100%
| 2002 | 0% | 0% | 0% | 0% | 0% | 0% | 14.28% | 14.29% | 14.27% | 14.26% | 14.29% | 14.3% | 14.31% | 0% | 0% | 0% | 0% | 0% | 0% | 0% | 0% | 0% | 0% | 0% | 0% | 0% | 0% | 0% | 0% | 0% | 0% | 0% | 0% | 0% | 0% | 0% | 0% | 0% | 0% | 0% | 0% | 0% | 0% | 0% | 0% | 100%
| 2003 | 0% | 0% | 0% | 0% | 0% | 0% | 0% | 14.3% | 14.28% | 14.28% | 14.3% | 14.31% | 14.32% | 14.2% | 0% | 0% | 0% | 0% | 0% | 0% | 0% | 0% | 0% | 0% | 0% | 0% | 0% | 0% | 0% | 0% | 0% | 0% | 0% | 0% | 0% | 0% | 0% | 0% | 0% | 0% | 0% | 0% | 0% | 0% | 0% | 100%
| 2004 | 0% | 0% | 0% | 0% | 0% | 0% | 0% | 0% | 14.29% | 14.28% | 14.31% | 14.32% | 14.33% | 14.21% | 14.25% | 0% | 0% | 0% | 0% | 0% | 0% | 0% | 0% | 0% | 0% | 0% | 0% | 0% | 0% | 0% | 0% | 0% | 0% | 0% | 0% | 0% | 0% | 0% | 0% | 0% | 0% | 0% | 0% | 0% | 0% | 100%
| 2005 | 0% | 0% | 0% | 0% | 0% | 0% | 0% | 0% | 0% | 14.27% | 14.29% | 14.3% | 14.31% | 14.19% | 14.23% | 14.41% | 0% | 0% | 0% | 0% | 0% | 0% | 0% | 0% | 0% | 0% | 0% | 0% | 0% | 0% | 0% | 0% | 0% | 0% | 0% | 0% | 0% | 0% | 0% | 0% | 0% | 0% | 0% | 0% | 0% | 100%
| 2006 | 0% | 0% | 0% | 0% | 0% | 0% | 0% | 0% | 0% | 0% | 14.27% | 14.29% | 14.3% | 14.18% | 14.21% | 14.39% | 14.36% | 0% | 0% | 0% | 0% | 0% | 0% | 0% | 0% | 0% | 0% | 0% | 0% | 0% | 0% | 0% | 0% | 0% | 0% | 0% | 0% | 0% | 0% | 0% | 0% | 0% | 0% | 0% | 0% | 100%
| 2007 | 0% | 0% | 0% | 0% | 0% | 0% | 0% | 0% | 0% | 0% | 0% | 14.05% | 14.05% | 13.94% | 13.97% | 14.15% | 14.12% | 15.73% | 0% | 0% | 0% | 0% | 0% | 0% | 0% | 0% | 0% | 0% | 0% | 0% | 0% | 0% | 0% | 0% | 0% | 0% | 0% | 0% | 0% | 0% | 0% | 0% | 0% | 0% | 0% | 100%
| 2008 | 0% | 0% | 0% | 0% | 0% | 0% | 0% | 0% | 0% | 0% | 0% | 0% | 13.82% | 13.71% | 13.74% | 13.91% | 13.89% | 15.47% | 15.46% | 0% | 0% | 0% | 0% | 0% | 0% | 0% | 0% | 0% | 0% | 0% | 0% | 0% | 0% | 0% | 0% | 0% | 0% | 0% | 0% | 0% | 0% | 0% | 0% | 0% | 0% | 100%
| 2009 | 0% | 0% | 0% | 0% | 0% | 0% | 0% | 0% | 0% | 0% | 0% | 0% | 0% | 13.54% | 13.57% | 13.74% | 13.72% | 15.28% | 15.27% | 14.87% | 0% | 0% | 0% | 0% | 0% | 0% | 0% | 0% | 0% | 0% | 0% | 0% | 0% | 0% | 0% | 0% | 0% | 0% | 0% | 0% | 0% | 0% | 0% | 0% | 0% | 100%
| 2010 | 0% | 0% | 0% | 0% | 0% | 0% | 0% | 0% | 0% | 0% | 0% | 0% | 0% | 0% | 13.49% | 13.66% | 13.63% | 15.18% | 15.17% | 14.77% | 14.1% | 0% | 0% | 0% | 0% | 0% | 0% | 0% | 0% | 0% | 0% | 0% | 0% | 0% | 0% | 0% | 0% | 0% | 0% | 0% | 0% | 0% | 0% | 0% | 0% | 100%
| 2011 | 0% | 0% | 0% | 0% | 0% | 0% | 0% | 0% | 0% | 0% | 0% | 0% | 0% | 0% | 0% | 13.55% | 13.52% | 15.06% | 15.05% | 14.66% | 13.99% | 14.18% | 0% | 0% | 0% | 0% | 0% | 0% | 0% | 0% | 0% | 0% | 0% | 0% | 0% | 0% | 0% | 0% | 0% | 0% | 0% | 0% | 0% | 0% | 0% | 100%
| 2012 | 0% | 0% | 0% | 0% | 0% | 0% | 0% | 0% | 0% | 0% | 0% | 0% | 0% | 0% | 0% | 0% | 13.38% | 14.91% | 14.9% | 14.5% | 13.84% | 14.03% | 14.44% | 0% | 0% | 0% | 0% | 0% | 0% | 0% | 0% | 0% | 0% | 0% | 0% | 0% | 0% | 0% | 0% | 0% | 0% | 0% | 0% | 0% | 0% | 100%
| 2013 | 0% | 0% | 0% | 0% | 0% | 0% | 0% | 0% | 0% | 0% | 0% | 0% | 0% | 0% | 0% | 0% | 0% | 14.71% | 14.7% | 14.31% | 13.66% | 13.85% | 14.25% | 14.52% | 0% | 0% | 0% | 0% | 0% | 0% | 0% | 0% | 0% | 0% | 0% | 0% | 0% | 0% | 0% | 0% | 0% | 0% | 0% | 0% | 0% | 100%
| 2014 | 0% | 0% | 0% | 0% | 0% | 0% | 0% | 0% | 0% | 0% | 0% | 0% | 0% | 0% | 0% | 0% | 0% | 0% | 14.72% | 14.33% | 13.68% | 13.87% | 14.27% | 14.54% | 14.59% | 0% | 0% | 0% | 0% | 0% | 0% | 0% | 0% | 0% | 0% | 0% | 0% | 0% | 0% | 0% | 0% | 0% | 0% | 0% | 0% | 100%
| 2015 | 0% | 0% | 0% | 0% | 0% | 0% | 0% | 0% | 0% | 0% | 0% | 0% | 0% | 0% | 0% | 0% | 0% | 0% | 0% | 14.12% | 13.48% | 13.67% | 14.06% | 14.33% | 14.37% | 15.96% | 0% | 0% | 0% | 0% | 0% | 0% | 0% | 0% | 0% | 0% | 0% | 0% | 0% | 0% | 0% | 0% | 0% | 0% | 0% | 100%
| 2016 | 0% | 0% | 0% | 0% | 0% | 0% | 0% | 0% | 0% | 0% | 0% | 0% | 0% | 0% | 0% | 0% | 0% | 0% | 0% | 0% | 13.22% | 13.41% | 13.8% | 14.06% | 14.1% | 15.66% | 15.76% | 0% | 0% | 0% | 0% | 0% | 0% | 0% | 0% | 0% | 0% | 0% | 0% | 0% | 0% | 0% | 0% | 0% | 0% | 100%
| 2017 | 0% | 0% | 0% | 0% | 0% | 0% | 0% | 0% | 0% | 0% | 0% | 0% | 0% | 0% | 0% | 0% | 0% | 0% | 0% | 0% | 0% | 13.11% | 13.49% | 13.75% | 13.79% | 15.31% | 15.41% | 15.14% | 0% | 0% | 0% | 0% | 0% | 0% | 0% | 0% | 0% | 0% | 0% | 0% | 0% | 0% | 0% | 0% | 0% | 100%
| 2018 | 0% | 0% | 0% | 0% | 0% | 0% | 0% | 0% | 0% | 0% | 0% | 0% | 0% | 0% | 0% | 0% | 0% | 0% | 0% | 0% | 0% | 0% | 13.3% | 13.55% | 13.59% | 15.09% | 15.19% | 14.92% | 14.37% | 0% | 0% | 0% | 0% | 0% | 0% | 0% | 0% | 0% | 0% | 0% | 0% | 0% | 0% | 0% | 0% | 100%
| 2019 | 0% | 0% | 0% | 0% | 0% | 0% | 0% | 0% | 0% | 0% | 0% | 0% | 0% | 0% | 0% | 0% | 0% | 0% | 0% | 0% | 0% | 0% | 0% | 13.37% | 13.41% | 14.9% | 15% | 14.73% | 14.18% | 14.41% | 0% | 0% | 0% | 0% | 0% | 0% | 0% | 0% | 0% | 0% | 0% | 0% | 0% | 0% | 0% | 100%
| 2020 | 0% | 0% | 0% | 0% | 0% | 0% | 0% | 0% | 0% | 0% | 0% | 0% | 0% | 0% | 0% | 0% | 0% | 0% | 0% | 0% | 0% | 0% | 0% | 0% | 13.22% | 14.68% | 14.78% | 14.52% | 13.98% | 14.2% | 14.63% | 0% | 0% | 0% | 0% | 0% | 0% | 0% | 0% | 0% | 0% | 0% | 0% | 0% | 0% | 100%
| 2021 | 0% | 0% | 0% | 0% | 0% | 0% | 0% | 0% | 0% | 0% | 0% | 0% | 0% | 0% | 0% | 0% | 0% | 0% | 0% | 0% | 0% | 0% | 0% | 0% | 0% | 14.43% | 14.53% | 14.28% | 13.74% | 13.96% | 14.39% | 14.66% | 0% | 0% | 0% | 0% | 0% | 0% | 0% | 0% | 0% | 0% | 0% | 0% | 0% | 100%
| 2022 | 0% | 0% | 0% | 0% | 0% | 0% | 0% | 0% | 0% | 0% | 0% | 0% | 0% | 0% | 0% | 0% | 0% | 0% | 0% | 0% | 0% | 0% | 0% | 0% | 0% | 0% | 14.5% | 14.24% | 13.71% | 13.93% | 14.35% | 14.63% | 14.64% | 0% | 0% | 0% | 0% | 0% | 0% | 0% | 0% | 0% | 0% | 0% | 0% | 100%
| 2023 | 0% | 0% | 0% | 0% | 0% | 0% | 0% | 0% | 0% | 0% | 0% | 0% | 0% | 0% | 0% | 0% | 0% | 0% | 0% | 0% | 0% | 0% | 0% | 0% | 0% | 0% | 0% | 14.02% | 13.5% | 13.71% | 14.13% | 14.4% | 14.41% | 15.84% | 0% | 0% | 0% | 0% | 0% | 0% | 0% | 0% | 0% | 0% | 0% | 100%
| 2024 | 0% | 0% | 0% | 0% | 0% | 0% | 0% | 0% | 0% | 0% | 0% | 0% | 0% | 0% | 0% | 0% | 0% | 0% | 0% | 0% | 0% | 0% | 0% | 0% | 0% | 0% | 0% | 0% | 13.24% | 13.45% | 13.86% | 14.13% | 14.14% | 15.54% | 15.64% | 0% | 0% | 0% | 0% | 0% | 0% | 0% | 0% | 0% | 0% | 100%
| 2025 | 0% | 0% | 0% | 0% | 0% | 0% | 0% | 0% | 0% | 0% | 0% | 0% | 0% | 0% | 0% | 0% | 0% | 0% | 0% | 0% | 0% | 0% | 0% | 0% | 0% | 0% | 0% | 0% | 0% | 13.17% | 13.57% | 13.83% | 13.84% | 15.21% | 15.31% | 15.06% | 0% | 0% | 0% | 0% | 0% | 0% | 0% | 0% | 0% | 100%
| 2026 | 0% | 0% | 0% | 0% | 0% | 0% | 0% | 0% | 0% | 0% | 0% | 0% | 0% | 0% | 0% | 0% | 0% | 0% | 0% | 0% | 0% | 0% | 0% | 0% | 0% | 0% | 0% | 0% | 0% | 0% | 13.39% | 13.64% | 13.65% | 15.01% | 15.1% | 14.86% | 14.35% | 0% | 0% | 0% | 0% | 0% | 0% | 0% | 0% | 100%
| 2027 | 0% | 0% | 0% | 0% | 0% | 0% | 0% | 0% | 0% | 0% | 0% | 0% | 0% | 0% | 0% | 0% | 0% | 0% | 0% | 0% | 0% | 0% | 0% | 0% | 0% | 0% | 0% | 0% | 0% | 0% | 0% | 13.49% | 13.5% | 14.84% | 14.93% | 14.69% | 14.19% | 14.37% | 0% | 0% | 0% | 0% | 0% | 0% | 0% | 100%
| 2028 | 0% | 0% | 0% | 0% | 0% | 0% | 0% | 0% | 0% | 0% | 0% | 0% | 0% | 0% | 0% | 0% | 0% | 0% | 0% | 0% | 0% | 0% | 0% | 0% | 0% | 0% | 0% | 0% | 0% | 0% | 0% | 0% | 13.33% | 14.65% | 14.75% | 14.51% | 14.01% | 14.19% | 14.56% | 0% | 0% | 0% | 0% | 0% | 0% | 100%
| 2029 | 0% | 0% | 0% | 0% | 0% | 0% | 0% | 0% | 0% | 0% | 0% | 0% | 0% | 0% | 0% | 0% | 0% | 0% | 0% | 0% | 0% | 0% | 0% | 0% | 0% | 0% | 0% | 0% | 0% | 0% | 0% | 0% | 0% | 14.44% | 14.53% | 14.3% | 13.8% | 13.98% | 14.35% | 14.6% | 0% | 0% | 0% | 0% | 0% | 100%
| 2030 | 0% | 0% | 0% | 0% | 0% | 0% | 0% | 0% | 0% | 0% | 0% | 0% | 0% | 0% | 0% | 0% | 0% | 0% | 0% | 0% | 0% | 0% | 0% | 0% | 0% | 0% | 0% | 0% | 0% | 0% | 0% | 0% | 0% | 0% | 14.51% | 14.27% | 13.78% | 13.96% | 14.33% | 14.57% | 14.58% | 0% | 0% | 0% | 0% | 100%
| 2031 | 0% | 0% | 0% | 0% | 0% | 0% | 0% | 0% | 0% | 0% | 0% | 0% | 0% | 0% | 0% | 0% | 0% | 0% | 0% | 0% | 0% | 0% | 0% | 0% | 0% | 0% | 0% | 0% | 0% | 0% | 0% | 0% | 0% | 0% | 0% | 14.08% | 13.6% | 13.77% | 14.14% | 14.38% | 14.38% | 15.65% | 0% | 0% | 0% | 100%
| 2032 | 0% | 0% | 0% | 0% | 0% | 0% | 0% | 0% | 0% | 0% | 0% | 0% | 0% | 0% | 0% | 0% | 0% | 0% | 0% | 0% | 0% | 0% | 0% | 0% | 0% | 0% | 0% | 0% | 0% | 0% | 0% | 0% | 0% | 0% | 0% | 0% | 13.38% | 13.55% | 13.91% | 14.14% | 14.15% | 15.39% | 15.49% | 0% | 0% | 100%
| 2033 | 0% | 0% | 0% | 0% | 0% | 0% | 0% | 0% | 0% | 0% | 0% | 0% | 0% | 0% | 0% | 0% | 0% | 0% | 0% | 0% | 0% | 0% | 0% | 0% | 0% | 0% | 0% | 0% | 0% | 0% | 0% | 0% | 0% | 0% | 0% | 0% | 0% | 13.3% | 13.65% | 13.88% | 13.89% | 15.11% | 15.2% | 14.98% | 0% | 100%
| 2034 | 0% | 0% | 0% | 0% | 0% | 0% | 0% | 0% | 0% | 0% | 0% | 0% | 0% | 0% | 0% | 0% | 0% | 0% | 0% | 0% | 0% | 0% | 0% | 0% | 0% | 0% | 0% | 0% | 0% | 0% | 0% | 0% | 0% | 0% | 0% | 0% | 0% | 0% | 13.49% | 13.72% | 13.72% | 14.93% | 15.02% | 14.8% | 14.33% | 100%
Installed UEC (kWh)
|  | Average pre-case UEC | Average post-case UEC
| 1990 | 1990: 0; 1991: 0
| 1991 | 1990: 66.2374; 1991: 66.2374
| 1992 | 1990: 66.2374; 1991: 66.2374
| 1993 | 1990: 66.2374; 1991: 66.2374
| 1994 | 1990: 66.2374; 1991: 66.2374
| 1995 | 1990: 66.2374; 1991: 66.2374
| 1996 | 1990: 66.2374; 1991: 66.2374
| 1997 | 1990: 66.2374; 1991: 66.2374
| 1998 | 1990: 66.2374; 1991: 66.2374
| 1999 | 1990: 66.2374; 1991: 66.2374
| 2000 | 1990: 66.2374; 1991: 66.2374
| 2001 | 1990: 66.2374; 1991: 66.2374
| 2002 | 1990: 66.2374; 1991: 66.2374
| 2003 | 1990: 66.2374; 1991: 66.2374
| 2004 | 1990: 66.2374; 1991: 66.2374
| 2005 | 1990: 66.2374; 1991: 66.2374
| 2006 | 1990: 66.2374; 1991: 66.2374
| 2007 | 1990: 66.2374; 1991: 62.852
| 2008 | 1990: 66.2374; 1991: 59.5804
| 2009 | 1990: 66.2374; 1991: 56.4608
| 2010 | 1990: 66.2374; 1991: 53.489
| 2011 | 1990: 66.2374; 1991: 50.5393
| 2012 | 1990: 66.2374; 1991: 47.5936
| 2013 | 1990: 66.2374; 1991: 44.714
| 2014 | 1990: 66.2374; 1991: 44.714
| 2015 | 1990: 66.2374; 1991: 44.714
| 2016 | 1990: 66.2374; 1991: 44.714
| 2017 | 1990: 66.2374; 1991: 44.714
| 2018 | 1990: 66.2374; 1991: 44.714
| 2019 | 1990: 66.2374; 1991: 44.714
| 2020 | 1990: 66.2374; 1991: 44.714
| 2021 | 1990: 66.2374; 1991: 44.714
| 2022 | 1990: 66.2374; 1991: 44.714
| 2023 | 1990: 66.2374; 1991: 44.714
| 2024 | 1990: 66.2374; 1991: 44.714
| 2025 | 1990: 66.2374; 1991: 44.714
| 2026 | 1990: 66.2374; 1991: 44.714
| 2027 | 1990: 66.2374; 1991: 44.714
| 2028 | 1990: 66.2374; 1991: 44.714
| 2029 | 1990: 66.2374; 1991: 44.714
| 2030 | 1990: 66.2374; 1991: 44.714
| 2031 | 1990: 66.2374; 1991: 44.714
| 2032 | 1990: 66.2374; 1991: 44.714
| 2033 | 1990: 66.2374; 1991: 44.714
| 2034 | 1990: 66.2374; 1991: 44.714

## Installed UEC-MH
Installed Units by Year by Vintage (linked to Stock Model)
|  | 1 | 2 | 3 | 4 | 5 | 6 | 7 | 8 | 9 | 10 | 11 | 12 | 13 | 14 | 15 | 16 | 17 | 18 | 19 | 20 | 21 | 22 | 23 | 24 | 25 | 26 | 27 | 28 | 29 | 30 | 31 | 32 | 33 | 34 | 35 | 36 | 37 | 38 | 39 | 40 | 41 | 42 | 43 | 44 | 45
Vintage
|  | 1990 | 1991 | 1992 | 1993 | 1994 | 1995 | 1996 | 1997 | 1998 | 1999 | 2000 | 2001 | 2002 | 2003 | 2004 | 2005 | 2006 | 2007 | 2008 | 2009 | 2010 | 2011 | 2012 | 2013 | 2014 | 2015 | 2016 | 2017 | 2018 | 2019 | 2020 | 2021 | 2022 | 2023 | 2024 | 2025 | 2026 | 2027 | 2028 | 2029 | 2030 | 2031 | 2032 | 2033 | 2034 | Total units | check
Year | 1990 | 0 | 0 | 0 | 0 | 0 | 0 | 0 | 0 | 0 | 0 | 0 | 0 | 0 | 0 | 0 | 0 | 0 | 0 | 0 | 0 | 0 | 0 | 0 | 0 | 0 | 0 | 0 | 0 | 0 | 0 | 0 | 0 | 0 | 0 | 0 | 0 | 0 | 0 | 0 | 0 | 0 | 0 | 0 | 0 | 0 | 0 | OK
| 1991 | 0 | 13305.4614 | 0 | 0 | 0 | 0 | 0 | 0 | 0 | 0 | 0 | 0 | 0 | 0 | 0 | 0 | 0 | 0 | 0 | 0 | 0 | 0 | 0 | 0 | 0 | 0 | 0 | 0 | 0 | 0 | 0 | 0 | 0 | 0 | 0 | 0 | 0 | 0 | 0 | 0 | 0 | 0 | 0 | 0 | 0 | 13305.4614 | OK
| 1992 | 0 | 13305.4614 | 13305.6385 | 0 | 0 | 0 | 0 | 0 | 0 | 0 | 0 | 0 | 0 | 0 | 0 | 0 | 0 | 0 | 0 | 0 | 0 | 0 | 0 | 0 | 0 | 0 | 0 | 0 | 0 | 0 | 0 | 0 | 0 | 0 | 0 | 0 | 0 | 0 | 0 | 0 | 0 | 0 | 0 | 0 | 0 | 26611.0998 | OK
| 1993 | 0 | 13305.4614 | 13305.6385 | 13307.1705 | 0 | 0 | 0 | 0 | 0 | 0 | 0 | 0 | 0 | 0 | 0 | 0 | 0 | 0 | 0 | 0 | 0 | 0 | 0 | 0 | 0 | 0 | 0 | 0 | 0 | 0 | 0 | 0 | 0 | 0 | 0 | 0 | 0 | 0 | 0 | 0 | 0 | 0 | 0 | 0 | 0 | 39918.2703 | OK
| 1994 | 0 | 13305.4614 | 13305.6385 | 13307.1705 | 13307.23 | 0 | 0 | 0 | 0 | 0 | 0 | 0 | 0 | 0 | 0 | 0 | 0 | 0 | 0 | 0 | 0 | 0 | 0 | 0 | 0 | 0 | 0 | 0 | 0 | 0 | 0 | 0 | 0 | 0 | 0 | 0 | 0 | 0 | 0 | 0 | 0 | 0 | 0 | 0 | 0 | 53225.5004 | OK
| 1995 | 0 | 13305.4614 | 13305.6385 | 13307.1705 | 13307.23 | 13305.2821 | 0 | 0 | 0 | 0 | 0 | 0 | 0 | 0 | 0 | 0 | 0 | 0 | 0 | 0 | 0 | 0 | 0 | 0 | 0 | 0 | 0 | 0 | 0 | 0 | 0 | 0 | 0 | 0 | 0 | 0 | 0 | 0 | 0 | 0 | 0 | 0 | 0 | 0 | 0 | 66530.7824 | OK
| 1996 | 0 | 13305.4614 | 13305.6385 | 13307.1705 | 13307.23 | 13305.2821 | 13301.9858 | 0 | 0 | 0 | 0 | 0 | 0 | 0 | 0 | 0 | 0 | 0 | 0 | 0 | 0 | 0 | 0 | 0 | 0 | 0 | 0 | 0 | 0 | 0 | 0 | 0 | 0 | 0 | 0 | 0 | 0 | 0 | 0 | 0 | 0 | 0 | 0 | 0 | 0 | 79832.7682 | OK
| 1997 | 0 | 13305.4614 | 13305.6385 | 13307.1705 | 13307.23 | 13305.2821 | 13301.9858 | 13306.5239 | 0 | 0 | 0 | 0 | 0 | 0 | 0 | 0 | 0 | 0 | 0 | 0 | 0 | 0 | 0 | 0 | 0 | 0 | 0 | 0 | 0 | 0 | 0 | 0 | 0 | 0 | 0 | 0 | 0 | 0 | 0 | 0 | 0 | 0 | 0 | 0 | 0 | 93139.2921 | OK
| 1998 | 0 | 0 | 13305.6385 | 13307.1705 | 13307.23 | 13305.2821 | 13301.9858 | 13306.5239 | 13314.8306 | 0 | 0 | 0 | 0 | 0 | 0 | 0 | 0 | 0 | 0 | 0 | 0 | 0 | 0 | 0 | 0 | 0 | 0 | 0 | 0 | 0 | 0 | 0 | 0 | 0 | 0 | 0 | 0 | 0 | 0 | 0 | 0 | 0 | 0 | 0 | 0 | 93148.6613 | OK
| 1999 | 0 | 0 | 0 | 13307.1705 | 13307.23 | 13305.2821 | 13301.9858 | 13306.5239 | 13314.8306 | 13307.5279 | 0 | 0 | 0 | 0 | 0 | 0 | 0 | 0 | 0 | 0 | 0 | 0 | 0 | 0 | 0 | 0 | 0 | 0 | 0 | 0 | 0 | 0 | 0 | 0 | 0 | 0 | 0 | 0 | 0 | 0 | 0 | 0 | 0 | 0 | 0 | 93150.5508 | OK
| 2000 | 0 | 0 | 0 | 0 | 13307.23 | 13305.2821 | 13301.9858 | 13306.5239 | 13314.8306 | 13307.5279 | 13295.5423 | 0 | 0 | 0 | 0 | 0 | 0 | 0 | 0 | 0 | 0 | 0 | 0 | 0 | 0 | 0 | 0 | 0 | 0 | 0 | 0 | 0 | 0 | 0 | 0 | 0 | 0 | 0 | 0 | 0 | 0 | 0 | 0 | 0 | 0 | 93138.9226 | OK
| 2001 | 0 | 0 | 0 | 0 | 0 | 13305.2821 | 13301.9858 | 13306.5239 | 13314.8306 | 13307.5279 | 13295.5423 | 13285.5043 | 0 | 0 | 0 | 0 | 0 | 0 | 0 | 0 | 0 | 0 | 0 | 0 | 0 | 0 | 0 | 0 | 0 | 0 | 0 | 0 | 0 | 0 | 0 | 0 | 0 | 0 | 0 | 0 | 0 | 0 | 0 | 0 | 0 | 93117.1968 | OK
| 2002 | 0 | 0 | 0 | 0 | 0 | 0 | 13301.9858 | 13306.5239 | 13314.8306 | 13307.5279 | 13295.5423 | 13285.5043 | 13329.2143 | 0 | 0 | 0 | 0 | 0 | 0 | 0 | 0 | 0 | 0 | 0 | 0 | 0 | 0 | 0 | 0 | 0 | 0 | 0 | 0 | 0 | 0 | 0 | 0 | 0 | 0 | 0 | 0 | 0 | 0 | 0 | 0 | 93141.129 | OK
| 2003 | 0 | 0 | 0 | 0 | 0 | 0 | 0 | 13306.5239 | 13314.8306 | 13307.5279 | 13295.5423 | 13285.5043 | 13329.2143 | 13356.3643 | 0 | 0 | 0 | 0 | 0 | 0 | 0 | 0 | 0 | 0 | 0 | 0 | 0 | 0 | 0 | 0 | 0 | 0 | 0 | 0 | 0 | 0 | 0 | 0 | 0 | 0 | 0 | 0 | 0 | 0 | 0 | 93195.5075 | OK
| 2004 | 0 | 0 | 0 | 0 | 0 | 0 | 0 | 0 | 13314.8306 | 13307.5279 | 13295.5423 | 13285.5043 | 13329.2143 | 13356.3643 | 13271.0143 | 0 | 0 | 0 | 0 | 0 | 0 | 0 | 0 | 0 | 0 | 0 | 0 | 0 | 0 | 0 | 0 | 0 | 0 | 0 | 0 | 0 | 0 | 0 | 0 | 0 | 0 | 0 | 0 | 0 | 0 | 93159.9979 | OK
| 2005 | 0 | 0 | 0 | 0 | 0 | 0 | 0 | 0 | 0 | 13307.5279 | 13295.5423 | 13285.5043 | 13329.2143 | 13356.3643 | 13271.0143 | 13235.6143 | 0 | 0 | 0 | 0 | 0 | 0 | 0 | 0 | 0 | 0 | 0 | 0 | 0 | 0 | 0 | 0 | 0 | 0 | 0 | 0 | 0 | 0 | 0 | 0 | 0 | 0 | 0 | 0 | 0 | 93080.7816 | OK
| 2006 | 0 | 0 | 0 | 0 | 0 | 0 | 0 | 0 | 0 | 0 | 13295.5423 | 13285.5043 | 13329.2143 | 13356.3643 | 13271.0143 | 13235.6143 | 13235.3143 | 0 | 0 | 0 | 0 | 0 | 0 | 0 | 0 | 0 | 0 | 0 | 0 | 0 | 0 | 0 | 0 | 0 | 0 | 0 | 0 | 0 | 0 | 0 | 0 | 0 | 0 | 0 | 0 | 93008.568 | OK
| 2007 | 0 | 0 | 0 | 0 | 0 | 0 | 0 | 0 | 0 | 0 | 0 | 13285.5043 | 13329.2143 | 13356.3643 | 13271.0143 | 13235.6143 | 13235.3143 | 14258.9779 | 0 | 0 | 0 | 0 | 0 | 0 | 0 | 0 | 0 | 0 | 0 | 0 | 0 | 0 | 0 | 0 | 0 | 0 | 0 | 0 | 0 | 0 | 0 | 0 | 0 | 0 | 0 | 93972.0036 | OK
| 2008 | 0 | 0 | 0 | 0 | 0 | 0 | 0 | 0 | 0 | 0 | 0 | 0 | 13329.2143 | 13356.3643 | 13271.0143 | 13235.6143 | 13235.3143 | 14258.9779 | 14500.6559 | 0 | 0 | 0 | 0 | 0 | 0 | 0 | 0 | 0 | 0 | 0 | 0 | 0 | 0 | 0 | 0 | 0 | 0 | 0 | 0 | 0 | 0 | 0 | 0 | 0 | 0 | 95187.1552 | OK
| 2009 | 0 | 0 | 0 | 0 | 0 | 0 | 0 | 0 | 0 | 0 | 0 | 0 | 0 | 13356.3643 | 13271.0143 | 13235.6143 | 13235.3143 | 14258.9779 | 14500.6559 | 14534.3912 | 0 | 0 | 0 | 0 | 0 | 0 | 0 | 0 | 0 | 0 | 0 | 0 | 0 | 0 | 0 | 0 | 0 | 0 | 0 | 0 | 0 | 0 | 0 | 0 | 0 | 96392.3321 | OK
| 2010 | 0 | 0 | 0 | 0 | 0 | 0 | 0 | 0 | 0 | 0 | 0 | 0 | 0 | 0 | 13271.0143 | 13235.6143 | 13235.3143 | 14258.9779 | 14500.6559 | 14534.3912 | 14596.2957 | 0 | 0 | 0 | 0 | 0 | 0 | 0 | 0 | 0 | 0 | 0 | 0 | 0 | 0 | 0 | 0 | 0 | 0 | 0 | 0 | 0 | 0 | 0 | 0 | 97632.2635 | OK
| 2011 | 0 | 0 | 0 | 0 | 0 | 0 | 0 | 0 | 0 | 0 | 0 | 0 | 0 | 0 | 0 | 13235.6143 | 13235.3143 | 14258.9779 | 14500.6559 | 14534.3912 | 14596.2957 | 14628.5998 | 0 | 0 | 0 | 0 | 0 | 0 | 0 | 0 | 0 | 0 | 0 | 0 | 0 | 0 | 0 | 0 | 0 | 0 | 0 | 0 | 0 | 0 | 0 | 98989.849 | OK
| 2012 | 0 | 0 | 0 | 0 | 0 | 0 | 0 | 0 | 0 | 0 | 0 | 0 | 0 | 0 | 0 | 0 | 13235.3143 | 14258.9779 | 14500.6559 | 14534.3912 | 14596.2957 | 14628.5998 | 14523.9979 | 0 | 0 | 0 | 0 | 0 | 0 | 0 | 0 | 0 | 0 | 0 | 0 | 0 | 0 | 0 | 0 | 0 | 0 | 0 | 0 | 0 | 0 | 100278.2327 | OK
| 2013 | 0 | 0 | 0 | 0 | 0 | 0 | 0 | 0 | 0 | 0 | 0 | 0 | 0 | 0 | 0 | 0 | 0 | 14258.9779 | 14500.6559 | 14534.3912 | 14596.2957 | 14628.5998 | 14523.9979 | 14445.7152 | 0 | 0 | 0 | 0 | 0 | 0 | 0 | 0 | 0 | 0 | 0 | 0 | 0 | 0 | 0 | 0 | 0 | 0 | 0 | 0 | 0 | 101488.6336 | OK
| 2014 | 0 | 0 | 0 | 0 | 0 | 0 | 0 | 0 | 0 | 0 | 0 | 0 | 0 | 0 | 0 | 0 | 0 | 0 | 14500.6559 | 14534.3912 | 14596.2957 | 14628.5998 | 14523.9979 | 14445.7152 | 14391.5236 | 0 | 0 | 0 | 0 | 0 | 0 | 0 | 0 | 0 | 0 | 0 | 0 | 0 | 0 | 0 | 0 | 0 | 0 | 0 | 0 | 101621.1793 | OK
| 2015 | 0 | 0 | 0 | 0 | 0 | 0 | 0 | 0 | 0 | 0 | 0 | 0 | 0 | 0 | 0 | 0 | 0 | 0 | 0 | 14534.3912 | 14596.2957 | 14628.5998 | 14523.9979 | 14445.7152 | 14391.5236 | 15346.1818 | 0 | 0 | 0 | 0 | 0 | 0 | 0 | 0 | 0 | 0 | 0 | 0 | 0 | 0 | 0 | 0 | 0 | 0 | 0 | 102466.7053 | OK
| 2016 | 0 | 0 | 0 | 0 | 0 | 0 | 0 | 0 | 0 | 0 | 0 | 0 | 0 | 0 | 0 | 0 | 0 | 0 | 0 | 0 | 14596.2957 | 14628.5998 | 14523.9979 | 14445.7152 | 14391.5236 | 15346.1818 | 15523.995 | 0 | 0 | 0 | 0 | 0 | 0 | 0 | 0 | 0 | 0 | 0 | 0 | 0 | 0 | 0 | 0 | 0 | 0 | 103456.3091 | OK
| 2017 | 0 | 0 | 0 | 0 | 0 | 0 | 0 | 0 | 0 | 0 | 0 | 0 | 0 | 0 | 0 | 0 | 0 | 0 | 0 | 0 | 0 | 14628.5998 | 14523.9979 | 14445.7152 | 14391.5236 | 15346.1818 | 15523.995 | 15509.3652 | 0 | 0 | 0 | 0 | 0 | 0 | 0 | 0 | 0 | 0 | 0 | 0 | 0 | 0 | 0 | 0 | 0 | 104369.3786 | OK
| 2018 | 0 | 0 | 0 | 0 | 0 | 0 | 0 | 0 | 0 | 0 | 0 | 0 | 0 | 0 | 0 | 0 | 0 | 0 | 0 | 0 | 0 | 0 | 14523.9979 | 14445.7152 | 14391.5236 | 15346.1818 | 15523.995 | 15509.3652 | 15543.2303 | 0 | 0 | 0 | 0 | 0 | 0 | 0 | 0 | 0 | 0 | 0 | 0 | 0 | 0 | 0 | 0 | 105284.0091 | OK
| 2019 | 0 | 0 | 0 | 0 | 0 | 0 | 0 | 0 | 0 | 0 | 0 | 0 | 0 | 0 | 0 | 0 | 0 | 0 | 0 | 0 | 0 | 0 | 0 | 14445.7152 | 14391.5236 | 15346.1818 | 15523.995 | 15509.3652 | 15543.2303 | 15570.5127 | 0 | 0 | 0 | 0 | 0 | 0 | 0 | 0 | 0 | 0 | 0 | 0 | 0 | 0 | 0 | 106330.5239 | OK
| 2020 | 0 | 0 | 0 | 0 | 0 | 0 | 0 | 0 | 0 | 0 | 0 | 0 | 0 | 0 | 0 | 0 | 0 | 0 | 0 | 0 | 0 | 0 | 0 | 0 | 14391.5236 | 15346.1818 | 15523.995 | 15509.3652 | 15543.2303 | 15570.5127 | 15482.8143 | 0 | 0 | 0 | 0 | 0 | 0 | 0 | 0 | 0 | 0 | 0 | 0 | 0 | 0 | 107367.6229 | OK
| 2021 | 0 | 0 | 0 | 0 | 0 | 0 | 0 | 0 | 0 | 0 | 0 | 0 | 0 | 0 | 0 | 0 | 0 | 0 | 0 | 0 | 0 | 0 | 0 | 0 | 0 | 15346.1818 | 15523.995 | 15509.3652 | 15543.2303 | 15570.5127 | 15482.8143 | 15437.3485 | 0 | 0 | 0 | 0 | 0 | 0 | 0 | 0 | 0 | 0 | 0 | 0 | 0 | 108413.4478 | OK
| 2022 | 0 | 0 | 0 | 0 | 0 | 0 | 0 | 0 | 0 | 0 | 0 | 0 | 0 | 0 | 0 | 0 | 0 | 0 | 0 | 0 | 0 | 0 | 0 | 0 | 0 | 0 | 15523.995 | 15509.3652 | 15543.2303 | 15570.5127 | 15482.8143 | 15437.3485 | 15425.2107 | 0 | 0 | 0 | 0 | 0 | 0 | 0 | 0 | 0 | 0 | 0 | 0 | 108492.4767 | OK
| 2023 | 0 | 0 | 0 | 0 | 0 | 0 | 0 | 0 | 0 | 0 | 0 | 0 | 0 | 0 | 0 | 0 | 0 | 0 | 0 | 0 | 0 | 0 | 0 | 0 | 0 | 0 | 0 | 15509.3652 | 15543.2303 | 15570.5127 | 15482.8143 | 15437.3485 | 15425.2107 | 16422.0752 | 0 | 0 | 0 | 0 | 0 | 0 | 0 | 0 | 0 | 0 | 0 | 109390.5569 | OK
| 2024 | 0 | 0 | 0 | 0 | 0 | 0 | 0 | 0 | 0 | 0 | 0 | 0 | 0 | 0 | 0 | 0 | 0 | 0 | 0 | 0 | 0 | 0 | 0 | 0 | 0 | 0 | 0 | 0 | 15543.2303 | 15570.5127 | 15482.8143 | 15437.3485 | 15425.2107 | 16422.0752 | 16633.4899 | 0 | 0 | 0 | 0 | 0 | 0 | 0 | 0 | 0 | 0 | 110514.6816 | OK
| 2025 | 0 | 0 | 0 | 0 | 0 | 0 | 0 | 0 | 0 | 0 | 0 | 0 | 0 | 0 | 0 | 0 | 0 | 0 | 0 | 0 | 0 | 0 | 0 | 0 | 0 | 0 | 0 | 0 | 0 | 15570.5127 | 15482.8143 | 15437.3485 | 15425.2107 | 16422.0752 | 16633.4899 | 16637.223 | 0 | 0 | 0 | 0 | 0 | 0 | 0 | 0 | 0 | 111608.6743 | OK
| 2026 | 0 | 0 | 0 | 0 | 0 | 0 | 0 | 0 | 0 | 0 | 0 | 0 | 0 | 0 | 0 | 0 | 0 | 0 | 0 | 0 | 0 | 0 | 0 | 0 | 0 | 0 | 0 | 0 | 0 | 0 | 15482.8143 | 15437.3485 | 15425.2107 | 16422.0752 | 16633.4899 | 16637.223 | 16670.4496 | 0 | 0 | 0 | 0 | 0 | 0 | 0 | 0 | 112708.6113 | OK
| 2027 | 0 | 0 | 0 | 0 | 0 | 0 | 0 | 0 | 0 | 0 | 0 | 0 | 0 | 0 | 0 | 0 | 0 | 0 | 0 | 0 | 0 | 0 | 0 | 0 | 0 | 0 | 0 | 0 | 0 | 0 | 0 | 15437.3485 | 15425.2107 | 16422.0752 | 16633.4899 | 16637.223 | 16670.4496 | 16677.7253 | 0 | 0 | 0 | 0 | 0 | 0 | 0 | 113903.5223 | OK
| 2028 | 0 | 0 | 0 | 0 | 0 | 0 | 0 | 0 | 0 | 0 | 0 | 0 | 0 | 0 | 0 | 0 | 0 | 0 | 0 | 0 | 0 | 0 | 0 | 0 | 0 | 0 | 0 | 0 | 0 | 0 | 0 | 0 | 15425.2107 | 16422.0752 | 16633.4899 | 16637.223 | 16670.4496 | 16677.7253 | 16553.981 | 0 | 0 | 0 | 0 | 0 | 0 | 115020.1548 | OK
| 2029 | 0 | 0 | 0 | 0 | 0 | 0 | 0 | 0 | 0 | 0 | 0 | 0 | 0 | 0 | 0 | 0 | 0 | 0 | 0 | 0 | 0 | 0 | 0 | 0 | 0 | 0 | 0 | 0 | 0 | 0 | 0 | 0 | 0 | 16422.0752 | 16633.4899 | 16637.223 | 16670.4496 | 16677.7253 | 16553.981 | 16462.2461 | 0 | 0 | 0 | 0 | 0 | 116057.1902 | OK
| 2030 | 0 | 0 | 0 | 0 | 0 | 0 | 0 | 0 | 0 | 0 | 0 | 0 | 0 | 0 | 0 | 0 | 0 | 0 | 0 | 0 | 0 | 0 | 0 | 0 | 0 | 0 | 0 | 0 | 0 | 0 | 0 | 0 | 0 | 0 | 16633.4899 | 16637.223 | 16670.4496 | 16677.7253 | 16553.981 | 16462.2461 | 16400.9446 | 0 | 0 | 0 | 0 | 116036.0595 | OK
| 2031 | 0 | 0 | 0 | 0 | 0 | 0 | 0 | 0 | 0 | 0 | 0 | 0 | 0 | 0 | 0 | 0 | 0 | 0 | 0 | 0 | 0 | 0 | 0 | 0 | 0 | 0 | 0 | 0 | 0 | 0 | 0 | 0 | 0 | 0 | 0 | 16637.223 | 16670.4496 | 16677.7253 | 16553.981 | 16462.2461 | 16400.9446 | 17353.3503 | 0 | 0 | 0 | 116755.9199 | OK
| 2032 | 0 | 0 | 0 | 0 | 0 | 0 | 0 | 0 | 0 | 0 | 0 | 0 | 0 | 0 | 0 | 0 | 0 | 0 | 0 | 0 | 0 | 0 | 0 | 0 | 0 | 0 | 0 | 0 | 0 | 0 | 0 | 0 | 0 | 0 | 0 | 0 | 16670.4496 | 16677.7253 | 16553.981 | 16462.2461 | 16400.9446 | 17353.3503 | 17564.765 | 0 | 0 | 117683.4618 | OK
| 2033 | 0 | 0 | 0 | 0 | 0 | 0 | 0 | 0 | 0 | 0 | 0 | 0 | 0 | 0 | 0 | 0 | 0 | 0 | 0 | 0 | 0 | 0 | 0 | 0 | 0 | 0 | 0 | 0 | 0 | 0 | 0 | 0 | 0 | 0 | 0 | 0 | 0 | 16677.7253 | 16553.981 | 16462.2461 | 16400.9446 | 17353.3503 | 17564.765 | 17568.4981 | 0 | 118581.5103 | OK
| 2034 | 0 | 0 | 0 | 0 | 0 | 0 | 0 | 0 | 0 | 0 | 0 | 0 | 0 | 0 | 0 | 0 | 0 | 0 | 0 | 0 | 0 | 0 | 0 | 0 | 0 | 0 | 0 | 0 | 0 | 0 | 0 | 0 | 0 | 0 | 0 | 0 | 0 | 0 | 16553.981 | 16462.2461 | 16400.9446 | 17353.3503 | 17564.765 | 17568.4981 | 17601.7247 | 119505.5096 | OK
Vintage Distribution
|  | 1990 | 1991 | 1992 | 1993 | 1994 | 1995 | 1996 | 1997 | 1998 | 1999 | 2000 | 2001 | 2002 | 2003 | 2004 | 2005 | 2006 | 2007 | 2008 | 2009 | 2010 | 2011 | 2012 | 2013 | 2014 | 2015 | 2016 | 2017 | 2018 | 2019 | 2020 | 2021 | 2022 | 2023 | 2024 | 2025 | 2026 | 2027 | 2028 | 2029 | 2030 | 2031 | 2032 | 2033 | 2034 | Sum Check
| 1990 | [45 empty] | 0% | bar: 1990 to 2034
| 1991 | 0% | 100% | 0% | 0% | 0% | 0% | 0% | 0% | 0% | 0% | 0% | 0% | 0% | 0% | 0% | 0% | 0% | 0% | 0% | 0% | 0% | 0% | 0% | 0% | 0% | 0% | 0% | 0% | 0% | 0% | 0% | 0% | 0% | 0% | 0% | 0% | 0% | 0% | 0% | 0% | 0% | 0% | 0% | 0% | 0% | 100%
| 1992 | 0% | 50% | 50% | 0% | 0% | 0% | 0% | 0% | 0% | 0% | 0% | 0% | 0% | 0% | 0% | 0% | 0% | 0% | 0% | 0% | 0% | 0% | 0% | 0% | 0% | 0% | 0% | 0% | 0% | 0% | 0% | 0% | 0% | 0% | 0% | 0% | 0% | 0% | 0% | 0% | 0% | 0% | 0% | 0% | 0% | 100%
| 1993 | 0% | 33.33% | 33.33% | 33.34% | 0% | 0% | 0% | 0% | 0% | 0% | 0% | 0% | 0% | 0% | 0% | 0% | 0% | 0% | 0% | 0% | 0% | 0% | 0% | 0% | 0% | 0% | 0% | 0% | 0% | 0% | 0% | 0% | 0% | 0% | 0% | 0% | 0% | 0% | 0% | 0% | 0% | 0% | 0% | 0% | 0% | 100%
| 1994 | 0% | 25% | 25% | 25% | 25% | 0% | 0% | 0% | 0% | 0% | 0% | 0% | 0% | 0% | 0% | 0% | 0% | 0% | 0% | 0% | 0% | 0% | 0% | 0% | 0% | 0% | 0% | 0% | 0% | 0% | 0% | 0% | 0% | 0% | 0% | 0% | 0% | 0% | 0% | 0% | 0% | 0% | 0% | 0% | 0% | 100%
| 1995 | 0% | 20% | 20% | 20% | 20% | 20% | 0% | 0% | 0% | 0% | 0% | 0% | 0% | 0% | 0% | 0% | 0% | 0% | 0% | 0% | 0% | 0% | 0% | 0% | 0% | 0% | 0% | 0% | 0% | 0% | 0% | 0% | 0% | 0% | 0% | 0% | 0% | 0% | 0% | 0% | 0% | 0% | 0% | 0% | 0% | 100%
| 1996 | 0% | 16.67% | 16.67% | 16.67% | 16.67% | 16.67% | 16.66% | 0% | 0% | 0% | 0% | 0% | 0% | 0% | 0% | 0% | 0% | 0% | 0% | 0% | 0% | 0% | 0% | 0% | 0% | 0% | 0% | 0% | 0% | 0% | 0% | 0% | 0% | 0% | 0% | 0% | 0% | 0% | 0% | 0% | 0% | 0% | 0% | 0% | 0% | 100%
| 1997 | 0% | 14.29% | 14.29% | 14.29% | 14.29% | 14.29% | 14.28% | 14.29% | 0% | 0% | 0% | 0% | 0% | 0% | 0% | 0% | 0% | 0% | 0% | 0% | 0% | 0% | 0% | 0% | 0% | 0% | 0% | 0% | 0% | 0% | 0% | 0% | 0% | 0% | 0% | 0% | 0% | 0% | 0% | 0% | 0% | 0% | 0% | 0% | 0% | 100%
| 1998 | 0% | 0% | 14.28% | 14.29% | 14.29% | 14.28% | 14.28% | 14.29% | 14.29% | 0% | 0% | 0% | 0% | 0% | 0% | 0% | 0% | 0% | 0% | 0% | 0% | 0% | 0% | 0% | 0% | 0% | 0% | 0% | 0% | 0% | 0% | 0% | 0% | 0% | 0% | 0% | 0% | 0% | 0% | 0% | 0% | 0% | 0% | 0% | 0% | 100%
| 1999 | 0% | 0% | 0% | 14.29% | 14.29% | 14.28% | 14.28% | 14.28% | 14.29% | 14.29% | 0% | 0% | 0% | 0% | 0% | 0% | 0% | 0% | 0% | 0% | 0% | 0% | 0% | 0% | 0% | 0% | 0% | 0% | 0% | 0% | 0% | 0% | 0% | 0% | 0% | 0% | 0% | 0% | 0% | 0% | 0% | 0% | 0% | 0% | 0% | 100%
| 2000 | 0% | 0% | 0% | 0% | 14.29% | 14.29% | 14.28% | 14.29% | 14.3% | 14.29% | 14.27% | 0% | 0% | 0% | 0% | 0% | 0% | 0% | 0% | 0% | 0% | 0% | 0% | 0% | 0% | 0% | 0% | 0% | 0% | 0% | 0% | 0% | 0% | 0% | 0% | 0% | 0% | 0% | 0% | 0% | 0% | 0% | 0% | 0% | 0% | 100%
| 2001 | 0% | 0% | 0% | 0% | 0% | 14.29% | 14.29% | 14.29% | 14.3% | 14.29% | 14.28% | 14.27% | 0% | 0% | 0% | 0% | 0% | 0% | 0% | 0% | 0% | 0% | 0% | 0% | 0% | 0% | 0% | 0% | 0% | 0% | 0% | 0% | 0% | 0% | 0% | 0% | 0% | 0% | 0% | 0% | 0% | 0% | 0% | 0% | 0% | 100%
| 2002 | 0% | 0% | 0% | 0% | 0% | 0% | 14.28% | 14.29% | 14.3% | 14.29% | 14.27% | 14.26% | 14.31% | 0% | 0% | 0% | 0% | 0% | 0% | 0% | 0% | 0% | 0% | 0% | 0% | 0% | 0% | 0% | 0% | 0% | 0% | 0% | 0% | 0% | 0% | 0% | 0% | 0% | 0% | 0% | 0% | 0% | 0% | 0% | 0% | 100%
| 2003 | 0% | 0% | 0% | 0% | 0% | 0% | 0% | 14.28% | 14.29% | 14.28% | 14.27% | 14.26% | 14.3% | 14.33% | 0% | 0% | 0% | 0% | 0% | 0% | 0% | 0% | 0% | 0% | 0% | 0% | 0% | 0% | 0% | 0% | 0% | 0% | 0% | 0% | 0% | 0% | 0% | 0% | 0% | 0% | 0% | 0% | 0% | 0% | 0% | 100%
| 2004 | 0% | 0% | 0% | 0% | 0% | 0% | 0% | 0% | 14.29% | 14.28% | 14.27% | 14.26% | 14.31% | 14.34% | 14.25% | 0% | 0% | 0% | 0% | 0% | 0% | 0% | 0% | 0% | 0% | 0% | 0% | 0% | 0% | 0% | 0% | 0% | 0% | 0% | 0% | 0% | 0% | 0% | 0% | 0% | 0% | 0% | 0% | 0% | 0% | 100%
| 2005 | 0% | 0% | 0% | 0% | 0% | 0% | 0% | 0% | 0% | 14.3% | 14.28% | 14.27% | 14.32% | 14.35% | 14.26% | 14.22% | 0% | 0% | 0% | 0% | 0% | 0% | 0% | 0% | 0% | 0% | 0% | 0% | 0% | 0% | 0% | 0% | 0% | 0% | 0% | 0% | 0% | 0% | 0% | 0% | 0% | 0% | 0% | 0% | 0% | 100%
| 2006 | 0% | 0% | 0% | 0% | 0% | 0% | 0% | 0% | 0% | 0% | 14.29% | 14.28% | 14.33% | 14.36% | 14.27% | 14.23% | 14.23% | 0% | 0% | 0% | 0% | 0% | 0% | 0% | 0% | 0% | 0% | 0% | 0% | 0% | 0% | 0% | 0% | 0% | 0% | 0% | 0% | 0% | 0% | 0% | 0% | 0% | 0% | 0% | 0% | 100%
| 2007 | 0% | 0% | 0% | 0% | 0% | 0% | 0% | 0% | 0% | 0% | 0% | 14.14% | 14.18% | 14.21% | 14.12% | 14.08% | 14.08% | 15.17% | 0% | 0% | 0% | 0% | 0% | 0% | 0% | 0% | 0% | 0% | 0% | 0% | 0% | 0% | 0% | 0% | 0% | 0% | 0% | 0% | 0% | 0% | 0% | 0% | 0% | 0% | 0% | 100%
| 2008 | 0% | 0% | 0% | 0% | 0% | 0% | 0% | 0% | 0% | 0% | 0% | 0% | 14% | 14.03% | 13.94% | 13.9% | 13.9% | 14.98% | 15.23% | 0% | 0% | 0% | 0% | 0% | 0% | 0% | 0% | 0% | 0% | 0% | 0% | 0% | 0% | 0% | 0% | 0% | 0% | 0% | 0% | 0% | 0% | 0% | 0% | 0% | 0% | 100%
| 2009 | 0% | 0% | 0% | 0% | 0% | 0% | 0% | 0% | 0% | 0% | 0% | 0% | 0% | 13.86% | 13.77% | 13.73% | 13.73% | 14.79% | 15.04% | 15.08% | 0% | 0% | 0% | 0% | 0% | 0% | 0% | 0% | 0% | 0% | 0% | 0% | 0% | 0% | 0% | 0% | 0% | 0% | 0% | 0% | 0% | 0% | 0% | 0% | 0% | 100%
| 2010 | 0% | 0% | 0% | 0% | 0% | 0% | 0% | 0% | 0% | 0% | 0% | 0% | 0% | 0% | 13.59% | 13.56% | 13.56% | 14.6% | 14.85% | 14.89% | 14.95% | 0% | 0% | 0% | 0% | 0% | 0% | 0% | 0% | 0% | 0% | 0% | 0% | 0% | 0% | 0% | 0% | 0% | 0% | 0% | 0% | 0% | 0% | 0% | 0% | 100%
| 2011 | 0% | 0% | 0% | 0% | 0% | 0% | 0% | 0% | 0% | 0% | 0% | 0% | 0% | 0% | 0% | 13.37% | 13.37% | 14.4% | 14.65% | 14.68% | 14.75% | 14.78% | 0% | 0% | 0% | 0% | 0% | 0% | 0% | 0% | 0% | 0% | 0% | 0% | 0% | 0% | 0% | 0% | 0% | 0% | 0% | 0% | 0% | 0% | 0% | 100%
| 2012 | 0% | 0% | 0% | 0% | 0% | 0% | 0% | 0% | 0% | 0% | 0% | 0% | 0% | 0% | 0% | 0% | 13.2% | 14.22% | 14.46% | 14.49% | 14.56% | 14.59% | 14.48% | 0% | 0% | 0% | 0% | 0% | 0% | 0% | 0% | 0% | 0% | 0% | 0% | 0% | 0% | 0% | 0% | 0% | 0% | 0% | 0% | 0% | 0% | 100%
| 2013 | 0% | 0% | 0% | 0% | 0% | 0% | 0% | 0% | 0% | 0% | 0% | 0% | 0% | 0% | 0% | 0% | 0% | 14.05% | 14.29% | 14.32% | 14.38% | 14.41% | 14.31% | 14.23% | 0% | 0% | 0% | 0% | 0% | 0% | 0% | 0% | 0% | 0% | 0% | 0% | 0% | 0% | 0% | 0% | 0% | 0% | 0% | 0% | 0% | 100%
| 2014 | 0% | 0% | 0% | 0% | 0% | 0% | 0% | 0% | 0% | 0% | 0% | 0% | 0% | 0% | 0% | 0% | 0% | 0% | 14.27% | 14.3% | 14.36% | 14.4% | 14.29% | 14.22% | 14.16% | 0% | 0% | 0% | 0% | 0% | 0% | 0% | 0% | 0% | 0% | 0% | 0% | 0% | 0% | 0% | 0% | 0% | 0% | 0% | 0% | 100%
| 2015 | 0% | 0% | 0% | 0% | 0% | 0% | 0% | 0% | 0% | 0% | 0% | 0% | 0% | 0% | 0% | 0% | 0% | 0% | 0% | 14.18% | 14.24% | 14.28% | 14.17% | 14.1% | 14.05% | 14.98% | 0% | 0% | 0% | 0% | 0% | 0% | 0% | 0% | 0% | 0% | 0% | 0% | 0% | 0% | 0% | 0% | 0% | 0% | 0% | 100%
| 2016 | 0% | 0% | 0% | 0% | 0% | 0% | 0% | 0% | 0% | 0% | 0% | 0% | 0% | 0% | 0% | 0% | 0% | 0% | 0% | 0% | 14.11% | 14.14% | 14.04% | 13.96% | 13.91% | 14.83% | 15.01% | 0% | 0% | 0% | 0% | 0% | 0% | 0% | 0% | 0% | 0% | 0% | 0% | 0% | 0% | 0% | 0% | 0% | 0% | 100%
| 2017 | 0% | 0% | 0% | 0% | 0% | 0% | 0% | 0% | 0% | 0% | 0% | 0% | 0% | 0% | 0% | 0% | 0% | 0% | 0% | 0% | 0% | 14.02% | 13.92% | 13.84% | 13.79% | 14.7% | 14.87% | 14.86% | 0% | 0% | 0% | 0% | 0% | 0% | 0% | 0% | 0% | 0% | 0% | 0% | 0% | 0% | 0% | 0% | 0% | 100%
| 2018 | 0% | 0% | 0% | 0% | 0% | 0% | 0% | 0% | 0% | 0% | 0% | 0% | 0% | 0% | 0% | 0% | 0% | 0% | 0% | 0% | 0% | 0% | 13.8% | 13.72% | 13.67% | 14.58% | 14.74% | 14.73% | 14.76% | 0% | 0% | 0% | 0% | 0% | 0% | 0% | 0% | 0% | 0% | 0% | 0% | 0% | 0% | 0% | 0% | 100%
| 2019 | 0% | 0% | 0% | 0% | 0% | 0% | 0% | 0% | 0% | 0% | 0% | 0% | 0% | 0% | 0% | 0% | 0% | 0% | 0% | 0% | 0% | 0% | 0% | 13.59% | 13.53% | 14.43% | 14.6% | 14.59% | 14.62% | 14.64% | 0% | 0% | 0% | 0% | 0% | 0% | 0% | 0% | 0% | 0% | 0% | 0% | 0% | 0% | 0% | 100%
| 2020 | 0% | 0% | 0% | 0% | 0% | 0% | 0% | 0% | 0% | 0% | 0% | 0% | 0% | 0% | 0% | 0% | 0% | 0% | 0% | 0% | 0% | 0% | 0% | 0% | 13.4% | 14.29% | 14.46% | 14.45% | 14.48% | 14.5% | 14.42% | 0% | 0% | 0% | 0% | 0% | 0% | 0% | 0% | 0% | 0% | 0% | 0% | 0% | 0% | 100%
| 2021 | 0% | 0% | 0% | 0% | 0% | 0% | 0% | 0% | 0% | 0% | 0% | 0% | 0% | 0% | 0% | 0% | 0% | 0% | 0% | 0% | 0% | 0% | 0% | 0% | 0% | 14.16% | 14.32% | 14.31% | 14.34% | 14.36% | 14.28% | 14.24% | 0% | 0% | 0% | 0% | 0% | 0% | 0% | 0% | 0% | 0% | 0% | 0% | 0% | 100%
| 2022 | 0% | 0% | 0% | 0% | 0% | 0% | 0% | 0% | 0% | 0% | 0% | 0% | 0% | 0% | 0% | 0% | 0% | 0% | 0% | 0% | 0% | 0% | 0% | 0% | 0% | 0% | 14.31% | 14.3% | 14.33% | 14.35% | 14.27% | 14.23% | 14.22% | 0% | 0% | 0% | 0% | 0% | 0% | 0% | 0% | 0% | 0% | 0% | 0% | 100%
| 2023 | 0% | 0% | 0% | 0% | 0% | 0% | 0% | 0% | 0% | 0% | 0% | 0% | 0% | 0% | 0% | 0% | 0% | 0% | 0% | 0% | 0% | 0% | 0% | 0% | 0% | 0% | 0% | 14.18% | 14.21% | 14.23% | 14.15% | 14.11% | 14.1% | 15.01% | 0% | 0% | 0% | 0% | 0% | 0% | 0% | 0% | 0% | 0% | 0% | 100%
| 2024 | 0% | 0% | 0% | 0% | 0% | 0% | 0% | 0% | 0% | 0% | 0% | 0% | 0% | 0% | 0% | 0% | 0% | 0% | 0% | 0% | 0% | 0% | 0% | 0% | 0% | 0% | 0% | 0% | 14.06% | 14.09% | 14.01% | 13.97% | 13.96% | 14.86% | 15.05% | 0% | 0% | 0% | 0% | 0% | 0% | 0% | 0% | 0% | 0% | 100%
| 2025 | 0% | 0% | 0% | 0% | 0% | 0% | 0% | 0% | 0% | 0% | 0% | 0% | 0% | 0% | 0% | 0% | 0% | 0% | 0% | 0% | 0% | 0% | 0% | 0% | 0% | 0% | 0% | 0% | 0% | 13.95% | 13.87% | 13.83% | 13.82% | 14.71% | 14.9% | 14.91% | 0% | 0% | 0% | 0% | 0% | 0% | 0% | 0% | 0% | 100%
| 2026 | 0% | 0% | 0% | 0% | 0% | 0% | 0% | 0% | 0% | 0% | 0% | 0% | 0% | 0% | 0% | 0% | 0% | 0% | 0% | 0% | 0% | 0% | 0% | 0% | 0% | 0% | 0% | 0% | 0% | 0% | 13.74% | 13.7% | 13.69% | 14.57% | 14.76% | 14.76% | 14.79% | 0% | 0% | 0% | 0% | 0% | 0% | 0% | 0% | 100%
| 2027 | 0% | 0% | 0% | 0% | 0% | 0% | 0% | 0% | 0% | 0% | 0% | 0% | 0% | 0% | 0% | 0% | 0% | 0% | 0% | 0% | 0% | 0% | 0% | 0% | 0% | 0% | 0% | 0% | 0% | 0% | 0% | 13.55% | 13.54% | 14.42% | 14.6% | 14.61% | 14.64% | 14.64% | 0% | 0% | 0% | 0% | 0% | 0% | 0% | 100%
| 2028 | 0% | 0% | 0% | 0% | 0% | 0% | 0% | 0% | 0% | 0% | 0% | 0% | 0% | 0% | 0% | 0% | 0% | 0% | 0% | 0% | 0% | 0% | 0% | 0% | 0% | 0% | 0% | 0% | 0% | 0% | 0% | 0% | 13.41% | 14.28% | 14.46% | 14.46% | 14.49% | 14.5% | 14.39% | 0% | 0% | 0% | 0% | 0% | 0% | 100%
| 2029 | 0% | 0% | 0% | 0% | 0% | 0% | 0% | 0% | 0% | 0% | 0% | 0% | 0% | 0% | 0% | 0% | 0% | 0% | 0% | 0% | 0% | 0% | 0% | 0% | 0% | 0% | 0% | 0% | 0% | 0% | 0% | 0% | 0% | 14.15% | 14.33% | 14.34% | 14.36% | 14.37% | 14.26% | 14.18% | 0% | 0% | 0% | 0% | 0% | 100%
| 2030 | 0% | 0% | 0% | 0% | 0% | 0% | 0% | 0% | 0% | 0% | 0% | 0% | 0% | 0% | 0% | 0% | 0% | 0% | 0% | 0% | 0% | 0% | 0% | 0% | 0% | 0% | 0% | 0% | 0% | 0% | 0% | 0% | 0% | 0% | 14.33% | 14.34% | 14.37% | 14.37% | 14.27% | 14.19% | 14.13% | 0% | 0% | 0% | 0% | 100%
| 2031 | 0% | 0% | 0% | 0% | 0% | 0% | 0% | 0% | 0% | 0% | 0% | 0% | 0% | 0% | 0% | 0% | 0% | 0% | 0% | 0% | 0% | 0% | 0% | 0% | 0% | 0% | 0% | 0% | 0% | 0% | 0% | 0% | 0% | 0% | 0% | 14.25% | 14.28% | 14.28% | 14.18% | 14.1% | 14.05% | 14.86% | 0% | 0% | 0% | 100%
| 2032 | 0% | 0% | 0% | 0% | 0% | 0% | 0% | 0% | 0% | 0% | 0% | 0% | 0% | 0% | 0% | 0% | 0% | 0% | 0% | 0% | 0% | 0% | 0% | 0% | 0% | 0% | 0% | 0% | 0% | 0% | 0% | 0% | 0% | 0% | 0% | 0% | 14.17% | 14.17% | 14.07% | 13.99% | 13.94% | 14.75% | 14.93% | 0% | 0% | 100%
| 2033 | 0% | 0% | 0% | 0% | 0% | 0% | 0% | 0% | 0% | 0% | 0% | 0% | 0% | 0% | 0% | 0% | 0% | 0% | 0% | 0% | 0% | 0% | 0% | 0% | 0% | 0% | 0% | 0% | 0% | 0% | 0% | 0% | 0% | 0% | 0% | 0% | 0% | 14.06% | 13.96% | 13.88% | 13.83% | 14.63% | 14.81% | 14.82% | 0% | 100%
| 2034 | 0% | 0% | 0% | 0% | 0% | 0% | 0% | 0% | 0% | 0% | 0% | 0% | 0% | 0% | 0% | 0% | 0% | 0% | 0% | 0% | 0% | 0% | 0% | 0% | 0% | 0% | 0% | 0% | 0% | 0% | 0% | 0% | 0% | 0% | 0% | 0% | 0% | 0% | 13.85% | 13.78% | 13.72% | 14.52% | 14.7% | 14.7% | 14.73% | 100%
Installed UEC (kWh)
|  | Average pre-case UEC | Average post-case UEC
| 1990 | 1990: 0; 1991: 0
| 1991 | 1990: 104.862; 1991: 104.862
| 1992 | 1990: 104.862; 1991: 104.862
| 1993 | 1990: 104.862; 1991: 104.862
| 1994 | 1990: 104.862; 1991: 104.862
| 1995 | 1990: 104.862; 1991: 104.862
| 1996 | 1990: 104.862; 1991: 104.862
| 1997 | 1990: 104.862; 1991: 104.862
| 1998 | 1990: 104.862; 1991: 104.862
| 1999 | 1990: 104.862; 1991: 104.862
| 2000 | 1990: 104.862; 1991: 104.862
| 2001 | 1990: 104.862; 1991: 104.862
| 2002 | 1990: 104.862; 1991: 104.862
| 2003 | 1990: 104.862; 1991: 104.862
| 2004 | 1990: 104.862; 1991: 104.862
| 2005 | 1990: 104.862; 1991: 104.862
| 2006 | 1990: 104.862; 1991: 104.862
| 2007 | 1990: 104.862; 1991: 100.0918
| 2008 | 1990: 104.862; 1991: 95.3635
| 2009 | 1990: 104.862; 1991: 90.7419
| 2010 | 1990: 104.862; 1991: 86.2212
| 2011 | 1990: 104.862; 1991: 81.831
| 2012 | 1990: 104.862; 1991: 77.5735
| 2013 | 1990: 104.862; 1991: 73.4241
| 2014 | 1990: 104.862; 1991: 73.4241
| 2015 | 1990: 104.862; 1991: 73.4241
| 2016 | 1990: 104.862; 1991: 73.4241
| 2017 | 1990: 104.862; 1991: 73.4241
| 2018 | 1990: 104.862; 1991: 73.4241
| 2019 | 1990: 104.862; 1991: 73.4241
| 2020 | 1990: 104.862; 1991: 73.4241
| 2021 | 1990: 104.862; 1991: 73.4241
| 2022 | 1990: 104.862; 1991: 73.4241
| 2023 | 1990: 104.862; 1991: 73.4241
| 2024 | 1990: 104.862; 1991: 73.4241
| 2025 | 1990: 104.862; 1991: 73.4241
| 2026 | 1990: 104.862; 1991: 73.4241
| 2027 | 1990: 104.862; 1991: 73.4241
| 2028 | 1990: 104.862; 1991: 73.4241
| 2029 | 1990: 104.862; 1991: 73.4241
| 2030 | 1990: 104.862; 1991: 73.4241
| 2031 | 1990: 104.862; 1991: 73.4241
| 2032 | 1990: 104.862; 1991: 73.4241
| 2033 | 1990: 104.862; 1991: 73.4241
| 2034 | 1990: 104.862; 1991: 73.4241

## Stock Model- SF
1 | 2 | 3 | 4 | 5 | 6 | 7 | 8 | 9 | 10 | 11 | 12 | 13 | 14 | 15 | 16 | 17 | 18 | 19 | 20 | 21 | 22 | 23 | 24 | 25 | 26 | 27 | 28 | 29 | 30 | 31 | 32 | 33 | 34 | 35 | 36 | 37 | 38 | 39 | 40 | 41 | 42 | 43 | 44 | 45 | 46 | 47 | 48 | 49 | 50 | 51 | 1 | 2 | 3 | 4 | 5 | 6 | 7 | 8 | 9 | 10 | 11 | 12 | 13 | 14
Initial Year | 1990
[52 empty] | Stock Model: DOE group can provide historical shipment, shipment forecast is driven by shipment due to new construction (column AD) |  | These columns determines total stock, accounting for abandoned units and shipment due to new construction as well as saturation of equipment in household. At least the housing growth can be tailored to the NW, maybe the saturation as well. | [5 empty] | For Graph- New Shipment |  |  |  |  | Housing Type | SFm
[65 empty] | Product Life Time | 7
DOE Survival | 0 | 0 | 0 | 0 | 0 | 0 | 0 | 0 | 0 | 0 | 0 | 0 | 0 | 0 | 0 | 0 | 0 | 0 | 0 | 0 | 0 | 0 | 0 | 0 | 0 | 0 | 0 | 0 | 0 | 0 | 0 | 0 | 0 | 0 | 0 | 0 | 0 | 0 | 0 | 0 | 0 | 0 | 0 | 0 | 0 | 0 | 0 | 0 | 0 | 0 | [14 empty] | Survival Assumption | 1/Lifetime Survival
1/Lifetime Survival | 0 | 0 | 0 | 0 | 0 | 0 | 0 | 0 | 0 | 0 | 0 | 0 | 0 | 0 | 0 | 0 | 0 | 0 | 0 | 0 | 0 | 0 | 0 | 0 | 0 | 0 | 0 | 0 | 0 | 0 | 0 | 0 | 0 | 0 | 0 | 0 | 0 | 0 | 0 | 0 | 0 | 0 | 0 | 0 | 0.14286 | 0.28571 | 0.42857 | 0.57143 | 0.71429 | 0.85714 |  | New Shipment | Stock | Abandoned units | % of retirements not Replaced | Replacements for Retiring Units | Council's Replacement Assumption | Ship due to new construction | Saturation factor Torchieres in SF | Actual Retirements | Repl. Units | New Cons Units | Total Shipment | 6Plan's Baseline | Abandoned Rate | 0%
| 50 | 49 | 48 | 47 | 46 | 45 | 44 | 43 | 42 | 41 | 40 | 39 | 38 | 37 | 36 | 35 | 34 | 33 | 32 | 31 | 30 | 29 | 28 | 27 | 26 | 25 | 24 | 23 | 22 | 21 | 20 | 19 | 18 | 17 | 16 | 15 | 14 | 13 | 12 | 11 | 10 | 9 | 8 | 7 | 6 | 5 | 4 | 3 | 2 | 1 | Year | Replacement of Retiring units+ New Construction from housing calibrated to historical shipment data | Previous year stock+New construction- abandoned units | Replacement for retiring units* (1-% retirements not replaced) | Average of % retirement not replaced. Based on historical new shipment data: Total stock previous year- sum of units of all vintages; | Total stock from previous year - stock of all vintages this year | Product not included in Supply Curve | Driven by housing growth | Equipment saturation per sector unit (e.g. per home, per multi-family home, per sq ft) | Abandoned units+replacements for retiring | precase= actual retirement- abandoned; post- case |  | Replacement unit+New Construction | Copied from the supply curve
1990 | 0 | 0 | 0 | 0 | 0 | 0 | 0 | 0 | 0 | 0 | 0 | 0 | 0 | 0 | 0 | 0 | 0 | 0 | 0 | 0 | 0 | 0 | 0 | 0 | 0 | 0 | 0 | 0 | 0 | 0 | 0 | 0 | 0 | 0 | 0 | 0 | 0 | 0 | 0 | 0 | 0 | 0 | 0 | 0 | 0 | 0 | 0 | 0 | 0 | 0 | 1990 | 204004.686 | 204004.686
1991 | 0 | 0 | 0 | 0 | 0 | 0 | 0 | 0 | 0 | 0 | 0 | 0 | 0 | 0 | 0 | 0 | 0 | 0 | 0 | 0 | 0 | 0 | 0 | 0 | 0 | 0 | 0 | 0 | 0 | 0 | 0 | 0 | 0 | 0 | 0 | 0 | 0 | 0 | 0 | 0 | 0 | 0 | 0 | 0 | 0 | 0 | 0 | 0 | 0 | 204004.686 | 1991 | 203954.7605 | 407959.4465
1992 | 0 | 0 | 0 | 0 | 0 | 0 | 0 | 0 | 0 | 0 | 0 | 0 | 0 | 0 | 0 | 0 | 0 | 0 | 0 | 0 | 0 | 0 | 0 | 0 | 0 | 0 | 0 | 0 | 0 | 0 | 0 | 0 | 0 | 0 | 0 | 0 | 0 | 0 | 0 | 0 | 0 | 0 | 0 | 0 | 0 | 0 | 0 | 0 | 204004.686 | 203954.7605 | 1992 | 203904.6636 | 611864.1101
1993 | 0 | 0 | 0 | 0 | 0 | 0 | 0 | 0 | 0 | 0 | 0 | 0 | 0 | 0 | 0 | 0 | 0 | 0 | 0 | 0 | 0 | 0 | 0 | 0 | 0 | 0 | 0 | 0 | 0 | 0 | 0 | 0 | 0 | 0 | 0 | 0 | 0 | 0 | 0 | 0 | 0 | 0 | 0 | 0 | 0 | 0 | 0 | 204004.686 | 203954.7605 | 203904.6636 | 1993 | 203919.4503 | 815783.5604
1994 | 0 | 0 | 0 | 0 | 0 | 0 | 0 | 0 | 0 | 0 | 0 | 0 | 0 | 0 | 0 | 0 | 0 | 0 | 0 | 0 | 0 | 0 | 0 | 0 | 0 | 0 | 0 | 0 | 0 | 0 | 0 | 0 | 0 | 0 | 0 | 0 | 0 | 0 | 0 | 0 | 0 | 0 | 0 | 0 | 0 | 0 | 204004.686 | 203954.7605 | 203904.6636 | 203919.4503 | 1994 | 204012.1839 | 1019795.7443
1995 | 0 | 0 | 0 | 0 | 0 | 0 | 0 | 0 | 0 | 0 | 0 | 0 | 0 | 0 | 0 | 0 | 0 | 0 | 0 | 0 | 0 | 0 | 0 | 0 | 0 | 0 | 0 | 0 | 0 | 0 | 0 | 0 | 0 | 0 | 0 | 0 | 0 | 0 | 0 | 0 | 0 | 0 | 0 | 0 | 0 | 204004.686 | 203954.7605 | 203904.6636 | 203919.4503 | 204012.1839 | 1995 | 204232.3716 | 1224028.1159
1996 | 0 | 0 | 0 | 0 | 0 | 0 | 0 | 0 | 0 | 0 | 0 | 0 | 0 | 0 | 0 | 0 | 0 | 0 | 0 | 0 | 0 | 0 | 0 | 0 | 0 | 0 | 0 | 0 | 0 | 0 | 0 | 0 | 0 | 0 | 0 | 0 | 0 | 0 | 0 | 0 | 0 | 0 | 0 | 0 | 204004.686 | 203954.7605 | 203904.6636 | 203919.4503 | 204012.1839 | 204232.3716 | 1996 | 203705.1331 | 1427733.249
1997 | 0 | 0 | 0 | 0 | 0 | 0 | 0 | 0 | 0 | 0 | 0 | 0 | 0 | 0 | 0 | 0 | 0 | 0 | 0 | 0 | 0 | 0 | 0 | 0 | 0 | 0 | 0 | 0 | 0 | 0 | 0 | 0 | 0 | 0 | 0 | 0 | 0 | 0 | 0 | 0 | 0 | 0 | 0 | 204004.686 | 203954.7605 | 203904.6636 | 203919.4503 | 204012.1839 | 204232.3716 | 203705.1331 | 1997 | 203654.179 | 1631387.428
1998 | 0 | 0 | 0 | 0 | 0 | 0 | 0 | 0 | 0 | 0 | 0 | 0 | 0 | 0 | 0 | 0 | 0 | 0 | 0 | 0 | 0 | 0 | 0 | 0 | 0 | 0 | 0 | 0 | 0 | 0 | 0 | 0 | 0 | 0 | 0 | 0 | 0 | 0 | 0 | 0 | 0 | 0 | 0 | 203954.7605 | 203904.6636 | 203919.4503 | 204012.1839 | 204232.3716 | 203705.1331 | 203654.179 | 1998 | 203993.3838 | 1631376.1258
1999 | 0 | 0 | 0 | 0 | 0 | 0 | 0 | 0 | 0 | 0 | 0 | 0 | 0 | 0 | 0 | 0 | 0 | 0 | 0 | 0 | 0 | 0 | 0 | 0 | 0 | 0 | 0 | 0 | 0 | 0 | 0 | 0 | 0 | 0 | 0 | 0 | 0 | 0 | 0 | 0 | 0 | 0 | 0 | 203904.6636 | 203919.4503 | 204012.1839 | 204232.3716 | 203705.1331 | 203654.179 | 203993.3838 | 1999 | 204475.8522 | 1631897.2175
2000 | 0 | 0 | 0 | 0 | 0 | 0 | 0 | 0 | 0 | 0 | 0 | 0 | 0 | 0 | 0 | 0 | 0 | 0 | 0 | 0 | 0 | 0 | 0 | 0 | 0 | 0 | 0 | 0 | 0 | 0 | 0 | 0 | 0 | 0 | 0 | 0 | 0 | 0 | 0 | 0 | 0 | 0 | 0 | 203919.4503 | 204012.1839 | 204232.3716 | 203705.1331 | 203654.179 | 203993.3838 | 204475.8522 | 2000 | 205333.3097 | 1633325.8637
2001 | 0 | 0 | 0 | 0 | 0 | 0 | 0 | 0 | 0 | 0 | 0 | 0 | 0 | 0 | 0 | 0 | 0 | 0 | 0 | 0 | 0 | 0 | 0 | 0 | 0 | 0 | 0 | 0 | 0 | 0 | 0 | 0 | 0 | 0 | 0 | 0 | 0 | 0 | 0 | 0 | 0 | 0 | 0 | 204012.1839 | 204232.3716 | 203705.1331 | 203654.179 | 203993.3838 | 204475.8522 | 205333.3097 | 2001 | 201068.941 | 1630475.3544 |  |  |  |  | 19110.1032
2002 | 0 | 0 | 0 | 0 | 0 | 0 | 0 | 0 | 0 | 0 | 0 | 0 | 0 | 0 | 0 | 0 | 0 | 0 | 0 | 0 | 0 | 0 | 0 | 0 | 0 | 0 | 0 | 0 | 0 | 0 | 0 | 0 | 0 | 0 | 0 | 0 | 0 | 0 | 0 | 0 | 0 | 0 | 0 | 204232.3716 | 203705.1331 | 203654.179 | 203993.3838 | 204475.8522 | 205333.3097 | 201068.941 | 2002 | 203399.4082 | 1629862.5787 |  |  |  |  | 21440.5704
2003 | 0 | 0 | 0 | 0 | 0 | 0 | 0 | 0 | 0 | 0 | 0 | 0 | 0 | 0 | 0 | 0 | 0 | 0 | 0 | 0 | 0 | 0 | 0 | 0 | 0 | 0 | 0 | 0 | 0 | 0 | 0 | 0 | 0 | 0 | 0 | 0 | 0 | 0 | 0 | 0 | 0 | 0 | 0 | 203705.1331 | 203654.179 | 203993.3838 | 204475.8522 | 205333.3097 | 201068.941 | 203399.4082 | 2003 | 205689.4078 | 1631319.6149 |  |  |  |  | 23730.57
2004 | 0 | 0 | 0 | 0 | 0 | 0 | 0 | 0 | 0 | 0 | 0 | 0 | 0 | 0 | 0 | 0 | 0 | 0 | 0 | 0 | 0 | 0 | 0 | 0 | 0 | 0 | 0 | 0 | 0 | 0 | 0 | 0 | 0 | 0 | 0 | 0 | 0 | 0 | 0 | 0 | 0 | 0 | 0 | 203654.179 | 203993.3838 | 204475.8522 | 205333.3097 | 201068.941 | 203399.4082 | 205689.4078 | 2004 | 206888.1943 | 1634502.676 |  |  |  |  | 24929.3564 |  | 0
2005 | 0 | 0 | 0 | 0 | 0 | 0 | 0 | 0 | 0 | 0 | 0 | 0 | 0 | 0 | 0 | 0 | 0 | 0 | 0 | 0 | 0 | 0 | 0 | 0 | 0 | 0 | 0 | 0 | 0 | 0 | 0 | 0 | 0 | 0 | 0 | 0 | 0 | 0 | 0 | 0 | 0 | 0 | 0 | 203993.3838 | 204475.8522 | 205333.3097 | 201068.941 | 203399.4082 | 205689.4078 | 206888.1943 | 2005 | 209620.5973 | 1640469.0943 | 0 | 0% | 181958.8378 | 0 | 27661.7595 | 32.4% | 181958.8378 | 181958.8378 | 27661.7595 | 209620.5973
2006 | 0 | 0 | 0 | 0 | 0 | 0 | 0 | 0 | 0 | 0 | 0 | 0 | 0 | 0 | 0 | 0 | 0 | 0 | 0 | 0 | 0 | 0 | 0 | 0 | 0 | 0 | 0 | 0 | 0 | 0 | 0 | 0 | 0 | 0 | 0 | 0 | 0 | 0 | 0 | 0 | 0 | 0 | 0 | 204475.8522 | 205333.3097 | 201068.941 | 203399.4082 | 205689.4078 | 206888.1943 | 209620.5973 | 2006 | 228823.3121 | 1665299.0226 | 0 | 0% | 203993.3838 | 0 | 24829.9283 | 32.4% | 203993.3838 | 203993.3838 | 24829.9283 | 228823.3121
2007 | 0 | 0 | 0 | 0 | 0 | 0 | 0 | 0 | 0 | 0 | 0 | 0 | 0 | 0 | 0 | 0 | 0 | 0 | 0 | 0 | 0 | 0 | 0 | 0 | 0 | 0 | 0 | 0 | 0 | 0 | 0 | 0 | 0 | 0 | 0 | 0 | 0 | 0 | 0 | 0 | 0 | 0 | 0 | 205333.3097 | 201068.941 | 203399.4082 | 205689.4078 | 206888.1943 | 209620.5973 | 228823.3121 | 2007 | 223409.5382 | 1684232.7086 | 0 | 0% | 204475.8522 | 0 | 18933.686 | 32.4% | 204475.8522 | 204475.8522 | 18933.686 | 223409.5382
2008 | 0 | 0 | 0 | 0 | 0 | 0 | 0 | 0 | 0 | 0 | 0 | 0 | 0 | 0 | 0 | 0 | 0 | 0 | 0 | 0 | 0 | 0 | 0 | 0 | 0 | 0 | 0 | 0 | 0 | 0 | 0 | 0 | 0 | 0 | 0 | 0 | 0 | 0 | 0 | 0 | 0 | 0 | 0 | 201068.941 | 203399.4082 | 205689.4078 | 206888.1943 | 209620.5973 | 228823.3121 | 223409.5382 | 2008 | 216511.196 | 1695410.5949 | 0 | 0% | 205333.3097 | 0 | 11177.8863 | 32.4% | 205333.3097 | 205333.3097 | 11177.8863 | 216511.196
2009 | 0 | 0 | 0 | 0 | 0 | 0 | 0 | 0 | 0 | 0 | 0 | 0 | 0 | 0 | 0 | 0 | 0 | 0 | 0 | 0 | 0 | 0 | 0 | 0 | 0 | 0 | 0 | 0 | 0 | 0 | 0 | 0 | 0 | 0 | 0 | 0 | 0 | 0 | 0 | 0 | 0 | 0 | 0 | 203399.4082 | 205689.4078 | 206888.1943 | 209620.5973 | 228823.3121 | 223409.5382 | 216511.196 | 2009 | 209647.4531 | 1703989.107 | 0 | 0% | 201068.941 | 0 | 8578.512 | 32.4% | 201068.941 | 201068.941 | 8578.512 | 209647.4531
2010 | 0 | 0 | 0 | 0 | 0 | 0 | 0 | 0 | 0 | 0 | 0 | 0 | 0 | 0 | 0 | 0 | 0 | 0 | 0 | 0 | 0 | 0 | 0 | 0 | 0 | 0 | 0 | 0 | 0 | 0 | 0 | 0 | 0 | 0 | 0 | 0 | 0 | 0 | 0 | 0 | 0 | 0 | 0 | 205689.4078 | 206888.1943 | 209620.5973 | 228823.3121 | 223409.5382 | 216511.196 | 209647.4531 | 2010 | 217334.2541 | 1717923.9529 | 0 | 0% | 203399.4082 | 0 | 13934.8459 | 32.4% | 203399.4082 | 203399.4082 | 13934.8459 | 217334.2541
2011 | 0 | 0 | 0 | 0 | 0 | 0 | 0 | 0 | 0 | 0 | 0 | 0 | 0 | 0 | 0 | 0 | 0 | 0 | 0 | 0 | 0 | 0 | 0 | 0 | 0 | 0 | 0 | 0 | 0 | 0 | 0 | 0 | 0 | 0 | 0 | 0 | 0 | 0 | 0 | 0 | 0 | 0 | 0 | 206888.1943 | 209620.5973 | 228823.3121 | 223409.5382 | 216511.196 | 209647.4531 | 217334.2541 | 2011 | 224914.6526 | 1737149.1976 | 0 | 0% | 205689.4078 | 0 | 19225.2448 | 32.4% | 205689.4078 | 205689.4078 | 19225.2448 | 224914.6526
2012 | 0 | 0 | 0 | 0 | 0 | 0 | 0 | 0 | 0 | 0 | 0 | 0 | 0 | 0 | 0 | 0 | 0 | 0 | 0 | 0 | 0 | 0 | 0 | 0 | 0 | 0 | 0 | 0 | 0 | 0 | 0 | 0 | 0 | 0 | 0 | 0 | 0 | 0 | 0 | 0 | 0 | 0 | 0 | 209620.5973 | 228823.3121 | 223409.5382 | 216511.196 | 209647.4531 | 217334.2541 | 224914.6526 | 2012 | 229155.7161 | 1759416.7195 | 0 | 0% | 206888.1943 | 0 | 22267.5219 | 32.4% | 206888.1943 | 206888.1943 | 22267.5219 | 229155.7161
2013 | 0 | 0 | 0 | 0 | 0 | 0 | 0 | 0 | 0 | 0 | 0 | 0 | 0 | 0 | 0 | 0 | 0 | 0 | 0 | 0 | 0 | 0 | 0 | 0 | 0 | 0 | 0 | 0 | 0 | 0 | 0 | 0 | 0 | 0 | 0 | 0 | 0 | 0 | 0 | 0 | 0 | 0 | 0 | 228823.3121 | 223409.5382 | 216511.196 | 209647.4531 | 217334.2541 | 224914.6526 | 229155.7161 | 2013 | 232451.467 | 1782247.5891 | 0 | 0% | 209620.5973 | 0 | 22830.8697 | 32.4% | 209620.5973 | 209620.5973 | 22830.8697 | 232451.467
2014 | 0 | 0 | 0 | 0 | 0 | 0 | 0 | 0 | 0 | 0 | 0 | 0 | 0 | 0 | 0 | 0 | 0 | 0 | 0 | 0 | 0 | 0 | 0 | 0 | 0 | 0 | 0 | 0 | 0 | 0 | 0 | 0 | 0 | 0 | 0 | 0 | 0 | 0 | 0 | 0 | 0 | 0 | 0 | 223409.5382 | 216511.196 | 209647.4531 | 217334.2541 | 224914.6526 | 229155.7161 | 232451.467 | 2014 | 251493.1448 | 1804917.4219 | 0 | 0% | 228823.3121 | 0 | 22669.8327 | 32.4% | 228823.3121 | 228823.3121 | 22669.8327 | 251493.1448
2015 | 0 | 0 | 0 | 0 | 0 | 0 | 0 | 0 | 0 | 0 | 0 | 0 | 0 | 0 | 0 | 0 | 0 | 0 | 0 | 0 | 0 | 0 | 0 | 0 | 0 | 0 | 0 | 0 | 0 | 0 | 0 | 0 | 0 | 0 | 0 | 0 | 0 | 0 | 0 | 0 | 0 | 0 | 0 | 216511.196 | 209647.4531 | 217334.2541 | 224914.6526 | 229155.7161 | 232451.467 | 251493.1448 | 2015 | 246149.8181 | 1827657.7018 | 0 | 0% | 223409.5382 | 0 | 22740.2799 | 32.4% | 223409.5382 | 223409.5382 | 22740.2799 | 246149.8181
2016 | 0 | 0 | 0 | 0 | 0 | 0 | 0 | 0 | 0 | 0 | 0 | 0 | 0 | 0 | 0 | 0 | 0 | 0 | 0 | 0 | 0 | 0 | 0 | 0 | 0 | 0 | 0 | 0 | 0 | 0 | 0 | 0 | 0 | 0 | 0 | 0 | 0 | 0 | 0 | 0 | 0 | 0 | 0 | 209647.4531 | 217334.2541 | 224914.6526 | 229155.7161 | 232451.467 | 251493.1448 | 246149.8181 | 2016 | 239324.6711 | 1850471.1768 | 0 | 0% | 216511.196 | 0 | 22813.475 | 32.4% | 216511.196 | 216511.196 | 22813.475 | 239324.6711
2017 | 0 | 0 | 0 | 0 | 0 | 0 | 0 | 0 | 0 | 0 | 0 | 0 | 0 | 0 | 0 | 0 | 0 | 0 | 0 | 0 | 0 | 0 | 0 | 0 | 0 | 0 | 0 | 0 | 0 | 0 | 0 | 0 | 0 | 0 | 0 | 0 | 0 | 0 | 0 | 0 | 0 | 0 | 0 | 217334.2541 | 224914.6526 | 229155.7161 | 232451.467 | 251493.1448 | 246149.8181 | 239324.6711 | 2017 | 232061.2722 | 1872884.9959 | 0 | 0% | 209647.4531 | 0 | 22413.8191 | 32.4% | 209647.4531 | 209647.4531 | 22413.8191 | 232061.2722
2018 | 0 | 0 | 0 | 0 | 0 | 0 | 0 | 0 | 0 | 0 | 0 | 0 | 0 | 0 | 0 | 0 | 0 | 0 | 0 | 0 | 0 | 0 | 0 | 0 | 0 | 0 | 0 | 0 | 0 | 0 | 0 | 0 | 0 | 0 | 0 | 0 | 0 | 0 | 0 | 0 | 0 | 0 | 0 | 224914.6526 | 229155.7161 | 232451.467 | 251493.1448 | 246149.8181 | 239324.6711 | 232061.2722 | 2018 | 239301.6293 | 1894852.3711 | 0 | 0% | 217334.2541 | 0 | 21967.3752 | 32.4% | 217334.2541 | 217334.2541 | 21967.3752 | 239301.6293
2019 | 0 | 0 | 0 | 0 | 0 | 0 | 0 | 0 | 0 | 0 | 0 | 0 | 0 | 0 | 0 | 0 | 0 | 0 | 0 | 0 | 0 | 0 | 0 | 0 | 0 | 0 | 0 | 0 | 0 | 0 | 0 | 0 | 0 | 0 | 0 | 0 | 0 | 0 | 0 | 0 | 0 | 0 | 0 | 229155.7161 | 232451.467 | 251493.1448 | 246149.8181 | 239324.6711 | 232061.2722 | 239301.6293 | 2019 | 246400.8781 | 1916338.5966 | 0 | 0% | 224914.6526 | 0 | 21486.2255 | 32.4% | 224914.6526 | 224914.6526 | 21486.2255 | 246400.8781
2020 | 0 | 0 | 0 | 0 | 0 | 0 | 0 | 0 | 0 | 0 | 0 | 0 | 0 | 0 | 0 | 0 | 0 | 0 | 0 | 0 | 0 | 0 | 0 | 0 | 0 | 0 | 0 | 0 | 0 | 0 | 0 | 0 | 0 | 0 | 0 | 0 | 0 | 0 | 0 | 0 | 0 | 0 | 0 | 232451.467 | 251493.1448 | 246149.8181 | 239324.6711 | 232061.2722 | 239301.6293 | 246400.8781 | 2020 | 250278.5753 | 1937461.4558 | 0 | 0% | 229155.7161 | 0 | 21122.8592 | 32.4% | 229155.7161 | 229155.7161 | 21122.8592 | 250278.5753
2021 | 0 | 0 | 0 | 0 | 0 | 0 | 0 | 0 | 0 | 0 | 0 | 0 | 0 | 0 | 0 | 0 | 0 | 0 | 0 | 0 | 0 | 0 | 0 | 0 | 0 | 0 | 0 | 0 | 0 | 0 | 0 | 0 | 0 | 0 | 0 | 0 | 0 | 0 | 0 | 0 | 0 | 0 | 0 | 251493.1448 | 246149.8181 | 239324.6711 | 232061.2722 | 239301.6293 | 246400.8781 | 250278.5753 | 2021 | 253022.0513 | 1958032.0402 | 0 | 0% | 232451.467 | 0 | 20570.5844 | 32.4% | 232451.467 | 232451.467 | 20570.5844 | 253022.0513
2022 | 0 | 0 | 0 | 0 | 0 | 0 | 0 | 0 | 0 | 0 | 0 | 0 | 0 | 0 | 0 | 0 | 0 | 0 | 0 | 0 | 0 | 0 | 0 | 0 | 0 | 0 | 0 | 0 | 0 | 0 | 0 | 0 | 0 | 0 | 0 | 0 | 0 | 0 | 0 | 0 | 0 | 0 | 0 | 246149.8181 | 239324.6711 | 232061.2722 | 239301.6293 | 246400.8781 | 250278.5753 | 253022.0513 | 2022 | 271698.2983 | 1978237.1936 | 0 | 0% | 251493.1448 | 0 | 20205.1534 | 32.4% | 251493.1448 | 251493.1448 | 20205.1534 | 271698.2983
2023 | 0 | 0 | 0 | 0 | 0 | 0 | 0 | 0 | 0 | 0 | 0 | 0 | 0 | 0 | 0 | 0 | 0 | 0 | 0 | 0 | 0 | 0 | 0 | 0 | 0 | 0 | 0 | 0 | 0 | 0 | 0 | 0 | 0 | 0 | 0 | 0 | 0 | 0 | 0 | 0 | 0 | 0 | 0 | 239324.6711 | 232061.2722 | 239301.6293 | 246400.8781 | 250278.5753 | 253022.0513 | 271698.2983 | 2023 | 266091.4928 | 1998178.8683 | 0 | 0% | 246149.8181 | 0 | 19941.6746 | 32.4% | 246149.8181 | 246149.8181 | 19941.6746 | 266091.4928
2024 | 0 | 0 | 0 | 0 | 0 | 0 | 0 | 0 | 0 | 0 | 0 | 0 | 0 | 0 | 0 | 0 | 0 | 0 | 0 | 0 | 0 | 0 | 0 | 0 | 0 | 0 | 0 | 0 | 0 | 0 | 0 | 0 | 0 | 0 | 0 | 0 | 0 | 0 | 0 | 0 | 0 | 0 | 0 | 232061.2722 | 239301.6293 | 246400.8781 | 250278.5753 | 253022.0513 | 271698.2983 | 266091.4928 | 2024 | 258964.4206 | 2017818.6178 | 0 | 0% | 239324.6711 | 0 | 19639.7495 | 32.4% | 239324.6711 | 239324.6711 | 19639.7495 | 258964.4206
2025 | 0 | 0 | 0 | 0 | 0 | 0 | 0 | 0 | 0 | 0 | 0 | 0 | 0 | 0 | 0 | 0 | 0 | 0 | 0 | 0 | 0 | 0 | 0 | 0 | 0 | 0 | 0 | 0 | 0 | 0 | 0 | 0 | 0 | 0 | 0 | 0 | 0 | 0 | 0 | 0 | 0 | 0 | 0 | 239301.6293 | 246400.8781 | 250278.5753 | 253022.0513 | 271698.2983 | 266091.4928 | 258964.4206 | 2025 | 251634.033 | 2037391.3786 | 0 | 0% | 232061.2722 | 0 | 19572.7608 | 32.4% | 232061.2722 | 232061.2722 | 19572.7608 | 251634.033
2026 | 0 | 0 | 0 | 0 | 0 | 0 | 0 | 0 | 0 | 0 | 0 | 0 | 0 | 0 | 0 | 0 | 0 | 0 | 0 | 0 | 0 | 0 | 0 | 0 | 0 | 0 | 0 | 0 | 0 | 0 | 0 | 0 | 0 | 0 | 0 | 0 | 0 | 0 | 0 | 0 | 0 | 0 | 0 | 246400.8781 | 250278.5753 | 253022.0513 | 271698.2983 | 266091.4928 | 258964.4206 | 251634.033 | 2026 | 258696.4039 | 2056786.1533 | 0 | 0% | 239301.6293 | 0 | 19394.7747 | 32.4% | 239301.6293 | 239301.6293 | 19394.7747 | 258696.4039
2027 | 0 | 0 | 0 | 0 | 0 | 0 | 0 | 0 | 0 | 0 | 0 | 0 | 0 | 0 | 0 | 0 | 0 | 0 | 0 | 0 | 0 | 0 | 0 | 0 | 0 | 0 | 0 | 0 | 0 | 0 | 0 | 0 | 0 | 0 | 0 | 0 | 0 | 0 | 0 | 0 | 0 | 0 | 0 | 250278.5753 | 253022.0513 | 271698.2983 | 266091.4928 | 258964.4206 | 251634.033 | 258696.4039 | 2027 | 265415.1814 | 2075800.4567 | 0 | 0% | 246400.8781 | 0 | 19014.3034 | 32.4% | 246400.8781 | 246400.8781 | 19014.3034 | 265415.1814
2028 | 0 | 0 | 0 | 0 | 0 | 0 | 0 | 0 | 0 | 0 | 0 | 0 | 0 | 0 | 0 | 0 | 0 | 0 | 0 | 0 | 0 | 0 | 0 | 0 | 0 | 0 | 0 | 0 | 0 | 0 | 0 | 0 | 0 | 0 | 0 | 0 | 0 | 0 | 0 | 0 | 0 | 0 | 0 | 253022.0513 | 271698.2983 | 266091.4928 | 258964.4206 | 251634.033 | 258696.4039 | 265415.1814 | 2028 | 268797.7491 | 2094319.6304 | 0 | 0% | 250278.5753 | 0 | 18519.1738 | 32.4% | 250278.5753 | 250278.5753 | 18519.1738 | 268797.7491
2029 | 0 | 0 | 0 | 0 | 0 | 0 | 0 | 0 | 0 | 0 | 0 | 0 | 0 | 0 | 0 | 0 | 0 | 0 | 0 | 0 | 0 | 0 | 0 | 0 | 0 | 0 | 0 | 0 | 0 | 0 | 0 | 0 | 0 | 0 | 0 | 0 | 0 | 0 | 0 | 0 | 0 | 0 | 0 | 271698.2983 | 266091.4928 | 258964.4206 | 251634.033 | 258696.4039 | 265415.1814 | 268797.7491 | 2029 | 271203.634 | 2112501.2131 | 0 | 0% | 253022.0513 | 0 | 18181.5827 | 32.4% | 253022.0513 | 253022.0513 | 18181.5827 | 271203.634
2030 | 0 | 0 | 0 | 0 | 0 | 0 | 0 | 0 | 0 | 0 | 0 | 0 | 0 | 0 | 0 | 0 | 0 | 0 | 0 | 0 | 0 | 0 | 0 | 0 | 0 | 0 | 0 | 0 | 0 | 0 | 0 | 0 | 0 | 0 | 0 | 0 | 0 | 0 | 0 | 0 | 0 | 0 | 0 | 266091.4928 | 258964.4206 | 251634.033 | 258696.4039 | 265415.1814 | 268797.7491 | 271203.634 | 2030 | 289806.8702 | 2130609.7851 | 0 | 0% | 271698.2983 | 0 | 18108.572 | 32.4% | 271698.2983 | 271698.2983 | 18108.572 | 289806.8702
2031 | 0 | 0 | 0 | 0 | 0 | 0 | 0 | 0 | 0 | 0 | 0 | 0 | 0 | 0 | 0 | 0 | 0 | 0 | 0 | 0 | 0 | 0 | 0 | 0 | 0 | 0 | 0 | 0 | 0 | 0 | 0 | 0 | 0 | 0 | 0 | 0 | 0 | 0 | 0 | 0 | 0 | 0 | 0 | 258964.4206 | 251634.033 | 258696.4039 | 265415.1814 | 268797.7491 | 271203.634 | 289806.8702 | 2031 | 284200.0647 | 2148718.357 | 0 | 0% | 266091.4928 | 0 | 18108.572 | 32.4% | 266091.4928 | 266091.4928 | 18108.572 | 284200.0647
2032 | 0 | 0 | 0 | 0 | 0 | 0 | 0 | 0 | 0 | 0 | 0 | 0 | 0 | 0 | 0 | 0 | 0 | 0 | 0 | 0 | 0 | 0 | 0 | 0 | 0 | 0 | 0 | 0 | 0 | 0 | 0 | 0 | 0 | 0 | 0 | 0 | 0 | 0 | 0 | 0 | 0 | 0 | 0 | 251634.033 | 258696.4039 | 265415.1814 | 268797.7491 | 271203.634 | 289806.8702 | 284200.0647 | 2032 | 277072.9926 | 2166826.929 | 0 | 0% | 258964.4206 | 0 | 18108.572 | 32.4% | 258964.4206 | 258964.4206 | 18108.572 | 277072.9926
2033 | 0 | 0 | 0 | 0 | 0 | 0 | 0 | 0 | 0 | 0 | 0 | 0 | 0 | 0 | 0 | 0 | 0 | 0 | 0 | 0 | 0 | 0 | 0 | 0 | 0 | 0 | 0 | 0 | 0 | 0 | 0 | 0 | 0 | 0 | 0 | 0 | 0 | 0 | 0 | 0 | 0 | 0 | 0 | 258696.4039 | 265415.1814 | 268797.7491 | 271203.634 | 289806.8702 | 284200.0647 | 277072.9926 | 2033 | 269742.605 | 2184935.5009 | 0 | 0% | 251634.033 | 0 | 18108.572 | 32.4% | 251634.033 | 251634.033 | 18108.572 | 269742.605
2034 | 0 | 0 | 0 | 0 | 0 | 0 | 0 | 0 | 0 | 0 | 0 | 0 | 0 | 0 | 0 | 0 | 0 | 0 | 0 | 0 | 0 | 0 | 0 | 0 | 0 | 0 | 0 | 0 | 0 | 0 | 0 | 0 | 0 | 0 | 0 | 0 | 0 | 0 | 0 | 0 | 0 | 0 | 0 | 265415.1814 | 268797.7491 | 271203.634 | 289806.8702 | 284200.0647 | 277072.9926 | 269742.605 | 2034 | 276804.9759 | 2203044.0729 | 0 | 0% | 258696.4039 | 0 | 18108.572 | 32.4% | 258696.4039 | 258696.4039 | 18108.572 | 276804.9759

## Stock Model- MF
1 | 2 | 3 | 4 | 5 | 6 | 7 | 8 | 9 | 10 | 11 | 12 | 13 | 14 | 15 | 16 | 17 | 18 | 19 | 20 | 21 | 22 | 23 | 24 | 25 | 26 | 27 | 28 | 29 | 30 | 31 | 32 | 33 | 34 | 35 | 36 | 37 | 38 | 39 | 40 | 41 | 42 | 43 | 44 | 45 | 46 | 47 | 48 | 49 | 50 | 51 | 1 | 2 | 3 | 4 | 5 | 6 | 7 | 8 | 9 | 10 | 11 | 12 | 13 | 14
Initial Year | 1990
[52 empty] | Stock Model: DOE group can provide historical shipment, shipment forecast is driven by shipment due to new construction (column AD) |  | These columns determines total stock, accounting for abandoned units and shipment due to new construction as well as saturation of equipment in household. At least the housing growth can be tailored to the NW, maybe the saturation as well. | [5 empty] | For Graph- New Shipment |  |  |  |  | Housing Type | MFm
[65 empty] | Product Life Time | 7
DOE Survival | 0 | 0 | 0 | 0 | 0 | 0 | 0 | 0 | 0 | 0 | 0 | 0 | 0 | 0 | 0 | 0 | 0 | 0 | 0 | 0 | 0 | 0 | 0 | 0 | 0 | 0 | 0 | 0 | 0 | 0 | 0 | 0 | 0 | 0 | 0 | 0 | 0 | 0 | 0 | 0 | 0 | 0 | 0 | 0 | 0 | 0 | 0 | 0 | 0 | 0 | [14 empty] | Survival Assumption | 1/Lifetime Survival
1/Lifetime Survival | 0 | 0 | 0 | 0 | 0 | 0 | 0 | 0 | 0 | 0 | 0 | 0 | 0 | 0 | 0 | 0 | 0 | 0 | 0 | 0 | 0 | 0 | 0 | 0 | 0 | 0 | 0 | 0 | 0 | 0 | 0 | 0 | 0 | 0 | 0 | 0 | 0 | 0 | 0 | 0 | 0 | 0 | 0 | 0 | 0.14286 | 0.28571 | 0.42857 | 0.57143 | 0.71429 | 0.85714 |  | New Shipment | Stock | Abandoned units | % of retirements not Replaced | Replacements for Retiring Units | Council's Replacement Assumption | Ship due to new construction | Saturation factor of Torchieres in new MF construction | Actual Retirements | Repl. Units | New Cons Units | Total Shipment | 6Plan's Baseline | Abandoned Rate | 0%
| 50 | 49 | 48 | 47 | 46 | 45 | 44 | 43 | 42 | 41 | 40 | 39 | 38 | 37 | 36 | 35 | 34 | 33 | 32 | 31 | 30 | 29 | 28 | 27 | 26 | 25 | 24 | 23 | 22 | 21 | 20 | 19 | 18 | 17 | 16 | 15 | 14 | 13 | 12 | 11 | 10 | 9 | 8 | 7 | 6 | 5 | 4 | 3 | 2 | 1 | Year | Replacement of Retiring units+ New Construction from housing calibrated to historical shipment data | Previous year stock+New construction- abandoned units | Replacement for retiring units* (1-% retirements not replaced) | Average of % retirement not replaced. Based on historical new shipment data: Total stock previous year- sum of units of all vintages; | Total stock from previous year - stock of all vintages this year | Product not included in Supply Curve | Driven by housing growth | Equipment saturation per sector unit (e.g. per home, per multi-family home, per sq ft) | Abandoned units+replacements for retiring | precase= actual retirement- abandoned; post- case |  | Replacement unit+New Construction | Copied from the supply curve
1990 | 0 | 0 | 0 | 0 | 0 | 0 | 0 | 0 | 0 | 0 | 0 | 0 | 0 | 0 | 0 | 0 | 0 | 0 | 0 | 0 | 0 | 0 | 0 | 0 | 0 | 0 | 0 | 0 | 0 | 0 | 0 | 0 | 0 | 0 | 0 | 0 | 0 | 0 | 0 | 0 | 0 | 0 | 0 | 0 | 0 | 0 | 0 | 0 | 0 | 0 | 1990 | 22628.21 | 22628.21
1991 | 0 | 0 | 0 | 0 | 0 | 0 | 0 | 0 | 0 | 0 | 0 | 0 | 0 | 0 | 0 | 0 | 0 | 0 | 0 | 0 | 0 | 0 | 0 | 0 | 0 | 0 | 0 | 0 | 0 | 0 | 0 | 0 | 0 | 0 | 0 | 0 | 0 | 0 | 0 | 0 | 0 | 0 | 0 | 0 | 0 | 0 | 0 | 0 | 0 | 22628.21 | 1991 | 22630.2526 | 45258.4627
1992 | 0 | 0 | 0 | 0 | 0 | 0 | 0 | 0 | 0 | 0 | 0 | 0 | 0 | 0 | 0 | 0 | 0 | 0 | 0 | 0 | 0 | 0 | 0 | 0 | 0 | 0 | 0 | 0 | 0 | 0 | 0 | 0 | 0 | 0 | 0 | 0 | 0 | 0 | 0 | 0 | 0 | 0 | 0 | 0 | 0 | 0 | 0 | 0 | 22628.21 | 22630.2526 | 1992 | 22627.7681 | 67886.2307
1993 | 0 | 0 | 0 | 0 | 0 | 0 | 0 | 0 | 0 | 0 | 0 | 0 | 0 | 0 | 0 | 0 | 0 | 0 | 0 | 0 | 0 | 0 | 0 | 0 | 0 | 0 | 0 | 0 | 0 | 0 | 0 | 0 | 0 | 0 | 0 | 0 | 0 | 0 | 0 | 0 | 0 | 0 | 0 | 0 | 0 | 0 | 0 | 22628.21 | 22630.2526 | 22627.7681 | 1993 | 22623.7086 | 90509.9393
1994 | 0 | 0 | 0 | 0 | 0 | 0 | 0 | 0 | 0 | 0 | 0 | 0 | 0 | 0 | 0 | 0 | 0 | 0 | 0 | 0 | 0 | 0 | 0 | 0 | 0 | 0 | 0 | 0 | 0 | 0 | 0 | 0 | 0 | 0 | 0 | 0 | 0 | 0 | 0 | 0 | 0 | 0 | 0 | 0 | 0 | 0 | 22628.21 | 22630.2526 | 22627.7681 | 22623.7086 | 1994 | 22626.5347 | 113136.474
1995 | 0 | 0 | 0 | 0 | 0 | 0 | 0 | 0 | 0 | 0 | 0 | 0 | 0 | 0 | 0 | 0 | 0 | 0 | 0 | 0 | 0 | 0 | 0 | 0 | 0 | 0 | 0 | 0 | 0 | 0 | 0 | 0 | 0 | 0 | 0 | 0 | 0 | 0 | 0 | 0 | 0 | 0 | 0 | 0 | 0 | 22628.21 | 22630.2526 | 22627.7681 | 22623.7086 | 22626.5347 | 1995 | 22632.7862 | 135769.2602
1996 | 0 | 0 | 0 | 0 | 0 | 0 | 0 | 0 | 0 | 0 | 0 | 0 | 0 | 0 | 0 | 0 | 0 | 0 | 0 | 0 | 0 | 0 | 0 | 0 | 0 | 0 | 0 | 0 | 0 | 0 | 0 | 0 | 0 | 0 | 0 | 0 | 0 | 0 | 0 | 0 | 0 | 0 | 0 | 0 | 22628.21 | 22630.2526 | 22627.7681 | 22623.7086 | 22626.5347 | 22632.7862 | 1996 | 22640.4656 | 158409.7258
1997 | 0 | 0 | 0 | 0 | 0 | 0 | 0 | 0 | 0 | 0 | 0 | 0 | 0 | 0 | 0 | 0 | 0 | 0 | 0 | 0 | 0 | 0 | 0 | 0 | 0 | 0 | 0 | 0 | 0 | 0 | 0 | 0 | 0 | 0 | 0 | 0 | 0 | 0 | 0 | 0 | 0 | 0 | 0 | 22628.21 | 22630.2526 | 22627.7681 | 22623.7086 | 22626.5347 | 22632.7862 | 22640.4656 | 1997 | 22615.3452 | 181025.071
1998 | 0 | 0 | 0 | 0 | 0 | 0 | 0 | 0 | 0 | 0 | 0 | 0 | 0 | 0 | 0 | 0 | 0 | 0 | 0 | 0 | 0 | 0 | 0 | 0 | 0 | 0 | 0 | 0 | 0 | 0 | 0 | 0 | 0 | 0 | 0 | 0 | 0 | 0 | 0 | 0 | 0 | 0 | 0 | 22630.2526 | 22627.7681 | 22623.7086 | 22626.5347 | 22632.7862 | 22640.4656 | 22615.3452 | 1998 | 22603.4114 | 181000.2724
1999 | 0 | 0 | 0 | 0 | 0 | 0 | 0 | 0 | 0 | 0 | 0 | 0 | 0 | 0 | 0 | 0 | 0 | 0 | 0 | 0 | 0 | 0 | 0 | 0 | 0 | 0 | 0 | 0 | 0 | 0 | 0 | 0 | 0 | 0 | 0 | 0 | 0 | 0 | 0 | 0 | 0 | 0 | 0 | 22627.7681 | 22623.7086 | 22626.5347 | 22632.7862 | 22640.4656 | 22615.3452 | 22603.4114 | 1999 | 22640.6649 | 181010.6846
2000 | 0 | 0 | 0 | 0 | 0 | 0 | 0 | 0 | 0 | 0 | 0 | 0 | 0 | 0 | 0 | 0 | 0 | 0 | 0 | 0 | 0 | 0 | 0 | 0 | 0 | 0 | 0 | 0 | 0 | 0 | 0 | 0 | 0 | 0 | 0 | 0 | 0 | 0 | 0 | 0 | 0 | 0 | 0 | 22623.7086 | 22626.5347 | 22632.7862 | 22640.4656 | 22615.3452 | 22603.4114 | 22640.6649 | 2000 | 22664.0438 | 181046.9604
2001 | 0 | 0 | 0 | 0 | 0 | 0 | 0 | 0 | 0 | 0 | 0 | 0 | 0 | 0 | 0 | 0 | 0 | 0 | 0 | 0 | 0 | 0 | 0 | 0 | 0 | 0 | 0 | 0 | 0 | 0 | 0 | 0 | 0 | 0 | 0 | 0 | 0 | 0 | 0 | 0 | 0 | 0 | 0 | 22626.5347 | 22632.7862 | 22640.4656 | 22615.3452 | 22603.4114 | 22640.6649 | 22664.0438 | 2001 | 22678.8628 | 181102.1146 |  |  |  |  | 2383.56
2002 | 0 | 0 | 0 | 0 | 0 | 0 | 0 | 0 | 0 | 0 | 0 | 0 | 0 | 0 | 0 | 0 | 0 | 0 | 0 | 0 | 0 | 0 | 0 | 0 | 0 | 0 | 0 | 0 | 0 | 0 | 0 | 0 | 0 | 0 | 0 | 0 | 0 | 0 | 0 | 0 | 0 | 0 | 0 | 22632.7862 | 22640.4656 | 22615.3452 | 22603.4114 | 22640.6649 | 22664.0438 | 22678.8628 | 2002 | 22489.7428 | 180965.3228 |  |  |  |  | 2194.44
2003 | 0 | 0 | 0 | 0 | 0 | 0 | 0 | 0 | 0 | 0 | 0 | 0 | 0 | 0 | 0 | 0 | 0 | 0 | 0 | 0 | 0 | 0 | 0 | 0 | 0 | 0 | 0 | 0 | 0 | 0 | 0 | 0 | 0 | 0 | 0 | 0 | 0 | 0 | 0 | 0 | 0 | 0 | 0 | 22640.4656 | 22615.3452 | 22603.4114 | 22640.6649 | 22664.0438 | 22678.8628 | 22489.7428 | 2003 | 22543.7428 | 180876.2795 |  |  |  |  | 2248.44
2004 | 0 | 0 | 0 | 0 | 0 | 0 | 0 | 0 | 0 | 0 | 0 | 0 | 0 | 0 | 0 | 0 | 0 | 0 | 0 | 0 | 0 | 0 | 0 | 0 | 0 | 0 | 0 | 0 | 0 | 0 | 0 | 0 | 0 | 0 | 0 | 0 | 0 | 0 | 0 | 0 | 0 | 0 | 0 | 22615.3452 | 22603.4114 | 22640.6649 | 22664.0438 | 22678.8628 | 22489.7428 | 22543.7428 | 2004 | 22826.932 | 181062.7458 |  |  |  |  | 2531.6291 |  | 0
2005 | 0 | 0 | 0 | 0 | 0 | 0 | 0 | 0 | 0 | 0 | 0 | 0 | 0 | 0 | 0 | 0 | 0 | 0 | 0 | 0 | 0 | 0 | 0 | 0 | 0 | 0 | 0 | 0 | 0 | 0 | 0 | 0 | 0 | 0 | 0 | 0 | 0 | 0 | 0 | 0 | 0 | 0 | 0 | 22603.4114 | 22640.6649 | 22664.0438 | 22678.8628 | 22489.7428 | 22543.7428 | 22826.932 | 2005 | 22780.9387 | 181228.3393 | 0 | 0% | 20295.3028 | 0 | 2485.6358 | 32.4% | 20295.3028 | 20295.3028 | 2485.6358 | 22780.9387
2006 | 0 | 0 | 0 | 0 | 0 | 0 | 0 | 0 | 0 | 0 | 0 | 0 | 0 | 0 | 0 | 0 | 0 | 0 | 0 | 0 | 0 | 0 | 0 | 0 | 0 | 0 | 0 | 0 | 0 | 0 | 0 | 0 | 0 | 0 | 0 | 0 | 0 | 0 | 0 | 0 | 0 | 0 | 0 | 22640.6649 | 22664.0438 | 22678.8628 | 22489.7428 | 22543.7428 | 22826.932 | 22780.9387 | 2006 | 25380.6922 | 184005.6201 | 0 | 0% | 22603.4114 | 0 | 2777.2807 | 32.4% | 22603.4114 | 22603.4114 | 2777.2807 | 25380.6922
2007 | 0 | 0 | 0 | 0 | 0 | 0 | 0 | 0 | 0 | 0 | 0 | 0 | 0 | 0 | 0 | 0 | 0 | 0 | 0 | 0 | 0 | 0 | 0 | 0 | 0 | 0 | 0 | 0 | 0 | 0 | 0 | 0 | 0 | 0 | 0 | 0 | 0 | 0 | 0 | 0 | 0 | 0 | 0 | 22664.0438 | 22678.8628 | 22489.7428 | 22543.7428 | 22826.932 | 22780.9387 | 25380.6922 | 2007 | 25362.949 | 186727.9041 | 0 | 0% | 22640.6649 | 0 | 2722.2841 | 32.4% | 22640.6649 | 22640.6649 | 2722.2841 | 25362.949
2008 | 0 | 0 | 0 | 0 | 0 | 0 | 0 | 0 | 0 | 0 | 0 | 0 | 0 | 0 | 0 | 0 | 0 | 0 | 0 | 0 | 0 | 0 | 0 | 0 | 0 | 0 | 0 | 0 | 0 | 0 | 0 | 0 | 0 | 0 | 0 | 0 | 0 | 0 | 0 | 0 | 0 | 0 | 0 | 22678.8628 | 22489.7428 | 22543.7428 | 22826.932 | 22780.9387 | 25380.6922 | 25362.949 | 2008 | 24695.7787 | 188759.639 | 0 | 0% | 22664.0438 | 0 | 2031.7349 | 32.4% | 22664.0438 | 22664.0438 | 2031.7349 | 24695.7787
2009 | 0 | 0 | 0 | 0 | 0 | 0 | 0 | 0 | 0 | 0 | 0 | 0 | 0 | 0 | 0 | 0 | 0 | 0 | 0 | 0 | 0 | 0 | 0 | 0 | 0 | 0 | 0 | 0 | 0 | 0 | 0 | 0 | 0 | 0 | 0 | 0 | 0 | 0 | 0 | 0 | 0 | 0 | 0 | 22489.7428 | 22543.7428 | 22826.932 | 22780.9387 | 25380.6922 | 25362.949 | 24695.7787 | 2009 | 23571.4041 | 189652.1803 | 0 | 0% | 22678.8628 | 0 | 892.5412 | 32.4% | 22678.8628 | 22678.8628 | 892.5412 | 23571.4041
2010 | 0 | 0 | 0 | 0 | 0 | 0 | 0 | 0 | 0 | 0 | 0 | 0 | 0 | 0 | 0 | 0 | 0 | 0 | 0 | 0 | 0 | 0 | 0 | 0 | 0 | 0 | 0 | 0 | 0 | 0 | 0 | 0 | 0 | 0 | 0 | 0 | 0 | 0 | 0 | 0 | 0 | 0 | 0 | 22543.7428 | 22826.932 | 22780.9387 | 25380.6922 | 25362.949 | 24695.7787 | 23571.4041 | 2010 | 23894.0995 | 191056.5369 | 0 | 0% | 22489.7428 | 0 | 1404.3566 | 32.4% | 22489.7428 | 22489.7428 | 1404.3566 | 23894.0995
2011 | 0 | 0 | 0 | 0 | 0 | 0 | 0 | 0 | 0 | 0 | 0 | 0 | 0 | 0 | 0 | 0 | 0 | 0 | 0 | 0 | 0 | 0 | 0 | 0 | 0 | 0 | 0 | 0 | 0 | 0 | 0 | 0 | 0 | 0 | 0 | 0 | 0 | 0 | 0 | 0 | 0 | 0 | 0 | 22826.932 | 22780.9387 | 25380.6922 | 25362.949 | 24695.7787 | 23571.4041 | 23894.0995 | 2011 | 24590.4344 | 193103.2284 | 0 | 0% | 22543.7428 | 0 | 2046.6916 | 32.4% | 22543.7428 | 22543.7428 | 2046.6916 | 24590.4344
2012 | 0 | 0 | 0 | 0 | 0 | 0 | 0 | 0 | 0 | 0 | 0 | 0 | 0 | 0 | 0 | 0 | 0 | 0 | 0 | 0 | 0 | 0 | 0 | 0 | 0 | 0 | 0 | 0 | 0 | 0 | 0 | 0 | 0 | 0 | 0 | 0 | 0 | 0 | 0 | 0 | 0 | 0 | 0 | 22780.9387 | 25380.6922 | 25362.949 | 24695.7787 | 23571.4041 | 23894.0995 | 24590.4344 | 2012 | 25054.0854 | 195330.3818 | 0 | 0% | 22826.932 | 0 | 2227.1534 | 32.4% | 22826.932 | 22826.932 | 2227.1534 | 25054.0854
2013 | 0 | 0 | 0 | 0 | 0 | 0 | 0 | 0 | 0 | 0 | 0 | 0 | 0 | 0 | 0 | 0 | 0 | 0 | 0 | 0 | 0 | 0 | 0 | 0 | 0 | 0 | 0 | 0 | 0 | 0 | 0 | 0 | 0 | 0 | 0 | 0 | 0 | 0 | 0 | 0 | 0 | 0 | 0 | 25380.6922 | 25362.949 | 24695.7787 | 23571.4041 | 23894.0995 | 24590.4344 | 25054.0854 | 2013 | 25133.5738 | 197683.017 | 0 | 0% | 22780.9387 | 0 | 2352.6352 | 32.4% | 22780.9387 | 22780.9387 | 2352.6352 | 25133.5738
2014 | 0 | 0 | 0 | 0 | 0 | 0 | 0 | 0 | 0 | 0 | 0 | 0 | 0 | 0 | 0 | 0 | 0 | 0 | 0 | 0 | 0 | 0 | 0 | 0 | 0 | 0 | 0 | 0 | 0 | 0 | 0 | 0 | 0 | 0 | 0 | 0 | 0 | 0 | 0 | 0 | 0 | 0 | 0 | 25362.949 | 24695.7787 | 23571.4041 | 23894.0995 | 24590.4344 | 25054.0854 | 25133.5738 | 2014 | 27907.3798 | 200209.7047 | 0 | 0% | 25380.6922 | 0 | 2526.6876 | 32.4% | 25380.6922 | 25380.6922 | 2526.6876 | 27907.3798
2015 | 0 | 0 | 0 | 0 | 0 | 0 | 0 | 0 | 0 | 0 | 0 | 0 | 0 | 0 | 0 | 0 | 0 | 0 | 0 | 0 | 0 | 0 | 0 | 0 | 0 | 0 | 0 | 0 | 0 | 0 | 0 | 0 | 0 | 0 | 0 | 0 | 0 | 0 | 0 | 0 | 0 | 0 | 0 | 24695.7787 | 23571.4041 | 23894.0995 | 24590.4344 | 25054.0854 | 25133.5738 | 27907.3798 | 2015 | 28096.3005 | 202943.0562 | 0 | 0% | 25362.949 | 0 | 2733.3515 | 32.4% | 25362.949 | 25362.949 | 2733.3515 | 28096.3005
2016 | 0 | 0 | 0 | 0 | 0 | 0 | 0 | 0 | 0 | 0 | 0 | 0 | 0 | 0 | 0 | 0 | 0 | 0 | 0 | 0 | 0 | 0 | 0 | 0 | 0 | 0 | 0 | 0 | 0 | 0 | 0 | 0 | 0 | 0 | 0 | 0 | 0 | 0 | 0 | 0 | 0 | 0 | 0 | 23571.4041 | 23894.0995 | 24590.4344 | 25054.0854 | 25133.5738 | 27907.3798 | 28096.3005 | 2016 | 27598.8989 | 205846.1763 | 0 | 0% | 24695.7787 | 0 | 2903.1201 | 32.4% | 24695.7787 | 24695.7787 | 2903.1201 | 27598.8989
2017 | 0 | 0 | 0 | 0 | 0 | 0 | 0 | 0 | 0 | 0 | 0 | 0 | 0 | 0 | 0 | 0 | 0 | 0 | 0 | 0 | 0 | 0 | 0 | 0 | 0 | 0 | 0 | 0 | 0 | 0 | 0 | 0 | 0 | 0 | 0 | 0 | 0 | 0 | 0 | 0 | 0 | 0 | 0 | 23894.0995 | 24590.4344 | 25054.0854 | 25133.5738 | 27907.3798 | 28096.3005 | 27598.8989 | 2017 | 26569.8022 | 208844.5744 | 0 | 0% | 23571.4041 | 0 | 2998.3981 | 32.4% | 23571.4041 | 23571.4041 | 2998.3981 | 26569.8022
2018 | 0 | 0 | 0 | 0 | 0 | 0 | 0 | 0 | 0 | 0 | 0 | 0 | 0 | 0 | 0 | 0 | 0 | 0 | 0 | 0 | 0 | 0 | 0 | 0 | 0 | 0 | 0 | 0 | 0 | 0 | 0 | 0 | 0 | 0 | 0 | 0 | 0 | 0 | 0 | 0 | 0 | 0 | 0 | 24590.4344 | 25054.0854 | 25133.5738 | 27907.3798 | 28096.3005 | 27598.8989 | 26569.8022 | 2018 | 26997.029 | 211947.504 | 0 | 0% | 23894.0995 | 0 | 3102.9295 | 32.4% | 23894.0995 | 23894.0995 | 3102.9295 | 26997.029
2019 | 0 | 0 | 0 | 0 | 0 | 0 | 0 | 0 | 0 | 0 | 0 | 0 | 0 | 0 | 0 | 0 | 0 | 0 | 0 | 0 | 0 | 0 | 0 | 0 | 0 | 0 | 0 | 0 | 0 | 0 | 0 | 0 | 0 | 0 | 0 | 0 | 0 | 0 | 0 | 0 | 0 | 0 | 0 | 25054.0854 | 25133.5738 | 27907.3798 | 28096.3005 | 27598.8989 | 26569.8022 | 26997.029 | 2019 | 27814.1996 | 215171.2691 | 0 | 0% | 24590.4344 | 0 | 3223.7652 | 32.4% | 24590.4344 | 24590.4344 | 3223.7652 | 27814.1996
2020 | 0 | 0 | 0 | 0 | 0 | 0 | 0 | 0 | 0 | 0 | 0 | 0 | 0 | 0 | 0 | 0 | 0 | 0 | 0 | 0 | 0 | 0 | 0 | 0 | 0 | 0 | 0 | 0 | 0 | 0 | 0 | 0 | 0 | 0 | 0 | 0 | 0 | 0 | 0 | 0 | 0 | 0 | 0 | 25133.5738 | 27907.3798 | 28096.3005 | 27598.8989 | 26569.8022 | 26997.029 | 27814.1996 | 2020 | 28349.2648 | 218466.4486 | 0 | 0% | 25054.0854 | 0 | 3295.1795 | 32.4% | 25054.0854 | 25054.0854 | 3295.1795 | 28349.2648
2021 | 0 | 0 | 0 | 0 | 0 | 0 | 0 | 0 | 0 | 0 | 0 | 0 | 0 | 0 | 0 | 0 | 0 | 0 | 0 | 0 | 0 | 0 | 0 | 0 | 0 | 0 | 0 | 0 | 0 | 0 | 0 | 0 | 0 | 0 | 0 | 0 | 0 | 0 | 0 | 0 | 0 | 0 | 0 | 27907.3798 | 28096.3005 | 27598.8989 | 26569.8022 | 26997.029 | 27814.1996 | 28349.2648 | 2021 | 28370.5438 | 221703.4186 | 0 | 0% | 25133.5738 | 0 | 3236.97 | 32.4% | 25133.5738 | 25133.5738 | 3236.97 | 28370.5438
2022 | 0 | 0 | 0 | 0 | 0 | 0 | 0 | 0 | 0 | 0 | 0 | 0 | 0 | 0 | 0 | 0 | 0 | 0 | 0 | 0 | 0 | 0 | 0 | 0 | 0 | 0 | 0 | 0 | 0 | 0 | 0 | 0 | 0 | 0 | 0 | 0 | 0 | 0 | 0 | 0 | 0 | 0 | 0 | 28096.3005 | 27598.8989 | 26569.8022 | 26997.029 | 27814.1996 | 28349.2648 | 28370.5438 | 2022 | 31180.5731 | 224976.6118 | 0 | 0% | 27907.3798 | 0 | 3273.1933 | 32.4% | 27907.3798 | 27907.3798 | 3273.1933 | 31180.5731
2023 | 0 | 0 | 0 | 0 | 0 | 0 | 0 | 0 | 0 | 0 | 0 | 0 | 0 | 0 | 0 | 0 | 0 | 0 | 0 | 0 | 0 | 0 | 0 | 0 | 0 | 0 | 0 | 0 | 0 | 0 | 0 | 0 | 0 | 0 | 0 | 0 | 0 | 0 | 0 | 0 | 0 | 0 | 0 | 27598.8989 | 26569.8022 | 26997.029 | 27814.1996 | 28349.2648 | 28370.5438 | 31180.5731 | 2023 | 31384.5405 | 228264.8518 | 0 | 0% | 28096.3005 | 0 | 3288.24 | 32.4% | 28096.3005 | 28096.3005 | 3288.24 | 31384.5405
2024 | 0 | 0 | 0 | 0 | 0 | 0 | 0 | 0 | 0 | 0 | 0 | 0 | 0 | 0 | 0 | 0 | 0 | 0 | 0 | 0 | 0 | 0 | 0 | 0 | 0 | 0 | 0 | 0 | 0 | 0 | 0 | 0 | 0 | 0 | 0 | 0 | 0 | 0 | 0 | 0 | 0 | 0 | 0 | 26569.8022 | 26997.029 | 27814.1996 | 28349.2648 | 28370.5438 | 31180.5731 | 31384.5405 | 2024 | 30878.0109 | 231543.9638 | 0 | 0% | 27598.8989 | 0 | 3279.112 | 32.4% | 27598.8989 | 27598.8989 | 3279.112 | 30878.0109
2025 | 0 | 0 | 0 | 0 | 0 | 0 | 0 | 0 | 0 | 0 | 0 | 0 | 0 | 0 | 0 | 0 | 0 | 0 | 0 | 0 | 0 | 0 | 0 | 0 | 0 | 0 | 0 | 0 | 0 | 0 | 0 | 0 | 0 | 0 | 0 | 0 | 0 | 0 | 0 | 0 | 0 | 0 | 0 | 26997.029 | 27814.1996 | 28349.2648 | 28370.5438 | 31180.5731 | 31384.5405 | 30878.0109 | 2025 | 29813.4776 | 234787.6393 | 0 | 0% | 26569.8022 | 0 | 3243.6755 | 32.4% | 26569.8022 | 26569.8022 | 3243.6755 | 29813.4776
2026 | 0 | 0 | 0 | 0 | 0 | 0 | 0 | 0 | 0 | 0 | 0 | 0 | 0 | 0 | 0 | 0 | 0 | 0 | 0 | 0 | 0 | 0 | 0 | 0 | 0 | 0 | 0 | 0 | 0 | 0 | 0 | 0 | 0 | 0 | 0 | 0 | 0 | 0 | 0 | 0 | 0 | 0 | 0 | 27814.1996 | 28349.2648 | 28370.5438 | 31180.5731 | 31384.5405 | 30878.0109 | 29813.4776 | 2026 | 30192.0608 | 237982.6711 | 0 | 0% | 26997.029 | 0 | 3195.0318 | 32.4% | 26997.029 | 26997.029 | 3195.0318 | 30192.0608
2027 | 0 | 0 | 0 | 0 | 0 | 0 | 0 | 0 | 0 | 0 | 0 | 0 | 0 | 0 | 0 | 0 | 0 | 0 | 0 | 0 | 0 | 0 | 0 | 0 | 0 | 0 | 0 | 0 | 0 | 0 | 0 | 0 | 0 | 0 | 0 | 0 | 0 | 0 | 0 | 0 | 0 | 0 | 0 | 28349.2648 | 28370.5438 | 31180.5731 | 31384.5405 | 30878.0109 | 29813.4776 | 30192.0608 | 2027 | 30994.1398 | 241162.6113 | 0 | 0% | 27814.1996 | 0 | 3179.9402 | 32.4% | 27814.1996 | 27814.1996 | 3179.9402 | 30994.1398
2028 | 0 | 0 | 0 | 0 | 0 | 0 | 0 | 0 | 0 | 0 | 0 | 0 | 0 | 0 | 0 | 0 | 0 | 0 | 0 | 0 | 0 | 0 | 0 | 0 | 0 | 0 | 0 | 0 | 0 | 0 | 0 | 0 | 0 | 0 | 0 | 0 | 0 | 0 | 0 | 0 | 0 | 0 | 0 | 28370.5438 | 31180.5731 | 31384.5405 | 30878.0109 | 29813.4776 | 30192.0608 | 30994.1398 | 2028 | 31522.8206 | 244336.1671 | 0 | 0% | 28349.2648 | 0 | 3173.5558 | 32.4% | 28349.2648 | 28349.2648 | 3173.5558 | 31522.8206
2029 | 0 | 0 | 0 | 0 | 0 | 0 | 0 | 0 | 0 | 0 | 0 | 0 | 0 | 0 | 0 | 0 | 0 | 0 | 0 | 0 | 0 | 0 | 0 | 0 | 0 | 0 | 0 | 0 | 0 | 0 | 0 | 0 | 0 | 0 | 0 | 0 | 0 | 0 | 0 | 0 | 0 | 0 | 0 | 31180.5731 | 31384.5405 | 30878.0109 | 29813.4776 | 30192.0608 | 30994.1398 | 31522.8206 | 2029 | 31533.5201 | 247499.1433 | 0 | 0% | 28370.5438 | 0 | 3162.9762 | 32.4% | 28370.5438 | 28370.5438 | 3162.9762 | 31533.5201
2030 | 0 | 0 | 0 | 0 | 0 | 0 | 0 | 0 | 0 | 0 | 0 | 0 | 0 | 0 | 0 | 0 | 0 | 0 | 0 | 0 | 0 | 0 | 0 | 0 | 0 | 0 | 0 | 0 | 0 | 0 | 0 | 0 | 0 | 0 | 0 | 0 | 0 | 0 | 0 | 0 | 0 | 0 | 0 | 31384.5405 | 30878.0109 | 29813.4776 | 30192.0608 | 30994.1398 | 31522.8206 | 31533.5201 | 2030 | 34309.1361 | 250627.7063 | 0 | 0% | 31180.5731 | 0 | 3128.563 | 32.4% | 31180.5731 | 31180.5731 | 3128.563 | 34309.1361
2031 | 0 | 0 | 0 | 0 | 0 | 0 | 0 | 0 | 0 | 0 | 0 | 0 | 0 | 0 | 0 | 0 | 0 | 0 | 0 | 0 | 0 | 0 | 0 | 0 | 0 | 0 | 0 | 0 | 0 | 0 | 0 | 0 | 0 | 0 | 0 | 0 | 0 | 0 | 0 | 0 | 0 | 0 | 0 | 30878.0109 | 29813.4776 | 30192.0608 | 30994.1398 | 31522.8206 | 31533.5201 | 34309.1361 | 2031 | 34513.1034 | 253756.2692 | 0 | 0% | 31384.5405 | 0 | 3128.563 | 32.4% | 31384.5405 | 31384.5405 | 3128.563 | 34513.1034
2032 | 0 | 0 | 0 | 0 | 0 | 0 | 0 | 0 | 0 | 0 | 0 | 0 | 0 | 0 | 0 | 0 | 0 | 0 | 0 | 0 | 0 | 0 | 0 | 0 | 0 | 0 | 0 | 0 | 0 | 0 | 0 | 0 | 0 | 0 | 0 | 0 | 0 | 0 | 0 | 0 | 0 | 0 | 0 | 29813.4776 | 30192.0608 | 30994.1398 | 31522.8206 | 31533.5201 | 34309.1361 | 34513.1034 | 2032 | 34006.5738 | 256884.8322 | 0 | 0% | 30878.0109 | 0 | 3128.563 | 32.4% | 30878.0109 | 30878.0109 | 3128.563 | 34006.5738
2033 | 0 | 0 | 0 | 0 | 0 | 0 | 0 | 0 | 0 | 0 | 0 | 0 | 0 | 0 | 0 | 0 | 0 | 0 | 0 | 0 | 0 | 0 | 0 | 0 | 0 | 0 | 0 | 0 | 0 | 0 | 0 | 0 | 0 | 0 | 0 | 0 | 0 | 0 | 0 | 0 | 0 | 0 | 0 | 30192.0608 | 30994.1398 | 31522.8206 | 31533.5201 | 34309.1361 | 34513.1034 | 34006.5738 | 2033 | 32942.0406 | 260013.3952 | 0 | 0% | 29813.4776 | 0 | 3128.563 | 32.4% | 29813.4776 | 29813.4776 | 3128.563 | 32942.0406
2034 | 0 | 0 | 0 | 0 | 0 | 0 | 0 | 0 | 0 | 0 | 0 | 0 | 0 | 0 | 0 | 0 | 0 | 0 | 0 | 0 | 0 | 0 | 0 | 0 | 0 | 0 | 0 | 0 | 0 | 0 | 0 | 0 | 0 | 0 | 0 | 0 | 0 | 0 | 0 | 0 | 0 | 0 | 0 | 30994.1398 | 31522.8206 | 31533.5201 | 34309.1361 | 34513.1034 | 34006.5738 | 32942.0406 | 2034 | 33320.6238 | 263141.9581 | 0 | 0% | 30192.0608 | 0 | 3128.563 | 32.4% | 30192.0608 | 30192.0608 | 3128.563 | 33320.6238

## Stock Model- MH
1 | 2 | 3 | 4 | 5 | 6 | 7 | 8 | 9 | 10 | 11 | 12 | 13 | 14 | 15 | 16 | 17 | 18 | 19 | 20 | 21 | 22 | 23 | 24 | 25 | 26 | 27 | 28 | 29 | 30 | 31 | 32 | 33 | 34 | 35 | 36 | 37 | 38 | 39 | 40 | 41 | 42 | 43 | 44 | 45 | 46 | 47 | 48 | 49 | 50 | 51 | 1 | 2 | 3 | 4 | 5 | 6 | 7 | 8 | 9 | 10 | 11 | 12 | 13 | 14
Initial Year | 1990
[52 empty] | Stock Model: DOE group can provide historical shipment, shipment forecast is driven by shipment due to new construction (column AD) |  | These columns determines total stock, accounting for abandoned units and shipment due to new construction as well as saturation of equipment in household. At least the housing growth can be tailored to the NW, maybe the saturation as well. | [5 empty] | For Graph- New Shipment |  |  |  |  | Housing Type | DMo
[65 empty] | Product Life Time | 7
DOE Survival | 0 | 0 | 0 | 0 | 0 | 0 | 0 | 0 | 0 | 0 | 0 | 0 | 0 | 0 | 0 | 0 | 0 | 0 | 0 | 0 | 0 | 0 | 0 | 0 | 0 | 0 | 0 | 0 | 0 | 0 | 0 | 0 | 0 | 0 | 0 | 0 | 0 | 0 | 0 | 0 | 0 | 0 | 0 | 0 | 0 | 0 | 0 | 0 | 0 | 0 | [14 empty] | Survival Assumption | 1/Lifetime Survival
1/Lifetime Survival | 0 | 0 | 0 | 0 | 0 | 0 | 0 | 0 | 0 | 0 | 0 | 0 | 0 | 0 | 0 | 0 | 0 | 0 | 0 | 0 | 0 | 0 | 0 | 0 | 0 | 0 | 0 | 0 | 0 | 0 | 0 | 0 | 0 | 0 | 0 | 0 | 0 | 0 | 0 | 0 | 0 | 0 | 0 | 0 | 0.14286 | 0.28571 | 0.42857 | 0.57143 | 0.71429 | 0.85714 |  | New Shipment | Stock | Abandoned units | % of retirements not Replaced | Replacements for Retiring Units | Council's Replacement Assumption | Ship due to new construction | Saturation factor of Torchieres in new MFHconstruction | Actual Retirements | Repl. Units | New Cons Units | Total Shipment | 6Plan's Baseline | Abandoned Rate | 0%
| 50 | 49 | 48 | 47 | 46 | 45 | 44 | 43 | 42 | 41 | 40 | 39 | 38 | 37 | 36 | 35 | 34 | 33 | 32 | 31 | 30 | 29 | 28 | 27 | 26 | 25 | 24 | 23 | 22 | 21 | 20 | 19 | 18 | 17 | 16 | 15 | 14 | 13 | 12 | 11 | 10 | 9 | 8 | 7 | 6 | 5 | 4 | 3 | 2 | 1 | Year | Replacement of Retiring units+ New Construction from housing calibrated to historical shipment data | Previous year stock+New construction- abandoned units | Replacement for retiring units* (1-% retirements not replaced) | Average of % retirement not replaced. Based on historical new shipment data: Total stock previous year- sum of units of all vintages; | Total stock from previous year - stock of all vintages this year | Product not included in Supply Curve | Driven by housing growth | Equipment saturation per sector unit (e.g. per home, per multi-family home, per sq ft) | Abandoned units+replacements for retiring | precase= actual retirement- abandoned; post- case |  | Replacement unit+New Construction | Copied from the supply curve
1990 | 0 | 0 | 0 | 0 | 0 | 0 | 0 | 0 | 0 | 0 | 0 | 0 | 0 | 0 | 0 | 0 | 0 | 0 | 0 | 0 | 0 | 0 | 0 | 0 | 0 | 0 | 0 | 0 | 0 | 0 | 0 | 0 | 0 | 0 | 0 | 0 | 0 | 0 | 0 | 0 | 0 | 0 | 0 | 0 | 0 | 0 | 0 | 0 | 0 | 0 | 1990 | 13305.4614 | 13305.4614
1991 | 0 | 0 | 0 | 0 | 0 | 0 | 0 | 0 | 0 | 0 | 0 | 0 | 0 | 0 | 0 | 0 | 0 | 0 | 0 | 0 | 0 | 0 | 0 | 0 | 0 | 0 | 0 | 0 | 0 | 0 | 0 | 0 | 0 | 0 | 0 | 0 | 0 | 0 | 0 | 0 | 0 | 0 | 0 | 0 | 0 | 0 | 0 | 0 | 0 | 13305.4614 | 1991 | 13305.6385 | 26611.0998
1992 | 0 | 0 | 0 | 0 | 0 | 0 | 0 | 0 | 0 | 0 | 0 | 0 | 0 | 0 | 0 | 0 | 0 | 0 | 0 | 0 | 0 | 0 | 0 | 0 | 0 | 0 | 0 | 0 | 0 | 0 | 0 | 0 | 0 | 0 | 0 | 0 | 0 | 0 | 0 | 0 | 0 | 0 | 0 | 0 | 0 | 0 | 0 | 0 | 13305.4614 | 13305.6385 | 1992 | 13307.1705 | 39918.2703
1993 | 0 | 0 | 0 | 0 | 0 | 0 | 0 | 0 | 0 | 0 | 0 | 0 | 0 | 0 | 0 | 0 | 0 | 0 | 0 | 0 | 0 | 0 | 0 | 0 | 0 | 0 | 0 | 0 | 0 | 0 | 0 | 0 | 0 | 0 | 0 | 0 | 0 | 0 | 0 | 0 | 0 | 0 | 0 | 0 | 0 | 0 | 0 | 13305.4614 | 13305.6385 | 13307.1705 | 1993 | 13307.23 | 53225.5004
1994 | 0 | 0 | 0 | 0 | 0 | 0 | 0 | 0 | 0 | 0 | 0 | 0 | 0 | 0 | 0 | 0 | 0 | 0 | 0 | 0 | 0 | 0 | 0 | 0 | 0 | 0 | 0 | 0 | 0 | 0 | 0 | 0 | 0 | 0 | 0 | 0 | 0 | 0 | 0 | 0 | 0 | 0 | 0 | 0 | 0 | 0 | 13305.4614 | 13305.6385 | 13307.1705 | 13307.23 | 1994 | 13305.2821 | 66530.7824
1995 | 0 | 0 | 0 | 0 | 0 | 0 | 0 | 0 | 0 | 0 | 0 | 0 | 0 | 0 | 0 | 0 | 0 | 0 | 0 | 0 | 0 | 0 | 0 | 0 | 0 | 0 | 0 | 0 | 0 | 0 | 0 | 0 | 0 | 0 | 0 | 0 | 0 | 0 | 0 | 0 | 0 | 0 | 0 | 0 | 0 | 13305.4614 | 13305.6385 | 13307.1705 | 13307.23 | 13305.2821 | 1995 | 13301.9858 | 79832.7682
1996 | 0 | 0 | 0 | 0 | 0 | 0 | 0 | 0 | 0 | 0 | 0 | 0 | 0 | 0 | 0 | 0 | 0 | 0 | 0 | 0 | 0 | 0 | 0 | 0 | 0 | 0 | 0 | 0 | 0 | 0 | 0 | 0 | 0 | 0 | 0 | 0 | 0 | 0 | 0 | 0 | 0 | 0 | 0 | 0 | 13305.4614 | 13305.6385 | 13307.1705 | 13307.23 | 13305.2821 | 13301.9858 | 1996 | 13306.5239 | 93139.2921
1997 | 0 | 0 | 0 | 0 | 0 | 0 | 0 | 0 | 0 | 0 | 0 | 0 | 0 | 0 | 0 | 0 | 0 | 0 | 0 | 0 | 0 | 0 | 0 | 0 | 0 | 0 | 0 | 0 | 0 | 0 | 0 | 0 | 0 | 0 | 0 | 0 | 0 | 0 | 0 | 0 | 0 | 0 | 0 | 13305.4614 | 13305.6385 | 13307.1705 | 13307.23 | 13305.2821 | 13301.9858 | 13306.5239 | 1997 | 13314.8306 | 106454.1227
1998 | 0 | 0 | 0 | 0 | 0 | 0 | 0 | 0 | 0 | 0 | 0 | 0 | 0 | 0 | 0 | 0 | 0 | 0 | 0 | 0 | 0 | 0 | 0 | 0 | 0 | 0 | 0 | 0 | 0 | 0 | 0 | 0 | 0 | 0 | 0 | 0 | 0 | 0 | 0 | 0 | 0 | 0 | 0 | 13305.6385 | 13307.1705 | 13307.23 | 13305.2821 | 13301.9858 | 13306.5239 | 13314.8306 | 1998 | 13307.5279 | 106456.1892
1999 | 0 | 0 | 0 | 0 | 0 | 0 | 0 | 0 | 0 | 0 | 0 | 0 | 0 | 0 | 0 | 0 | 0 | 0 | 0 | 0 | 0 | 0 | 0 | 0 | 0 | 0 | 0 | 0 | 0 | 0 | 0 | 0 | 0 | 0 | 0 | 0 | 0 | 0 | 0 | 0 | 0 | 0 | 0 | 13307.1705 | 13307.23 | 13305.2821 | 13301.9858 | 13306.5239 | 13314.8306 | 13307.5279 | 1999 | 13295.5423 | 106446.093
2000 | 0 | 0 | 0 | 0 | 0 | 0 | 0 | 0 | 0 | 0 | 0 | 0 | 0 | 0 | 0 | 0 | 0 | 0 | 0 | 0 | 0 | 0 | 0 | 0 | 0 | 0 | 0 | 0 | 0 | 0 | 0 | 0 | 0 | 0 | 0 | 0 | 0 | 0 | 0 | 0 | 0 | 0 | 0 | 13307.23 | 13305.2821 | 13301.9858 | 13306.5239 | 13314.8306 | 13307.5279 | 13295.5423 | 2000 | 13285.5043 | 106424.4269
2001 | 0 | 0 | 0 | 0 | 0 | 0 | 0 | 0 | 0 | 0 | 0 | 0 | 0 | 0 | 0 | 0 | 0 | 0 | 0 | 0 | 0 | 0 | 0 | 0 | 0 | 0 | 0 | 0 | 0 | 0 | 0 | 0 | 0 | 0 | 0 | 0 | 0 | 0 | 0 | 0 | 0 | 0 | 0 | 13305.2821 | 13301.9858 | 13306.5239 | 13314.8306 | 13307.5279 | 13295.5423 | 13285.5043 | 2001 | 13329.2143 | 106446.4111 |  |  |  |  | 1092.45
2002 | 0 | 0 | 0 | 0 | 0 | 0 | 0 | 0 | 0 | 0 | 0 | 0 | 0 | 0 | 0 | 0 | 0 | 0 | 0 | 0 | 0 | 0 | 0 | 0 | 0 | 0 | 0 | 0 | 0 | 0 | 0 | 0 | 0 | 0 | 0 | 0 | 0 | 0 | 0 | 0 | 0 | 0 | 0 | 13301.9858 | 13306.5239 | 13314.8306 | 13307.5279 | 13295.5423 | 13285.5043 | 13329.2143 | 2002 | 13356.3643 | 106497.4933 |  |  |  |  | 1119.6
2003 | 0 | 0 | 0 | 0 | 0 | 0 | 0 | 0 | 0 | 0 | 0 | 0 | 0 | 0 | 0 | 0 | 0 | 0 | 0 | 0 | 0 | 0 | 0 | 0 | 0 | 0 | 0 | 0 | 0 | 0 | 0 | 0 | 0 | 0 | 0 | 0 | 0 | 0 | 0 | 0 | 0 | 0 | 0 | 13306.5239 | 13314.8306 | 13307.5279 | 13295.5423 | 13285.5043 | 13329.2143 | 13356.3643 | 2003 | 13271.0143 | 106466.5218 |  |  |  |  | 1034.25
2004 | 0 | 0 | 0 | 0 | 0 | 0 | 0 | 0 | 0 | 0 | 0 | 0 | 0 | 0 | 0 | 0 | 0 | 0 | 0 | 0 | 0 | 0 | 0 | 0 | 0 | 0 | 0 | 0 | 0 | 0 | 0 | 0 | 0 | 0 | 0 | 0 | 0 | 0 | 0 | 0 | 0 | 0 | 0 | 13314.8306 | 13307.5279 | 13295.5423 | 13285.5043 | 13329.2143 | 13356.3643 | 13271.0143 | 2004 | 13235.6143 | 106395.6122 |  |  |  |  | 998.85 |  | 0
2005 | 0 | 0 | 0 | 0 | 0 | 0 | 0 | 0 | 0 | 0 | 0 | 0 | 0 | 0 | 0 | 0 | 0 | 0 | 0 | 0 | 0 | 0 | 0 | 0 | 0 | 0 | 0 | 0 | 0 | 0 | 0 | 0 | 0 | 0 | 0 | 0 | 0 | 0 | 0 | 0 | 0 | 0 | 0 | 13307.5279 | 13295.5423 | 13285.5043 | 13329.2143 | 13356.3643 | 13271.0143 | 13235.6143 | 2005 | 13235.3143 | 106316.0959 | 0 | 0% | 12236.7643 | 0 | 998.55 | 32.4% | 12236.7643 | 12236.7643 | 998.55 | 13235.3143
2006 | 0 | 0 | 0 | 0 | 0 | 0 | 0 | 0 | 0 | 0 | 0 | 0 | 0 | 0 | 0 | 0 | 0 | 0 | 0 | 0 | 0 | 0 | 0 | 0 | 0 | 0 | 0 | 0 | 0 | 0 | 0 | 0 | 0 | 0 | 0 | 0 | 0 | 0 | 0 | 0 | 0 | 0 | 0 | 13295.5423 | 13285.5043 | 13329.2143 | 13356.3643 | 13271.0143 | 13235.6143 | 13235.3143 | 2006 | 14258.9779 | 107267.5459 | 0 | 0% | 13307.5279 | 0 | 951.45 | 32.4% | 13307.5279 | 13307.5279 | 951.45 | 14258.9779
2007 | 0 | 0 | 0 | 0 | 0 | 0 | 0 | 0 | 0 | 0 | 0 | 0 | 0 | 0 | 0 | 0 | 0 | 0 | 0 | 0 | 0 | 0 | 0 | 0 | 0 | 0 | 0 | 0 | 0 | 0 | 0 | 0 | 0 | 0 | 0 | 0 | 0 | 0 | 0 | 0 | 0 | 0 | 0 | 13285.5043 | 13329.2143 | 13356.3643 | 13271.0143 | 13235.6143 | 13235.3143 | 14258.9779 | 2007 | 14500.6559 | 108472.6595 | 0 | 0% | 13295.5423 | 0 | 1205.1136 | 32.4% | 13295.5423 | 13295.5423 | 1205.1136 | 14500.6559
2008 | 0 | 0 | 0 | 0 | 0 | 0 | 0 | 0 | 0 | 0 | 0 | 0 | 0 | 0 | 0 | 0 | 0 | 0 | 0 | 0 | 0 | 0 | 0 | 0 | 0 | 0 | 0 | 0 | 0 | 0 | 0 | 0 | 0 | 0 | 0 | 0 | 0 | 0 | 0 | 0 | 0 | 0 | 0 | 13329.2143 | 13356.3643 | 13271.0143 | 13235.6143 | 13235.3143 | 14258.9779 | 14500.6559 | 2008 | 14534.3912 | 109721.5464 | 0 | 0% | 13285.5043 | 0 | 1248.8869 | 32.4% | 13285.5043 | 13285.5043 | 1248.8869 | 14534.3912
2009 | 0 | 0 | 0 | 0 | 0 | 0 | 0 | 0 | 0 | 0 | 0 | 0 | 0 | 0 | 0 | 0 | 0 | 0 | 0 | 0 | 0 | 0 | 0 | 0 | 0 | 0 | 0 | 0 | 0 | 0 | 0 | 0 | 0 | 0 | 0 | 0 | 0 | 0 | 0 | 0 | 0 | 0 | 0 | 13356.3643 | 13271.0143 | 13235.6143 | 13235.3143 | 14258.9779 | 14500.6559 | 14534.3912 | 2009 | 14596.2957 | 110988.6278 | 0 | 0% | 13329.2143 | 0 | 1267.0814 | 32.4% | 13329.2143 | 13329.2143 | 1267.0814 | 14596.2957
2010 | 0 | 0 | 0 | 0 | 0 | 0 | 0 | 0 | 0 | 0 | 0 | 0 | 0 | 0 | 0 | 0 | 0 | 0 | 0 | 0 | 0 | 0 | 0 | 0 | 0 | 0 | 0 | 0 | 0 | 0 | 0 | 0 | 0 | 0 | 0 | 0 | 0 | 0 | 0 | 0 | 0 | 0 | 0 | 13271.0143 | 13235.6143 | 13235.3143 | 14258.9779 | 14500.6559 | 14534.3912 | 14596.2957 | 2010 | 14628.5998 | 112260.8633 | 0 | 0% | 13356.3643 | 0 | 1272.2355 | 32.4% | 13356.3643 | 13356.3643 | 1272.2355 | 14628.5998
2011 | 0 | 0 | 0 | 0 | 0 | 0 | 0 | 0 | 0 | 0 | 0 | 0 | 0 | 0 | 0 | 0 | 0 | 0 | 0 | 0 | 0 | 0 | 0 | 0 | 0 | 0 | 0 | 0 | 0 | 0 | 0 | 0 | 0 | 0 | 0 | 0 | 0 | 0 | 0 | 0 | 0 | 0 | 0 | 13235.6143 | 13235.3143 | 14258.9779 | 14500.6559 | 14534.3912 | 14596.2957 | 14628.5998 | 2011 | 14523.9979 | 113513.847 | 0 | 0% | 13271.0143 | 0 | 1252.9836 | 32.4% | 13271.0143 | 13271.0143 | 1252.9836 | 14523.9979
2012 | 0 | 0 | 0 | 0 | 0 | 0 | 0 | 0 | 0 | 0 | 0 | 0 | 0 | 0 | 0 | 0 | 0 | 0 | 0 | 0 | 0 | 0 | 0 | 0 | 0 | 0 | 0 | 0 | 0 | 0 | 0 | 0 | 0 | 0 | 0 | 0 | 0 | 0 | 0 | 0 | 0 | 0 | 0 | 13235.3143 | 14258.9779 | 14500.6559 | 14534.3912 | 14596.2957 | 14628.5998 | 14523.9979 | 2012 | 14445.7152 | 114723.9479 | 0 | 0% | 13235.6143 | 0 | 1210.1009 | 32.4% | 13235.6143 | 13235.6143 | 1210.1009 | 14445.7152
2013 | 0 | 0 | 0 | 0 | 0 | 0 | 0 | 0 | 0 | 0 | 0 | 0 | 0 | 0 | 0 | 0 | 0 | 0 | 0 | 0 | 0 | 0 | 0 | 0 | 0 | 0 | 0 | 0 | 0 | 0 | 0 | 0 | 0 | 0 | 0 | 0 | 0 | 0 | 0 | 0 | 0 | 0 | 0 | 14258.9779 | 14500.6559 | 14534.3912 | 14596.2957 | 14628.5998 | 14523.9979 | 14445.7152 | 2013 | 14391.5236 | 115880.1572 | 0 | 0% | 13235.3143 | 0 | 1156.2093 | 32.4% | 13235.3143 | 13235.3143 | 1156.2093 | 14391.5236
2014 | 0 | 0 | 0 | 0 | 0 | 0 | 0 | 0 | 0 | 0 | 0 | 0 | 0 | 0 | 0 | 0 | 0 | 0 | 0 | 0 | 0 | 0 | 0 | 0 | 0 | 0 | 0 | 0 | 0 | 0 | 0 | 0 | 0 | 0 | 0 | 0 | 0 | 0 | 0 | 0 | 0 | 0 | 0 | 14500.6559 | 14534.3912 | 14596.2957 | 14628.5998 | 14523.9979 | 14445.7152 | 14391.5236 | 2014 | 15346.1818 | 116967.3611 | 0 | 0% | 14258.9779 | 0 | 1087.2039 | 32.4% | 14258.9779 | 14258.9779 | 1087.2039 | 15346.1818
2015 | 0 | 0 | 0 | 0 | 0 | 0 | 0 | 0 | 0 | 0 | 0 | 0 | 0 | 0 | 0 | 0 | 0 | 0 | 0 | 0 | 0 | 0 | 0 | 0 | 0 | 0 | 0 | 0 | 0 | 0 | 0 | 0 | 0 | 0 | 0 | 0 | 0 | 0 | 0 | 0 | 0 | 0 | 0 | 14534.3912 | 14596.2957 | 14628.5998 | 14523.9979 | 14445.7152 | 14391.5236 | 15346.1818 | 2015 | 15523.995 | 117990.7003 | 0 | 0% | 14500.6559 | 0 | 1023.3392 | 32.4% | 14500.6559 | 14500.6559 | 1023.3392 | 15523.995
2016 | 0 | 0 | 0 | 0 | 0 | 0 | 0 | 0 | 0 | 0 | 0 | 0 | 0 | 0 | 0 | 0 | 0 | 0 | 0 | 0 | 0 | 0 | 0 | 0 | 0 | 0 | 0 | 0 | 0 | 0 | 0 | 0 | 0 | 0 | 0 | 0 | 0 | 0 | 0 | 0 | 0 | 0 | 0 | 14596.2957 | 14628.5998 | 14523.9979 | 14445.7152 | 14391.5236 | 15346.1818 | 15523.995 | 2016 | 15509.3652 | 118965.6743 | 0 | 0% | 14534.3912 | 0 | 974.974 | 32.4% | 14534.3912 | 14534.3912 | 974.974 | 15509.3652
2017 | 0 | 0 | 0 | 0 | 0 | 0 | 0 | 0 | 0 | 0 | 0 | 0 | 0 | 0 | 0 | 0 | 0 | 0 | 0 | 0 | 0 | 0 | 0 | 0 | 0 | 0 | 0 | 0 | 0 | 0 | 0 | 0 | 0 | 0 | 0 | 0 | 0 | 0 | 0 | 0 | 0 | 0 | 0 | 14628.5998 | 14523.9979 | 14445.7152 | 14391.5236 | 15346.1818 | 15523.995 | 15509.3652 | 2017 | 15543.2303 | 119912.6089 | 0 | 0% | 14596.2957 | 0 | 946.9346 | 32.4% | 14596.2957 | 14596.2957 | 946.9346 | 15543.2303
2018 | 0 | 0 | 0 | 0 | 0 | 0 | 0 | 0 | 0 | 0 | 0 | 0 | 0 | 0 | 0 | 0 | 0 | 0 | 0 | 0 | 0 | 0 | 0 | 0 | 0 | 0 | 0 | 0 | 0 | 0 | 0 | 0 | 0 | 0 | 0 | 0 | 0 | 0 | 0 | 0 | 0 | 0 | 0 | 14523.9979 | 14445.7152 | 14391.5236 | 15346.1818 | 15523.995 | 15509.3652 | 15543.2303 | 2018 | 15570.5127 | 120854.5218 | 0 | 0% | 14628.5998 | 0 | 941.9129 | 32.4% | 14628.5998 | 14628.5998 | 941.9129 | 15570.5127
2019 | 0 | 0 | 0 | 0 | 0 | 0 | 0 | 0 | 0 | 0 | 0 | 0 | 0 | 0 | 0 | 0 | 0 | 0 | 0 | 0 | 0 | 0 | 0 | 0 | 0 | 0 | 0 | 0 | 0 | 0 | 0 | 0 | 0 | 0 | 0 | 0 | 0 | 0 | 0 | 0 | 0 | 0 | 0 | 14445.7152 | 14391.5236 | 15346.1818 | 15523.995 | 15509.3652 | 15543.2303 | 15570.5127 | 2019 | 15482.8143 | 121813.3381 | 0 | 0% | 14523.9979 | 0 | 958.8163 | 32.4% | 14523.9979 | 14523.9979 | 958.8163 | 15482.8143
2020 | 0 | 0 | 0 | 0 | 0 | 0 | 0 | 0 | 0 | 0 | 0 | 0 | 0 | 0 | 0 | 0 | 0 | 0 | 0 | 0 | 0 | 0 | 0 | 0 | 0 | 0 | 0 | 0 | 0 | 0 | 0 | 0 | 0 | 0 | 0 | 0 | 0 | 0 | 0 | 0 | 0 | 0 | 0 | 14391.5236 | 15346.1818 | 15523.995 | 15509.3652 | 15543.2303 | 15570.5127 | 15482.8143 | 2020 | 15437.3485 | 122804.9714 | 0 | 0% | 14445.7152 | 0 | 991.6332 | 32.4% | 14445.7152 | 14445.7152 | 991.6332 | 15437.3485
2021 | 0 | 0 | 0 | 0 | 0 | 0 | 0 | 0 | 0 | 0 | 0 | 0 | 0 | 0 | 0 | 0 | 0 | 0 | 0 | 0 | 0 | 0 | 0 | 0 | 0 | 0 | 0 | 0 | 0 | 0 | 0 | 0 | 0 | 0 | 0 | 0 | 0 | 0 | 0 | 0 | 0 | 0 | 0 | 15346.1818 | 15523.995 | 15509.3652 | 15543.2303 | 15570.5127 | 15482.8143 | 15437.3485 | 2021 | 15425.2107 | 123838.6585 | 0 | 0% | 14391.5236 | 0 | 1033.6871 | 32.4% | 14391.5236 | 14391.5236 | 1033.6871 | 15425.2107
2022 | 0 | 0 | 0 | 0 | 0 | 0 | 0 | 0 | 0 | 0 | 0 | 0 | 0 | 0 | 0 | 0 | 0 | 0 | 0 | 0 | 0 | 0 | 0 | 0 | 0 | 0 | 0 | 0 | 0 | 0 | 0 | 0 | 0 | 0 | 0 | 0 | 0 | 0 | 0 | 0 | 0 | 0 | 0 | 15523.995 | 15509.3652 | 15543.2303 | 15570.5127 | 15482.8143 | 15437.3485 | 15425.2107 | 2022 | 16422.0752 | 124914.5519 | 0 | 0% | 15346.1818 | 0 | 1075.8934 | 32.4% | 15346.1818 | 15346.1818 | 1075.8934 | 16422.0752
2023 | 0 | 0 | 0 | 0 | 0 | 0 | 0 | 0 | 0 | 0 | 0 | 0 | 0 | 0 | 0 | 0 | 0 | 0 | 0 | 0 | 0 | 0 | 0 | 0 | 0 | 0 | 0 | 0 | 0 | 0 | 0 | 0 | 0 | 0 | 0 | 0 | 0 | 0 | 0 | 0 | 0 | 0 | 0 | 15509.3652 | 15543.2303 | 15570.5127 | 15482.8143 | 15437.3485 | 15425.2107 | 16422.0752 | 2023 | 16633.4899 | 126024.0468 | 0 | 0% | 15523.995 | 0 | 1109.4949 | 32.4% | 15523.995 | 15523.995 | 1109.4949 | 16633.4899
2024 | 0 | 0 | 0 | 0 | 0 | 0 | 0 | 0 | 0 | 0 | 0 | 0 | 0 | 0 | 0 | 0 | 0 | 0 | 0 | 0 | 0 | 0 | 0 | 0 | 0 | 0 | 0 | 0 | 0 | 0 | 0 | 0 | 0 | 0 | 0 | 0 | 0 | 0 | 0 | 0 | 0 | 0 | 0 | 15543.2303 | 15570.5127 | 15482.8143 | 15437.3485 | 15425.2107 | 16422.0752 | 16633.4899 | 2024 | 16637.223 | 127151.9047 | 0 | 0% | 15509.3652 | 0 | 1127.8578 | 32.4% | 15509.3652 | 15509.3652 | 1127.8578 | 16637.223
2025 | 0 | 0 | 0 | 0 | 0 | 0 | 0 | 0 | 0 | 0 | 0 | 0 | 0 | 0 | 0 | 0 | 0 | 0 | 0 | 0 | 0 | 0 | 0 | 0 | 0 | 0 | 0 | 0 | 0 | 0 | 0 | 0 | 0 | 0 | 0 | 0 | 0 | 0 | 0 | 0 | 0 | 0 | 0 | 15570.5127 | 15482.8143 | 15437.3485 | 15425.2107 | 16422.0752 | 16633.4899 | 16637.223 | 2025 | 16670.4496 | 128279.124 | 0 | 0% | 15543.2303 | 0 | 1127.2193 | 32.4% | 15543.2303 | 15543.2303 | 1127.2193 | 16670.4496
2026 | 0 | 0 | 0 | 0 | 0 | 0 | 0 | 0 | 0 | 0 | 0 | 0 | 0 | 0 | 0 | 0 | 0 | 0 | 0 | 0 | 0 | 0 | 0 | 0 | 0 | 0 | 0 | 0 | 0 | 0 | 0 | 0 | 0 | 0 | 0 | 0 | 0 | 0 | 0 | 0 | 0 | 0 | 0 | 15482.8143 | 15437.3485 | 15425.2107 | 16422.0752 | 16633.4899 | 16637.223 | 16670.4496 | 2026 | 16677.7253 | 129386.3366 | 0 | 0% | 15570.5127 | 0 | 1107.2126 | 32.4% | 15570.5127 | 15570.5127 | 1107.2126 | 16677.7253
2027 | 0 | 0 | 0 | 0 | 0 | 0 | 0 | 0 | 0 | 0 | 0 | 0 | 0 | 0 | 0 | 0 | 0 | 0 | 0 | 0 | 0 | 0 | 0 | 0 | 0 | 0 | 0 | 0 | 0 | 0 | 0 | 0 | 0 | 0 | 0 | 0 | 0 | 0 | 0 | 0 | 0 | 0 | 0 | 15437.3485 | 15425.2107 | 16422.0752 | 16633.4899 | 16637.223 | 16670.4496 | 16677.7253 | 2027 | 16553.981 | 130457.5033 | 0 | 0% | 15482.8143 | 0 | 1071.1667 | 32.4% | 15482.8143 | 15482.8143 | 1071.1667 | 16553.981
2028 | 0 | 0 | 0 | 0 | 0 | 0 | 0 | 0 | 0 | 0 | 0 | 0 | 0 | 0 | 0 | 0 | 0 | 0 | 0 | 0 | 0 | 0 | 0 | 0 | 0 | 0 | 0 | 0 | 0 | 0 | 0 | 0 | 0 | 0 | 0 | 0 | 0 | 0 | 0 | 0 | 0 | 0 | 0 | 15425.2107 | 16422.0752 | 16633.4899 | 16637.223 | 16670.4496 | 16677.7253 | 16553.981 | 2028 | 16462.2461 | 131482.4009 | 0 | 0% | 15437.3485 | 0 | 1024.8976 | 32.4% | 15437.3485 | 15437.3485 | 1024.8976 | 16462.2461
2029 | 0 | 0 | 0 | 0 | 0 | 0 | 0 | 0 | 0 | 0 | 0 | 0 | 0 | 0 | 0 | 0 | 0 | 0 | 0 | 0 | 0 | 0 | 0 | 0 | 0 | 0 | 0 | 0 | 0 | 0 | 0 | 0 | 0 | 0 | 0 | 0 | 0 | 0 | 0 | 0 | 0 | 0 | 0 | 16422.0752 | 16633.4899 | 16637.223 | 16670.4496 | 16677.7253 | 16553.981 | 16462.2461 | 2029 | 16400.9446 | 132458.1348 | 0 | 0% | 15425.2107 | 0 | 975.7339 | 32.4% | 15425.2107 | 15425.2107 | 975.7339 | 16400.9446
2030 | 0 | 0 | 0 | 0 | 0 | 0 | 0 | 0 | 0 | 0 | 0 | 0 | 0 | 0 | 0 | 0 | 0 | 0 | 0 | 0 | 0 | 0 | 0 | 0 | 0 | 0 | 0 | 0 | 0 | 0 | 0 | 0 | 0 | 0 | 0 | 0 | 0 | 0 | 0 | 0 | 0 | 0 | 0 | 16633.4899 | 16637.223 | 16670.4496 | 16677.7253 | 16553.981 | 16462.2461 | 16400.9446 | 2030 | 17353.3503 | 133389.4098 | 0 | 0% | 16422.0752 | 0 | 931.275 | 32.4% | 16422.0752 | 16422.0752 | 931.275 | 17353.3503
2031 | 0 | 0 | 0 | 0 | 0 | 0 | 0 | 0 | 0 | 0 | 0 | 0 | 0 | 0 | 0 | 0 | 0 | 0 | 0 | 0 | 0 | 0 | 0 | 0 | 0 | 0 | 0 | 0 | 0 | 0 | 0 | 0 | 0 | 0 | 0 | 0 | 0 | 0 | 0 | 0 | 0 | 0 | 0 | 16637.223 | 16670.4496 | 16677.7253 | 16553.981 | 16462.2461 | 16400.9446 | 17353.3503 | 2031 | 17564.765 | 134320.6849 | 0 | 0% | 16633.4899 | 0 | 931.275 | 32.4% | 16633.4899 | 16633.4899 | 931.275 | 17564.765
2032 | 0 | 0 | 0 | 0 | 0 | 0 | 0 | 0 | 0 | 0 | 0 | 0 | 0 | 0 | 0 | 0 | 0 | 0 | 0 | 0 | 0 | 0 | 0 | 0 | 0 | 0 | 0 | 0 | 0 | 0 | 0 | 0 | 0 | 0 | 0 | 0 | 0 | 0 | 0 | 0 | 0 | 0 | 0 | 16670.4496 | 16677.7253 | 16553.981 | 16462.2461 | 16400.9446 | 17353.3503 | 17564.765 | 2032 | 17568.4981 | 135251.9599 | 0 | 0% | 16637.223 | 0 | 931.275 | 32.4% | 16637.223 | 16637.223 | 931.275 | 17568.4981
2033 | 0 | 0 | 0 | 0 | 0 | 0 | 0 | 0 | 0 | 0 | 0 | 0 | 0 | 0 | 0 | 0 | 0 | 0 | 0 | 0 | 0 | 0 | 0 | 0 | 0 | 0 | 0 | 0 | 0 | 0 | 0 | 0 | 0 | 0 | 0 | 0 | 0 | 0 | 0 | 0 | 0 | 0 | 0 | 16677.7253 | 16553.981 | 16462.2461 | 16400.9446 | 17353.3503 | 17564.765 | 17568.4981 | 2033 | 17601.7247 | 136183.235 | 0 | 0% | 16670.4496 | 0 | 931.275 | 32.4% | 16670.4496 | 16670.4496 | 931.275 | 17601.7247
2034 | 0 | 0 | 0 | 0 | 0 | 0 | 0 | 0 | 0 | 0 | 0 | 0 | 0 | 0 | 0 | 0 | 0 | 0 | 0 | 0 | 0 | 0 | 0 | 0 | 0 | 0 | 0 | 0 | 0 | 0 | 0 | 0 | 0 | 0 | 0 | 0 | 0 | 0 | 0 | 0 | 0 | 0 | 0 | 16553.981 | 16462.2461 | 16400.9446 | 17353.3503 | 17564.765 | 17568.4981 | 17601.7247 | 2034 | 17609.0004 | 137114.51 | 0 | 0% | 16677.7253 | 0 | 931.275 | 32.4% | 16677.7253 | 16677.7253 | 931.275 | 17609.0004

## Stock Data
Shipment data leading to start of analysis period (2005). 6P Supply Curve Base Year = 2001.
1 | 2 | 3 | 4 | 5 | 6 | 7 | 8 | 9
PNW SFm + MFm + DMo Torchieres Historical Data and Drivers
| Existing Construction | New Construction | Total Housing Units | Torchiere Existing Construction Replacement | Torchiere New Construction | Torchiere New Construction Replacement | Total Torchiere(shipment) | Total Stock
2001 | 5056894.6 | 82155.2 | 5139049.8 | 214490.9049 | 22586.1132 | 0 | 237077.0181 | 1738513.3528 | Assumptions:
2002 | 5145162.8 | 88268.2 | 5233431 | 214490.9049 | 24754.6104 | 0 | 239245.5153 | 1740681.85 | Appliance Saturation | 15%
2003 | 5240289.9 | 95127.1 | 5335417 | 214490.9049 | 27013.26 | 0 | 241504.1649 | 1742940.4996 | New Construction Growth Rate | 0% | 6th Plan Supply Curve
2004 | 5340768.8856 | 100478.9856 | 5441247.8712 | 214490.9049 | 28459.8356 | 0 | 242950.7405 | 1744387.0752 | Lifetime | 7 | LBNL
2005 | 5449372.5919 | 108603.7063 | 5557976.2981 | 214490.9049 | 31145.9453 | 0 | 245636.8502 | 1747073.1849
2006 | 5550866.378 | 101493.7861 | 5652360.1642 | 214490.9049 | 28558.6591 | 0 | 243049.564 | 1744485.8987
2007 | 5635486.3316 | 84619.9536 | 5720106.2851 | 214490.9049 | 22861.0837 | 0 | 237351.9886 | 1738788.3233
2008 | 5691856.7927 | 56370.4612 | 5748227.2539 | 214490.9049 | 14458.5081 | 0 | 228949.4131 | 1730385.7477
2009 | 5732731.1662 | 40874.3735 | 5773605.5397 | 214490.9049 | 10738.1347 | 1534.0192 | 226763.0589 | 1728199.3936
2010 | 5732731.1662 | 60852.731 | 5793583.8972 | 214490.9049 | 16611.438 | 2373.0626 | 233475.4055 | 1734911.7402
2011 | 5732731.1662 | 81335.0099 | 5814066.1761 | 214490.9049 | 22524.92 | 3217.8457 | 240233.6706 | 1741670.0053
2012 | 5732731.1662 | 91641.9482 | 5824373.1143 | 214490.9049 | 25704.7762 | 3672.1109 | 243867.792 | 1745304.1267
2013 | 5732731.1662 | 93857.9437 | 5826589.1099 | 214490.9049 | 26339.7142 | 3762.8163 | 244593.4354 | 1746029.7701
2014 | 5732731.1662 | 94061.2301 | 5826792.3962 | 214490.9049 | 26283.7243 | 3754.8178 | 244529.447 | 1745965.7817
2015 | 5732731.1662 | 95230.654 | 5827961.8202 | 214490.9049 | 26496.9707 | 3785.2815 | 244773.1571 | 1746209.4918
2016 | 5732731.1662 | 96265.9208 | 5828997.0869 | 214490.9049 | 26691.5692 | 3813.0813 | 244995.5554 | 1746431.8901
2017 | 5732731.1662 | 95480.6719 | 5828211.8381 | 214490.9049 | 26359.1518 | 3765.5931 | 244615.6499 | 1746051.9845
2018 | 5732731.1662 | 94766.1569 | 5827497.3231 | 214490.9049 | 26012.2176 | 3716.0311 | 244219.1536 | 1745655.4883
2019 | 5732731.1662 | 94199.3874 | 5826930.5536 | 214490.9049 | 25668.807 | 3666.9724 | 243826.6844 | 1745263.019
2020 | 5732731.1662 | 93772.7613 | 5826503.9275 | 214490.9049 | 25409.6719 | 3629.9531 | 243530.53 | 1744966.8647
2021 | 5732731.1662 | 91960.5053 | 5824691.6715 | 214490.9049 | 24841.2415 | 3548.7488 | 242880.8952 | 1744317.2299
2022 | 5732731.1662 | 91355.496 | 5824086.6622 | 214490.9049 | 24554.2401 | 3507.7486 | 242552.8937 | 1743989.2283
2023 | 5732731.1662 | 90866.6107 | 5823597.7769 | 214490.9049 | 24339.4095 | 3477.0585 | 242307.3729 | 1743743.7076
2024 | 5732731.1662 | 89996.31 | 5822727.4762 | 214490.9049 | 24046.7194 | 3435.2456 | 241972.87 | 1743409.2046
2025 | 5732731.1662 | 89549.0542 | 5822280.2204 | 214490.9049 | 23943.6556 | 3420.5222 | 241855.0828 | 1743291.4174
2026 | 5732731.1662 | 88542.0451 | 5821273.2113 | 214490.9049 | 23697.0191 | 3385.2884 | 241573.2125 | 1743009.5471
2027 | 5732731.1662 | 87026.8342 | 5819758.0004 | 214490.9049 | 23265.4103 | 3323.63 | 241079.9453 | 1742516.2799
2028 | 5732731.1662 | 85147.6332 | 5817878.7994 | 214490.9049 | 22717.6272 | 3245.3753 | 240453.9074 | 1741890.2421
2029 | 5732731.1662 | 83707.3967 | 5816438.5629 | 214490.9049 | 22320.2928 | 3188.6133 | 239999.811 | 1741436.1457
2030 | 5732731.1662 | 82956.2409 | 5815687.4071 | 214490.9049 | 22168.41 | 3166.9157 | 239826.2306 | 1741262.5653
2031 | 5732731.1662 | 82956.2409 | 5815687.4071 | 214490.9049 | 22168.41 | 3166.9157 | 239826.2306 | 1741262.5653
2032 | 5732731.1662 | 82956.2409 | 5815687.4071 | 214490.9049 | 22168.41 | 3166.9157 | 239826.2306 | 1741262.5653
2033 | 5732731.1662 | 82956.2409 | 5815687.4071 | 214490.9049 | 22168.41 | 3166.9157 | 239826.2306 | 1741262.5653
2034 | 5732731.1662 | 82956.2409 | 5815687.4071 | 214490.9049 | 22168.41 | 3166.9157 | 239826.2306 | 1741262.5653
field requirement
PNW SFm Torchieres Historical Data and Drivers
| Existing Construction | New Construction | Total Housing Units | Torchiere Existing Construction Replacement | Torchiere New Construction | Torchiere New Construction Replacement | Total Torchiere(shipment) | Total Stock |  |  | Source
2001 | 3629474.1 | 58981.8 | 3688455.9 | 181958.8378 | 19110.1032 | -- | 201068.941 | 1474780.8057 | Assumptions:
2002 | 3695648.7 | 66174.6 | 3761823.3 | 181958.8378 | 21440.5704 | -- | 203399.4082 | 1477111.2729 | Appliance Saturation | 32.4%
2003 | 3768891.2 | 73242.5 | 3842133.7 | 181958.8378 | 23730.57 | -- | 205689.4078 | 1479401.2725 | New Construction Growth Rate | 0% | 6th Plan Supply Curve
2004 | 3845833.6581 | 76942.4581 | 3922776.1163 | 181958.8378 | 24929.3564 | -- | 206888.1943 | 1480600.059 | Lifetime | 7 | LBNL
2005 | 3931209.459 | 85375.8009 | 4016585.2599 | 181958.8378 | 27661.7595 | -- | 209620.5973 | 1483332.462
2006 | 4007845.0402 | 76635.5812 | 4084480.6215 | 181958.8378 | 24829.9283 | -- | 206788.7661 | 1480500.6309
2007 | 4066282.3427 | 58437.3025 | 4124719.6451 | 181958.8378 | 18933.686 | -- | 200892.5238 | 1474604.3885
2008 | 4100781.9917 | 34499.6491 | 4135281.6408 | 181958.8378 | 11177.8863 | -- | 193136.7241 | 1466848.5888
2009 | 4127258.8808 | 26476.889 | 4153735.7698 | 181958.8378 | 8578.512 | 1225.5017 | 191762.8516 | 1465474.7163
2010 | 4127258.8808 | 43008.7836 | 4170267.6643 | 181958.8378 | 13934.8459 | 1990.6923 | 197884.376 | 1471596.2407
2011 | 4127258.8808 | 59337.1752 | 4186596.056 | 181958.8378 | 19225.2448 | 2746.4635 | 203930.5461 | 1477642.4108
2012 | 4127258.8808 | 68726.9193 | 4195985.8001 | 181958.8378 | 22267.5219 | 3181.0746 | 207407.4342 | 1481119.2989
2013 | 4127258.8808 | 70465.6471 | 4197724.5279 | 181958.8378 | 22830.8697 | 3261.5528 | 208051.2603 | 1481763.125
2014 | 4127258.8808 | 69968.6196 | 4197227.5003 | 181958.8378 | 22669.8327 | 3238.5475 | 207867.2181 | 1481579.0828
2015 | 4127258.8808 | 70186.0491 | 4197444.9299 | 181958.8378 | 22740.2799 | 3248.6114 | 207947.7292 | 1481659.5939
2016 | 4127258.8808 | 70411.96 | 4197670.8408 | 181958.8378 | 22813.475 | 3259.0679 | 208031.3807 | 1481743.2454
2017 | 4127258.8808 | 69178.4541 | 4196437.3348 | 181958.8378 | 22413.8191 | 3201.9742 | 207574.6311 | 1481286.4958
2018 | 4127258.8808 | 67800.5406 | 4195059.4214 | 181958.8378 | 21967.3752 | 3138.1965 | 207064.4094 | 1480776.2742
2019 | 4127258.8808 | 66315.5108 | 4193574.3915 | 181958.8378 | 21486.2255 | 3069.4608 | 206514.5241 | 1480226.3888
2020 | 4127258.8808 | 65194.01 | 4192452.8908 | 181958.8378 | 21122.8592 | 3017.5513 | 206099.2484 | 1479811.1131
2021 | 4127258.8808 | 63489.458 | 4190748.3388 | 181958.8378 | 20570.5844 | 2938.6549 | 205468.0771 | 1479179.9418
2022 | 4127258.8808 | 62361.5847 | 4189620.4655 | 181958.8378 | 20205.1534 | 2886.4505 | 205050.4417 | 1478762.3065
2023 | 4127258.8808 | 61548.3785 | 4188807.2593 | 181958.8378 | 19941.6746 | 2848.8107 | 204749.3231 | 1478461.1878
2024 | 4127258.8808 | 60616.5109 | 4187875.3917 | 181958.8378 | 19639.7495 | 2805.6785 | 204404.2659 | 1478116.1306
2025 | 4127258.8808 | 60409.7556 | 4187668.6364 | 181958.8378 | 19572.7608 | 2796.1087 | 204327.7073 | 1478039.5721
2026 | 4127258.8808 | 59860.4156 | 4187119.2964 | 181958.8378 | 19394.7747 | 2770.6821 | 204124.2946 | 1477836.1593
2027 | 4127258.8808 | 58686.1215 | 4185945.0023 | 181958.8378 | 19014.3034 | 2716.3291 | 203689.4702 | 1477401.335
2028 | 4127258.8808 | 57157.9437 | 4184416.8245 | 181958.8378 | 18519.1738 | 2645.5963 | 203123.6078 | 1476835.4725
2029 | 4127258.8808 | 56115.996 | 4183374.8767 | 181958.8378 | 18181.5827 | 2597.369 | 202737.7895 | 1476449.6542
2030 | 4127258.8808 | 55890.6542 | 4183149.535 | 181958.8378 | 18108.572 | 2586.9389 | 202654.3486 | 1476366.2133
2031 | 4127258.8808 | 55890.6542 | 4183149.535 | 181958.8378 | 18108.572 | 2586.9389 | 202654.3486 | 1476366.2133
2032 | 4127258.8808 | 55890.6542 | 4183149.535 | 181958.8378 | 18108.572 | 2586.9389 | 202654.3486 | 1476366.2133
2033 | 4127258.8808 | 55890.6542 | 4183149.535 | 181958.8378 | 18108.572 | 2586.9389 | 202654.3486 | 1476366.2133
2034 | 4127258.8808 | 55890.6542 | 4183149.535 | 181958.8378 | 18108.572 | 2586.9389 | 202654.3486 | 1476366.2133
field requirement
PNW MFm Torchieres Historical Data and Drivers
| Existing Construction | New Construction | Total Housing Units | Torchiere Existing Construction Replacement | Torchiere New Construction | Torchiere New Construction Replacement | Total Torchiere(shipment) | Total Stock |  |  | Source
2001 | 884046.5 | 15890.4 | 899936.9 | 20295.3028 | 2383.56 | -- | 22678.8628 | 164745.9828 | Assumptions:
2002 | 898676.1 | 14629.6 | 913305.7 | 20295.3028 | 2194.44 | -- | 22489.7428 | 164556.8628 | Appliance Saturation | 15%
2003 | 913665.7 | 14989.6 | 928655.3 | 20295.3028 | 2248.44 | -- | 22543.7428 | 164610.8628 | New Construction Growth Rate | 0% | 6th Plan Supply Curve
2004 | 930543.2275 | 16877.5275 | 947420.7549 | 20295.3028 | 2531.6291 | -- | 22826.932 | 164894.0519 | Lifetime | 7 | LBNL
2005 | 947114.1329 | 16570.9054 | 963685.0382 | 20295.3028 | 2485.6358 | -- | 22780.9387 | 164848.0586
2006 | 965629.3378 | 18515.2049 | 984144.5427 | 20295.3028 | 2777.2807 | -- | 23072.5836 | 165139.7035
2007 | 983777.8984 | 18148.5607 | 1001926.4591 | 20295.3028 | 2722.2841 | -- | 23017.5869 | 165084.7069
2008 | 997322.7976 | 13544.8992 | 1010867.6968 | 20295.3028 | 2031.7349 | -- | 22327.0377 | 164394.1577
2009 | 1003273.0725 | 5950.2749 | 1009223.3474 | 20295.3028 | 892.5412 | 127.5059 | 21315.35 | 163382.4699
2010 | 1003273.0725 | 9362.3774 | 1012635.45 | 20295.3028 | 1404.3566 | 200.6224 | 21900.2818 | 163967.4018
2011 | 1003273.0725 | 13644.6104 | 1016917.6829 | 20295.3028 | 2046.6916 | 292.3845 | 22634.3789 | 164701.4988
2012 | 1003273.0725 | 14847.6893 | 1018120.7618 | 20295.3028 | 2227.1534 | 318.1648 | 22840.621 | 164907.7409
2013 | 1003273.0725 | 15684.2346 | 1018957.3071 | 20295.3028 | 2352.6352 | 336.0907 | 22984.0288 | 165051.1487
2014 | 1003273.0725 | 16844.5843 | 1020117.6568 | 20295.3028 | 2526.6876 | 360.9554 | 23182.9459 | 165250.0658
2015 | 1003273.0725 | 18222.3436 | 1021495.4162 | 20295.3028 | 2733.3515 | 390.4788 | 23419.1332 | 165486.2531
2016 | 1003273.0725 | 19354.1343 | 1022627.2068 | 20295.3028 | 2903.1201 | 414.7314 | 23613.1544 | 165680.2744
2017 | 1003273.0725 | 19989.3205 | 1023262.393 | 20295.3028 | 2998.3981 | 428.3426 | 23722.0435 | 165789.1634
2018 | 1003273.0725 | 20686.1969 | 1023959.2695 | 20295.3028 | 3102.9295 | 443.2756 | 23841.508 | 165908.628
2019 | 1003273.0725 | 21491.7678 | 1024764.8403 | 20295.3028 | 3223.7652 | 460.5379 | 23979.6059 | 166046.7258
2020 | 1003273.0725 | 21967.8631 | 1025240.9357 | 20295.3028 | 3295.1795 | 470.7399 | 24061.2222 | 166128.3422
2021 | 1003273.0725 | 21579.7998 | 1024852.8724 | 20295.3028 | 3236.97 | 462.4243 | 23994.6971 | 166061.817
2022 | 1003273.0725 | 21821.2885 | 1025094.361 | 20295.3028 | 3273.1933 | 467.599 | 24036.0952 | 166103.2151
2023 | 1003273.0725 | 21921.5997 | 1025194.6722 | 20295.3028 | 3288.24 | 469.7486 | 24053.2914 | 166120.4113
2024 | 1003273.0725 | 21860.7468 | 1025133.8193 | 20295.3028 | 3279.112 | 468.4446 | 24042.8594 | 166109.9794
2025 | 1003273.0725 | 21624.5031 | 1024897.5757 | 20295.3028 | 3243.6755 | 463.3822 | 24002.3605 | 166069.4805
2026 | 1003273.0725 | 21300.212 | 1024573.2845 | 20295.3028 | 3195.0318 | 456.4331 | 23946.7678 | 166013.8877
2027 | 1003273.0725 | 21199.6013 | 1024472.6739 | 20295.3028 | 3179.9402 | 454.2772 | 23929.5202 | 165996.6401
2028 | 1003273.0725 | 21157.0388 | 1024430.1113 | 20295.3028 | 3173.5558 | 453.3651 | 23922.2238 | 165989.3437
2029 | 1003273.0725 | 21086.5083 | 1024359.5808 | 20295.3028 | 3162.9762 | 451.8537 | 23910.1328 | 165977.2528
2030 | 1003273.0725 | 20857.0864 | 1024130.1589 | 20295.3028 | 3128.563 | 446.9376 | 23870.8034 | 165937.9233
2031 | 1003273.0725 | 20857.0864 | 1024130.1589 | 20295.3028 | 3128.563 | 446.9376 | 23870.8034 | 165937.9233
2032 | 1003273.0725 | 20857.0864 | 1024130.1589 | 20295.3028 | 3128.563 | 446.9376 | 23870.8034 | 165937.9233
2033 | 1003273.0725 | 20857.0864 | 1024130.1589 | 20295.3028 | 3128.563 | 446.9376 | 23870.8034 | 165937.9233
2034 | 1003273.0725 | 20857.0864 | 1024130.1589 | 20295.3028 | 3128.563 | 446.9376 | 23870.8034 | 165937.9233
field requirement
PNW DMo Torchieres Historical Data and Drivers
| Existing Construction | New Construction | Total Housing Units | Torchiere Existing Construction Replacement | Torchiere New Construction | Torchiere New Construction Replacement | Total Torchiere(shipment) | Total Stock |  |  | Source
2001 | 543374 | 7283 | 550657 | 12236.7643 | 1092.45 | -- | 13329.2143 | 98986.5643 | Assumptions:
2002 | 550838 | 7464 | 558302 | 12236.7643 | 1119.6 | -- | 13356.3643 | 99013.7143 | Appliance Saturation | 15%
2003 | 557733 | 6895 | 564628 | 12236.7643 | 1034.25 | -- | 13271.0143 | 98928.3643 | New Construction Growth Rate | 0% | 6th Plan Supply Curve
2004 | 564392 | 6659 | 571051 | 12236.7643 | 998.85 | -- | 13235.6143 | 98892.9643 | Lifetime | 7 | 6th Plan Supply Curve
2005 | 571049 | 6657 | 577706 | 12236.7643 | 998.55 | -- | 13235.3143 | 98892.6643
2006 | 577392 | 6343 | 583735 | 12236.7643 | 951.45 | -- | 13188.2143 | 98845.5643
2007 | 585426.0904 | 8034.0904 | 593460.1809 | 12236.7643 | 1205.1136 | -- | 13441.8779 | 99099.2279
2008 | 593752.0034 | 8325.9129 | 602077.9163 | 12236.7643 | 1248.8869 | -- | 13485.6512 | 99143.0012
2009 | 602199.2129 | 8447.2095 | 610646.4224 | 12236.7643 | 1267.0814 | 181.0116 | 13684.8573 | 99342.2073
2010 | 602199.2129 | 8481.57 | 610680.7829 | 12236.7643 | 1272.2355 | 181.7479 | 13690.7477 | 99348.0977
2011 | 602199.2129 | 8353.2243 | 610552.4372 | 12236.7643 | 1252.9836 | 178.9977 | 13668.7456 | 99326.0956
2012 | 602199.2129 | 8067.3396 | 610266.5525 | 12236.7643 | 1210.1009 | 172.8716 | 13619.7368 | 99277.0868
2013 | 602199.2129 | 7708.0621 | 609907.2749 | 12236.7643 | 1156.2093 | 165.1728 | 13558.1464 | 99215.4964
2014 | 602199.2129 | 7248.0262 | 609447.2391 | 12236.7643 | 1087.2039 | 155.3148 | 13479.2831 | 99136.6331
2015 | 602199.2129 | 6822.2612 | 609021.4741 | 12236.7643 | 1023.3392 | 146.1913 | 13406.2948 | 99063.6448
2016 | 602199.2129 | 6499.8265 | 608699.0393 | 12236.7643 | 974.974 | 139.282 | 13351.0203 | 99008.3703
2017 | 602199.2129 | 6312.8974 | 608512.1103 | 12236.7643 | 946.9346 | 135.2764 | 13318.9753 | 98976.3253
2018 | 602199.2129 | 6279.4194 | 608478.6323 | 12236.7643 | 941.9129 | 134.559 | 13313.2362 | 98970.5862
2019 | 602199.2129 | 6392.1089 | 608591.3217 | 12236.7643 | 958.8163 | 136.9738 | 13332.5544 | 98989.9044
2020 | 602199.2129 | 6610.8882 | 608810.1011 | 12236.7643 | 991.6332 | 141.6619 | 13370.0594 | 99027.4094
2021 | 602199.2129 | 6891.2475 | 609090.4604 | 12236.7643 | 1033.6871 | 147.6696 | 13418.121 | 99075.471
2022 | 602199.2129 | 7172.6229 | 609371.8357 | 12236.7643 | 1075.8934 | 153.6991 | 13466.3568 | 99123.7068
2023 | 602199.2129 | 7396.6325 | 609595.8454 | 12236.7643 | 1109.4949 | 158.4993 | 13504.7584 | 99162.1084
2024 | 602199.2129 | 7519.0523 | 609718.2652 | 12236.7643 | 1127.8578 | 161.1225 | 13525.7447 | 99183.0947
2025 | 602199.2129 | 7514.7954 | 609714.0083 | 12236.7643 | 1127.2193 | 161.0313 | 13525.0149 | 99182.3649
2026 | 602199.2129 | 7381.4175 | 609580.6304 | 12236.7643 | 1107.2126 | 158.1732 | 13502.1501 | 99159.5001
2027 | 602199.2129 | 7141.1113 | 609340.3242 | 12236.7643 | 1071.1667 | 153.0238 | 13460.9548 | 99118.3048
2028 | 602199.2129 | 6832.6507 | 609031.8636 | 12236.7643 | 1024.8976 | 146.4139 | 13408.0758 | 99065.4258
2029 | 602199.2129 | 6504.8925 | 608704.1054 | 12236.7643 | 975.7339 | 139.3906 | 13351.8887 | 99009.2387
2030 | 602199.2129 | 6208.5003 | 608407.7132 | 12236.7643 | 931.275 | 133.0393 | 13301.0786 | 98958.4286
2031 | 602199.2129 | 6208.5003 | 608407.7132 | 12236.7643 | 931.275 | 133.0393 | 13301.0786 | 98958.4286
2032 | 602199.2129 | 6208.5003 | 608407.7132 | 12236.7643 | 931.275 | 133.0393 | 13301.0786 | 98958.4286
2033 | 602199.2129 | 6208.5003 | 608407.7132 | 12236.7643 | 931.275 | 133.0393 | 13301.0786 | 98958.4286
2034 | 602199.2129 | 6208.5003 | 608407.7132 | 12236.7643 | 931.275 | 133.0393 | 13301.0786 | 98958.4286
field requirement
Note on C36: extrapolated
Note on C75: extrapolated
Note on C114: extrapolated
Note on C153: extrapolated

## PNW Total Housing Units
PNW Residential Sector Load Forecast Copied from PNWResSectorSupplyCurveUnits_6th_Fnl workbook
User Inputs |  |  | EIA Cust. Cnt.2005 | 5251877 | 96.38%
Calculated
Year |  | Growth Rate | 2000 | 2001 | 2002 | 2003 | 2004 | 2005 | 2006 | 2007 | 2008 | 2009 | 2010 | 2011 | 2012 | 2013 | 2014 | 2015 | 2016 | 2017 | 2018 | 2019 | 2020 | 2021 | 2022 | 2023 | 2024 | 2025 | 2026 | 2027 | 2028 | 2029 | 2030
Total Residential Sales (aMW) |  |  | 7096.0942 | 6838.2691 | 6929.9723 | 6942.6369 | 7057.3151 | 7234.3865 | 7332.7742 | 7432.4999 | 7533.5819 | 7636.0386 | 7739.8888 | 7845.1512 | 7951.8453 | 8059.9904 | 8169.6063 | 8280.7129 | 8393.3306 | 8507.4799 | 8623.1816 | 8740.4569 | 8859.3271 | 8979.814 | 9101.9394 | 9225.7258 | 9351.1957 | 9478.3719 | 9607.2778 | 9737.9368 | 9870.3727 | 10004.6098 | 10140.6725
Total Residential Sales (MWH) |  | 1.36% | 62161785 | 59903237 | 60706557 | 60817499 | 61822080 | 63373226 | 64235101.8736 | 65108699.2591 | 65994177.569 | 66891698.3839 | 67801425.482 | 68723524.8685 | 69658164.8067 | 70605515.8481 | 71565750.8636 | 72539045.0754 | 73525576.0884 | 74525523.9232 | 75539071.0486 | 76566402.4148 | 77607705.4877 | 78663170.2823 | 79732989.3981 | 80817358.054 | 81916474.1235 | 83030538.1716 | 84159753.4907 | 85304326.1382 | 86464464.9737 | 87640381.6973 | 88832290.8884
Use/Household (kWh/yr) |  |  | 12495.4857 | 11845.8544 | 11798.7631 | 11605.7509 | 11575.5018 | 11629.4537 | 11572.0858 | 11553.3417 | 11594.4902 | 11668.3822 | 11702.8469 | 11697.7827 | 11674.7598 | 11650.2701 | 11628.2368 | 11606.7845 | 11586.1719 | 11569.6683 | 11556.9903 | 11547.7405 | 11541.5598 | 11540.6938 | 11542.9397 | 11548.0124 | 11556.454 | 11567.4871 | 11581.9379 | 11600.5186 | 11623.6925 | 11650.6692 | 11680.3082
Total Residential Households (Customers) |  |  | 4974739.4 | 5056894.6 | 5145162.8 | 5240289.9 | 5340768.8856 | 5449372.5919 | 5550866.378 | 5635486.3316 | 5691856.7927 | 5732731.1662 | 5793583.8972 | 5874918.9071 | 5966560.8552 | 6060418.7989 | 6154480.029 | 6249710.683 | 6345976.6038 | 6441457.2757 | 6536223.4326 | 6630422.82 | 6724195.5813 | 6816156.0867 | 6907511.5827 | 6998378.1935 | 7088374.5035 | 7177923.5577 | 7266465.6027 | 7353492.4369 | 7438640.0701 | 7522347.4668 | 7605303.7077 | 7605303.7077
Existing Housing (Pre - 2010) | Market Share in 2010 | Demolition Rate | 2000 | 2001 | 2002 | 2003 | 2004 | 2005 | 2006 | 2007 | 2008 | 2009 | 2010 | 2011 | 2012 | 2013 | 2014 | 2015 | 2016 | 2017 | 2018 | 2019 | 2020 | 2021 | 2022 | 2023 | 2024 | 2025 | 2026 | 2027 | 2028 | 2029 | 2030 | Pre - 2010 Remaining Units in 2030
Residential Single Family | 71.99% |  | 3570492.3 | 3629474.1 | 3695648.7 | 3768891.2 | 3845833.6581 | 3931209.459 | 4007845.0402 | 4066282.3427 | 4100781.9917 | 4127258.8808 | 4127258.8808 | 4127258.8808 | 4127258.8808 | 4127258.8808 | 4127258.8808 | 4127258.8808 | 4127258.8808 | 4127258.8808 | 4127258.8808 | 4127258.8808 | 4127258.8808 | 4127258.8808 | 4127258.8808 | 4127258.8808 | 4127258.8808 | 4127258.8808 | 4127258.8808 | 4127258.8808 | 4127258.8808 | 4127258.8808 | 4127258.8808 | 4127258.8808
Residential Multi-Family | 17.5% |  | 868156.1 | 884046.5 | 898676.1 | 913665.7 | 930543.2275 | 947114.1329 | 965629.3378 | 983777.8984 | 997322.7976 | 1003273.0725 | 1003273.0725 | 1003273.0725 | 1003273.0725 | 1003273.0725 | 1003273.0725 | 1003273.0725 | 1003273.0725 | 1003273.0725 | 1003273.0725 | 1003273.0725 | 1003273.0725 | 1003273.0725 | 1003273.0725 | 1003273.0725 | 1003273.0725 | 1003273.0725 | 1003273.0725 | 1003273.0725 | 1003273.0725 | 1003273.0725 | 1003273.0725 | 1003273.0725
Manufactured Housing | 10.5% |  | 536091 | 543374 | 550838 | 557733 | 564392 | 571049 | 577392 | 585426.0904 | 593752.0034 | 602199.2129 | 602199.2129 | 602199.2129 | 602199.2129 | 602199.2129 | 602199.2129 | 602199.2129 | 602199.2129 | 602199.2129 | 602199.2129 | 602199.2129 | 602199.2129 | 602199.2129 | 602199.2129 | 602199.2129 | 602199.2129 | 602199.2129 | 602199.2129 | 602199.2129 | 602199.2129 | 602199.2129 | 602199.2129 | 602199.2129
Total Existing Housing | 100% |  | 4974739.4 | 5056894.6 | 5145162.8 | 5240289.9 | 5340768.8856 | 5449372.5919 | 5550866.378 | 5635486.3316 | 5691856.7927 | 5732731.1662 | 5732731.1662 | 5732731.1662 | 5732731.1662 | 5732731.1662 | 5732731.1662 | 5732731.1662 | 5732731.1662 | 5732731.1662 | 5732731.1662 | 5732731.1662 | 5732731.1662 | 5732731.1662 | 5732731.1662 | 5732731.1662 | 5732731.1662 | 5732731.1662 | 5732731.1662 | 5732731.1662 | 5732731.1662 | 5732731.1662 | 5732731.1662 | 5732731.1662
New Housing - Post - 2009 | Market Share in 2010 | Growth Rate | 2000 | 2001 | 2002 | 2003 | 2004 | 2005 | 2006 | 2007 | 2008 | 2009 | 2010 | 2011 | 2012 | 2013 | 2014 | 2015 | 2016 | 2017 | 2018 | 2019 | 2020 | 2021 | 2022 | 2023 | 2024 | 2025 | 2026 | 2027 | 2028 | 2029 | 2030 | Total New Units 2010-2030
Residential Single Family | 70.68% |  | 57727.2 | 58981.8 | 66174.6 | 73242.5 | 76942.4581 | 85375.8009 | 76635.5812 | 58437.3025 | 34499.6491 | 26476.889 | 43008.7836 | 59337.1752 | 68726.9193 | 70465.6471 | 69968.6196 | 70186.0491 | 70411.96 | 69178.4541 | 67800.5406 | 66315.5108 | 65194.01 | 63489.458 | 62361.5847 | 61548.3785 | 60616.5109 | 60409.7556 | 59860.4156 | 58686.1215 | 57157.9437 | 56115.996 | 55890.6542 | 1029019.357
Residential Multi-Family | 15.39% |  | 15665.4 | 15890.4 | 14629.6 | 14989.6 | 16877.5275 | 16570.9054 | 18515.2049 | 18148.5607 | 13544.8992 | 5950.2749 | 9362.3774 | 13644.6104 | 14847.6893 | 15684.2346 | 16844.5843 | 18222.3436 | 19354.1343 | 19989.3205 | 20686.1969 | 21491.7678 | 21967.8631 | 21579.7998 | 21821.2885 | 21921.5997 | 21860.7468 | 21624.5031 | 21300.212 | 21199.6013 | 21157.0388 | 21086.5083 | 20857.0864 | 300903.0601
Manufactured Housing | 13.94% |  | 9564 | 7283 | 7464 | 6895 | 6659 | 6657 | 6343 | 8034.0904 | 8325.9129 | 8447.2095 | 8481.57 | 8353.2243 | 8067.3396 | 7708.0621 | 7248.0262 | 6822.2612 | 6499.8265 | 6312.8974 | 6279.4194 | 6392.1089 | 6610.8882 | 6891.2475 | 7172.6229 | 7396.6325 | 7519.0523 | 7514.7954 | 7381.4175 | 7141.1113 | 6832.6507 | 6504.8925 | 6208.5003 | 115269.9744
Total New Construction | 100% |  | 82956.6 | 82155.2 | 88268.2 | 95127.1 | 100478.9856 | 108603.7063 | 101493.7861 | 84619.9536 | 56370.4612 | 40874.3735 | 60852.731 | 81335.0099 | 91641.9482 | 93857.9437 | 94061.2301 | 95230.654 | 96265.9208 | 95480.6719 | 94766.1569 | 94199.3874 | 93772.7613 | 91960.5053 | 91355.496 | 90866.6107 | 89996.31 | 89549.0542 | 88542.0451 | 87026.8342 | 85147.6332 | 83707.3967 | 82956.2409 | 1445192.3915
Total Housing Units | Market Share in 2010 | Market Share in 2030 | 2000 | 2001 | 2002 | 2003 | 2004 | 2005 | 2006 | 2007 | 2008 | 2009 | 2010 | 2011 | 2012 | 2013 | 2014 | 2015 | 2016 | 2017 | 2018 | 2019 | 2020 | 2021 | 2022 | 2023 | 2024 | 2025 | 2026 | 2027 | 2028 | 2029 | 2030 | Total Unit in 2030
Residential Single Family | 71.98% | 71.58% | 3570492.3 | 3629474.1 | 3695648.7 | 3768891.2 | 3845833.6581 | 3931209.459 | 4007845.0402 | 4066282.3427 | 4100781.9917 | 4127258.8808 | 4170267.6643 | 4229604.8395 | 4298331.7588 | 4368797.4059 | 4438766.0255 | 4508952.0746 | 4579364.0346 | 4648542.4886 | 4716343.0293 | 4782658.54 | 4847852.55 | 4911342.008 | 4973703.5927 | 5035251.9712 | 5095868.4821 | 5156278.2378 | 5216138.6534 | 5274824.7749 | 5331982.7186 | 5388098.7146 | 5443989.3687 | 5443989.3687
Residential Multi-Family | 17.48% | 18.54% | 868156.1 | 884046.5 | 898676.1 | 913665.7 | 930543.2275 | 947114.1329 | 965629.3378 | 983777.8984 | 997322.7976 | 1003273.0725 | 1012635.45 | 1026280.0603 | 1041127.7496 | 1056811.9842 | 1073656.5685 | 1091878.9121 | 1111233.0464 | 1131222.3669 | 1151908.5638 | 1173400.3316 | 1195368.1947 | 1216947.9946 | 1238769.283 | 1260690.8827 | 1282551.6295 | 1304176.1326 | 1325476.3446 | 1346675.946 | 1367832.9847 | 1388919.493 | 1409776.5794 | 1409776.5794
Manufactured Housing | 10.54% | 9.882% | 536091 | 543374 | 550838 | 557733 | 564392 | 571049 | 577392 | 585426.0904 | 593752.0034 | 602199.2129 | 610680.7829 | 619034.0072 | 627101.3468 | 634809.4088 | 642057.4351 | 648879.6963 | 655379.5228 | 661692.4202 | 667971.8395 | 674363.9484 | 680974.8366 | 687866.0841 | 695038.707 | 702435.3395 | 709954.3918 | 717469.1872 | 724850.6047 | 731991.716 | 738824.3668 | 745329.2593 | 751537.7596 | 751537.7596
Total | 100% | 100% | 4974739.4 | 5056894.6 | 5145162.8 | 5240289.9 | 5340768.8856 | 5449372.5919 | 5550866.378 | 5635486.3316 | 5691856.7927 | 5732731.1662 | 5793583.8972 | 5874918.9071 | 5966560.8552 | 6060418.7989 | 6154480.029 | 6249710.683 | 6345976.6038 | 6441457.2757 | 6536223.4326 | 6630422.82 | 6724195.5813 | 6816156.0867 | 6907511.5827 | 6998378.1935 | 7088374.5035 | 7177923.5577 | 7266465.6027 | 7353492.4369 | 7438640.0701 | 7522347.4668 | 7605303.7077 | 7605303.7077
Existing Housing by State | Market Share in 2000 | Demolition Rate | 2000 | 2001 | 2002 | 2003 | 2004 | 2005 | 2006 | 2007 | 2008 | 2009 | 2010 | 2011 | 2012 | 2013 | 2014 | 2015 | 2016 | 2017 | 2018 | 2019 | 2020 | 2021 | 2022 | 2023 | 2024 | 2025 | 2026 | 2027 | 2028 | 2029 | 2030 | Remaining Units in 2030
Idaho | 11.07% |  | 550861.1302 | 544032 | 544032 | 544032 | 544032 | 544032 | 544032 | 544032 | 544032 | 544032 | 544032 | 544032 | 544032 | 544032 | 544032 | 544032 | 544032 | 544032 | 544032 | 544032 | 544032 | 544032 | 544032 | 544032 | 544032 | 544032 | 544032 | 544032 | 544032 | 544032 | 544032 | 544032
Single Family | 77.47% | 0% | 426777.1014 | 426777.1014 | 426777.1014 | 426777.1014 | 426777.1014 | 426777.1014 | 426777.1014 | 426777.1014 | 426777.1014 | 426777.1014 | 426777.1014 | 426777.1014 | 426777.1014 | 426777.1014 | 426777.1014 | 426777.1014 | 426777.1014 | 426777.1014 | 426777.1014 | 426777.1014 | 426777.1014 | 426777.1014 | 426777.1014 | 426777.1014 | 426777.1014 | 426777.1014 | 426777.1014 | 426777.1014 | 426777.1014 | 426777.1014 | 426777.1014 | 426777.1014
Multifamily | 10.95% | 0% | 60336.1612 | 60336.1612 | 60336.1612 | 60336.1612 | 60336.1612 | 60336.1612 | 60336.1612 | 60336.1612 | 60336.1612 | 60336.1612 | 60336.1612 | 60336.1612 | 60336.1612 | 60336.1612 | 60336.1612 | 60336.1612 | 60336.1612 | 60336.1612 | 60336.1612 | 60336.1612 | 60336.1612 | 60336.1612 | 60336.1612 | 60336.1612 | 60336.1612 | 60336.1612 | 60336.1612 | 60336.1612 | 60336.1612 | 60336.1612 | 60336.1612 | 60336.1612
Manufactured Home | 10.33% | 0% | 56918.7375 | 56918.7375 | 56918.7375 | 56918.7375 | 56918.7375 | 56918.7375 | 56918.7375 | 56918.7375 | 56918.7375 | 56918.7375 | 56918.7375 | 56918.7375 | 56918.7375 | 56918.7375 | 56918.7375 | 56918.7375 | 56918.7375 | 56918.7375 | 56918.7375 | 56918.7375 | 56918.7375 | 56918.7375 | 56918.7375 | 56918.7375 | 56918.7375 | 56918.7375 | 56918.7375 | 56918.7375 | 56918.7375 | 56918.7375 | 56918.7375 | 56918.7375
Montana | 8.365% |  | 416114.2172 | 413956.9242 | 413956.9242 | 413956.9242 | 413956.9242 | 413956.9242 | 413956.9242 | 413956.9242 | 413956.9242 | 413956.9242 | 413956.9242 | 413956.9242 | 413956.9242 | 413956.9242 | 413956.9242 | 413956.9242 | 413956.9242 | 413956.9242 | 413956.9242 | 413956.9242 | 413956.9242 | 413956.9242 | 413956.9242 | 413956.9242 | 413956.9242 | 413956.9242 | 413956.9242 | 413956.9242 | 413956.9242 | 413956.9242 | 413956.9242 | 413956.9242
Single Family | 79.26% | 0% | 329832.2037 | 329832.2037 | 329832.2037 | 329832.2037 | 329832.2037 | 329832.2037 | 329832.2037 | 329832.2037 | 329832.2037 | 329832.2037 | 329832.2037 | 329832.2037 | 329832.2037 | 329832.2037 | 329832.2037 | 329832.2037 | 329832.2037 | 329832.2037 | 329832.2037 | 329832.2037 | 329832.2037 | 329832.2037 | 329832.2037 | 329832.2037 | 329832.2037 | 329832.2037 | 329832.2037 | 329832.2037 | 329832.2037 | 329832.2037 | 329832.2037 | 329832.2037
Multifamily | 3.18% | 0% | 13232.0889 | 13232.0889 | 13232.0889 | 13232.0889 | 13232.0889 | 13232.0889 | 13232.0889 | 13232.0889 | 13232.0889 | 13232.0889 | 13232.0889 | 13232.0889 | 13232.0889 | 13232.0889 | 13232.0889 | 13232.0889 | 13232.0889 | 13232.0889 | 13232.0889 | 13232.0889 | 13232.0889 | 13232.0889 | 13232.0889 | 13232.0889 | 13232.0889 | 13232.0889 | 13232.0889 | 13232.0889 | 13232.0889 | 13232.0889 | 13232.0889 | 13232.0889
Manufactured Home | 17.04% | 0% | 70892.6315 | 70892.6315 | 70892.6315 | 70892.6315 | 70892.6315 | 70892.6315 | 70892.6315 | 70892.6315 | 70892.6315 | 70892.6315 | 70892.6315 | 70892.6315 | 70892.6315 | 70892.6315 | 70892.6315 | 70892.6315 | 70892.6315 | 70892.6315 | 70892.6315 | 70892.6315 | 70892.6315 | 70892.6315 | 70892.6315 | 70892.6315 | 70892.6315 | 70892.6315 | 70892.6315 | 70892.6315 | 70892.6315 | 70892.6315 | 70892.6315 | 70892.6315
Oregon | 29.91% |  | 1487735.2865 | 1487735.2865 | 1487735.2865 | 1487735.2865 | 1487735.2865 | 1487735.2865 | 1487735.2865 | 1487735.2865 | 1487735.2865 | 1487735.2865 | 1487735.2865 | 1487735.2865 | 1487735.2865 | 1487735.2865 | 1487735.2865 | 1487735.2865 | 1487735.2865 | 1487735.2865 | 1487735.2865 | 1487735.2865 | 1487735.2865 | 1487735.2865 | 1487735.2865 | 1487735.2865 | 1487735.2865 | 1487735.2865 | 1487735.2865 | 1487735.2865 | 1487735.2865 | 1487735.2865 | 1487735.2865 | 1487735.2865
Single Family | 70.5% | 0% | 1048876.0439 | 1048876.0439 | 1048876.0439 | 1048876.0439 | 1048876.0439 | 1048876.0439 | 1048876.0439 | 1048876.0439 | 1048876.0439 | 1048876.0439 | 1048876.0439 | 1048876.0439 | 1048876.0439 | 1048876.0439 | 1048876.0439 | 1048876.0439 | 1048876.0439 | 1048876.0439 | 1048876.0439 | 1048876.0439 | 1048876.0439 | 1048876.0439 | 1048876.0439 | 1048876.0439 | 1048876.0439 | 1048876.0439 | 1048876.0439 | 1048876.0439 | 1048876.0439 | 1048876.0439 | 1048876.0439 | 1048876.0439
Multifamily | 16.84% | 0% | 250573.8377 | 250573.8377 | 250573.8377 | 250573.8377 | 250573.8377 | 250573.8377 | 250573.8377 | 250573.8377 | 250573.8377 | 250573.8377 | 250573.8377 | 250573.8377 | 250573.8377 | 250573.8377 | 250573.8377 | 250573.8377 | 250573.8377 | 250573.8377 | 250573.8377 | 250573.8377 | 250573.8377 | 250573.8377 | 250573.8377 | 250573.8377 | 250573.8377 | 250573.8377 | 250573.8377 | 250573.8377 | 250573.8377 | 250573.8377 | 250573.8377 | 250573.8377
Manufactured Home | 12.66% | 0% | 188285.4049 | 188285.4049 | 188285.4049 | 188285.4049 | 188285.4049 | 188285.4049 | 188285.4049 | 188285.4049 | 188285.4049 | 188285.4049 | 188285.4049 | 188285.4049 | 188285.4049 | 188285.4049 | 188285.4049 | 188285.4049 | 188285.4049 | 188285.4049 | 188285.4049 | 188285.4049 | 188285.4049 | 188285.4049 | 188285.4049 | 188285.4049 | 188285.4049 | 188285.4049 | 188285.4049 | 188285.4049 | 188285.4049 | 188285.4049 | 188285.4049 | 188285.4049
Washington | 50.66% |  | 2520028.7661 | 2512698.2443 | 2512698.2443 | 2512698.2443 | 2512698.2443 | 2512698.2443 | 2512698.2443 | 2512698.2443 | 2512698.2443 | 2512698.2443 | 2512698.2443 | 2512698.2443 | 2512698.2443 | 2512698.2443 | 2512698.2443 | 2512698.2443 | 2512698.2443 | 2512698.2443 | 2512698.2443 | 2512698.2443 | 2512698.2443 | 2512698.2443 | 2512698.2443 | 2512698.2443 | 2512698.2443 | 2512698.2443 | 2512698.2443 | 2512698.2443 | 2512698.2443 | 2512698.2443 | 2512698.2443 | 2512698.2443
Single Family | 80.32% | 0% | 2024011.0831 | 2024011.0831 | 2024011.0831 | 2024011.0831 | 2024011.0831 | 2024011.0831 | 2024011.0831 | 2024011.0831 | 2024011.0831 | 2024011.0831 | 2024011.0831 | 2024011.0831 | 2024011.0831 | 2024011.0831 | 2024011.0831 | 2024011.0831 | 2024011.0831 | 2024011.0831 | 2024011.0831 | 2024011.0831 | 2024011.0831 | 2024011.0831 | 2024011.0831 | 2024011.0831 | 2024011.0831 | 2024011.0831 | 2024011.0831 | 2024011.0831 | 2024011.0831 | 2024011.0831 | 2024011.0831 | 2024011.0831
Multifamily | 13.55% | 0% | 341391.6609 | 341391.6609 | 341391.6609 | 341391.6609 | 341391.6609 | 341391.6609 | 341391.6609 | 341391.6609 | 341391.6609 | 341391.6609 | 341391.6609 | 341391.6609 | 341391.6609 | 341391.6609 | 341391.6609 | 341391.6609 | 341391.6609 | 341391.6609 | 341391.6609 | 341391.6609 | 341391.6609 | 341391.6609 | 341391.6609 | 341391.6609 | 341391.6609 | 341391.6609 | 341391.6609 | 341391.6609 | 341391.6609 | 341391.6609 | 341391.6609 | 341391.6609
Manufactured Home | 5.845% | 0% | 147295.5003 | 147295.5003 | 147295.5003 | 147295.5003 | 147295.5003 | 147295.5003 | 147295.5003 | 147295.5003 | 147295.5003 | 147295.5003 | 147295.5003 | 147295.5003 | 147295.5003 | 147295.5003 | 147295.5003 | 147295.5003 | 147295.5003 | 147295.5003 | 147295.5003 | 147295.5003 | 147295.5003 | 147295.5003 | 147295.5003 | 147295.5003 | 147295.5003 | 147295.5003 | 147295.5003 | 147295.5003 | 147295.5003 | 147295.5003 | 147295.5003 | 147295.5003
PNW | 100% |  | 4974739.4 | 4974739.4 | 4974739.4 | 4974739.4 | 4974739.4 | 4974739.4 | 4974739.4 | 4974739.4 | 4974739.4 | 4974739.4 | 4974739.4 | 4974739.4 | 4974739.4 | 4974739.4 | 4974739.4 | 4974739.4 | 4974739.4 | 4974739.4 | 4974739.4 | 4974739.4 | 4974739.4 | 4974739.4 | 4974739.4 | 4974739.4 | 4974739.4 | 4974739.4 | 4974739.4 | 4974739.4 | 4974739.4 | 4974739.4 | 4974739.4 | 4974739.4
Single Family | 74.54% | 0% | 3708353.039 | 3708353.039 | 3708353.039 | 3708353.039 | 3708353.039 | 3708353.039 | 3708353.039 | 3708353.039 | 3708353.039 | 3708353.039 | 3708353.039 | 3708353.039 | 3708353.039 | 3708353.039 | 3708353.039 | 3708353.039 | 3708353.039 | 3708353.039 | 3708353.039 | 3708353.039 | 3708353.039 | 3708353.039 | 3708353.039 | 3708353.039 | 3708353.039 | 3708353.039 | 3708353.039 | 3708353.039 | 3708353.039 | 3708353.039 | 3708353.039 | 3708353.039
Multifamily | 15.9% | 0% | 791068.2808 | 791068.2808 | 791068.2808 | 791068.2808 | 791068.2808 | 791068.2808 | 791068.2808 | 791068.2808 | 791068.2808 | 791068.2808 | 791068.2808 | 791068.2808 | 791068.2808 | 791068.2808 | 791068.2808 | 791068.2808 | 791068.2808 | 791068.2808 | 791068.2808 | 791068.2808 | 791068.2808 | 791068.2808 | 791068.2808 | 791068.2808 | 791068.2808 | 791068.2808 | 791068.2808 | 791068.2808 | 791068.2808 | 791068.2808 | 791068.2808 | 791068.2808
Manufactured Home | 9.555% | 0% | 475318.0803 | 475318.0803 | 475318.0803 | 475318.0803 | 475318.0803 | 475318.0803 | 475318.0803 | 475318.0803 | 475318.0803 | 475318.0803 | 475318.0803 | 475318.0803 | 475318.0803 | 475318.0803 | 475318.0803 | 475318.0803 | 475318.0803 | 475318.0803 | 475318.0803 | 475318.0803 | 475318.0803 | 475318.0803 | 475318.0803 | 475318.0803 | 475318.0803 | 475318.0803 | 475318.0803 | 475318.0803 | 475318.0803 | 475318.0803 | 475318.0803 | 475318.0803
New Housing by State | Market Share in 2000 | Growth Rate | 2000 | 2001 | 2002 | 2003 | 2004 | 2005 | 2006 | 2007 | 2008 | 2009 | 2010 | 2011 | 2012 | 2013 | 2014 | 2015 | 2016 | 2017 | 2018 | 2019 | 2020 | 2021 | 2022 | 2023 | 2024 | 2025 | 2026 | 2027 | 2028 | 2029 | 2030 | Total New Units 2010-2030 | Market Share by State & Type
Idaho | 13.88% |  |  | 11400.2613 | 12248.5313 | 13200.3062 | 13942.9602 | 15070.3866 | 14083.779 | 11742.2826 | 7822.2436 | 5671.9299 | 8444.2255 | 11286.4476 | 12716.6893 | 13024.1918 | 13052.4008 | 13214.6758 | 13358.3346 | 13249.3696 | 13150.2199 | 13071.5722 | 13012.3715 | 12760.8939 | 12676.9398 | 12609.0996 | 12488.3324 | 12426.269 | 12286.5314 | 12076.2733 | 11815.5061 | 11615.6518 | 11511.4177 | 259847.4134 | 21.7%
Single Family | 77.2% |  |  | 8800.6192 | 9455.4552 | 10190.1934 | 10763.4975 | 11633.8328 | 10872.2048 | 9064.6482 | 6038.5096 | 4378.5396 | 6518.6587 | 8712.7589 | 9816.8574 | 10054.239 | 10076.0155 | 10201.2863 | 10312.1861 | 10228.0687 | 10151.5286 | 10090.8151 | 10045.1141 | 9850.9819 | 9786.1722 | 9733.8018 | 9640.5736 | 9592.6627 | 9484.79 | 9322.4778 | 9121.1742 | 8966.8934 | 8886.4282 | 200593.4843 | 16.75%
Multifamily | 10.33% |  |  | 1177.5997 | 1265.2225 | 1363.5368 | 1440.2499 | 1556.7084 | 1454.7959 | 1212.9291 | 808.0053 | 585.8868 | 872.2534 | 1165.8432 | 1313.5812 | 1345.345 | 1348.2588 | 1365.0212 | 1379.8605 | 1368.6049 | 1358.3631 | 1350.2392 | 1344.124 | 1318.1474 | 1309.4753 | 1302.4677 | 1289.9929 | 1283.582 | 1269.1477 | 1247.4289 | 1220.4927 | 1199.8486 | 1189.0817 | 26841.1595 | 2.242%
Manufactured Home | 12.47% |  |  | 1422.0424 | 1527.8537 | 1646.5759 | 1739.2128 | 1879.8454 | 1756.7782 | 1464.7054 | 975.7287 | 707.5035 | 1053.3133 | 1407.8456 | 1586.2506 | 1624.6078 | 1628.1265 | 1648.3683 | 1666.288 | 1652.6959 | 1640.3282 | 1630.5179 | 1623.1333 | 1591.7646 | 1581.2924 | 1572.8301 | 1557.7659 | 1550.0243 | 1532.5937 | 1506.3666 | 1473.8391 | 1448.9097 | 1435.9078 | 32412.7696 | 2.707%
Montana | 1.72% |  |  | 1412.8939 | 1518.0245 | 1635.9829 | 1728.0239 | 1867.7517 | 1745.4763 | 1455.2824 | 969.4515 | 702.9519 | 1046.537 | 1398.7884 | 1576.0457 | 1614.1561 | 1617.6522 | 1637.7638 | 1655.5682 | 1642.0636 | 1629.7754 | 1620.0282 | 1612.6912 | 1581.5242 | 1571.1194 | 1562.7116 | 1547.7443 | 1540.0524 | 1522.734 | 1496.6756 | 1464.3574 | 1439.5884 | 1426.6701 | 32204.2472 | 1.72%
Single Family | 57.11% |  |  | 806.9339 | 866.9762 | 934.3448 | 986.9114 | 1066.7129 | 996.8788 | 831.1429 | 553.6745 | 401.4708 | 597.6996 | 798.8779 | 900.1134 | 921.879 | 923.8757 | 935.3619 | 945.5303 | 937.8176 | 930.7996 | 925.2327 | 921.0424 | 903.2423 | 897.2998 | 892.498 | 883.9498 | 879.5568 | 869.6659 | 854.7834 | 836.3258 | 822.1797 | 814.8018 | 18392.5334 | 1.536%
Multifamily | 17.43% |  |  | 246.2862 | 264.6119 | 285.1736 | 301.2175 | 325.574 | 304.2597 | 253.6751 | 168.9883 | 122.5339 | 182.4253 | 243.8274 | 274.7257 | 281.3689 | 281.9783 | 285.484 | 288.5876 | 286.2335 | 284.0915 | 282.3925 | 281.1135 | 275.6807 | 273.867 | 272.4014 | 269.7924 | 268.4516 | 265.4328 | 260.8905 | 255.257 | 250.9394 | 248.6876 | 5613.6286 | 1.187%
Manufactured Home | 25.46% |  |  | 359.6738 | 386.4364 | 416.4645 | 439.895 | 475.4649 | 444.3378 | 370.4645 | 246.7888 | 178.9472 | 266.412 | 356.0831 | 401.2066 | 410.9082 | 411.7982 | 416.9179 | 421.4503 | 418.0125 | 414.8843 | 412.403 | 410.5353 | 402.6013 | 399.9525 | 397.8122 | 394.0021 | 392.044 | 387.6353 | 381.0017 | 372.7746 | 366.4693 | 363.1808 | 8198.0853 | 4.054%
Oregon | 26.37% |  |  | 21667.1315 | 23279.3383 | 25088.2644 | 26499.7394 | 28642.5057 | 26767.3769 | 22317.1711 | 14866.8154 | 10779.968 | 16048.943 | 21450.8193 | 24169.1109 | 24753.5446 | 24807.1581 | 25115.5751 | 25388.6103 | 25181.5134 | 24993.0714 | 24843.5949 | 24731.0791 | 24253.1253 | 24093.5637 | 23964.6279 | 23735.0999 | 23617.1433 | 23351.5606 | 22951.9477 | 22456.3383 | 22076.4987 | 21878.3933 | 493861.3188 | 26.37%
Single Family | 62.45% |  |  | 13530.1059 | 14536.8534 | 15666.4428 | 16547.8426 | 17885.8995 | 16714.9697 | 13936.0252 | 9283.6279 | 6731.5837 | 10021.8111 | 13395.0292 | 15092.4746 | 15457.426 | 15490.9051 | 15683.497 | 15853.9947 | 15724.6724 | 15606.9992 | 15513.6582 | 15443.3973 | 15144.9376 | 15045.2989 | 14964.7846 | 14821.4551 | 14747.7967 | 14581.9528 | 14332.4133 | 14022.9285 | 13785.7366 | 13662.029 | 308393.1979 | 25.76%
Multifamily | 24.43% |  |  | 5293.4039 | 5687.2753 | 6129.2062 | 6474.0376 | 6997.5277 | 6539.423 | 5452.2123 | 3632.0479 | 2633.6077 | 3920.8484 | 5240.5576 | 5904.6518 | 6047.4323 | 6060.5304 | 6135.8784 | 6202.5825 | 6151.9875 | 6105.95 | 6069.4321 | 6041.9438 | 5925.177 | 5886.1952 | 5854.6954 | 5798.6204 | 5769.8029 | 5704.9196 | 5607.2919 | 5486.2116 | 5393.4147 | 5345.0164 | 120653.1397 | 25.51%
Manufactured Home | 13.12% |  |  | 2843.6216 | 3055.2097 | 3292.6154 | 3477.8592 | 3759.0785 | 3512.9842 | 2928.9336 | 1951.1396 | 1414.7766 | 2106.2835 | 2815.2325 | 3171.9845 | 3248.6864 | 3255.7227 | 3296.1997 | 3332.0332 | 3304.8535 | 3280.1222 | 3260.5047 | 3245.7379 | 3183.0107 | 3162.0696 | 3145.1479 | 3115.0244 | 3099.5436 | 3064.6882 | 3012.2425 | 2947.1981 | 2897.3475 | 2871.3479 | 64814.9812 | 32.05%
Washington | 58.03% |  |  | 47674.9133 | 51222.3059 | 55202.5465 | 58308.2621 | 63023.0623 | 58897.1539 | 49105.2174 | 32711.9507 | 23719.5237 | 35313.0256 | 47198.9545 | 53180.1023 | 54466.0513 | 54584.0189 | 55262.6392 | 55863.4077 | 55407.7254 | 54993.0902 | 54664.192 | 54416.6196 | 53364.962 | 53013.8732 | 52730.1716 | 52225.1334 | 51965.5895 | 51381.219 | 50501.9375 | 49411.4314 | 48575.6578 | 48139.7598 | 1086659.562 | 58.03%
Single Family | 62.4% |  |  | 29750.8039 | 31964.5002 | 34448.3088 | 36386.3833 | 39328.5826 | 36753.8723 | 30643.3633 | 20413.3948 | 14801.8077 | 22036.556 | 29453.789 | 33186.2332 | 33988.7101 | 34062.326 | 34485.8087 | 34860.7091 | 34576.3475 | 34317.6007 | 34112.3569 | 33957.8631 | 33301.5921 | 33082.5005 | 32905.4608 | 32590.2995 | 32428.335 | 32063.6675 | 31514.9653 | 30834.4516 | 30312.8998 | 30040.8842 | 678113.3568 | 56.64%
Multifamily | 29.32% |  |  | 13980.1388 | 15020.3723 | 16187.5337 | 17098.2503 | 18480.8131 | 17270.9363 | 14399.5596 | 9592.4162 | 6955.4869 | 10355.1525 | 13840.5692 | 15594.4743 | 15971.5646 | 16006.1573 | 16205.1552 | 16381.3239 | 16247.7001 | 16126.1129 | 16029.6672 | 15957.0693 | 15648.6824 | 15545.7295 | 15462.5372 | 15314.4403 | 15238.332 | 15066.9718 | 14809.1323 | 14489.3535 | 14244.2722 | 14116.4499 | 318650.8477 | 67.36%
Manufactured Home | 8.273% |  |  | 3943.9706 | 4237.4334 | 4566.7041 | 4823.6285 | 5213.6667 | 4872.3454 | 4062.2944 | 2706.1396 | 1962.2291 | 2921.317 | 3904.5963 | 4399.3947 | 4505.7765 | 4515.5356 | 4571.6753 | 4621.3747 | 4583.6778 | 4549.3765 | 4522.168 | 4501.6872 | 4414.6875 | 4385.6432 | 4362.1736 | 4320.3936 | 4298.9225 | 4250.5797 | 4177.84 | 4087.6264 | 4018.4859 | 3982.4257 | 89895.3576 | 44.45%
PNW | 100% |  |  | 82155.2 | 88268.2 | 95127.1 | 100478.9856 | 108603.7063 | 101493.7861 | 84619.9536 | 56370.4612 | 40874.3735 | 60852.731 | 81335.0099 | 91641.9482 | 93857.9437 | 94061.2301 | 95230.654 | 96265.9208 | 95480.6719 | 94766.1569 | 94199.3874 | 93772.7613 | 91960.5053 | 91355.496 | 90866.6107 | 89996.31 | 89549.0542 | 88542.0451 | 87026.8342 | 85147.6332 | 83707.3967 | 82956.2409 | 1872572.5415 | 100%
Single Family | 63.94% |  |  | 52529.2738 | 56437.8694 | 60823.3865 | 64245.3326 | 69440.2037 | 64894.1866 | 54105.2144 | 36042.7507 | 26134.6957 | 38908.6725 | 52004.8518 | 58595.0127 | 60011.8997 | 60141.8791 | 60889.598 | 61551.5379 | 61049.4571 | 60592.6028 | 60230.2156 | 59957.4349 | 58798.6952 | 58411.8578 | 58099.2691 | 57542.8069 | 57256.8357 | 56612.9634 | 55644.1516 | 54442.6078 | 53521.734 | 53041.4519 | 1197305.5356 | 100%
Multifamily | 25.26% |  |  | 20753.0416 | 22297.2329 | 24029.8443 | 25381.7722 | 27434.1397 | 25638.1187 | 21375.6575 | 14239.6163 | 10325.1842 | 15371.8725 | 20545.8552 | 23149.4679 | 23709.2456 | 23760.5973 | 24056.0029 | 24317.5193 | 24119.1593 | 23938.6673 | 23795.4969 | 23687.7279 | 23229.9379 | 23077.1079 | 22953.6116 | 22733.7669 | 22620.7866 | 22366.4083 | 21983.6543 | 21508.9535 | 21145.1386 | 20955.3908 | 473026.3685 | 100%
Manufactured Home | 10.8% |  |  | 8872.8846 | 9533.0977 | 10273.8692 | 10851.8808 | 11729.3628 | 10961.4808 | 9139.0816 | 6088.0942 | 4414.4935 | 6572.186 | 8784.3028 | 9897.4676 | 10136.7984 | 10158.7536 | 10285.0532 | 10396.8635 | 10312.0555 | 10234.8868 | 10173.6748 | 10127.5986 | 9931.8722 | 9866.5303 | 9813.73 | 9719.7362 | 9671.4319 | 9562.6734 | 9399.0284 | 9196.0718 | 9040.5241 | 8959.3982 | 202240.6374 | 100%

## DOE 1999 Rulemaking
DOE Priority Rulemaking: Torchieres
Baseline: | All consumers purchase 300W halogens (simplifying assumption)
Scenario 1: | DOE regulates all torchiere-style uplights must be less than 190W; all 300W sales move to 190W
Scenario 2: | DOE regulates all torchiere-style uplights must be less than 70W; all torchieres move to CFL
[6 empty] | Baseline | Scenario 1 | Scenario 2
| Installed Base | Shipments (1999) | Wattage | Hours use / day | Annual TWh | Annual Quads PEC | Annual Quads PEC | Annual Quads PEC
Halogen | 40000000 | 9000 | 300 | 3.9 | 17.0937 | 0.18786 | 0 | 0
Incandescent |  | 4500 | 190 | 3.9 | 0 | 0 | 0.11898 | 0
CFL (E* & not E*) |  | 650 | 70 | 3.9 | 0 | 0 | 0 | 0.043833
Total | 40000000 |  |  |  | 17.0937 | 0.18786 | 0.11898 | 0.043833
[6 empty] | Savings over Baseline in one year (Quads PEC) | 0.068881 | 0.14402
[6 empty] | Savings over Baseline in one year (percent) | 36.67% | 76.67%
[6 empty] | Cumulative savings over Baseline 2008-2030 (Quads PEC) | 0.82657 | 1.7283
20 | Assumed lifespan of a torchiere fixture, regardless of light technology (years)
3.22 | 1998 Site to Source conversion electricity to Quads PEC (source: BTS Core Databook, 2000)
292.997 | Units conversion, Terawatt-hrs per Quad
Some facts about torchieres:
High wattage operating temperatures exceed 700 degress fahrenheit, cause fires, banned by some universities (Brown, Harvard, Stanford, Yale). (LBNL 2001)
Halogen torchieres implicated in 260 fires and 12 deaths in the US in the 1990s (FEMP, 1998).
Underwriters Laboratories banned halogen bulbs above 500W from UL listing in 1996.
Draft 15-day language CEC Proposed Amendment aims to prohibit the sale of all torchieres that can accommodate bulbs of more than 190 watts. (CEC,2001)
DOE worked with LBNL to develop CFL torchieres - greater efficiency and safety.
FEMP coordinated a lamp swap on Bolling Air Force Base in Jan 1998. (FEMP, 1998)
No FEMP guidelines on halogen torchieres could be found.
EPA guidelines are the same as EPA CFL guidelines - minimum efficacy of 60 lumens per watt (normal for a CFL) (EPA, 2001)
Waiting for a call back from CEE. Appear to have a general EPA Energy Star lamp promotion program, but nothing explicitly on torchieres.
References:
ADL, 1998. Zogg R., and Alberino, D., Electricity Consumption by Small End Uses in Residential Buildings, Final Report. USDOE report, August 1998.
Calwell and Granda. 1999. Halogen Torchiere Market Transformation: A Look at Progress to Date and Future Strategies. National Resource Defense Council. September 10, 1999.
Calwell, C. 1999. "Customers Turn Out for Torchiere Trade-In." Home Energy. Volume 16, Number 2, pp32-35.
CEC, 2001. California Energy Commission Proposed Amendments to California Code of Regulations, Title 20: Division 2, Chapter 4, Article 4, Sections 1601-1608: Appliance Efficiency Regulations. Docket No. 00-AB970-APSTD, April 2001
LBNL, 2001. Quick Facts about Halogen and CFL Torchieres, Michael Siminovitch and Erik Page, http://eetd.lbl.gov/BTP/facts.html printed 8/24/01
FEMP, 1998. "FEMP Lamp Swap", A Decade of Success - www.eren.doe.gov/success_stories/femp_advanced.html
EPA, 2001. "Energy Star Program Requirements for Residential Light Fixtures - Elegibility Criteria".
Banks, 2001. Personal communication with Dana Banks at CEE for MT, (617) 589-3949, ext. 207, or dbanks@ceeformt.org
Note on B8: Ref: ACEEE 1999, BTS 2000, LBNL 1999. However, ADL Small End Uses in Residential Buildings estimates 35.6 million as market saturation point
Note on B15: EPA uses 20 years in their work; Calif. Energy Commission uses 12 years; ACEEE uses 10 years.
Note on C7: Calwell and Granda, 1999. Note: this column is currently not used for anything. It shows shipment data estimates for 1999, note the trend away from halogen.
Note on D8: Ref: BTS 2000, LBNL 1999, Ecos Consulting 1999.
Note on D9: Ref: CEC draft standard slated for 2002.
Note on D10: Ref: BTS 2000, Ecos Consulting 1999.
Note on E7: Ref: LBNL uses 3.9 hours, from Calwell, C. 1999 survey of 187 people participating in a torchiere trade-in.
Note on G14: Note: This assumes no changed in installed base, a 20 year fixture lifespan and no change in site to source PEC ratio.

## Assumptions
Saturation |  |  | Sources
Torchiere Saturation 1996 | 32.4% |  | RLW Analytics, 2007. Single-Family Residential Existing Constuction Stock Assessment
Table 44: Number of Torchieres per Home
|  | 0 | 78.8%
|  | 1 | 14.2%
|  | 2 | 4.7%
|  | 3 | 1.3%
|  | 4 | 0.6%
|  | 5 | 0.5%
|  | Weighted Avg | 32.4%
SF Torchiere run time (hrs/week) | 13.6448 |  | Siminovitch et al. 1998. Energy Efficient Torchieres: From the Laboratory to the Marketplace. http://gaia.lbl.gov/btech/papers/41648.pdf
MF Torchiere run time (hrs/week) | 9.2152
MH Torchiere run time (hrs/week) | 14.5888
Torchiere run time (hrs/day) SF | 1.9493 |  | pg. 1. "300 W halogen torchieres operated for 4 hours per day, 365 days per year"
Torchiere run time (hrs/day) MF | 1.3165
Torchiere run time (hrs/day) MH | 2.0841
Halogen Torchieres
% 300W torchieres 1997 | 83 |  | Page, Mills, and Siminovitch. 1998. New Energy Efficient Torchieres Ready for Hot Torchiere Market. http://gaia.lbl.gov/btech/papers/41176.pdf
% 500W torchieres 1997 | 17 |  | Table 1: Electrical and Photometric Data on Halogen Lamps from Stanford Dormitories. Will assume all halogen torchieres prior to 2006 operated at 300W
Torchiere technology distribution estimate 2002 | Percentage | weighted
Incandescent | 43.2% | 45.38% | RLW Analytics, 2007. Single-Family Residential Existing Constuction Stock Assessment. Table 46
Halogen | 39.1% | 41.07%
CFL | 12.9% | 13.55%
Table 50: Average Fixture Wattage |  |  | Table 49: Average lamp Wattage by Lamp Type
|  |  | Lamp Type |  | Percent of Torcheriers | Lamp Wattage
|  |  | CF Mini Square |  | 1.2% | 22.2
|  |  | CF Mni |  | 1.2% | 24.1
|  |  | CF Spring |  | 9.3% | 16.8
|  |  | CF Unknown |  | 1.2% | 24.1
|  |  | CF Weighted |  | 18.6605
|  |  | Incandescent Dec |  | 0.4% | 38.7
|  |  | Incandescent Globe |  | 3.5% | 47.8
|  |  | Incandescent Standard |  | 39.3% | 63.4
|  |  | Incandescent Weighted |  | 61.9074
Applicable Wattage
| Pre 2006 | Post 2006 SF | Post 2006 MF | Post 2006 MH | Average Pre-case wattage taken from RLW Analytics, 2007. Single-Family Residential Existing Constuction Stock Assessment; Halogen wattage calibrated such that the overall wattage matches study results. DOE assumed 300 W.
Incandescent | 61.9074 |  |  |  | Post-case Halogen Wattage sourced from RBSA data
Halogen | 262 |  |  |  | weblink: http://view.officeapps.live.com/op/view.aspx?src=http%3A%2F%2Fwww1.eere.energy.gov%2Fbuildings%2Fappliance_standards%2Fcommercial%2Fdocs%2Fdoe_torchieres.xls
CFL | 18.6605
Average Wattage | 138.2282 | 109.2752 | 92.9927 | 96.4558
Pre-case and Post-case kWh
| Pre-case | Post-case
SF Average UEC Weighted by Market Share | 98.077 | 77.8002 | RBSA Data
MF Average UEC Weighted by Market Share | 66.2374 | 44.714 | RBSA Data
MH Average UEC Weighted by Market Share | 104.862 | 73.4241 | RBSA Data
Millions of torchiere units sold
1993 | 8 |  | Page, Mills, and Siminovitch. 1998. New Energy Efficient Torchieres Ready for Hot Torchiere Market. http://gaia.lbl.gov/btech/papers/41176.pdf
1994 | 12 |  | Figure 2: Halogen Torchiere Market Data, U.S. http://gaia.lbl.gov/btech/papers/41176.pdf
1995 | 16
1996 | 17
Lifetime (years) | 7 |  | LBNL. 1997. Alternative to energy-Hogging Halogen Torchieres Invented Here. http://www.lbl.gov/Science-Articles/Archive/fluorescent-torchiere.html
Standard Effective Year | 2006 | DOE (10 CFR 430.32)
PNW Housing Units Percentage Breakdown
Building Type | Percentage | Data Source
Single Family | 71.98% | PNWResSectorSupplyCurveUnits_6th_Fnl.xls, PNW Total Housing Units
Multi Family | 17.48%
Manufactured Home | 10.54%

## RBSA Summary
Singled Family
LightingFixtureType | Torchiere
Room Type | Number of Fixtures | Average Lamps/ Fixture | Average Watts/ Lamp | Average Total Watts/ Room | Room Weight based on Fixture Count | Hours/ Room Type | Weighted Average Annual Use (kWh/yr) | Site Weights | Room Weight Based on Site Weights | Hours/ Room Type | Weighted Average Annual Use (kWh/yr)
Bathroom | 3 | 2 | 118.3333 | 236.6667 | 0.8671% | 1.3 | 112.3752 | 0.4186% | 1.607% | 1.3 | 112.3752
Bedroom | 53 | 1.1132 | 89.4906 | 99.6216 | 15.32% | 1.5 | 54.5802 | 4.13% | 15.85% | 1.5 | 54.5802
Closet | 1 | 1 | 100 | 100 | 0.289% | 1.4 | 51.135 | 0.04784% | 0.1836% | 1.4 | 51.135
Dining Room | 5 | 1.2 | 110 | 132 | 1.445% | 1.7 | 81.9621 | 0.4677% | 1.795% | 1.7 | 81.9621
Family Room | 54 | 1.0556 | 111.1667 | 117.3426 | 15.61% | 2.3 | 98.5766 | 3.577% | 13.73% | 2.3 | 98.5766
Garage | 2 | 1 | 157.5 | 157.5 | 0.578% | 1.8 | 103.5484 | 0.09901% | 0.3801% | 1.8 | 103.5484
Hall | 5 | 1 | 61.4 | 61.4 | 1.445% | 1.3 | 29.1543 | 0.2365% | 0.9078% | 1.3 | 29.1543
Kitchen | 5 | 1.6 | 34.4 | 55.04 | 1.445% | 2.4 | 48.2481 | 0.2974% | 1.142% | 2.4 | 48.2481
Laundry Room | 6 | 1.5 | 50 | 75 | 1.734% | 1.5 | 41.0906 | 0.595% | 2.284% | 1.5 | 41.0906
Living Room | 148 | 1.2635 | 94.1824 | 119.0008 | 42.77% | 2.3 | 99.9696 | 11.31% | 43.4% | 2.3 | 99.9696
Master Bedroom | 23 | 1.1304 | 84.913 | 95.9887 | 6.647% | 1.5 | 52.5898 | 2.092% | 8.03% | 1.5 | 52.5898
Office | 31 | 1.1613 | 78.4516 | 91.1051 | 8.96% | 1.3 | 43.259 | 2.293% | 8.801% | 1.3 | 43.259
Other | 10 | 1.2 | 43 | 51.6 | 2.89% | 1.5 | 28.2704 | 0.4908% | 1.884% | 1.5 | 28.2704
Total/Weighted Average | 346 | 1.1965 | 91.3266 | 109.2752 | 100% | 1.9618 | 78.3028 | 26.05% | 100% | 1.9493 | 77.8002
Manf Home
LightingFixtureType | Torchiere
Room Type | Number of Fixtures | Average Lamps/ Fixture | Average Watts/ Lamp | Average Total Watts/ Room | Room Weight based on Fixture Count | Hours/ Room Type | Weighted Average Annual Use (kWh/yr) | Site Weights | Room Weight Based on Site Weights | Hours/ Room Type | Weighted Average Annual Use (kWh/yr)
Bedroom | 10 | 1.1 | 71.4 | 78.54 | 14.93% | 1.5 | 43.0301 | 1.785% | 8.163% | 1.5 | 43.0301
Dining Room | 2 | 3 | 57.5 | 172.5 | 2.985% | 1.7 | 107.1096 | 0.818% | 3.741% | 1.7 | 107.1096
Family Room | 11 | 1.4545 | 85.6364 | 124.562 | 16.42% | 2.3 | 104.6414 | 4.591% | 21% | 2.3 | 104.6414
Garage | 2 | 1 | 82.5 | 82.5 | 2.985% | 1.8 | 54.2396 | 0.7831% | 3.581% | 1.8 | 54.2396
Kitchen | 2 | 2 | 80 | 160 | 2.985% | 2.4 | 140.256 | 0.4691% | 2.145% | 2.4 | 140.256
Living Room | 30 | 1.2 | 67.2667 | 80.72 | 44.78% | 2.3 | 67.8109 | 10.48% | 47.91% | 2.3 | 67.8109
Master Bedroom | 6 | 1.5 | 67 | 100.5 | 8.955% | 1.5 | 55.0614 | 2.005% | 9.167% | 1.5 | 55.0614
Office | 3 | 1 | 93.3333 | 93.3333 | 4.478% | 1.3 | 44.317 | 0.5125% | 2.344% | 1.3 | 44.317
Other | 1 | 3 | 15 | 45 | 1.493% | 1.5 | 24.6544 | 0.4265% | 1.95% | 1.5 | 24.6544
Total/Weighted Average | 67 | 1.3433 | 71.806 | 96.4558 | 100% | 2.0224 | 71.2497 | 21.87% | 100% | 2.0841 | 73.4241
Multifamily
LightingFixtureType | Torchiere
Room Type | Number of Fixtures | Average Lamps/ Fixture | Average Watts/ Lamp | Average Total Watts/ Room | Room Weight based on Fixture Count | Hours/ Room Type | Weighted Average Annual Use (kWh/yr) | Site Weights | Room Weight Based on Site Weights | Hours/ Room Type | Weighted Average Annual Use (kWh/yr)
Bathroom | 65 | 1.2769 | 66.5846 | 85.0234 | 92.86% | 1.3 | 40.3713 | 7.872% | 94.08% | 1.3 | 40.3713
Bedroom | 2 | 1 | 75 | 75 | 2.857% | 1.5 | 41.0906 | 0.1447% | 1.73% | 1.5 | 41.0906
Living Room | 1 | 1 | 300 | 300 | 1.429% | 2.3 | 252.0225 | 0.04824% | 0.5765% | 2.3 | 252.0225
Master Bedroom | 2 | 1 | 200 | 200 | 2.857% | 1.5 | 109.575 | 0.3024% | 3.614% | 1.5 | 109.575
Total/Weighted Average | 70 | 1.2571 | 73.9714 | 92.9927 | 100% | 1.3257 | 45.0286 | 8.367% | 100% | 1.3165 | 44.714

## Hours of Use by Room Type
Room Type | Hours of Use |  |  | Room Type Group
| DOE 2010 | KEMA 2010 | Suggested Value
Exterior | 2.6 | 3.8 | 3.8 | Exterior
Kitchen | 2.3 | 2.4 | 2.4 | High-use interior
Family Room | 2 | 2.3 | 2.3
Living Room | 2 | 2.3 | 2.3
Garage | 1.5 | 1.8 | 1.8 | Garage and Basement | Keep these separate from interior because of lack of conditioning | Could group all of these together and adjust HVAC factor for mix of conditioned and unconditioned spaces
Basement/Utility Room | 1.6 |  | 1.6
Dining room | 1.9 | 1.7 | 1.7 | Moderate use interior | These could all be grouped together, as well
Bedroom | 1.6 | 1.5 | 1.5
Laundry Room | 1.5 |  | 1.5
Master Bedroom | 1.6 | 1.5 | 1.5
Other | 1 | 1.5 | 1.5 | Low-use interior
Closet | 1.4 |  | 1.4
Bathroom | 1.6 | 1.3 | 1.3
Hall | 1.5 | 1.3 | 1.3
Office | 1.8 | 1.3 | 1.3

## Fixture and Room Type Pivot
SF
Singled Family |  |  |  | LightingFixtureType | Torchiere
LightingFixtureType | Torchiere
Data
| Data |  |  | RoomType | Count of LightingLampType | Average of LightingLampsPerFixture | Average of LightingWattsPerLamp | Sum of Weight
RoomType | Count of LightingLampType | Average of LightingLampsPerFixture | Average of LightingWattsPerLamp | Bathroom | 3 | 2 | 118.3333 | 0.0041864
Bathroom | 3 | 2 | 118.3333 | Bedroom | 53 | 1.1132 | 89.4906 | 0.041297
Bedroom | 53 | 1.1132 | 89.4906 | Closet | 1 | 1 | 100 | 0.0004784
Closet | 1 | 1 | 100 | Dining Room | 5 | 1.2 | 110 | 0.0046768
Dining Room | 5 | 1.2 | 110 | Family Room | 54 | 1.0556 | 111.1667 | 0.035773
Family Room | 54 | 1.0556 | 111.1667 | Garage | 2 | 1 | 157.5 | 0.00099014
Garage | 2 | 1 | 157.5 | Hall | 5 | 1 | 61.4 | 0.002365
Hall | 5 | 1 | 61.4 | Kitchen | 5 | 1.6 | 34.4 | 0.0029742
Kitchen | 5 | 1.6 | 34.4 | Laundry Room | 6 | 1.5 | 50 | 0.0059504
Laundry Room | 6 | 1.5 | 50 | Living Room | 148 | 1.2635 | 94.1824 | 0.11306
Living Room | 148 | 1.2635 | 94.1824 | Master Bedroom | 23 | 1.1304 | 84.913 | 0.020918
Master Bedroom | 23 | 1.1304 | 84.913 | Office | 31 | 1.1613 | 78.4516 | 0.022927
Office | 31 | 1.1613 | 78.4516 | Other | 10 | 1.2 | 43 | 0.0049078
Other | 10 | 1.2 | 43 | Total Result | 346 | 1.1965 | 91.3266 | 0.26051
Total Result | 346 | 1.1965 | 91.3266
MH
|  |  |  | LightingFixtureType | Torchiere
Data
|  |  |  | RoomType | Count of LightingFixtureType | Average of LightingLampsPerFixture | Average of LightingWattsPerLamp | Sum of Weight
|  |  |  | Bedroom | 10 | 1.1 | 71.4 | 0.01785
LightingFixtureType | Torchiere |  |  | Dining Room | 2 | 3 | 57.5 | 0.0081805
|  |  |  | Family Room | 11 | 1.4545 | 85.6364 | 0.045913
| Data |  |  | Garage | 2 | 1 | 82.5 | 0.0078309
RoomType | Count of LightingFixtureType | Average of LightingLampsPerFixture | Average of LightingWattsPerLamp | Kitchen | 2 | 2 | 80 | 0.0046908
Bedroom | 10 | 1.1 | 71.4 | Living Room | 30 | 1.2 | 67.2667 | 0.10477
Dining Room | 2 | 3 | 57.5 | Master Bedroom | 6 | 1.5 | 67 | 0.020047
Family Room | 11 | 1.4545 | 85.6364 | Office | 3 | 1 | 93.3333 | 0.0051255
Garage | 2 | 1 | 82.5 | Other | 1 | 3 | 15 | 0.0042651
Kitchen | 2 | 2 | 80 | Total Result | 67 | 1.3433 | 71.806 | 0.21867
Living Room | 30 | 1.2 | 67.2667
Master Bedroom | 6 | 1.5 | 67
Office | 3 | 1 | 93.3333 | LightingFixtureType | Torchiere
Other | 1 | 3 | 15
Total Result | 67 | 1.3433 | 71.806 |  | Data
|  |  |  | RoomType | Count of LightingFixtureType | Average of LightingLampsPerFixture | Average of LightingWattsPerLamp | Sum of Weight
|  |  |  | Bathroom | 65 | 1.2769 | 66.5846 | 0.078716
|  |  |  | Bedroom | 2 | 1 | 75 | 0.0014472
|  |  |  | Living Room | 1 | 1 | 300 | 0.00048239
|  |  |  | Master Bedroom | 2 | 1 | 200 | 0.0030237
|  |  |  | Total Result | 70 | 1.2571 | 73.9714 | 0.083669
LightingFixtureType | Torchiere
Data
RoomType | Count of LightingFixtureType | Average of LightingLampsPerFixture | Average of LightingWattsPerLamp
Bathroom | 65 | 1.2769 | 66.5846
Bedroom | 2 | 1 | 75
Living Room | 1 | 1 | 300
Master Bedroom | 2 | 1 | 200
Total Result | 70 | 1.2571 | 73.9714

## SF Lighting Inventory
siteid | room_it | fixture_it | GeneralNotes | LightingFixtureControl | LightingFixtureQuantity | LightingFixtureType | LightingLampCategory | LightingLampLength | LightingLampType | LightingLampsPerFixture | LightingWattsPerLamp | RoomType | SiteID+room_it | RoomType | Weight
10002 | 1 | 1 |  | Manual | 1 | Ceiling Fixture | Incandescent |  | Standard A Lamp | 2 | 40 | Bedroom | 100021 | Bedroom | 0.03789%
10002 | 2 | 1 |  | Manual | 1 | Ceiling Fixture | Compact Fluorescent |  | Twist | 1 | 13 | Dining Room | 100022 | Dining Room | 0.03789%
10002 | 3 | 1 |  | Manual | 1 | Wall Mount | Incandescent |  | Globe | 3 | 60 | Bathroom | 100023 | Bathroom | 0.03789%
10002 | 3 | 2 |  | Manual | 1 | Recessed - other | Incandescent |  | Heat Lamp | 1 | 250 | Bathroom | 100023 | Bathroom | 0.03789%
10002 | 4 | 1 |  | Manual | 1 | Wall Mount | Incandescent |  | Standard A Lamp | 1 | 40 | Hall | 100024 | Hall | 0.03789%
10002 | 5 | 1 |  | Manual | 1 | Architectural | Incandescent |  | Standard A Lamp | 1 | 52 | Closet | 100025 | Closet | 0.03789%
10002 | 6 | 1 |  | Manual | 1 | Ceiling Fixture | Incandescent |  | Standard A Lamp | 1 | 60 | Hall | 100026 | Hall | 0.03789%
10002 | 7 | 1 |  | Manual | 1 | Ceiling Fixture | Incandescent |  | Standard A Lamp | 2 | 40 | Bedroom | 100027 | Bedroom | 0.03789%
10002 | 7 | 2 |  | Manual | 1 | Table | Compact Fluorescent |  | Twist | 1 | 13 | Bedroom | 100027 | Bedroom | 0.03789%
10002 | 8 | 1 |  | Manual | 1 | Ceiling Fixture | Compact Fluorescent |  | Twist | 2 | 13 | Kitchen | 100028 | Kitchen | 0.03789%
10002 | 8 | 2 |  | Manual | 1 | Ceiling Fixture | Incandescent |  | Standard A Lamp | 1 | 60 | Kitchen | 100028 | Kitchen | 0.03789%
10002 | 9 | 1 |  | Manual | 1 | Ceiling Fixture | Compact Fluorescent |  | Twist | 2 | 13 | Laundry Room | 100029 | Laundry Room | 0.03789%
10002 | 10 | 1 |  | Manual | 2 | Table | Incandescent |  | Standard A Lamp | 1 | 60 | Living Room | 1000210 | Living Room | 0.03789%
10002 | 11 | 1 |  | Dimmer | 3 | Ceiling Fixture | Incandescent |  | Standard A Lamp | 1 | 60 | Office | 1000211 | Office | 0.03789%
10002 | 12 | 1 |  | Manual | 1 | Ceiling Fixture | Incandescent |  | Standard A Lamp | 2 | 60 | Other | 1000212 | Other | 0.03789%
10002 | 13 | 1 |  | Manual | 1 | Wall Mount | Incandescent |  | Standard A Lamp | 2 | 60 | Bathroom | 1000213 | Bathroom | 0.03789%
10002 | 14 | 1 |  | Manual | 3 | Wall Mount | Incandescent |  | Decorative | 1 | 60 | Hall | 1000214 | Hall | 0.03789%
10002 | 16 | 1 |  | Manual | 1 | Wall Mount | Incandescent |  | Standard A Lamp | 1 | 40 | Other | 1000216 | Other | 0.03789%
10002 | 16 | 2 |  | Manual | 2 | Ceiling Fixture | Compact Fluorescent |  | Pin base | 1 | 22 | Other | 1000216 | Other | 0.03789%
10005 | 1 | 1 |  | Manual | 1 | Wall Mount | Compact Fluorescent |  | Twist | 1 | 15 | Bathroom | 100051 | Bathroom | 0.02952%
10005 | 2 | 1 |  | Manual | 1 | Wall Mount | Incandescent |  | Standard A Lamp | 4 | 40 | Bathroom | 100052 | Bathroom | 0.02952%
10005 | 2 | 2 |  | Manual | 1 | Ceiling Fixture | Incandescent |  | Standard A Lamp | 2 | 40 | Bathroom | 100052 | Bathroom | 0.02952%
10005 | 3 | 1 |  | Manual | 1 | Ceiling Fan | Incandescent |  | Standard A Lamp | 1 | 60 | Bedroom | 100053 | Bedroom | 0.02952%
10005 | 4 | 1 |  | Manual | 1 | Ceiling Fan | Incandescent |  | Standard A Lamp | 3 | 40 | Master Bedroom | 100054 | Master Bedroom | 0.02952%
10005 | 4 | 2 |  | Manual | 1 | Floor lamp | Incandescent |  | Standard A Lamp | 1 | 40 | Master Bedroom | 100054 | Master Bedroom | 0.02952%
10005 | 5 | 1 |  | Manual | 1 | Ceiling Fixture | Incandescent |  | Standard A Lamp | 2 | 40 | Bedroom | 100055 | Bedroom | 0.02952%
10005 | 6 | 1 |  | Manual | 1 | Ceiling Fixture | Incandescent |  | Standard A Lamp | 1 | 100 | Closet | 100056 | Closet | 0.02952%
10005 | 7 | 1 |  | Manual | 1 | Ceiling Fixture | Incandescent |  | Standard A Lamp | 1 | 40 | Dining Room | 100057 | Dining Room | 0.02952%
10005 | 8 | 1 |  | Dimmer | 2 | Ceiling Fixture | Incandescent |  | Standard A Lamp | 2 | 60 | Dining Room | 100058 | Dining Room | 0.02952%
10005 | 8 | 2 |  | Manual | 1 | Table | Incandescent |  | Other | 1 | 40 | Dining Room | 100058 | Dining Room | 0.02952%
10005 | 9 | 1 |  | Manual | 1 | Ceiling Fixture | Incandescent |  | Standard A Lamp | 1 | 60 | Hall | 100059 | Hall | 0.02952%
10005 | 10 | 1 |  | Manual | 3 | Ceiling Fixture | Linear Fluorescent | 48 | T-12 | 2 | 40 | Garage | 1000510 | Garage | 0.02952%
10005 | 10 | 2 |  | Manual | 2 | Garage door opener | Incandescent |  | Standard A Lamp | 1 | 40 | Garage | 1000510 | Garage | 0.02952%
10005 | 11 | 1 |  | Manual | 1 | Ceiling Fixture | Incandescent |  | Standard A Lamp | 1 | 60 | Closet | 1000511 | Closet | 0.02952%
10005 | 12 | 1 |  | Manual | 1 | Ceiling Fixture | Incandescent |  | Standard A Lamp | 2 | 40 | Hall | 1000512 | Hall | 0.02952%
10005 | 13 | 1 |  | Manual | 1 | Ceiling Fixture | Compact Fluorescent |  | Twist | 3 | 15 | Kitchen | 1000513 | Kitchen | 0.02952%
10005 | 14 | 1 |  | Manual | 5 | Recessed Can | Compact Fluorescent |  | Twist | 1 | 15 | Laundry Room | 1000514 | Laundry Room | 0.02952%
10005 | 15 | 1 |  | Manual | 1 | Ceiling Fixture | Compact Fluorescent |  | Twist | 1 | 15 | Living Room | 1000515 | Living Room | 0.02952%
10005 | 15 | 2 |  | Manual | 1 | Floor lamp | Compact Fluorescent |  | Twist | 1 | 15 | Living Room | 1000515 | Living Room | 0.02952%
10005 | 16 | 1 |  | Manual | 1 | Ceiling Fixture | Incandescent |  | Standard A Lamp | 2 | 40 | Bathroom | 1000516 | Bathroom | 0.02952%
10005 | 16 | 2 |  | Manual | 1 | Wall Mount | Incandescent |  | Standard A Lamp | 3 | 60 | Bathroom | 1000516 | Bathroom | 0.02952%
10005 | 17 | 1 |  | Manual | 1 | Ceiling Fan | Compact Fluorescent |  | A shape bulb | 2 | 22 | Master Bedroom | 1000517 | Master Bedroom | 0.02952%
10005 | 17 | 2 |  | Manual | 1 | Table | Incandescent |  | Clear | 1 | 25 | Master Bedroom | 1000517 | Master Bedroom | 0.02952%
10005 | 18 | 1 |  | Manual | 1 | Ceiling Fixture | Incandescent |  | Standard A Lamp | 2 | 60 | Hall | 1000518 | Hall | 0.02952%
10005 | 19 | 1 |  | Manual | 1 | Ceiling Fixture | Incandescent |  | Standard A Lamp | 1 | 40 | Closet | 1000519 | Closet | 0.02952%
10011 | 1 | 1 |  | Manual | 1 | Wall Mount | Incandescent |  | Globe | 3 | 60 | Bathroom | 100111 | Bathroom | 0.1232%
10011 | 2 | 1 |  | Manual | 1 | Wall Mount | Incandescent |  | Globe | 4 | 60 | Bathroom | 100112 | Bathroom | 0.1232%
10011 | 3 | 1 |  | Manual | 1 | Wall Mount | Incandescent |  | Globe | 6 | 60 | Bathroom | 100113 | Bathroom | 0.1232%
10011 | 3 | 2 |  | Manual | 1 | Recessed Can | Incandescent |  | Reflector | 1 | 65 | Bathroom | 100113 | Bathroom | 0.1232%
10011 | 4 | 1 |  | Manual | 1 | Ceiling Fixture | Incandescent |  | Standard A Lamp | 2 | 100 | Bedroom | 100114 | Bedroom | 0.1232%
10011 | 4 | 2 |  | Manual | 2 | Wall Mount | Compact Fluorescent |  | A shape bulb | 1 | 15 | Bedroom | 100114 | Bedroom | 0.1232%
10011 | 5 | 1 |  | Manual | 1 | Ceiling Fixture | Incandescent |  | Standard A Lamp | 3 | 60 | Bedroom | 100115 | Bedroom | 0.1232%
10011 | 5 | 2 |  | Manual | 1 | Table | Incandescent |  | Standard A Lamp | 1 | 40 | Bedroom | 100115 | Bedroom | 0.1232%
10011 | 6 | 1 |  | Dimmer | 2 | Recessed Can | Incandescent |  | Reflector | 1 | 65 | Dining Room | 100116 | Dining Room | 0.1232%
10011 | 6 | 2 |  | Dimmer | 2 | Wall Mount | Incandescent |  | Standard A Lamp | 1 | 40 | Dining Room | 100116 | Dining Room | 0.1232%
10011 | 7 | 1 |  | Manual | 2 | Recessed Can | Incandescent |  | Reflector | 1 | 65 | Other | 100117 | Other | 0.1232%
10011 | 7 | 2 |  | Manual | 1 | Table | Incandescent |  | Standard A Lamp | 1 | 25 | Other | 100117 | Other | 0.1232%
10011 | 8 | 1 |  | Manual | 1 | Ceiling Fan | Incandescent |  | Standard A Lamp | 4 | 60 | Family Room | 100118 | Family Room | 0.1232%
10011 | 8 | 2 |  | Manual | 2 | Floor lamp | Compact Fluorescent |  | Twist | 1 | 11 | Family Room | 100118 | Family Room | 0.1232%
10011 | 8 | 3 |  | Manual | 1 | Table | Compact Fluorescent |  | Twist | 1 | 23 | Family Room | 100118 | Family Room | 0.1232%
10011 | 9 | 1 |  | Manual | 2 | Ceiling Fixture | Linear Fluorescent | 48 | T-12 | 2 | 40 | Garage | 100119 | Garage | 0.1232%
10011 | 10 | 1 |  | Manual | 2 | Ceiling Fixture | Incandescent |  | Standard A Lamp | 1 | 60 | Hall | 1001110 | Hall | 0.1232%
10011 | 10 | 2 |  | Manual | 1 | Ceiling Fixture | Incandescent |  | Reflector | 1 | 65 | Hall | 1001110 | Hall | 0.1232%
10011 | 11 | 1 |  | Manual | 5 | Recessed Can | Compact Fluorescent |  | Reflector | 1 | 16 | Kitchen | 1001111 | Kitchen | 0.1232%
10011 | 12 | 1 |  | Manual | 1 | Wall Mount | Linear Fluorescent | 24 | T-4 | 1 | 20 | Laundry Room | 1001112 | Laundry Room | 0.1232%
10011 | 13 | 1 |  | Manual | 1 | Ceiling Fixture | Incandescent |  | Standard A Lamp | 3 | 60 | Master Bedroom | 1001113 | Master Bedroom | 0.1232%
10011 | 14 | 1 |  | Manual | 1 | Ceiling Fixture | Incandescent |  | Standard A Lamp | 2 | 60 | Office | 1001114 | Office | 0.1232%
10011 | 14 | 2 |  | Manual | 2 | Table | Compact Fluorescent |  | Twist | 1 | 23 | Office | 1001114 | Office | 0.1232%
10011 | 15 | 1 |  | Manual | 1 | Ceiling Fixture | Linear Fluorescent | 48 | T-12 | 2 | 40 | Other | 1001115 | Other | 0.1232%
10011 | 16 | 1 |  | Manual | 1 | Ceiling Fixture | Incandescent |  | Reflector | 1 | 65 | Other | 1001116 | Other | 0.1232%
10011 | 17 | 1 |  | Manual | 1 | Ceiling Fixture | Linear Fluorescent | 48 | T-12 | 2 | 40 | Other | 1001117 | Other | 0.1232%
10016 | 1 | 1 |  | Manual | 1 | Wall Mount | Compact Fluorescent |  | Globe | 2 | 15 | Bathroom | 100161 | Bathroom | 0.1723%
10016 | 2 | 1 |  | Manual | 1 | Wall Mount | Compact Fluorescent |  | Twist | 3 | 15 | Bathroom | 100162 | Bathroom | 0.1723%
10016 | 2 | 2 |  | Manual | 1 | Recessed - other | Compact Fluorescent |  | Twist | 1 | 15 | Bathroom | 100162 | Bathroom | 0.1723%
10016 | 3 | 1 |  | Manual | 2 | Table | Compact Fluorescent |  | Twist | 1 | 15 | Office | 100163 | Office | 0.1723%
10016 | 3 | 2 |  | Manual | 1 | Ceiling Fixture | Compact Fluorescent |  | Twist | 1 | 22 | Office | 100163 | Office | 0.1723%
10016 | 4 | 1 |  | Manual | 1 | Ceiling Fixture | Compact Fluorescent |  | Twist | 1 | 22 | Master Bedroom | 100164 | Master Bedroom | 0.1723%
10016 | 4 | 2 |  | Manual | 1 | Table | Compact Fluorescent |  | Twist | 3 | 15 | Master Bedroom | 100164 | Master Bedroom | 0.1723%
10016 | 4 | 3 |  | Manual | 1 | Table | Compact Fluorescent |  | Twist | 1 | 7 | Master Bedroom | 100164 | Master Bedroom | 0.1723%
10016 | 5 | 1 |  | Manual | 1 | Ceiling Fixture | Compact Fluorescent |  | Twist | 1 | 22 | Office | 100165 | Office | 0.1723%
10016 | 6 | 1 |  | Manual | 1 | Chandelier (Hanging) | Incandescent |  | Decorative | 5 | 40 | Dining Room | 100166 | Dining Room | 0.1723%
10016 | 6 | 2 |  | Manual | 1 | Wall Mount | Compact Fluorescent |  | Twist | 1 | 22 | Dining Room | 100166 | Dining Room | 0.1723%
10016 | 7 | 1 |  | Manual | 2 | Ceiling Fixture | Linear Fluorescent | 48 | T-12 | 2 | 40 | Garage | 100167 | Garage | 0.1723%
10016 | 7 | 2 |  | Manual | 1 | Ceiling Fixture | Compact Fluorescent |  | Twist | 1 | 22 | Garage | 100167 | Garage | 0.1723%
10016 | 7 | 3 |  | Manual | 1 | Garage door opener | Incandescent |  | Standard A Lamp | 2 | 60 | Garage | 100167 | Garage | 0.1723%
10016 | 8 | 1 |  | Manual | 2 | Ceiling Fixture | Compact Fluorescent |  | Twist | 2 | 15 | Hall | 100168 | Hall | 0.1723%
10016 | 9 | 1 |  | Manual | 2 | Recessed Can | Compact Fluorescent |  | Reflector | 1 | 22 | Kitchen | 100169 | Kitchen | 0.1723%
10016 | 9 | 2 |  | Manual | 2 | Chandelier (Hanging) | Compact Fluorescent |  | Reflector | 1 | 15 | Kitchen | 100169 | Kitchen | 0.1723%
10016 | 9 | 3 |  | Manual | 1 | Architectural | Halogen |  | MR | 2 | 30 | Kitchen | 100169 | Kitchen | 0.1723%
10016 | 9 | 4 |  | Manual | 2 | Architectural | Linear Fluorescent | 15 | T-4 | 1 | 16 | Kitchen | 100169 | Kitchen | 0.1723%
10016 | 10 | 1 |  | Manual | 1 | Recessed Can | Compact Fluorescent |  | Reflector | 1 | 22 | Laundry Room | 1001610 | Laundry Room | 0.1723%
10016 | 11 | 1 |  | Manual | 3 | Floor lamp | Compact Fluorescent |  | Twist | 1 | 22 | Family Room | 1001611 | Family Room | 0.1723%
10016 | 12 | 1 |  | Manual | 1 | Floor lamp | Compact Fluorescent |  | Twist | 3 | 15 | Kitchen | 1001612 | Kitchen | 0.1723%
10016 | 12 | 2 |  | Manual | 1 | Ceiling Fixture | Halogen |  | MR | 3 | 50 | Kitchen | 1001612 | Kitchen | 0.1723%
10016 | 13 | 1 |  | Manual | 1 | Wall Mount | Incandescent |  | Decorative | 1 | 40 | Other | 1001613 | Other | 0.1723%
10016 | 13 | 2 |  | Manual | 1 | Floor lamp | Compact Fluorescent |  | Twist | 4 | 17 | Other | 1001613 | Other | 0.1723%
10021 | 1 | 1 |  | Manual | 2 | Recessed - other | Incandescent |  | Standard A Lamp | 1 | 60 | Bathroom | 100211 | Bathroom | 0.0286%
10021 | 1 | 2 |  | Manual | 1 | Wall Mount | Incandescent |  | Globe | 3 | 40 | Bathroom | 100211 | Bathroom | 0.0286%
10021 | 2 | 1 |  | Manual | 2 | Wall Mount | Incandescent |  | Globe | 3 | 40 | Bathroom | 100212 | Bathroom | 0.0286%
10021 | 3 | 1 |  | Manual | 1 | Ceiling Fixture | Incandescent |  | Standard A Lamp | 3 | 40 | Master Bedroom | 100213 | Master Bedroom | 0.0286%
10021 | 3 | 2 |  | Manual | 1 | Table | Incandescent |  | Decorative | 2 | 40 | Master Bedroom | 100213 | Master Bedroom | 0.0286%
10021 | 3 | 3 |  | Manual | 1 | Floor lamp | Incandescent |  | Standard A Lamp | 1 | 60 | Master Bedroom | 100213 | Master Bedroom | 0.0286%
10021 | 4 | 1 |  | Manual | 1 | Ceiling Fixture | Incandescent |  | Standard A Lamp | 4 | 40 | Bedroom | 100214 | Bedroom | 0.0286%
10021 | 4 | 2 |  | Manual | 1 | Chandelier (Hanging) | Incandescent |  | Standard A Lamp | 1 | 60 | Bedroom | 100214 | Bedroom | 0.0286%
10021 | 4 | 3 |  | Manual | 1 | Table | Incandescent |  | Standard A Lamp | 1 | 100 | Bedroom | 100214 | Bedroom | 0.0286%
10021 | 5 | 1 |  | Manual | 1 | Ceiling Fixture | Incandescent |  | Standard A Lamp | 3 | 60 | Bedroom | 100215 | Bedroom | 0.0286%
10021 | 6 | 1 |  | Manual | 1 | Chandelier (Hanging) | Incandescent |  | Decorative | 5 | 40 | Dining Room | 100216 | Dining Room | 0.0286%
10021 | 6 | 2 |  | Manual | 1 | Table | Incandescent |  | Decorative | 3 | 25 | Dining Room | 100216 | Dining Room | 0.0286%
10021 | 7 | 1 |  | Manual | 1 | Ceiling Fixture | Linear Fluorescent | 48 | T-12 | 2 | 40 | Garage | 100217 | Garage | 0.0286%
10021 | 7 | 2 |  | Manual | 1 | Ceiling Fixture | Incandescent |  | Standard A Lamp | 1 | 60 | Garage | 100217 | Garage | 0.0286%
10021 | 8 | 1 |  | Manual | 1 | Ceiling Fixture | Incandescent |  | Standard A Lamp | 1 | 60 | Hall | 100218 | Hall | 0.0286%
10021 | 8 | 2 |  | Manual | 1 | Ceiling Fixture | Compact Fluorescent |  | Twist | 2 | 15 | Hall | 100218 | Hall | 0.0286%
10021 | 9 | 1 |  | Manual | 1 | Ceiling Fixture | Incandescent |  | Standard A Lamp | 2 | 60 | Kitchen | 100219 | Kitchen | 0.0286%
10021 | 9 | 2 |  | Manual | 1 | Architectural | Linear Fluorescent | 24 | T-12 | 1 | 20 | Kitchen | 100219 | Kitchen | 0.0286%
10021 | 10 | 1 |  | Manual | 1 | Chandelier (Hanging) | Incandescent |  | Standard A Lamp | 1 | 60 | Living Room | 1002110 | Living Room | 0.0286%
10021 | 10 | 2 |  | Manual | 2 | Floor lamp | Incandescent |  | Standard A Lamp | 1 | 60 | Living Room | 1002110 | Living Room | 0.0286%
10021 | 10 | 3 |  | Manual | 1 | Floor lamp | Incandescent |  | 3-Way Incandescent | 1 | 75 | Living Room | 1002110 | Living Room | 0.0286%
10021 | 11 | 1 |  | Manual | 1 | Ceiling Fixture | Incandescent |  | Standard A Lamp | 3 | 60 | Office | 1002111 | Office | 0.0286%
10021 | 12 | 1 |  | Manual | 2 | Wall Mount | Incandescent |  | Standard A Lamp | 1 | 60 | Other | 1002112 | Other | 0.0286%
10021 | 12 | 2 |  | Manual | 2 | Ceiling Fixture | Incandescent |  | Standard A Lamp | 1 | 60 | Other | 1002112 | Other | 0.0286%
10030 | 1 | 1 |  | Manual | 1 | Wall Mount | Linear Fluorescent | 48 | T-8 | 2 | 32 | Bathroom | 100301 | Bathroom | 0.1232%
10030 | 1 | 2 |  | Manual | 1 | Ceiling Fan | Incandescent |  | Standard A Lamp | 1 | 40 | Bathroom | 100301 | Bathroom | 0.1232%
10030 | 2 | 1 |  | Manual | 3 | Recessed Can | Halogen |  | MR | 1 | 50 | Family Room | 100302 | Family Room | 0.1232%
10030 | 2 | 2 |  | Manual | 2 | Recessed Can | Halogen |  | PAR | 1 | 75 | Family Room | 100302 | Family Room | 0.1232%
10030 | 3 | 1 |  | Manual | 5 | High bay | Linear Fluorescent | 48 | T-12 | 2 | 40 | Garage | 100303 | Garage | 0.1232%
10030 | 3 | 2 |  | Manual | 1 | Garage door opener | Other |  |  | 2 | 40 | Garage | 100303 | Garage | 0.1232%
10030 | 3 | 3 |  | Manual | 2 | Ceiling Fixture | Incandescent |  | Standard A Lamp | 1 | 100 | Garage | 100303 | Garage | 0.1232%
10030 | 3 | 4 |  | Manual | 1 | Low bay | Linear Fluorescent | 12 | T-8 | 1 | 20 | Garage | 100303 | Garage | 0.1232%
10030 | 4 | 1 |  | Manual | 1 | Track | Halogen |  | PAR | 4 | 75 | Office | 100304 | Office | 0.1232%
10030 | 4 | 2 |  | Manual | 1 | Table | Linear Fluorescent | 24 | T-8 | 1 | 20 | Office | 100304 | Office | 0.1232%
10030 | 5 | 1 |  | Manual | 2 | Ceiling Fixture | Incandescent |  | Standard A Lamp | 1 | 60 | Hall | 100305 | Hall | 0.1232%
10030 | 5 | 2 |  | Manual | 2 | Recessed Can | Halogen |  | MR | 1 | 50 | Hall | 100305 | Hall | 0.1232%
10030 | 5 | 3 |  | Manual | 2 | Recessed Can | Halogen |  | PAR | 1 | 75 | Hall | 100305 | Hall | 0.1232%
10030 | 6 | 1 |  | Manual | 2 | High bay | Linear Fluorescent | 48 | T-8 | 2 | 32 | Kitchen | 100306 | Kitchen | 0.1232%
10030 | 6 | 2 |  | Manual | 1 | Chandelier (Hanging) | Incandescent |  | Mini base | 6 | 40 | Kitchen | 100306 | Kitchen | 0.1232%
10030 | 6 | 3 |  | Manual | 1 | Other | Compact Fluorescent |  | Twist | 1 | 13 | Kitchen | 100306 | Kitchen | 0.1232%
10030 | 7 | 1 |  | Manual | 1 | High bay | Linear Fluorescent | 48 | T-12 | 2 | 40 | Laundry Room | 100307 | Laundry Room | 0.1232%
10030 | 8 | 1 |  | Dimmer | 1 | Ceiling Fixture | Incandescent |  | Reflector | 3 | 65 | Living Room | 100308 | Living Room | 0.1232%
10030 | 8 | 2 |  | Manual | 1 | Floor lamp | Incandescent |  | 3-Way Incandescent | 1 | 100 | Living Room | 100308 | Living Room | 0.1232%
10030 | 8 | 3 |  | Manual | 1 | Floor lamp | Incandescent |  | Standard A Lamp | 1 | 60 | Living Room | 100308 | Living Room | 0.1232%
10030 | 9 | 1 |  | Manual | 1 | Ceiling Fixture | Incandescent |  | Standard A Lamp | 1 | 40 | Bathroom | 100309 | Bathroom | 0.1232%
10030 | 10 | 1 |  | Manual | 1 | Wall Mount | Linear Fluorescent | 48 | T-8 | 2 | 32 | Master Bedroom | 1003010 | Master Bedroom | 0.1232%
10030 | 11 | 1 |  | Manual | 1 | Ceiling Fixture | Incandescent |  | Standard A Lamp | 2 | 60 | Closet | 1003011 | Closet | 0.1232%
10030 | 12 | 1 |  | Manual | 1 | Ceiling Fixture | Incandescent |  | Standard A Lamp | 1 | 60 | Bedroom | 1003012 | Bedroom | 0.1232%
10030 | 12 | 2 |  | Manual | 1 | Table | Incandescent |  | Standard A Lamp | 1 | 60 | Bedroom | 1003012 | Bedroom | 0.1232%
10030 | 12 | 3 |  | Manual | 1 | Floor lamp | Incandescent |  | Standard A Lamp | 1 | 100 | Bedroom | 1003012 | Bedroom | 0.1232%
10040 | 1 | 1 |  | Manual | 1 | Ceiling Fixture | Incandescent |  | Standard A Lamp | 1 | 60 | Other | 100401 | Other | 0.03789%
10040 | 2 | 1 |  | Manual | 3 | Ceiling Fixture | Compact Fluorescent |  | Twist | 1 | 15 | Other | 100402 | Other | 0.03789%
10040 | 2 | 2 |  | Manual | 1 | Ceiling Fixture | Linear Fluorescent | 30 | T-12 | 2 | 40 | Other | 100402 | Other | 0.03789%
10040 | 2 | 3 |  | Manual | 1 | Track | Incandescent |  | Standard A Lamp | 6 | 60 | Other | 100402 | Other | 0.03789%
10040 | 2 | 4 |  | Manual | 1 | Architectural | Incandescent |  | Standard A Lamp | 1 | 40 | Other | 100402 | Other | 0.03789%
10040 | 2 | 5 |  | Manual | 2 | Architectural | Compact Fluorescent |  | Twist | 1 | 15 | Other | 100402 | Other | 0.03789%
10040 | 3 | 1 |  | Manual | 1 | Wall Mount | Compact Fluorescent |  | Twist | 3 | 15 | Bathroom | 100403 | Bathroom | 0.03789%
10040 | 3 | 2 |  | Timer | 1 | Ceiling Fixture | Incandescent |  | Heat Lamp | 1 | 100 | Bathroom | 100403 | Bathroom | 0.03789%
10040 | 4 | 1 |  | Photo | 1 | Other | Incandescent |  | Mini base | 1 | 4 | Bathroom | 100404 | Bathroom | 0.03789%
10040 | 4 | 2 |  | Manual | 2 | Wall Mount | Compact Fluorescent |  | Twist | 1 | 23 | Bathroom | 100404 | Bathroom | 0.03789%
10040 | 4 | 3 |  |  | 1 | Ceiling Fixture | Incandescent |  | Heat Lamp | 1 | 250 | Bathroom | 100404 | Bathroom | 0.03789%
10040 | 5 | 1 |  | Manual | 1 | Floor lamp | Halogen |  | Quartz Tube | 1 | 300 | Bedroom | 100405 | Bedroom | 0.03789%
10040 | 5 | 2 |  | Manual | 1 | Table | Compact Fluorescent |  | Circline (Screw Base) | 1 | 22 | Bedroom | 100405 | Bedroom | 0.03789%
10040 | 5 | 3 |  | Manual | 1 | Table | Incandescent |  | Standard A Lamp | 1 | 60 | Bedroom | 100405 | Bedroom | 0.03789%
10040 | 5 | 4 |  | Manual | 1 | Ceiling Fixture | Compact Fluorescent |  | Twist | 2 | 22 | Bedroom | 100405 | Bedroom | 0.03789%
10040 | 6 | 1 |  | Manual | 1 | Ceiling Fixture | Incandescent |  | Standard A Lamp | 1 | 70 | Bedroom | 100406 | Bedroom | 0.03789%
10040 | 6 | 2 |  | Manual | 1 | Table | Compact Fluorescent |  | Twist | 1 | 7 | Bedroom | 100406 | Bedroom | 0.03789%
10040 | 7 | 1 |  | Manual | 3 | Ceiling Fixture | Incandescent |  | Reflector | 1 | 75 | Bedroom | 100407 | Bedroom | 0.03789%
10040 | 7 | 2 |  | Manual | 2 | Wall Mount | Compact Fluorescent |  | Twist | 1 | 23 | Bedroom | 100407 | Bedroom | 0.03789%
10040 | 8 | 1 |  | Manual | 1 | Wall Mount | Linear Fluorescent | 30 | T-12 | 1 | 40 | Closet | 100408 | Closet | 0.03789%
10040 | 9 | 1 |  | Manual | 1 | Ceiling Fixture | Incandescent |  | Standard A Lamp | 1 | 60 | Dining Room | 100409 | Dining Room | 0.03789%
10040 | 9 | 2 |  | Manual | 2 | Wall Mount | Incandescent |  | Standard A Lamp | 1 | 60 | Dining Room | 100409 | Dining Room | 0.03789%
10040 | 10 | 1 |  | Manual | 1 | Architectural | Incandescent |  | Standard A Lamp | 1 | 60 | Garage | 1004010 | Garage | 0.03789%
10040 | 10 | 2 |  | Manual | 1 | Architectural | Compact Fluorescent |  | Twist | 1 | 14 | Garage | 1004010 | Garage | 0.03789%
10040 | 10 | 3 |  | Manual | 1 | Garage door opener | Incandescent |  | Standard A Lamp | 2 | 60 | Garage | 1004010 | Garage | 0.03789%
10040 | 11 | 1 |  | Manual | 1 | Ceiling Fixture | Compact Fluorescent |  | Twist | 1 | 7 | Bathroom | 1004011 | Bathroom | 0.03789%
10040 | 12 | 1 |  | Manual | 6 | Recessed Can | Halogen |  | PAR | 1 | 150 | Kitchen | 1004012 | Kitchen | 0.03789%
10040 | 12 | 2 |  | Manual | 1 | Ceiling Fixture | Incandescent |  | Standard A Lamp | 1 | 60 | Kitchen | 1004012 | Kitchen | 0.03789%
10040 | 12 | 3 |  | Manual | 1 | Ceiling Fixture | Compact Fluorescent |  | Twist | 2 | 40 | Kitchen | 1004012 | Kitchen | 0.03789%
10040 | 13 | 2 |  | Manual | 1 | Table | Compact Fluorescent |  | Twist | 1 | 7 | Living Room | 1004013 | Living Room | 0.03789%
10044 | 2 | 1 |  | Manual | 1 | Recessed - other | Incandescent |  | Standard A Lamp | 1 | 60 | Bedroom | 100442 | Bedroom | 0.04979%
10044 | 2 | 2 |  | Manual | 1 | Table | Compact Fluorescent |  | Twist | 1 | 15 | Bedroom | 100442 | Bedroom | 0.04979%
10044 | 3 | 1 |  | Dimmer | 1 | Chandelier (Hanging) | Incandescent |  | Globe | 1 | 60 | Dining Room | 100443 | Dining Room | 0.04979%
10044 | 4 | 1 |  | Manual | 1 | Recessed - other | Incandescent |  | Standard A Lamp | 1 | 60 | Office | 100444 | Office | 0.04979%
10044 | 4 | 2 |  | Manual | 1 | Table | Incandescent |  | Standard A Lamp | 1 | 75 | Office | 100444 | Office | 0.04979%
10044 | 5 | 1 |  | Manual | 1 | Recessed - other | Incandescent |  | Standard A Lamp | 1 | 60 | Other | 100445 | Other | 0.04979%
10044 | 6 | 1 |  | Manual | 1 | Table | Incandescent |  | 3-Way Incandescent | 1 | 150 | Family Room | 100446 | Family Room | 0.04979%
10044 | 7 | 1 |  | Manual | 3 | Ceiling Fixture | Linear Fluorescent | 96 | T-12 | 2 | 90 | Garage | 100447 | Garage | 0.04979%
10044 | 8 | 1 |  | Manual | 2 | Recessed - other | Compact Fluorescent |  | Twist | 1 | 15 | Hall | 100448 | Hall | 0.04979%
10044 | 9 | 1 |  | Manual | 4 | Recessed - other | Incandescent |  | Standard A Lamp | 1 | 60 | Kitchen | 100449 | Kitchen | 0.04979%
10044 | 9 | 2 |  | Dimmer | 1 | Chandelier (Hanging) | Incandescent |  | Globe | 1 | 40 | Kitchen | 100449 | Kitchen | 0.04979%
10044 | 9 | 3 |  | Dimmer | 1 | Chandelier (Hanging) | Incandescent |  | Globe | 1 | 60 | Kitchen | 100449 | Kitchen | 0.04979%
10044 | 10 | 1 |  | Manual | 2 | Recessed - other | Incandescent |  | Standard A Lamp | 1 | 60 | Laundry Room | 1004410 | Laundry Room | 0.04979%
10044 | 11 | 1 |  | Dimmer | 1 | Recessed Can | Incandescent |  | Reflector | 1 | 65 | Living Room | 1004411 | Living Room | 0.04979%
10044 | 11 | 2 |  | Manual | 1 | Floor lamp | Incandescent |  | 3-Way Incandescent | 1 | 150 | Living Room | 1004411 | Living Room | 0.04979%
10044 | 11 | 3 |  | Manual | 1 | Table | Incandescent |  | 3-Way Incandescent | 1 | 150 | Living Room | 1004411 | Living Room | 0.04979%
10044 | 11 | 4 |  |  | 1 | Table | Incandescent |  | Clear | 1 | 60 | Living Room | 1004411 | Living Room | 0.04979%
10044 | 12 | 1 |  | Manual | 1 | Ceiling Fan | Compact Fluorescent |  | Pin base | 1 | 15 | Bathroom | 1004412 | Bathroom | 0.04979%
10044 | 12 | 2 |  | Manual | 3 | Recessed Can | Incandescent |  | Reflector | 1 | 65 | Bathroom | 1004412 | Bathroom | 0.04979%
10044 | 13 | 1 |  | Manual | 1 | Recessed - other | Incandescent |  | Standard A Lamp | 1 | 60 | Master Bedroom | 1004413 | Master Bedroom | 0.04979%
10044 | 13 | 2 |  | Manual | 2 | Table | Incandescent |  | Standard A Lamp | 2 | 60 | Master Bedroom | 1004413 | Master Bedroom | 0.04979%
10044 | 14 | 1 |  | Manual | 1 | Ceiling Fan | Compact Fluorescent |  | Twist | 1 | 15 | Bathroom | 1004414 | Bathroom | 0.04979%
10044 | 14 | 2 |  | Manual | 1 | Wall Mount | Incandescent |  | Standard A Lamp | 1 | 60 | Bathroom | 1004414 | Bathroom | 0.04979%
10052 | 1 | 1 |  | Manual | 1 | Wall Mount | Compact Fluorescent |  | Twist | 2 | 15 | Bathroom | 100521 | Bathroom | 0.1232%
10052 | 1 | 2 |  | Manual | 1 | Ceiling Fan | Incandescent |  | Standard A Lamp | 1 | 60 | Bathroom | 100521 | Bathroom | 0.1232%
10052 | 2 | 1 |  | Manual | 1 | Ceiling Fixture | Compact Fluorescent |  | Twist | 1 | 15 | Closet | 100522 | Closet | 0.1232%
10052 | 3 | 1 |  | Manual | 1 | Ceiling Fan | Incandescent |  | Standard A Lamp | 3 | 40 | Bedroom | 100523 | Bedroom | 0.1232%
10052 | 4 | 1 |  | Manual | 2 | Ceiling Fixture | Linear Fluorescent | 48 | T-12 | 2 | 40 | Garage | 100524 | Garage | 0.1232%
10052 | 5 | 1 |  | Manual | 3 | Ceiling Fixture | Compact Fluorescent |  | Twist | 2 | 15 | Hall | 100525 | Hall | 0.1232%
10052 | 6 | 1 |  | Manual | 12 | Recessed Can | Compact Fluorescent |  | Reflector | 1 | 22 | Kitchen | 100526 | Kitchen | 0.1232%
10052 | 6 | 2 |  | Manual | 2 | Chandelier (Hanging) | Incandescent |  | Globe | 1 | 60 | Kitchen | 100526 | Kitchen | 0.1232%
10052 | 7 | 1 |  | Manual | 1 | Ceiling Fixture | Incandescent |  | Standard A Lamp | 1 | 60 | Laundry Room | 100527 | Laundry Room | 0.1232%
10052 | 8 | 1 |  | Manual | 2 | Table | Incandescent |  | 3-Way Incandescent | 1 | 150 | Living Room | 100528 | Living Room | 0.1232%
10052 | 9 | 1 |  | Manual | 3 | Recessed - other | Halogen |  | MR | 1 | 35 | Bathroom | 100529 | Bathroom | 0.1232%
10052 | 10 | 1 |  | Manual | 2 | Table | Incandescent |  | Standard A Lamp | 1 | 60 | Master Bedroom | 1005210 | Master Bedroom | 0.1232%
10052 | 11 | 1 |  | Manual | 1 | Ceiling Fixture | Compact Fluorescent |  | Twist | 2 | 15 | Closet | 1005211 | Closet | 0.1232%
10055 | 1 | 1 |  | Manual | 1 | Ceiling Fixture | Incandescent |  | Standard A Lamp | 1 | 60 | Bathroom | 100551 | Bathroom | 0.1232%
10055 | 1 | 2 |  | Manual | 1 | Wall Mount | Incandescent |  | Standard A Lamp | 3 | 60 | Bathroom | 100551 | Bathroom | 0.1232%
10055 | 2 | 1 |  | Manual | 1 | Chandelier (Hanging) | Incandescent |  | Mini base | 5 | 25 | Dining Room | 100552 | Dining Room | 0.1232%
10055 | 2 | 2 |  | Manual | 1 | Table | Compact Fluorescent |  | Twist | 1 | 15 | Dining Room | 100552 | Dining Room | 0.1232%
10055 | 3 | 1 |  | Manual | 4 | Recessed Can | Compact Fluorescent |  | Twist | 1 | 14 | Family Room | 100553 | Family Room | 0.1232%
10055 | 3 | 2 |  | Manual | 1 | Table | Compact Fluorescent |  | Twist | 1 | 15 | Family Room | 100553 | Family Room | 0.1232%
10055 | 4 | 1 |  | Manual | 2 | Ceiling Fixture | Linear Fluorescent | 96 | T-12 | 2 | 40 | Garage | 100554 | Garage | 0.1232%
10055 | 4 | 2 |  | Manual | 2 | Garage door opener | Incandescent |  | Standard A Lamp | 1 | 60 | Garage | 100554 | Garage | 0.1232%
10055 | 5 | 1 |  | Manual | 2 | Wall Mount | Compact Fluorescent |  | A shape bulb | 1 | 7 | Hall | 100555 | Hall | 0.1232%
10055 | 5 | 2 |  | Manual | 1 | Ceiling Fixture | Compact Fluorescent |  | Twist | 2 | 15 | Hall | 100555 | Hall | 0.1232%
10055 | 6 | 1 |  | Manual | 1 | Ceiling Fixture | Compact Fluorescent |  | Twist | 1 | 15 | Hall | 100556 | Hall | 0.1232%
10055 | 7 | 1 |  | Manual | 3 | Wall Mount | Compact Fluorescent |  | A shape bulb | 1 | 7 | Hall | 100557 | Hall | 0.1232%
10055 | 8 | 1 |  | Manual | 7 | Recessed Can | Compact Fluorescent |  | Reflector | 1 | 14 | Kitchen | 100558 | Kitchen | 0.1232%
10055 | 8 | 2 |  | Manual | 2 | Chandelier (Hanging) | Halogen |  | MR | 1 | 30 | Kitchen | 100558 | Kitchen | 0.1232%
10055 | 9 | 1 |  | Manual | 1 | Ceiling Fixture | Compact Fluorescent |  | Twist | 2 | 15 | Laundry Room | 100559 | Laundry Room | 0.1232%
10055 | 10 | 1 |  | Manual | 3 | Table | Compact Fluorescent |  | Twist | 1 | 15 | Living Room | 1005510 | Living Room | 0.1232%
10055 | 11 | 1 |  | Manual | 7 | Recessed Can | Compact Fluorescent |  | Reflector | 1 | 15 | Bathroom | 1005511 | Bathroom | 0.1232%
10055 | 11 | 2 |  | Manual | 1 | Wall Mount | Incandescent |  | Standard A Lamp | 4 | 60 | Bathroom | 1005511 | Bathroom | 0.1232%
10055 | 12 | 1 |  | Manual | 1 | Ceiling Fixture | Incandescent |  | Standard A Lamp | 2 | 60 | Bedroom | 1005512 | Bedroom | 0.1232%
10055 | 12 | 2 |  | Manual | 2 | Table | Compact Fluorescent |  | Twist | 1 | 15 | Bedroom | 1005512 | Bedroom | 0.1232%
10055 | 13 | 1 |  | Manual | 1 | Recessed Can | Compact Fluorescent |  | Reflector | 1 | 15 | Closet | 1005513 | Closet | 0.1232%
10055 | 14 | 1 |  | Manual | 4 | Recessed Can | Compact Fluorescent |  | Reflector | 1 | 15 | Other | 1005514 | Other | 0.1232%
10055 | 15 | 1 |  | Manual | 2 | Wall Mount | Compact Fluorescent |  | A shape bulb | 1 | 15 | Office | 1005515 | Office | 0.1232%
10055 | 16 | 1 |  | Manual | 1 | Track | Compact Fluorescent |  | Twist | 4 | 15 | Other | 1005516 | Other | 0.1232%
10055 | 17 | 1 |  | Manual | 1 | Wall Mount | Incandescent |  | Standard A Lamp | 3 | 60 | Bathroom | 1005517 | Bathroom | 0.1232%
10055 | 18 | 1 |  | Manual | 3 | Wall Mount | Compact Fluorescent |  | Twist | 1 | 15 | Bedroom | 1005518 | Bedroom | 0.1232%
10055 | 18 | 2 |  | Manual | 1 | Ceiling Fixture | Halogen |  | MR | 2 | 50 | Bedroom | 1005518 | Bedroom | 0.1232%
10055 | 19 | 1 |  | Manual | 2 | Wall Mount | Compact Fluorescent |  | Twist | 1 | 15 | Bedroom | 1005519 | Bedroom | 0.1232%
10055 | 20 | 1 |  | Manual | 1 | Floor lamp | Incandescent |  | Standard A Lamp | 5 | 60 | Bedroom | 1005520 | Bedroom | 0.1232%
10055 | 20 | 2 |  | Manual | 1 | Track | Halogen |  | PAR | 3 | 50 | Bedroom | 1005520 | Bedroom | 0.1232%
10055 | 21 | 1 |  | Manual | 2 | Track | Halogen |  | PAR | 3 | 50 | Other | 1005521 | Other | 0.1232%
10055 | 22 | 1 |  | Manual | 8 | Wall Mount | Halogen |  | PAR | 1 | 50 | Other | 1005522 | Other | 0.1232%
10055 | 22 | 2 |  | Dimmer | 5 | Wall Mount | Incandescent |  | Standard A Lamp | 1 | 60 | Other | 1005522 | Other | 0.1232%
10055 | 22 | 3 |  | Manual | 2 | Ceiling Fixture | Compact Fluorescent |  | Twist | 1 | 15 | Other | 1005522 | Other | 0.1232%
10055 | 23 | 1 |  | Manual | 1 | Track | Halogen |  | PAR | 3 | 50 | Other | 1005523 | Other | 0.1232%
10062 | 1 | 1 |  | Manual | 1 | Ceiling Fixture | Compact Fluorescent |  | Twist | 5 | 18 | Dining Room | 100621 | Dining Room | 0.1232%
10062 | 2 | 1 |  | Manual | 1 | Ceiling Fixture | Linear Fluorescent | 24 | T-12 | 1 | 25 | Bathroom | 100622 | Bathroom | 0.1232%
10062 | 4 | 1 |  | Manual | 2 | Table | Compact Fluorescent |  | Twist | 1 | 13 | Bedroom | 100624 | Bedroom | 0.1232%
10062 | 5 | 1 |  | Manual | 1 | Ceiling Fixture | Compact Fluorescent |  | Twist | 1 | 13 | Bathroom | 100625 | Bathroom | 0.1232%
10062 | 6 | 1 |  | Manual | 1 | Ceiling Fixture | Incandescent |  | Standard A Lamp | 1 | 40 | Closet | 100626 | Closet | 0.1232%
10062 | 7 | 1 |  | Manual | 1 | Ceiling Fixture | Linear Fluorescent | 24 | T-12 | 1 | 15 | Bathroom | 100627 | Bathroom | 0.1232%
10062 | 8 | 1 |  | Manual | 3 | Ceiling Fixture | Linear Fluorescent | 48 | T-12 | 2 | 40 | Garage | 100628 | Garage | 0.1232%
10062 | 8 | 2 |  | Manual | 2 | Garage door opener | Incandescent |  | Standard A Lamp | 1 | 75 | Garage | 100628 | Garage | 0.1232%
10062 | 9 | 1 |  | Manual | 2 | Ceiling Fixture | Compact Fluorescent |  | Twist | 1 | 19 | Bedroom | 100629 | Bedroom | 0.1232%
10062 | 9 | 2 |  | Manual | 1 | Table | Compact Fluorescent |  | Twist | 1 | 13 | Bedroom | 100629 | Bedroom | 0.1232%
10062 | 10 | 1 |  | Manual | 1 | Wall Mount | Incandescent |  | Clear | 5 | 40 | Bathroom | 1006210 | Bathroom | 0.1232%
10062 | 11 | 1 |  | Manual | 1 | Recessed Can | Incandescent |  | Standard A Lamp | 1 | 60 | Living Room | 1006211 | Living Room | 0.1232%
10062 | 11 | 2 |  | Manual | 1 | Torchiere | Incandescent |  | Reflector | 2 | 40 | Living Room | 1006211 | Living Room | 0.1232%
10062 | 12 | 1 |  | Manual | 3 | Ceiling Fixture | Linear Fluorescent | 48 | T-12 | 1 | 40 | Kitchen | 1006212 | Kitchen | 0.1232%
10062 | 13 | 1 |  | Manual | 1 | Table | Incandescent |  | 3-Way Incandescent | 1 | 70 | Living Room | 1006213 | Living Room | 0.1232%
10062 | 13 | 2 |  | Manual | 2 | Track | Incandescent |  | Standard A Lamp | 3 | 60 | Living Room | 1006213 | Living Room | 0.1232%
10062 | 13 | 3 |  | Manual | 1 | Floor lamp | Incandescent |  | 3-Way Incandescent | 1 | 100 | Living Room | 1006213 | Living Room | 0.1232%
10062 | 13 | 4 |  | Manual | 1 | Table | Halogen |  | MR | 1 | 50 | Living Room | 1006213 | Living Room | 0.1232%
10062 | 14 | 1 |  | Manual | 1 | Recessed Can | Compact Fluorescent |  | Globe | 1 | 11 | Hall | 1006214 | Hall | 0.1232%
10062 | 15 | 1 |  | Manual | 2 | Table | Incandescent |  | Standard A Lamp | 1 | 25 | Bedroom | 1006215 | Bedroom | 0.1232%
10062 | 16 | 1 |  | Manual | 1 | Floor lamp | Incandescent |  | Standard A Lamp | 1 | 100 | Bedroom | 1006216 | Bedroom | 0.1232%
10062 | 17 | 1 |  | Manual | 1 | Ceiling Fixture | Incandescent |  | Standard A Lamp | 1 | 60 | Laundry Room | 1006217 | Laundry Room | 0.1232%
10062 | 18 | 1 |  | Manual | 1 | Ceiling Fixture | Incandescent |  | Standard A Lamp | 1 | 60 | Hall | 1006218 | Hall | 0.1232%
10068 | 1 | 1 |  | Manual | 1 | Ceiling Fixture | Linear Fluorescent | 48 | T-12 | 1 | 40 | Bathroom | 100681 | Bathroom | 0.04979%
10068 | 1 | 2 |  | Manual | 1 | Wall Mount | Incandescent |  | Mini base | 1 | 40 | Bathroom | 100681 | Bathroom | 0.04979%
10068 | 2 | 1 |  | Manual | 1 | Ceiling Fixture | Linear Fluorescent | 48 | T-12 | 2 | 40 | Hall | 100682 | Hall | 0.04979%
10068 | 3 | 1 |  | Manual | 1 | Ceiling Fixture | Linear Fluorescent | 48 | T-12 | 1 | 40 | Laundry Room | 100683 | Laundry Room | 0.04979%
10068 | 4 | 1 |  | Manual | 1 | Ceiling Fan | Incandescent |  | Mini base | 4 | 40 | Family Room | 100684 | Family Room | 0.04979%
10068 | 4 | 2 |  | Manual | 1 | Track | Incandescent |  | Standard A Lamp | 2 | 40 | Family Room | 100684 | Family Room | 0.04979%
10068 | 4 | 3 |  | Manual | 1 | Track | Incandescent |  | Standard A Lamp | 1 | 75 | Family Room | 100684 | Family Room | 0.04979%
10068 | 4 | 4 |  | Manual | 1 | Ceiling Fixture | Incandescent |  | Standard A Lamp | 1 | 30 | Family Room | 100684 | Family Room | 0.04979%
10068 | 4 | 5 |  | Manual | 1 | Table | Compact Fluorescent |  | Twist | 1 | 13 | Family Room | 100684 | Family Room | 0.04979%
10068 | 4 | 6 |  | Manual | 1 | Table | Compact Fluorescent |  | Circline (Screw Base) | 1 | 30 | Family Room | 100684 | Family Room | 0.04979%
10068 | 5 | 1 |  | Manual | 1 | Track | Incandescent |  | Reflector | 2 | 75 | Bedroom | 100685 | Bedroom | 0.04979%
10068 | 5 | 2 |  | Manual | 2 | Table | Incandescent |  | Standard A Lamp | 1 | 60 | Bedroom | 100685 | Bedroom | 0.04979%
10068 | 6 | 1 |  | Dimmer | 1 | Chandelier (Hanging) | Incandescent |  | Mini base | 6 | 60 | Hall | 100686 | Hall | 0.04979%
10068 | 7 | 1 |  | Manual | 2 | Ceiling Fixture | Incandescent |  | Standard A Lamp | 1 | 75 | Garage | 100687 | Garage | 0.04979%
10068 | 8 | 1 |  | Manual | 1 | Ceiling Fixture | Incandescent |  | Standard A Lamp | 1 | 30 | Closet | 100688 | Closet | 0.04979%
10068 | 9 | 1 |  | Manual | 9 | Recessed Can | Compact Fluorescent |  | Twist | 1 | 9 | Dining Room | 100689 | Dining Room | 0.04979%
10068 | 10 | 1 |  | Manual | 1 | Ceiling Fixture | Incandescent |  | Clear | 1 | 75 | Hall | 1006810 | Hall | 0.04979%
10068 | 11 | 1 |  | Manual | 1 | Wall Mount | Incandescent |  | Mini base | 1 | 75 | Bathroom | 1006811 | Bathroom | 0.04979%
10068 | 11 | 2 |  | Manual | 1 | Wall Mount | Incandescent |  | Globe | 7 | 25 | Bathroom | 1006811 | Bathroom | 0.04979%
10068 | 12 | 1 |  | Manual | 9 | Other | Other |  | LED Interior | 1 | 12 | Kitchen | 1006812 | Kitchen | 0.04979%
10068 | 12 | 2 | rope light, measured wattage via killawatt meter. | Manual | 1 | Other | Incandescent |  | Other | 1 | 14 | Kitchen | 1006812 | Kitchen | 0.04979%
10068 | 13 | 1 |  | Manual | 1 | Table | Compact Fluorescent |  | 3-Way CFL | 1 | 31 | Living Room | 1006813 | Living Room | 0.04979%
10068 | 13 | 2 |  | Manual | 1 | Table | Compact Fluorescent |  | Twist | 1 | 13 | Living Room | 1006813 | Living Room | 0.04979%
10068 | 14 | 1 |  | Manual | 1 | Wall Mount | Incandescent |  | Globe | 4 | 25 | Bathroom | 1006814 | Bathroom | 0.04979%
10068 | 14 | 2 |  | Manual | 1 | Wall Mount | Incandescent |  | Mini base | 1 | 40 | Bathroom | 1006814 | Bathroom | 0.04979%
10068 | 15 | 1 |  | Manual | 1 | Table | Compact Fluorescent |  | Twist | 1 | 15 | Master Bedroom | 1006815 | Master Bedroom | 0.04979%
10068 | 15 | 2 |  | Manual | 1 | Wall Mount | Incandescent |  | Globe | 1 | 40 | Master Bedroom | 1006815 | Master Bedroom | 0.04979%
10068 | 15 | 3 |  | Manual | 1 | Ceiling Fixture | Compact Fluorescent |  | Twist | 2 | 15 | Master Bedroom | 1006815 | Master Bedroom | 0.04979%
10068 | 16 | 1 |  | Manual | 1 | Ceiling Fixture | Incandescent |  | Standard A Lamp | 1 | 60 | Closet | 1006816 | Closet | 0.04979%
10068 | 17 | 1 |  | Manual | 1 | Floor lamp | Compact Fluorescent |  | Twist | 1 | 13 | Office | 1006817 | Office | 0.04979%
10068 | 17 | 2 |  | Manual | 1 | Floor lamp | Incandescent |  | Standard A Lamp | 1 | 75 | Office | 1006817 | Office | 0.04979%
10068 | 18 | 1 |  | Manual | 1 | Ceiling Fixture | Compact Fluorescent |  | Twist | 2 | 15 | Bedroom | 1006818 | Bedroom | 0.04979%
10068 | 18 | 2 |  | Manual | 1 | Table | Compact Fluorescent |  | Twist | 1 | 15 | Bedroom | 1006818 | Bedroom | 0.04979%
10068 | 18 | 3 |  | Manual | 1 | Table | Incandescent |  | 3-Way Incandescent | 1 | 150 | Bedroom | 1006818 | Bedroom | 0.04979%
10079 | 1 | 1 |  | Manual | 1 | Wall Mount | Incandescent |  | Globe | 4 | 40 | Bathroom | 100791 | Bathroom | 0.03789%
10079 | 2 | 1 |  | Manual | 1 | Wall Mount | Incandescent |  | Globe | 4 | 40 | Bathroom | 100792 | Bathroom | 0.03789%
10079 | 3 | 1 |  | Manual | 1 | Ceiling Fixture | Incandescent |  | Standard A Lamp | 1 | 60 | Bedroom | 100793 | Bedroom | 0.03789%
10079 | 4 | 1 |  | Manual | 1 | Ceiling Fixture | Incandescent |  | Standard A Lamp | 2 | 60 | Bedroom | 100794 | Bedroom | 0.03789%
10079 | 5 | 1 |  | Manual | 1 | Ceiling Fixture | Incandescent |  | Standard A Lamp | 2 | 60 | Master Bedroom | 100795 | Master Bedroom | 0.03789%
10079 | 6 | 1 |  | Manual | 1 | Chandelier (Hanging) | Incandescent |  | Mini base | 5 | 25 | Dining Room | 100796 | Dining Room | 0.03789%
10079 | 7 | 1 |  | Manual | 1 | Ceiling Fixture | Incandescent |  | Standard A Lamp | 1 | 60 | Garage | 100797 | Garage | 0.03789%
10079 | 8 | 1 |  | Manual | 5 | Recessed Can | Incandescent |  | Reflector | 1 | 65 | Hall | 100798 | Hall | 0.03789%
10079 | 9 | 1 |  | Manual | 3 | Ceiling Fixture | Incandescent |  | Standard A Lamp | 2 | 60 | Hall | 100799 | Hall | 0.03789%
10079 | 10 | 1 |  | Manual | 4 | Recessed Can | Incandescent |  | Reflector | 1 | 65 | Kitchen | 1007910 | Kitchen | 0.03789%
10079 | 11 | 1 |  | Manual | 2 | Chandelier (Hanging) | Incandescent |  | Decorative | 4 | 25 | Living Room | 1007911 | Living Room | 0.03789%
10079 | 12 | 1 |  | Manual | 1 | Ceiling Fixture | Incandescent |  | Standard A Lamp | 1 | 60 | Hall | 1007912 | Hall | 0.03789%
10082 | 1 | 1 |  | Manual | 1 | Wall Mount | Incandescent |  | Standard A Lamp | 4 | 60 | Bathroom | 100821 | Bathroom | 0.1232%
10082 | 1 | 2 |  | Manual | 1 | Ceiling Fixture | Incandescent |  | Standard A Lamp | 1 | 60 | Bathroom | 100821 | Bathroom | 0.1232%
10082 | 2 | 1 |  | Manual | 1 | Ceiling Fixture | Incandescent |  | Standard A Lamp | 2 | 60 | Bedroom | 100822 | Bedroom | 0.1232%
10082 | 2 | 2 |  | Manual | 2 | Table | Compact Fluorescent |  | Twist | 1 | 13 | Bedroom | 100822 | Bedroom | 0.1232%
10082 | 3 | 1 |  | Manual | 1 | Ceiling Fixture | Linear Fluorescent |  | Fluorescent Other | 1 | 22 | Bedroom | 100823 | Bedroom | 0.1232%
10082 | 4 | 1 |  | Manual | 1 | Ceiling Fixture | Incandescent |  | Globe | 1 | 150 | Family Room | 100824 | Family Room | 0.1232%
10082 | 4 | 2 |  | Manual | 1 | Table | Compact Fluorescent |  | Twist | 1 | 13 | Family Room | 100824 | Family Room | 0.1232%
10082 | 5 | 1 |  | Manual | 1 | Ceiling Fixture | Incandescent |  | Standard A Lamp | 1 | 75 | Kitchen | 100825 | Kitchen | 0.1232%
10082 | 6 | 1 |  | Manual | 1 | Ceiling Fixture | Incandescent |  | Standard A Lamp | 1 | 60 | Laundry Room | 100826 | Laundry Room | 0.1232%
10082 | 7 | 1 |  | Manual | 1 | Ceiling Fixture | Incandescent |  | Standard A Lamp | 1 | 60 | Other | 100827 | Other | 0.1232%
10083 | 1 | 1 |  | Manual | 1 | Ceiling Fixture | Compact Fluorescent |  | Twist | 2 | 23 | Kitchen | 100831 | Kitchen | 0.1232%
10083 | 2 | 1 |  | Manual | 1 | Wall Mount | Compact Fluorescent |  | Twist | 1 | 23 | Bedroom | 100832 | Bedroom | 0.1232%
10083 | 3 | 1 |  | Manual | 2 | Wall Mount | Incandescent |  | Standard A Lamp | 1 | 100 | Hall | 100833 | Hall | 0.1232%
10083 | 4 | 1 |  | Manual | 2 | Ceiling Fixture | Incandescent |  | Standard A Lamp | 1 | 60 | Laundry Room | 100834 | Laundry Room | 0.1232%
10083 | 5 | 1 |  | Dimmer | 17 | Recessed Can | Incandescent |  | Reflector | 1 | 65 | Family Room | 100835 | Family Room | 0.1232%
10083 | 6 | 1 |  | Manual | 1 | Wall Mount | Incandescent |  | Standard A Lamp | 1 | 60 | Closet | 100836 | Closet | 0.1232%
10083 | 7 | 1 |  | Manual | 1 | Chandelier (Hanging) | Compact Fluorescent |  | Twist | 5 | 23 | Dining Room | 100837 | Dining Room | 0.1232%
10083 | 8 | 1 |  | Manual | 3 | Wall Mount | Incandescent |  | Standard A Lamp | 1 | 60 | Bedroom | 100838 | Bedroom | 0.1232%
10083 | 9 | 1 |  | Manual | 2 | Wall Mount | Compact Fluorescent |  | A shape bulb | 1 | 13 | Hall | 100839 | Hall | 0.1232%
10083 | 10 | 1 |  | Manual | 2 | Table | Incandescent |  | Standard A Lamp | 1 | 25 | Living Room | 1008310 | Living Room | 0.1232%
10083 | 10 | 2 |  | Manual | 1 | Floor lamp | Incandescent |  | 3-Way Incandescent | 1 | 100 | Living Room | 1008310 | Living Room | 0.1232%
10083 | 11 | 1 |  | Manual | 1 | Wall Mount | Incandescent |  | Decorative | 4 | 40 | Bathroom | 1008311 | Bathroom | 0.1232%
10083 | 12 | 1 |  | Manual | 1 | Wall Mount | Incandescent |  | Decorative | 1 | 40 | Master Bedroom | 1008312 | Master Bedroom | 0.1232%
10083 | 12 | 2 |  | Manual | 1 | Table | Compact Fluorescent |  | Twist | 1 | 13 | Master Bedroom | 1008312 | Master Bedroom | 0.1232%
10083 | 13 | 1 |  | Manual | 1 | Wall Mount | Incandescent |  | Decorative | 3 | 40 | Bathroom | 1008313 | Bathroom | 0.1232%
10083 | 14 | 1 |  | Manual | 1 | Wall Mount | Compact Fluorescent |  | Twist | 1 | 23 | Bedroom | 1008314 | Bedroom | 0.1232%
10083 | 14 | 2 |  | Manual | 1 | Table | Incandescent |  | Decorative | 1 | 40 | Bedroom | 1008314 | Bedroom | 0.1232%
10087 | 1 | 1 |  | Manual | 2 | Table | Compact Fluorescent |  | Twist | 1 | 15 | Living Room | 100871 | Living Room | 0.0364%
10087 | 1 | 2 |  | Manual | 1 | Table | Incandescent |  | Standard A Lamp | 1 | 75 | Living Room | 100871 | Living Room | 0.0364%
10087 | 1 | 3 |  | Manual | 1 | Floor lamp | Compact Fluorescent |  | Twist | 4 | 15 | Living Room | 100871 | Living Room | 0.0364%
10087 | 2 | 1 |  | Manual | 4 | Ceiling Fixture | Compact Fluorescent |  | Twist | 2 | 13 | Family Room | 100872 | Family Room | 0.0364%
10087 | 2 | 2 |  | Manual | 2 | Table | Incandescent |  | Standard A Lamp | 1 | 60 | Family Room | 100872 | Family Room | 0.0364%
10087 | 2 | 3 |  | Manual | 2 | Other | Incandescent |  | Mini base | 2 | 60 | Family Room | 100872 | Family Room | 0.0364%
10087 | 3 | 1 |  | Manual | 2 | Table | Incandescent |  | 3-Way Incandescent | 1 | 100 | Bedroom | 100873 | Bedroom | 0.0364%
10087 | 3 | 2 |  | Manual | 1 | Ceiling Fixture | Compact Fluorescent |  | Twist | 2 | 13 | Bedroom | 100873 | Bedroom | 0.0364%
10087 | 3 | 3 |  | Manual | 1 | Recessed Can | Incandescent |  | Reflector | 1 | 45 | Bedroom | 100873 | Bedroom | 0.0364%
10087 | 4 | 1 |  | Manual | 2 | Wall Mount | Incandescent |  | Mini base | 4 | 60 | Bathroom | 100874 | Bathroom | 0.0364%
10087 | 5 | 1 |  | Manual | 1 | Ceiling Fixture | Compact Fluorescent |  | Twist | 2 | 13 | Laundry Room | 100875 | Laundry Room | 0.0364%
10087 | 5 | 2 |  | Manual | 1 | Wall Mount | Compact Fluorescent |  | Twist | 1 | 22 | Laundry Room | 100875 | Laundry Room | 0.0364%
10087 | 6 | 1 |  | Manual | 1 | Ceiling Fixture | Compact Fluorescent |  | Twist | 2 | 13 | Living Room | 100876 | Living Room | 0.0364%
10087 | 6 | 2 |  | Manual | 1 | Table | Incandescent |  | Standard A Lamp | 1 | 60 | Living Room | 100876 | Living Room | 0.0364%
10087 | 7 | 1 |  | Manual | 2 | Ceiling Fixture | Linear Fluorescent | 48 | T-12 | 2 | 40 | Garage | 100877 | Garage | 0.0364%
10087 | 8 | 1 |  | Dimmer | 1 | Ceiling Fixture | Incandescent |  | Mini base | 3 | 40 | Dining Room | 100878 | Dining Room | 0.0364%
10087 | 9 | 1 |  | Manual | 5 | Recessed Can | Incandescent |  | Reflector | 1 | 65 | Kitchen | 100879 | Kitchen | 0.0364%
10087 | 10 | 1 |  | Manual | 2 | Ceiling Fixture | Incandescent |  | Mini base | 2 | 40 | Hall | 1008710 | Hall | 0.0364%
10087 | 11 | 1 |  | Manual | 1 | Ceiling Fixture | Incandescent |  | Mini base | 2 | 40 | Bathroom | 1008711 | Bathroom | 0.0364%
10087 | 11 | 2 |  | Manual | 1 | Wall Mount | Compact Fluorescent |  | Twist | 3 | 13 | Bathroom | 1008711 | Bathroom | 0.0364%
10087 | 12 | 1 |  | Manual | 2 | Wall Mount | Incandescent |  | 3-Way Incandescent | 1 | 100 | Bedroom | 1008712 | Bedroom | 0.0364%
10087 | 13 | 1 |  | Manual | 2 | Recessed Can | Incandescent |  | Reflector | 1 | 65 | Bedroom | 1008713 | Bedroom | 0.0364%
10087 | 13 | 2 |  | Manual | 1 | Floor lamp | Incandescent |  | Globe | 1 | 40 | Bedroom | 1008713 | Bedroom | 0.0364%
10087 | 13 | 3 |  | Manual | 1 | Table | Compact Fluorescent |  | Twist | 1 | 13 | Bedroom | 1008713 | Bedroom | 0.0364%
10087 | 14 | 1 |  | Manual | 1 | Chandelier (Hanging) | Incandescent |  | Mini base | 8 | 40 | Hall | 1008714 | Hall | 0.0364%
10087 | 14 | 2 |  | Manual | 1 | Table | Incandescent |  | Mini base | 1 | 40 | Hall | 1008714 | Hall | 0.0364%
10087 | 15 | 1 |  | Dimmer | 1 | Ceiling Fixture | Incandescent |  | Reflector | 2 | 50 | Bathroom | 1008715 | Bathroom | 0.0364%
10087 | 15 | 2 |  | Manual | 2 | Wall Mount | Incandescent |  | Mini base | 1 | 60 | Bathroom | 1008715 | Bathroom | 0.0364%
10087 | 15 | 3 |  | Manual | 1 | Ceiling Fixture | Incandescent |  | Mini base | 1 | 60 | Bathroom | 1008715 | Bathroom | 0.0364%
10096 | 1 | 1 |  | Manual | 1 | Ceiling Fixture | Incandescent |  | Standard A Lamp | 1 | 40 | Bathroom | 100961 | Bathroom | 0.02952%
10096 | 1 | 2 |  | Dimmer | 2 | Wall Mount | Incandescent |  | Decorative | 3 | 40 | Bathroom | 100961 | Bathroom | 0.02952%
10096 | 2 | 1 |  | Manual | 1 | Wall Mount | Incandescent |  | Globe | 3 | 40 | Bathroom | 100962 | Bathroom | 0.02952%
10096 | 2 | 2 |  | Dimmer | 1 | Ceiling Fixture | Incandescent |  | Heat Lamp | 1 | 250 | Bathroom | 100962 | Bathroom | 0.02952%
10096 | 3 | 1 |  | Manual | 1 | Wall Mount | Incandescent |  | Standard A Lamp | 2 | 40 | Bedroom | 100963 | Bedroom | 0.02952%
10096 | 4 | 1 |  | Manual | 1 | Wall Mount | Incandescent |  | Standard A Lamp | 2 | 40 | Bedroom | 100964 | Bedroom | 0.02952%
10096 | 4 | 2 |  | Manual | 1 | Table | Compact Fluorescent |  | Twist | 1 | 15 | Bedroom | 100964 | Bedroom | 0.02952%
10096 | 5 | 1 |  | Manual | 1 | Wall Mount | Incandescent |  | Standard A Lamp | 2 | 40 | Bedroom | 100965 | Bedroom | 0.02952%
10096 | 5 | 2 |  | Manual | 1 | Table | Compact Fluorescent |  | Straight Tube | 1 | 15 | Bedroom | 100965 | Bedroom | 0.02952%
10096 | 6 | 1 |  | Manual | 1 | Chandelier (Hanging) | Incandescent |  | Standard A Lamp | 2 | 60 | Other | 100966 | Other | 0.02952%
10096 | 7 | 1 |  | Manual | 1 | Chandelier (Hanging) | Compact Fluorescent |  | Straight Tube | 1 | 15 | Dining Room | 100967 | Dining Room | 0.02952%
10096 | 7 | 2 |  | Manual | 1 | Floor lamp | Compact Fluorescent |  | Straight Tube | 1 | 22 | Dining Room | 100967 | Dining Room | 0.02952%
10096 | 8 | 1 |  | Dimmer | 5 | Ceiling Fixture | Incandescent |  | Standard A Lamp | 1 | 40 | Living Room | 100968 | Living Room | 0.02952%
10096 | 8 | 2 |  | Manual | 1 | Table | Compact Fluorescent |  | Twist | 2 | 15 | Living Room | 100968 | Living Room | 0.02952%
10096 | 8 | 3 |  | Manual | 2 | Floor lamp | Incandescent |  | Standard A Lamp | 2 | 60 | Living Room | 100968 | Living Room | 0.02952%
10096 | 9 | 1 |  | Manual | 1 | Ceiling Fixture | Incandescent |  | Standard A Lamp | 1 | 40 | Garage | 100969 | Garage | 0.02952%
10096 | 9 | 2 |  | Manual | 1 | Wall Mount | Incandescent |  | Standard A Lamp | 1 | 40 | Garage | 100969 | Garage | 0.02952%
10096 | 10 | 1 |  | Manual | 1 | Ceiling Fixture | Incandescent |  | Standard A Lamp | 1 | 60 | Kitchen | 1009610 | Kitchen | 0.02952%
10096 | 11 | 1 |  | Manual | 2 | Ceiling Fixture | Incandescent |  | Standard A Lamp | 1 | 60 | Hall | 1009611 | Hall | 0.02952%
10096 | 12 | 1 |  | Manual | 1 | Recessed Can | Compact Fluorescent |  | Reflector | 1 | 15 | Kitchen | 1009612 | Kitchen | 0.02952%
10096 | 12 | 2 |  | Manual | 1 | Chandelier (Hanging) | Compact Fluorescent |  | Twist | 2 | 15 | Kitchen | 1009612 | Kitchen | 0.02952%
10096 | 12 | 3 |  | Manual | 1 | Ceiling Fixture | Incandescent |  | Standard A Lamp | 2 | 40 | Kitchen | 1009612 | Kitchen | 0.02952%
10096 | 13 | 1 |  | Manual | 2 | Table | Incandescent |  | Standard A Lamp | 1 | 60 | Living Room | 1009613 | Living Room | 0.02952%
10096 | 13 | 2 |  | Manual | 1 | Floor lamp | Incandescent |  | Standard A Lamp | 1 | 60 | Living Room | 1009613 | Living Room | 0.02952%
10096 | 13 | 3 |  | Manual | 1 | Table | Incandescent |  | Other | 1 | 40 | Living Room | 1009613 | Living Room | 0.02952%
10096 | 13 | 4 |  | Manual | 1 | Ceiling Fixture | Incandescent |  | Decorative | 1 | 40 | Living Room | 1009613 | Living Room | 0.02952%
10096 | 14 | 1 |  | Manual | 1 | Ceiling Fixture | Incandescent |  | Standard A Lamp | 2 | 60 | Other | 1009614 | Other | 0.02952%
10096 | 14 | 2 |  | Manual | 1 | Wall Mount | Incandescent |  | Standard A Lamp | 1 | 60 | Other | 1009614 | Other | 0.02952%
10096 | 15 | 1 |  | Manual | 1 | Ceiling Fixture | Incandescent |  | Standard A Lamp | 2 | 60 | Laundry Room | 1009615 | Laundry Room | 0.02952%
10096 | 15 | 2 |  | Manual | 1 | Wall Mount | Incandescent |  | Globe | 1 | 40 | Laundry Room | 1009615 | Laundry Room | 0.02952%
10100 | 1 | 1 |  | Manual | 1 | Torchiere | Compact Fluorescent |  | Twist | 1 | 15 | Bedroom | 101001 | Bedroom | 0.0364%
10100 | 1 | 2 |  | Manual | 1 | Ceiling Fan | Compact Fluorescent |  | Twist | 1 | 15 | Bedroom | 101001 | Bedroom | 0.0364%
10100 | 2 | 1 |  | Manual | 1 | Table | Compact Fluorescent |  | Twist | 1 | 15 | Office | 101002 | Office | 0.0364%
10100 | 2 | 2 |  | Manual | 1 | Table | Incandescent |  | Standard A Lamp | 1 | 100 | Office | 101002 | Office | 0.0364%
10100 | 2 | 3 |  | Manual | 1 | Table | Incandescent |  | Mini base | 1 | 25 | Office | 101002 | Office | 0.0364%
10100 | 3 | 1 |  | Manual | 1 | Chandelier (Hanging) | Compact Fluorescent |  | Twist | 5 | 15 | Dining Room | 101003 | Dining Room | 0.0364%
10100 | 4 | 1 |  | Manual | 1 | Ceiling Fixture | Incandescent |  | Mini base | 3 | 40 | Hall | 101004 | Hall | 0.0364%
10100 | 6 | 1 |  | Manual | 1 | Ceiling Fixture | Incandescent |  | Standard A Lamp | 1 | 60 | Hall | 101006 | Hall | 0.0364%
10100 | 7 | 1 |  | Manual | 11 | Ceiling Fixture | Linear Fluorescent | 48 | T-12 | 2 | 40 | Garage | 101007 | Garage | 0.0364%
10100 | 7 | 2 |  | Manual | 1 | Ceiling Fixture | Incandescent |  | Standard A Lamp | 4 | 75 | Garage | 101007 | Garage | 0.0364%
10100 | 7 | 3 |  | Manual | 1 | High bay | Incandescent |  | Standard A Lamp | 1 | 100 | Garage | 101007 | Garage | 0.0364%
10100 | 8 | 1 |  | Manual | 1 | Ceiling Fixture | Linear Fluorescent | 48 | T-12 | 1 | 40 | Kitchen | 101008 | Kitchen | 0.0364%
10100 | 9 | 1 |  | Manual | 1 | Ceiling Fixture | Linear Fluorescent | 48 | T-12 | 2 | 40 | Laundry Room | 101009 | Laundry Room | 0.0364%
10100 | 10 | 1 |  | Manual | 1 | Chandelier (Hanging) | Incandescent |  | Standard A Lamp | 1 | 100 | Living Room | 1010010 | Living Room | 0.0364%
10100 | 10 | 2 |  | Manual | 1 | Table | Incandescent |  | Standard A Lamp | 1 | 100 | Living Room | 1010010 | Living Room | 0.0364%
10100 | 10 | 3 |  | Manual | 1 | Other | Linear Fluorescent | 36 | Fluorescent Unknown | 1 | 30 | Living Room | 1010010 | Living Room | 0.0364%
10100 | 10 | 4 |  | Timer | 3 | Other | Incandescent |  | Mini base | 1 | 60 | Living Room | 1010010 | Living Room | 0.0364%
10100 | 10 | 5 |  | Manual | 1 | Other | Incandescent |  | Mini base | 4 | 10 | Living Room | 1010010 | Living Room | 0.0364%
10100 | 11 | 1 |  | Manual | 1 | Ceiling Fixture | Compact Fluorescent |  | Twist | 1 | 15 | Bathroom | 1010011 | Bathroom | 0.0364%
10100 | 11 | 2 |  | Manual | 1 | Ceiling Fixture | Incandescent |  | Standard A Lamp | 1 | 100 | Bathroom | 1010011 | Bathroom | 0.0364%
10100 | 12 | 1 |  | Manual | 1 | Ceiling Fan | Incandescent |  | Standard A Lamp | 1 | 60 | Master Bedroom | 1010012 | Master Bedroom | 0.0364%
10100 | 12 | 2 |  | Manual | 1 | Wall Mount | Incandescent |  | Standard A Lamp | 1 | 75 | Master Bedroom | 1010012 | Master Bedroom | 0.0364%
10100 | 12 | 3 |  | Manual | 1 | Table | Incandescent |  | Decorative | 1 | 40 | Master Bedroom | 1010012 | Master Bedroom | 0.0364%
10100 | 13 | 1 |  | Manual | 4 | Ceiling Fixture | Incandescent |  | Standard A Lamp | 1 | 100 | Garage | 1010013 | Garage | 0.0364%
10100 | 13 | 2 |  | Manual | 1 | Ceiling Fixture | Linear Fluorescent | 48 | T-12 | 2 | 40 | Garage | 1010013 | Garage | 0.0364%
10100 | 14 | 1 |  | Manual | 2 | Ceiling Fixture | Incandescent |  | Standard A Lamp | 2 | 60 | Hall | 1010014 | Hall | 0.0364%
10100 | 14 | 2 |  | Manual | 1 | Ceiling Fixture | Linear Fluorescent | 48 | T-12 | 2 | 40 | Hall | 1010014 | Hall | 0.0364%
10100 | 15 | 1 |  | Manual | 1 | Ceiling Fan | Incandescent |  | Standard A Lamp | 1 | 60 | Other | 1010015 | Other | 0.0364%
10100 | 15 | 2 |  | Manual | 1 | Other | Linear Fluorescent | 48 | T-12 | 2 | 40 | Other | 1010015 | Other | 0.0364%
10134 | 1 | 1 |  | Manual | 2 | High bay | Linear Fluorescent | 48 | T-12 | 2 | 32 | Other | 101341 | Other | 0.0364%
10134 | 1 | 2 |  | Manual | 1 | Ceiling Fixture | Compact Fluorescent |  | A shape bulb | 1 | 13 | Other | 101341 | Other | 0.0364%
10134 | 2 | 1 |  | Manual | 1 | Wall Mount | Incandescent |  | Globe | 8 | 40 | Bathroom | 101342 | Bathroom | 0.0364%
10134 | 3 | 1 |  | Manual | 1 | Wall Mount | Compact Fluorescent |  | Twist | 3 | 18 | Bathroom | 101343 | Bathroom | 0.0364%
10134 | 3 | 2 |  | Manual | 1 | Wall Mount | Incandescent |  | Globe | 3 | 40 | Bathroom | 101343 | Bathroom | 0.0364%
10134 | 4 | 1 |  | Manual | 1 | Ceiling Fixture | Compact Fluorescent |  | Twist | 2 | 13 | Bedroom | 101344 | Bedroom | 0.0364%
10134 | 5 | 1 |  | Manual | 1 | Ceiling Fixture | Incandescent |  | Standard A Lamp | 1 | 60 | Bedroom | 101345 | Bedroom | 0.0364%
10134 | 6 | 1 |  | Manual | 1 | Ceiling Fixture | Compact Fluorescent |  | Twist | 1 | 15 | Closet | 101346 | Closet | 0.0364%
10134 | 7 | 1 |  | Manual | 1 | Chandelier (Hanging) | Incandescent |  | Mini base | 8 | 40 | Dining Room | 101347 | Dining Room | 0.0364%
10134 | 7 | 2 |  | Dimmer | 1 | Floor lamp | Compact Fluorescent |  | Twist | 2 | 23 | Dining Room | 101347 | Dining Room | 0.0364%
10134 | 7 | 3 |  | Manual | 1 | Table | Halogen |  | Other | 1 | 50 | Dining Room | 101347 | Dining Room | 0.0364%
10134 | 8 | 1 |  | Manual | 1 | Ceiling Fixture | Incandescent |  | Mini base | 3 | 40 | Hall | 101348 | Hall | 0.0364%
10134 | 8 | 2 |  | Manual | 1 | Wall Mount | Compact Fluorescent |  | Twist | 1 | 13 | Hall | 101348 | Hall | 0.0364%
10134 | 9 | 1 |  | Manual | 1 | Ceiling Fan | Compact Fluorescent |  | Twist | 3 | 23 | Kitchen | 101349 | Kitchen | 0.0364%
10134 | 9 | 2 |  | Manual | 1 | Other | Incandescent |  | Other | 1 | 25 | Kitchen | 101349 | Kitchen | 0.0364%
10134 | 9 | 3 |  | Manual | 1 | Track | Incandescent |  | Reflector | 3 | 65 | Kitchen | 101349 | Kitchen | 0.0364%
10134 | 10 | 1 |  | Manual | 1 | Ceiling Fixture | Compact Fluorescent |  | Twist | 1 | 23 | Laundry Room | 1013410 | Laundry Room | 0.0364%
10134 | 11 | 1 |  | Manual | 1 | Floor lamp | Compact Fluorescent |  | Twist | 1 | 18 | Living Room | 1013411 | Living Room | 0.0364%
10134 | 12 | 1 |  | Manual | 1 | Ceiling Fixture | Incandescent |  | Standard A Lamp | 1 | 60 | Closet | 1013412 | Closet | 0.0364%
10134 | 13 | 1 |  | Manual | 1 | Ceiling Fixture | Compact Fluorescent |  | Twist | 1 | 15 | Closet | 1013413 | Closet | 0.0364%
10134 | 14 | 1 |  | Manual | 1 | Ceiling Fixture | Compact Fluorescent |  | Twist | 2 | 15 | Office | 1013414 | Office | 0.0364%
10134 | 15 | 1 |  | Manual | 1 | Ceiling Fixture | Compact Fluorescent |  | Twist | 1 | 13 | Other | 1013415 | Other | 0.0364%
10134 | 16 | 1 |  | Manual | 2 | Wall Mount | Compact Fluorescent |  | Twist | 1 | 13 | Hall | 1013416 | Hall | 0.0364%
10141 | 1 | 1 |  | Manual | 1 | Wall Mount | Incandescent |  | Globe | 2 | 60 | Bathroom | 101411 | Bathroom | 0.1232%
10141 | 1 | 2 |  | Manual | 1 | Table | Incandescent |  | Standard A Lamp | 1 | 75 | Bathroom | 101411 | Bathroom | 0.1232%
10141 | 1 | 3 |  | Manual | 1 | Wall Mount | Other |  | LED Interior | 1 | 1 | Bathroom | 101411 | Bathroom | 0.1232%
10141 | 2 | 1 |  | Manual | 1 | Ceiling Fixture | Incandescent |  | Standard A Lamp | 1 | 60 | Bedroom | 101412 | Bedroom | 0.1232%
10141 | 3 | 1 |  | Manual | 1 | Ceiling Fixture | Incandescent |  | Standard A Lamp | 2 | 60 | Bathroom | 101413 | Bathroom | 0.1232%
10141 | 3 | 2 |  | Manual | 1 | Wall Mount | Incandescent |  | Standard A Lamp | 1 | 60 | Bathroom | 101413 | Bathroom | 0.1232%
10141 | 4 | 1 |  | Manual | 1 | Ceiling Fan | Incandescent |  | Standard A Lamp | 1 | 60 | Hall | 101414 | Hall | 0.1232%
10141 | 5 | 1 |  | Manual | 2 | Ceiling Fixture | Incandescent |  | Standard A Lamp | 1 | 60 | Hall | 101415 | Hall | 0.1232%
10141 | 5 | 2 |  | Manual | 1 | Wall Mount | Other |  | LED Interior | 1 | 1 | Hall | 101415 | Hall | 0.1232%
10141 | 6 | 1 |  | Dimmer | 1 | Ceiling Fixture | Incandescent |  | Standard A Lamp | 2 | 60 | Master Bedroom | 101416 | Master Bedroom | 0.1232%
10141 | 6 | 2 |  | Manual | 1 | Wall Mount | Incandescent |  | Reflector | 1 | 25 | Master Bedroom | 101416 | Master Bedroom | 0.1232%
10141 | 6 | 3 |  | Manual | 1 | Table | Compact Fluorescent |  | Twist | 1 | 15 | Master Bedroom | 101416 | Master Bedroom | 0.1232%
10141 | 6 | 4 |  | Manual | 1 | Table | Incandescent |  | Standard A Lamp | 2 | 40 | Master Bedroom | 101416 | Master Bedroom | 0.1232%
10141 | 7 | 1 |  | Manual | 1 | Ceiling Fixture | Incandescent |  | Standard A Lamp | 1 | 60 | Office | 101417 | Office | 0.1232%
10141 | 7 | 2 |  | Manual | 1 | Ceiling Fixture | Compact Fluorescent |  | Twist | 1 | 15 | Office | 101417 | Office | 0.1232%
10141 | 7 | 3 |  | Manual | 1 | Table | Compact Fluorescent |  | Pin base | 1 | 13 | Office | 101417 | Office | 0.1232%
10141 | 9 | 1 |  | Manual | 1 | Ceiling Fixture | Compact Fluorescent |  | Twist | 1 | 15 | Closet | 101419 | Closet | 0.1232%
10141 | 10 | 1 |  | Manual | 1 | Ceiling Fixture | Incandescent |  | Reflector | 1 | 125 | Bathroom | 1014110 | Bathroom | 0.1232%
10141 | 10 | 2 |  | Manual | 1 | Ceiling Fixture | Incandescent |  | Heat Lamp | 1 | 250 | Bathroom | 1014110 | Bathroom | 0.1232%
10141 | 10 | 3 |  | Manual | 1 | Ceiling Fixture | Incandescent |  | Globe | 2 | 60 | Bathroom | 1014110 | Bathroom | 0.1232%
10141 | 10 | 4 |  | Manual | 1 | Ceiling Fixture | Compact Fluorescent |  | Twist | 1 | 15 | Bathroom | 1014110 | Bathroom | 0.1232%
10141 | 10 | 5 |  | Manual | 1 | Wall Mount | Other |  | LED Interior | 1 | 1 | Bathroom | 1014110 | Bathroom | 0.1232%
10141 | 11 | 1 |  | Manual | 1 | Ceiling Fixture | Incandescent |  | Standard A Lamp | 3 | 60 | Bedroom | 1014111 | Bedroom | 0.1232%
10141 | 12 | 1 |  | Manual | 1 | Chandelier (Hanging) | Incandescent |  | Standard A Lamp | 1 | 75 | Dining Room | 1014112 | Dining Room | 0.1232%
10141 | 14 | 1 |  | Manual | 1 | Ceiling Fixture | Incandescent |  | Standard A Lamp | 1 | 60 | Family Room | 1014114 | Family Room | 0.1232%
10141 | 14 | 2 |  | Manual | 1 | Table | Compact Fluorescent |  | Twist | 1 | 15 | Family Room | 1014114 | Family Room | 0.1232%
10141 | 14 | 3 |  | Manual | 1 | Table | Incandescent |  | Standard A Lamp | 1 | 40 | Family Room | 1014114 | Family Room | 0.1232%
10141 | 15 | 1 |  | Manual | 4 | Ceiling Fixture | Incandescent |  | Standard A Lamp | 1 | 60 | Garage | 1014115 | Garage | 0.1232%
10141 | 16 | 1 |  | Manual | 1 | Ceiling Fixture | Compact Fluorescent |  | Twist | 1 | 15 | Hall | 1014116 | Hall | 0.1232%
10141 | 17 | 1 |  | Manual | 1 | Ceiling Fixture | Incandescent |  | Standard A Lamp | 1 | 60 | Kitchen | 1014117 | Kitchen | 0.1232%
10141 | 17 | 2 |  | Manual | 1 | Recessed - other | Compact Fluorescent |  | Twist | 1 | 15 | Kitchen | 1014117 | Kitchen | 0.1232%
10141 | 17 | 3 |  | Manual | 1 | Ceiling Fixture | Incandescent |  | Reflector | 2 | 2 | Kitchen | 1014117 | Kitchen | 0.1232%
10141 | 17 | 4 |  | Manual | 1 | Ceiling Fixture | Incandescent |  | Clear | 1 | 60 | Kitchen | 1014117 | Kitchen | 0.1232%
10141 | 17 | 5 |  | Manual | 1 | Wall Mount | Linear Fluorescent | 48 | T-12 | 1 | 40 | Kitchen | 1014117 | Kitchen | 0.1232%
10141 | 18 | 1 |  | Manual | 1 | Table | Incandescent |  | Standard A Lamp | 1 | 60 | Living Room | 1014118 | Living Room | 0.1232%
10141 | 18 | 2 |  | Manual | 1 | Table | Incandescent |  | Standard A Lamp | 1 | 60 | Living Room | 1014118 | Living Room | 0.1232%
10141 | 18 | 3 |  | Manual | 1 | Table | Compact Fluorescent |  | Twist | 1 | 15 | Living Room | 1014118 | Living Room | 0.1232%
10141 | 19 | 1 |  | Manual | 3 | Ceiling Fixture | Linear Fluorescent | 48 | T-12 | 2 | 40 | Garage | 1014119 | Garage | 0.1232%
10141 | 19 | 2 |  | Manual | 1 | Chandelier (Hanging) | Incandescent |  | Standard A Lamp | 1 | 75 | Garage | 1014119 | Garage | 0.1232%
10144 | 1 | 1 |  | Manual | 1 | Wall Mount | Compact Fluorescent |  | Twist | 3 | 15 | Bathroom | 101441 | Bathroom | 0.04979%
10144 | 2 | 1 |  | Manual | 1 | Table | Compact Fluorescent |  | Twist | 1 | 15 | Bedroom | 101442 | Bedroom | 0.04979%
10144 | 3 | 1 |  | Manual | 1 | Floor lamp | Incandescent |  | Mini base | 3 | 5 | Bedroom | 101443 | Bedroom | 0.04979%
10144 | 4 | 1 |  | Manual | 1 | Chandelier (Hanging) | Incandescent |  | Standard A Lamp | 2 | 65 | Dining Room | 101444 | Dining Room | 0.04979%
10144 | 5 | 1 |  | Manual | 4 | Recessed Can | Compact Fluorescent |  | Twist | 1 | 15 | Family Room | 101445 | Family Room | 0.04979%
10144 | 5 | 2 |  | Manual | 1 | Track | Incandescent |  | Reflector | 5 | 25 | Family Room | 101445 | Family Room | 0.04979%
10144 | 5 | 3 |  | Manual | 1 | Ceiling Fixture | Compact Fluorescent |  | Twist | 1 | 7 | Family Room | 101445 | Family Room | 0.04979%
10144 | 6 | 1 |  | Manual | 2 | Ceiling Fixture | Compact Fluorescent |  | Twist | 1 | 15 | Garage | 101446 | Garage | 0.04979%
10144 | 7 | 1 |  | Manual | 1 | Ceiling Fixture | Compact Fluorescent |  | Twist | 1 | 15 | Hall | 101447 | Hall | 0.04979%
10144 | 8 | 1 |  | Manual | 2 | Ceiling Fixture | Compact Fluorescent |  | Twist | 1 | 15 | Hall | 101448 | Hall | 0.04979%
10144 | 9 | 1 |  | Manual | 4 | Recessed - other | Linear Fluorescent | 48 | T-12 | 1 | 40 | Kitchen | 101449 | Kitchen | 0.04979%
10144 | 10 | 1 |  | Manual | 1 | Floor lamp | Compact Fluorescent |  | A shape bulb | 2 | 15 | Living Room | 1014410 | Living Room | 0.04979%
10144 | 11 | 1 |  | Manual | 1 | Wall Mount | Incandescent |  | Globe | 6 | 25 | Bathroom | 1014411 | Bathroom | 0.04979%
10144 | 12 | 1 |  | Manual | 1 | Table | Compact Fluorescent |  | Twist | 1 | 15 | Master Bedroom | 1014412 | Master Bedroom | 0.04979%
10144 | 13 | 1 |  | Manual | 2 | Ceiling Fixture | Compact Fluorescent |  | Twist | 3 | 15 | Other | 1014413 | Other | 0.04979%
10144 | 13 | 2 |  | Manual | 1 | Track | Incandescent |  | Reflector | 3 | 60 | Other | 1014413 | Other | 0.04979%
10144 | 14 | 1 |  | Manual | 2 | Ceiling Fixture | Compact Fluorescent |  | Twist | 2 | 15 | Laundry Room | 1014414 | Laundry Room | 0.04979%
10150 | 1 | 1 |  | Manual | 1 | Ceiling Fixture | Compact Fluorescent |  | Twist | 1 | 15 | Laundry Room | 101501 | Laundry Room | 0.02952%
10150 | 1 | 2 |  | Manual | 1 | Ceiling Fixture | Linear Fluorescent | 48 | T-8 | 2 | 32 | Laundry Room | 101501 | Laundry Room | 0.02952%
10150 | 2 | 1 |  | Manual | 1 | Ceiling Fixture | Incandescent |  | Standard A Lamp | 1 | 60 | Bathroom | 101502 | Bathroom | 0.02952%
10150 | 2 | 2 |  | Manual | 1 | Wall Mount | Compact Fluorescent |  | Twist | 2 | 15 | Bathroom | 101502 | Bathroom | 0.02952%
10150 | 3 | 1 |  | Manual | 1 | Ceiling Fixture | Incandescent |  | Standard A Lamp | 1 | 60 | Bedroom | 101503 | Bedroom | 0.02952%
10150 | 3 | 2 |  | Manual | 1 | Table | Compact Fluorescent |  | Twist | 1 | 22 | Bedroom | 101503 | Bedroom | 0.02952%
10150 | 3 | 3 |  | Manual | 1 | Table | Incandescent |  | Clear | 1 | 25 | Bedroom | 101503 | Bedroom | 0.02952%
10150 | 4 | 1 |  | Manual | 1 | Table | Compact Fluorescent |  | Twist | 1 | 22 | Bedroom | 101504 | Bedroom | 0.02952%
10150 | 4 | 2 |  | Manual | 1 | Ceiling Fan | Compact Fluorescent |  | Twist | 1 | 22 | Bedroom | 101504 | Bedroom | 0.02952%
10150 | 5 | 1 |  | Manual | 1 | Ceiling Fixture | Incandescent |  | Standard A Lamp | 1 | 60 | Closet | 101505 | Closet | 0.02952%
10150 | 6 | 1 |  | Manual | 1 | Ceiling Fixture | Incandescent |  | Standard A Lamp | 1 | 60 | Closet | 101506 | Closet | 0.02952%
10150 | 7 | 1 |  | Manual | 2 | Ceiling Fixture | Compact Fluorescent |  | Twist | 1 | 22 | Closet | 101507 | Closet | 0.02952%
10150 | 8 | 1 |  | Dimmer | 1 | Chandelier (Hanging) | Incandescent |  | Standard A Lamp | 3 | 60 | Dining Room | 101508 | Dining Room | 0.02952%
10150 | 9 | 1 |  | Manual | 2 | Wall Mount | Compact Fluorescent |  | Twist | 1 | 15 | Hall | 101509 | Hall | 0.02952%
10150 | 10 | 1 |  | Manual | 1 | Ceiling Fixture | Incandescent |  | Standard A Lamp | 1 | 75 | Other | 1015010 | Other | 0.02952%
10150 | 11 | 1 |  | Manual | 1 | Chandelier (Hanging) | Incandescent |  | Standard A Lamp | 1 | 75 | Kitchen | 1015011 | Kitchen | 0.02952%
10150 | 11 | 2 |  | Manual | 1 | Other | Incandescent |  | Standard A Lamp | 1 | 40 | Kitchen | 1015011 | Kitchen | 0.02952%
10150 | 12 | 1 |  | Manual | 1 | Ceiling Fixture | Compact Fluorescent |  | Twist | 3 | 15 | Living Room | 1015012 | Living Room | 0.02952%
10150 | 12 | 2 |  | Manual | 1 | Table | Compact Fluorescent |  | Twist | 1 | 22 | Living Room | 1015012 | Living Room | 0.02952%
10150 | 13 | 1 |  | Manual | 1 | Ceiling Fixture | Compact Fluorescent |  | Twist | 1 | 15 | Closet | 1015013 | Closet | 0.02952%
10172 | 1 | 1 |  | Manual | 2 | Floor lamp | Incandescent |  | Standard A Lamp | 1 | 60 | Other | 101721 | Other | 0.03789%
10172 | 1 | 2 |  | Manual | 1 | Ceiling Fixture | Compact Fluorescent |  | Twist | 1 | 15 | Other | 101721 | Other | 0.03789%
10172 | 2 | 1 |  | Manual | 1 | Wall Mount | Incandescent |  | Standard A Lamp | 2 | 60 | Bathroom | 101722 | Bathroom | 0.03789%
10172 | 3 | 1 |  | Manual | 1 | Ceiling Fixture | Compact Fluorescent |  | Twist | 1 | 15 | Bedroom | 101723 | Bedroom | 0.03789%
10172 | 3 | 2 |  | Manual | 1 | Table | Incandescent |  | Standard A Lamp | 1 | 40 | Bedroom | 101723 | Bedroom | 0.03789%
10172 | 4 | 1 |  | Manual | 1 | Ceiling Fixture | Compact Fluorescent |  | Twist | 1 | 15 | Bedroom | 101724 | Bedroom | 0.03789%
10172 | 5 | 1 |  | Manual | 1 | Ceiling Fixture | Compact Fluorescent |  | Twist | 1 | 15 | Dining Room | 101725 | Dining Room | 0.03789%
10172 | 6 | 1 |  | Manual | 1 | Ceiling Fixture | Compact Fluorescent |  | Twist | 1 | 15 | Kitchen | 101726 | Kitchen | 0.03789%
10172 | 7 | 1 |  | Manual | 1 | Ceiling Fixture | Compact Fluorescent |  | Twist | 1 | 15 | Laundry Room | 101727 | Laundry Room | 0.03789%
10172 | 8 | 1 |  | Manual | 1 | Floor lamp | Compact Fluorescent |  | Twist | 1 | 22 | Living Room | 101728 | Living Room | 0.03789%
10172 | 8 | 2 |  | Manual | 1 | Table | Incandescent |  | Standard A Lamp | 1 | 75 | Living Room | 101728 | Living Room | 0.03789%
10174 | 1 | 1 |  | Manual | 1 | Ceiling Fixture | Incandescent |  | Reflector | 1 | 75 | Bathroom | 101741 | Bathroom | 0.1232%
10174 | 1 | 2 |  | Manual | 1 | Ceiling Fixture | Incandescent |  | Heat Lamp | 1 | 125 | Bathroom | 101741 | Bathroom | 0.1232%
10174 | 1 | 3 |  | Manual | 1 | Recessed Can | Incandescent |  | Reflector | 1 | 75 | Bathroom | 101741 | Bathroom | 0.1232%
10174 | 1 | 4 |  | Manual | 1 | Wall Mount | Compact Fluorescent |  | Twist | 3 | 13 | Bathroom | 101741 | Bathroom | 0.1232%
10174 | 2 | 1 |  | Manual | 1 | Recessed Can | Compact Fluorescent |  | Twist | 1 | 13 | Bathroom | 101742 | Bathroom | 0.1232%
10174 | 2 | 2 |  | Manual | 1 | Wall Mount | Incandescent |  | Globe | 3 | 40 | Bathroom | 101742 | Bathroom | 0.1232%
10174 | 2 | 3 |  | Manual | 1 | Ceiling Fixture | Incandescent |  | Heat Lamp | 1 | 125 | Bathroom | 101742 | Bathroom | 0.1232%
10174 | 3 | 1 |  | Manual | 1 | Ceiling Fixture | Compact Fluorescent |  | Twist | 2 | 13 | Bedroom | 101743 | Bedroom | 0.1232%
10174 | 4 | 1 |  | Manual | 1 | Ceiling Fixture | Compact Fluorescent |  | Twist | 2 | 13 | Bedroom | 101744 | Bedroom | 0.1232%
10174 | 4 | 2 |  | Manual | 2 | Table | Incandescent |  | Decorative | 1 | 40 | Bedroom | 101744 | Bedroom | 0.1232%
10174 | 5 | 1 |  | Dimmer | 1 | Chandelier (Hanging) | Incandescent |  | Clear | 3 | 40 | Dining Room | 101745 | Dining Room | 0.1232%
10174 | 5 | 2 |  | Manual | 2 | Table | Incandescent |  | Globe | 1 | 150 | Dining Room | 101745 | Dining Room | 0.1232%
10174 | 6 | 1 |  | Manual | 2 | Table | Incandescent |  | 3-Way Incandescent | 1 | 135 | Family Room | 101746 | Family Room | 0.1232%
10174 | 7 | 1 |  | Manual | 1 | Ceiling Fixture | Linear Fluorescent | 48 | T-12 | 2 | 40 | Garage | 101747 | Garage | 0.1232%
10174 | 8 | 1 |  | Manual | 1 | Ceiling Fixture | Compact Fluorescent |  | Twist | 1 | 13 | Hall | 101748 | Hall | 0.1232%
10174 | 9 | 1 |  | Manual | 5 | Ceiling Fixture | Compact Fluorescent |  | Flood | 1 | 15 | Kitchen | 101749 | Kitchen | 0.1232%
10174 | 9 | 2 |  | Manual | 4 | Architectural | Linear Fluorescent | 11 | T-5 | 1 | 8 | Kitchen | 101749 | Kitchen | 0.1232%
10174 | 10 | 1 |  | Manual | 1 | Ceiling Fixture | Linear Fluorescent | 48 | T-12 | 2 | 40 | Laundry Room | 1017410 | Laundry Room | 0.1232%
10174 | 11 | 1 |  | Manual | 1 | Ceiling Fixture | Compact Fluorescent |  | Twist | 2 | 13 | Master Bedroom | 1017411 | Master Bedroom | 0.1232%
10174 | 11 | 2 |  | Manual | 2 | Table | Compact Fluorescent |  | Twist | 1 | 13 | Master Bedroom | 1017411 | Master Bedroom | 0.1232%
10174 | 12 | 1 |  | Manual | 1 | Recessed Can | Incandescent |  | Reflector | 1 | 60 | Closet | 1017412 | Closet | 0.1232%
10174 | 13 | 1 |  | Manual | 3 | Recessed Can | Incandescent |  | Reflector | 1 | 60 | Other | 1017413 | Other | 0.1232%
10176 | 1 | 1 |  | Manual | 1 | Wall Mount | Incandescent |  | Globe | 6 | 40 | Bathroom | 101761 | Bathroom | 0.0286%
10176 | 2 | 1 |  | Manual | 1 | Ceiling Fixture | Compact Fluorescent |  | Twist | 2 | 22 | Bedroom | 101762 | Bedroom | 0.0286%
10176 | 2 | 2 |  | Manual | 1 | Table | Incandescent |  | Standard A Lamp | 1 | 100 | Bedroom | 101762 | Bedroom | 0.0286%
10176 | 3 | 1 |  | Dimmer | 1 | Ceiling Fixture | Halogen |  | MR | 3 | 50 | Family Room | 101763 | Family Room | 0.0286%
10176 | 3 | 2 |  | Manual | 1 | Table | Incandescent |  | Standard A Lamp | 1 | 150 | Family Room | 101763 | Family Room | 0.0286%
10176 | 3 | 3 |  | Manual | 1 | Floor lamp | Incandescent |  | Standard A Lamp | 1 | 150 | Family Room | 101763 | Family Room | 0.0286%
10176 | 4 | 1 |  | Manual | 2 | Ceiling Fixture | Compact Fluorescent |  | Twist | 1 | 22 | Hall | 101764 | Hall | 0.0286%
10176 | 5 | 1 |  | Manual | 1 | Ceiling Fixture | Incandescent |  | Globe | 5 | 40 | Kitchen | 101765 | Kitchen | 0.0286%
10176 | 5 | 2 |  | Manual | 1 | Ceiling Fixture | Compact Fluorescent |  | Twist | 2 | 22 | Kitchen | 101765 | Kitchen | 0.0286%
10176 | 5 | 3 |  | Manual | 1 | Table | Incandescent |  | Standard A Lamp | 1 | 60 | Kitchen | 101765 | Kitchen | 0.0286%
10176 | 6 | 1 |  | Manual | 1 | Recessed Can | Incandescent |  | Reflector | 1 | 65 | Laundry Room | 101766 | Laundry Room | 0.0286%
10176 | 7 | 1 |  | Manual | 2 | Ceiling Fixture | Incandescent |  | Standard A Lamp | 1 | 60 | Living Room | 101767 | Living Room | 0.0286%
10176 | 7 | 2 |  | Manual | 2 | Table | Incandescent |  | Standard A Lamp | 1 | 60 | Living Room | 101767 | Living Room | 0.0286%
10176 | 7 | 3 |  | Manual | 1 | Ceiling Fixture | Incandescent |  | Mini base | 1 | 25 | Living Room | 101767 | Living Room | 0.0286%
10176 | 7 | 4 |  | Dimmer | 1 | Torchiere | Incandescent |  | Standard A Lamp | 1 | 150 | Living Room | 101767 | Living Room | 0.0286%
10176 | 8 | 1 |  | Manual | 1 | Ceiling Fixture | Incandescent |  | Globe | 1 | 90 | Master Bedroom | 101768 | Master Bedroom | 0.0286%
10176 | 8 | 2 |  | Dimmer | 1 | Torchiere | Incandescent |  | Standard A Lamp | 1 | 150 | Master Bedroom | 101768 | Master Bedroom | 0.0286%
10176 | 8 | 3 |  | Manual | 2 | Table | Incandescent |  | Standard A Lamp | 1 | 60 | Master Bedroom | 101768 | Master Bedroom | 0.0286%
10176 | 9 | 1 |  | Manual | 1 | Wall Mount | Compact Fluorescent |  | Twist | 2 | 20 | Bathroom | 101769 | Bathroom | 0.0286%
10176 | 9 | 2 |  | Photo | 1 | Other | Other |  |  | 1 | 1 | Bathroom | 101769 | Bathroom | 0.0286%
10176 | 10 | 1 |  | Manual | 1 | Floor lamp | Compact Fluorescent |  | Pin base | 1 | 28 | Office | 1017610 | Office | 0.0286%
10176 | 10 | 2 |  | Manual | 1 | Ceiling Fixture | Compact Fluorescent |  | Twist | 3 | 20 | Office | 1017610 | Office | 0.0286%
10176 | 10 | 3 |  | Manual | 1 | Table | Incandescent |  | Standard A Lamp | 1 | 60 | Office | 1017610 | Office | 0.0286%
10176 | 11 | 1 |  | Manual | 1 | Garage door opener | Incandescent |  | Standard A Lamp | 1 | 60 | Garage | 1017611 | Garage | 0.0286%
10176 | 11 | 2 |  | Manual | 1 | Ceiling Fixture | Incandescent |  | Standard A Lamp | 1 | 60 | Garage | 1017611 | Garage | 0.0286%
10178 | 1 | 1 |  | Manual | 1 | Wall Mount | Incandescent |  | Standard A Lamp | 2 | 60 | Bathroom | 101781 | Bathroom | 0.1723%
10178 | 2 | 1 |  | Manual | 1 | Ceiling Fan | Compact Fluorescent |  | Twist | 6 | 15 | Bedroom | 101782 | Bedroom | 0.1723%
10178 | 3 | 1 |  | Manual | 1 | Ceiling Fan | Incandescent |  | Decorative | 6 | 40 | Bedroom | 101783 | Bedroom | 0.1723%
10178 | 4 | 1 |  | Manual | 1 | Ceiling Fixture | Compact Fluorescent |  | Twist | 2 | 15 | Bedroom | 101784 | Bedroom | 0.1723%
10178 | 5 | 1 |  | Manual | 1 | Ceiling Fixture | Compact Fluorescent |  | Twist | 1 | 25 | Garage | 101785 | Garage | 0.1723%
10178 | 6 | 1 |  | Manual | 1 | Ceiling Fixture | Incandescent |  | Standard A Lamp | 1 | 60 | Hall | 101786 | Hall | 0.1723%
10178 | 7 | 1 |  | Manual | 4 | Ceiling Fixture | Incandescent |  | Standard A Lamp | 1 | 60 | Kitchen | 101787 | Kitchen | 0.1723%
10178 | 8 | 1 |  | Manual | 3 | Floor lamp | Compact Fluorescent |  | Twist | 1 | 15 | Living Room | 101788 | Living Room | 0.1723%
10186 | 2 | 1 |  | Manual | 2 | Wall Mount | Incandescent |  | Mini base | 1 | 40 | Bedroom | 101862 | Bedroom | 0.03789%
10186 | 2 | 2 |  | Manual | 1 | Table | Incandescent |  | Mini base | 1 | 40 | Bedroom | 101862 | Bedroom | 0.03789%
10186 | 3 | 1 |  | Manual | 1 | Ceiling Fixture | Incandescent |  | Standard A Lamp | 1 | 60 | Closet | 101863 | Closet | 0.03789%
10186 | 4 | 1 |  | Manual | 1 | Chandelier (Hanging) | Incandescent |  | Standard A Lamp | 4 | 60 | Dining Room | 101864 | Dining Room | 0.03789%
10186 | 5 | 1 |  | Manual | 1 | Wall Mount | Incandescent |  | Globe | 2 | 25 | Bathroom | 101865 | Bathroom | 0.03789%
10186 | 6 | 1 |  | Manual | 1 | Recessed - other | Halogen |  | PAR | 1 | 30 | Hall | 101866 | Hall | 0.03789%
10186 | 7 | 1 |  | Manual | 3 | Chandelier (Hanging) | Incandescent |  | Mini base | 1 | 25 | Kitchen | 101867 | Kitchen | 0.03789%
10186 | 8 | 1 |  | Manual | 1 | Ceiling Fixture | Incandescent |  | Standard A Lamp | 2 | 40 | Laundry Room | 101868 | Laundry Room | 0.03789%
10186 | 9 | 1 |  | Manual | 2 | Chandelier (Hanging) | Incandescent |  | Standard A Lamp | 5 | 40 | Living Room | 101869 | Living Room | 0.03789%
10186 | 11 | 1 |  | Manual | 1 | Chandelier (Hanging) | Incandescent |  | Standard A Lamp | 2 | 60 | Bathroom | 1018611 | Bathroom | 0.03789%
10186 | 11 | 2 |  | Manual | 2 | Wall Mount | Incandescent |  | Mini base | 1 | 25 | Bathroom | 1018611 | Bathroom | 0.03789%
10186 | 12 | 1 |  | Manual | 1 | Ceiling Fixture | Incandescent |  | Standard A Lamp | 2 | 60 | Master Bedroom | 1018612 | Master Bedroom | 0.03789%
10186 | 12 | 2 |  | Manual | 1 | Table | Compact Fluorescent |  | Twist | 1 | 7 | Master Bedroom | 1018612 | Master Bedroom | 0.03789%
10186 | 14 | 1 |  | Manual | 1 | Wall Mount | Incandescent |  | Mini base | 1 | 25 | Hall | 1018614 | Hall | 0.03789%
10191 | 1 | 1 |  | Manual | 1 | Ceiling Fixture | Compact Fluorescent |  | A shape bulb | 1 | 15 | Bedroom | 101911 | Bedroom | 0.03789%
10191 | 2 | 1 |  | Manual | 1 | Ceiling Fixture | Compact Fluorescent |  | Twist | 2 | 20 | Bedroom | 101912 | Bedroom | 0.03789%
10191 | 2 | 2 |  | Manual | 1 | Floor lamp | Compact Fluorescent |  | A shape bulb | 1 | 15 | Bedroom | 101912 | Bedroom | 0.03789%
10191 | 2 | 3 |  | Manual | 1 | Table | Halogen |  | Other | 1 | 20 | Bedroom | 101912 | Bedroom | 0.03789%
10191 | 3 | 1 |  | Manual | 1 | Ceiling Fixture | Compact Fluorescent |  | Twist | 2 | 15 | Hall | 101913 | Hall | 0.03789%
10191 | 4 | 1 |  | Manual | 1 | Wall Mount | Compact Fluorescent |  | Twist | 2 | 15 | Bathroom | 101914 | Bathroom | 0.03789%
10191 | 5 | 1 |  | Manual | 2 | Ceiling Fixture | Compact Fluorescent |  | Twist | 1 | 22 | Kitchen | 101915 | Kitchen | 0.03789%
10191 | 5 | 2 |  | Manual | 2 | Wall Mount | Compact Fluorescent |  | Twist | 1 | 15 | Kitchen | 101915 | Kitchen | 0.03789%
10191 | 6 | 1 |  | Manual | 2 | Ceiling Fixture | Compact Fluorescent |  | Twist | 1 | 22 | Living Room | 101916 | Living Room | 0.03789%
10192 | 1 | 1 |  | Manual | 1 | Wall Mount | Incandescent |  | Globe | 4 | 25 | Bathroom | 101921 | Bathroom | 0.03789%
10192 | 2 | 1 |  | Manual | 1 | Ceiling Fixture | Incandescent |  | Clear | 1 | 60 | Bedroom | 101922 | Bedroom | 0.03789%
10192 | 2 | 2 |  | Manual | 1 | Floor lamp | Compact Fluorescent |  | Twist | 3 | 15 | Bedroom | 101922 | Bedroom | 0.03789%
10192 | 2 | 3 |  | Manual | 1 | Table | Incandescent |  | Decorative | 1 | 40 | Bedroom | 101922 | Bedroom | 0.03789%
10192 | 3 | 1 |  | Manual | 1 | Ceiling Fixture | Compact Fluorescent |  | Twist | 3 | 15 | Family Room | 101923 | Family Room | 0.03789%
10192 | 4 | 1 |  | Dimmer | 1 | Ceiling Fixture | Incandescent |  | Standard A Lamp | 2 | 60 | Dining Room | 101924 | Dining Room | 0.03789%
10192 | 5 | 1 |  | Manual | 2 | Ceiling Fixture | Linear Fluorescent | 48 | T-8 | 2 | 32 | Other | 101925 | Other | 0.03789%
10192 | 6 | 1 |  | Manual | 1 | Ceiling Fixture | Compact Fluorescent |  | Twist | 3 | 15 | Hall | 101926 | Hall | 0.03789%
10192 | 7 | 1 |  | Manual | 1 | Ceiling Fixture | Halogen |  | Quartz Tube | 1 | 50 | Kitchen | 101927 | Kitchen | 0.03789%
10192 | 7 | 2 |  | Manual | 2 | Architectural | Halogen |  | Other | 1 | 20 | Kitchen | 101927 | Kitchen | 0.03789%
10192 | 8 | 1 |  | Manual | 1 | Ceiling Fixture | Linear Fluorescent | 48 | T-8 | 2 | 32 | Laundry Room | 101928 | Laundry Room | 0.03789%
10192 | 9 | 1 |  | Manual | 1 | Ceiling Fixture | Compact Fluorescent |  | Twist | 1 | 15 | Living Room | 101929 | Living Room | 0.03789%
10192 | 9 | 2 |  | Manual | 2 | Wall Mount | Compact Fluorescent |  | Twist | 1 | 15 | Living Room | 101929 | Living Room | 0.03789%
10192 | 9 | 3 |  | Manual | 2 | Floor lamp | Compact Fluorescent |  | Twist | 1 | 15 | Living Room | 101929 | Living Room | 0.03789%
10192 | 10 | 1 |  | Manual | 2 | Wall Mount | Incandescent |  | Decorative | 2 | 25 | Master Bedroom | 1019210 | Master Bedroom | 0.03789%
10192 | 10 | 2 |  | Dimmer | 1 | Ceiling Fixture | Incandescent |  | Standard A Lamp | 2 | 60 | Master Bedroom | 1019210 | Master Bedroom | 0.03789%
10192 | 10 | 3 |  | Manual | 1 | Table | Compact Fluorescent |  | Twist | 1 | 15 | Master Bedroom | 1019210 | Master Bedroom | 0.03789%
10211 | 1 | 1 |  | Manual | 1 | Ceiling Fan | Incandescent |  | Standard A Lamp | 1 | 100 | Bathroom | 102111 | Bathroom | 0.03789%
10211 | 2 | 1 |  | Manual | 1 | Recessed - other | Incandescent |  | Standard A Lamp | 2 | 75 | Bedroom | 102112 | Bedroom | 0.03789%
10211 | 2 | 2 |  | Manual | 1 | Table | Incandescent |  | Standard A Lamp | 1 | 75 | Bedroom | 102112 | Bedroom | 0.03789%
10211 | 3 | 1 |  | Manual | 1 | Ceiling Fixture | Incandescent |  | Standard A Lamp | 2 | 60 | Bedroom | 102113 | Bedroom | 0.03789%
10211 | 3 | 2 |  | Manual | 1 | Table | Incandescent |  | Standard A Lamp | 1 | 75 | Bedroom | 102113 | Bedroom | 0.03789%
10211 | 4 | 1 |  | Manual | 1 | Ceiling Fixture | Incandescent |  | Standard A Lamp | 1 | 60 | Hall | 102114 | Hall | 0.03789%
10211 | 5 | 1 |  | Manual | 2 | High bay | Linear Fluorescent | 48 | T-12 | 2 | 40 | Kitchen | 102115 | Kitchen | 0.03789%
10211 | 5 | 2 |  | Manual | 1 | Track | Incandescent |  | Standard A Lamp | 1 | 60 | Kitchen | 102115 | Kitchen | 0.03789%
10211 | 5 | 3 |  | Manual | 1 | Other | Incandescent |  | Standard A Lamp | 1 | 75 | Kitchen | 102115 | Kitchen | 0.03789%
10211 | 6 | 1 |  | Manual | 1 | Architectural | Incandescent |  | Standard A Lamp | 1 | 60 | Laundry Room | 102116 | Laundry Room | 0.03789%
10211 | 7 | 1 |  | Manual | 1 | Ceiling Fan | Incandescent |  | Standard A Lamp | 1 | 60 | Living Room | 102117 | Living Room | 0.03789%
10211 | 8 | 1 |  | Manual | 1 | Architectural | Incandescent |  | Standard A Lamp | 1 | 60 | Closet | 102118 | Closet | 0.03789%
10229 | 1 | 1 |  | Manual | 1 | Recessed Can | Incandescent |  | Reflector | 1 | 65 | Hall | 102291 | Hall | 0.1232%
10229 | 2 | 1 |  | Manual | 1 | Ceiling Fixture | Incandescent |  | Standard A Lamp | 1 | 60 | Bedroom | 102292 | Bedroom | 0.1232%
10229 | 2 | 2 |  | Manual | 1 | Table | Incandescent |  | Standard A Lamp | 1 | 60 | Bedroom | 102292 | Bedroom | 0.1232%
10229 | 3 | 1 |  | Manual | 2 | Wall Mount | Linear Fluorescent | 24 | T-8 | 1 | 32 | Hall | 102293 | Hall | 0.1232%
10229 | 4 | 1 |  | Manual | 1 | Track | Compact Fluorescent |  | Reflector | 3 | 23 | Family Room | 102294 | Family Room | 0.1232%
10229 | 4 | 2 |  | Manual | 1 | Table | Compact Fluorescent |  | Other | 1 | 15 | Family Room | 102294 | Family Room | 0.1232%
10229 | 4 | 3 |  | Manual | 2 | Floor lamp | Halogen |  | Quartz Tube | 1 | 150 | Family Room | 102294 | Family Room | 0.1232%
10229 | 4 | 4 |  | Manual | 2 | Table | Compact Fluorescent |  | Twist | 1 | 15 | Family Room | 102294 | Family Room | 0.1232%
10229 | 4 | 5 |  | Manual | 2 | Ceiling Fixture | Compact Fluorescent |  | Twist | 2 | 15 | Family Room | 102294 | Family Room | 0.1232%
10229 | 5 | 1 |  | Manual | 2 | Garage door opener | Incandescent |  | Standard A Lamp | 1 | 60 | Garage | 102295 | Garage | 0.1232%
10229 | 5 | 2 |  | Manual | 1 | Ceiling Fixture | Incandescent |  | Standard A Lamp | 2 | 60 | Garage | 102295 | Garage | 0.1232%
10229 | 6 | 1 |  | Manual | 1 | Wall Mount | Compact Fluorescent |  | Pin base | 3 | 13 | Bathroom | 102296 | Bathroom | 0.1232%
10229 | 6 | 2 |  | Manual | 1 | Recessed Can | Compact Fluorescent |  | Twist | 1 | 13 | Bathroom | 102296 | Bathroom | 0.1232%
10229 | 7 | 1 |  | Manual | 4 | Recessed Can | Incandescent |  | Reflector | 1 | 65 | Kitchen | 102297 | Kitchen | 0.1232%
10229 | 7 | 2 |  | Manual | 1 | Track | Compact Fluorescent |  | Twist | 3 | 23 | Kitchen | 102297 | Kitchen | 0.1232%
10229 | 8 | 1 |  | Manual | 1 | Ceiling Fixture | Compact Fluorescent |  | Twist | 1 | 13 | Laundry Room | 102298 | Laundry Room | 0.1232%
10229 | 8 | 2 |  | Manual | 3 | High bay | Linear Fluorescent | 48 | T-12 | 2 | 40 | Laundry Room | 102298 | Laundry Room | 0.1232%
10229 | 8 | 3 |  | Manual | 1 | Ceiling Fixture | Incandescent |  | Standard A Lamp | 1 | 60 | Laundry Room | 102298 | Laundry Room | 0.1232%
10229 | 8 | 4 |  | Manual | 1 | Ceiling Fixture | Incandescent |  | Other | 1 | 90 | Laundry Room | 102298 | Laundry Room | 0.1232%
10229 | 9 | 1 |  | Dimmer | 1 | Chandelier (Hanging) | Incandescent |  | Clear | 5 | 40 | Living Room | 102299 | Living Room | 0.1232%
10229 | 9 | 2 |  | Manual | 1 | Table | Incandescent |  | 3-Way Incandescent | 1 | 150 | Living Room | 102299 | Living Room | 0.1232%
10229 | 9 | 3 |  | Manual | 1 | Floor lamp | Incandescent |  | 3-Way Incandescent | 1 | 150 | Living Room | 102299 | Living Room | 0.1232%
10229 | 9 | 4 |  | Manual | 1 | Table | Compact Fluorescent |  | Twist | 1 | 23 | Living Room | 102299 | Living Room | 0.1232%
10229 | 10 | 1 |  | Manual | 1 | Wall Mount | Incandescent |  | Globe | 4 | 40 | Bathroom | 1022910 | Bathroom | 0.1232%
10229 | 10 | 2 |  | Manual | 1 | Wall Mount | Incandescent |  | Globe | 8 | 40 | Bathroom | 1022910 | Bathroom | 0.1232%
10229 | 10 | 3 |  | Manual | 1 | Ceiling Fixture | Compact Fluorescent |  | Twist | 1 | 13 | Bathroom | 1022910 | Bathroom | 0.1232%
10229 | 11 | 1 |  | Manual | 1 | Ceiling Fixture | Halogen |  | MR | 3 | 50 | Closet | 1022911 | Closet | 0.1232%
10229 | 12 | 1 |  | Manual | 1 | Ceiling Fixture | Compact Fluorescent |  | Twist | 1 | 23 | Master Bedroom | 1022912 | Master Bedroom | 0.1232%
10229 | 12 | 2 |  | Manual | 1 | Table | Incandescent |  | Other | 1 | 40 | Master Bedroom | 1022912 | Master Bedroom | 0.1232%
10229 | 12 | 3 |  | Manual | 2 | Wall Mount | Incandescent |  | Standard A Lamp | 1 | 60 | Master Bedroom | 1022912 | Master Bedroom | 0.1232%
10229 | 13 | 1 |  | Manual | 1 | Ceiling Fixture | Compact Fluorescent |  | Twist | 2 | 23 | Office | 1022913 | Office | 0.1232%
10229 | 14 | 1 |  | Manual | 1 | Chandelier (Hanging) | Incandescent |  | Globe | 1 | 40 | Other | 1022914 | Other | 0.1232%
10229 | 15 | 1 |  | Manual | 1 | Ceiling Fixture | Incandescent |  | Standard A Lamp | 2 | 60 | Bedroom | 1022915 | Bedroom | 0.1232%
10229 | 15 | 2 |  | Manual | 1 | Table | Incandescent |  | Standard A Lamp | 1 | 60 | Bedroom | 1022915 | Bedroom | 0.1232%
10229 | 16 | 1 |  | Manual | 1 | Wall Mount | Incandescent |  | Globe | 1 | 40 | Closet | 1022916 | Closet | 0.1232%
10229 | 17 | 1 |  | Manual | 1 | Ceiling Fixture | Compact Fluorescent |  | Twist | 2 | 23 | Living Room | 1022917 | Living Room | 0.1232%
10229 | 18 | 1 |  | Manual | 1 | Wall Mount | Incandescent |  | Globe | 8 | 40 | Bathroom | 1022918 | Bathroom | 0.1232%
10230 | 1 | 1 |  | Manual | 1 | Ceiling Fixture | Linear Fluorescent | 48 | T-12 | 2 | 40 | Laundry Room | 102301 | Laundry Room | 0.0364%
10230 | 2 | 1 |  | Manual | 6 | Recessed Can | Incandescent |  | Reflector | 1 | 65 | Kitchen | 102302 | Kitchen | 0.0364%
10230 | 3 | 1 |  | Manual | 1 | Chandelier (Hanging) | Incandescent |  | Clear | 5 | 40 | Family Room | 102303 | Family Room | 0.0364%
10230 | 4 | 1 |  | Manual | 19 | Recessed Can | Compact Fluorescent |  | Reflector | 1 | 15 | Living Room | 102304 | Living Room | 0.0364%
10230 | 4 | 2 |  | Manual | 1 | Table | Incandescent |  | Standard A Lamp | 1 | 65 | Living Room | 102304 | Living Room | 0.0364%
10230 | 4 | 3 |  | Manual | 1 | Floor lamp | Compact Fluorescent |  | A shape bulb | 1 | 13 | Living Room | 102304 | Living Room | 0.0364%
10230 | 5 | 1 |  | Manual | 1 | Ceiling Fixture | Linear Fluorescent | 48 | T-12 | 4 | 40 | Kitchen | 102305 | Kitchen | 0.0364%
10230 | 5 | 2 |  | Manual | 1 | Track | Incandescent |  | Reflector | 3 | 50 | Kitchen | 102305 | Kitchen | 0.0364%
10230 | 6 | 1 |  | Manual | 1 | Chandelier (Hanging) | Incandescent |  | Clear | 1 | 65 | Dining Room | 102306 | Dining Room | 0.0364%
10230 | 7 | 1 |  | Manual | 1 | Ceiling Fixture | Incandescent |  | Standard A Lamp | 2 | 65 | Living Room | 102307 | Living Room | 0.0364%
10230 | 8 | 1 |  | Manual | 2 | Recessed Can | Incandescent |  | Reflector | 1 | 65 | Hall | 102308 | Hall | 0.0364%
10230 | 9 | 1 |  | Manual | 3 | Ceiling Fixture | Incandescent |  | Standard A Lamp | 1 | 75 | Closet | 102309 | Closet | 0.0364%
10230 | 10 | 1 |  | Manual | 1 | Wall Mount | Incandescent |  | Globe | 1 | 40 | Closet | 1023010 | Closet | 0.0364%
10230 | 11 | 1 |  | Manual | 2 | Table | Incandescent |  | 3-Way Incandescent | 1 | 100 | Bedroom | 1023011 | Bedroom | 0.0364%
10230 | 11 | 2 |  | Manual | 1 | Ceiling Fixture | Incandescent |  | Reflector | 1 | 65 | Bedroom | 1023011 | Bedroom | 0.0364%
10230 | 11 | 3 |  | Manual | 1 | Floor lamp | Incandescent |  | 3-Way Incandescent | 1 | 100 | Bedroom | 1023011 | Bedroom | 0.0364%
10230 | 12 | 1 |  | Manual | 2 | Ceiling Fixture | Linear Fluorescent | 48 | T-12 | 4 | 40 | Garage | 1023012 | Garage | 0.0364%
10230 | 12 | 2 |  | Manual | 1 | Garage door opener | Incandescent |  | Standard A Lamp | 2 | 60 | Garage | 1023012 | Garage | 0.0364%
10230 | 13 | 1 |  | Manual | 3 | Table | Incandescent |  | Standard A Lamp | 1 | 75 | Bedroom | 1023013 | Bedroom | 0.0364%
10230 | 13 | 2 |  | Manual | 1 | Torchiere | Halogen |  | Quartz Tube | 1 | 300 | Bedroom | 1023013 | Bedroom | 0.0364%
10230 | 14 | 1 |  | Manual | 1 | Wall Mount | Compact Fluorescent |  | Globe | 8 | 9 | Bathroom | 1023014 | Bathroom | 0.0364%
10230 | 15 | 1 |  | Manual | 1 | Wall Mount | Compact Fluorescent |  | Globe | 9 | 9 | Bathroom | 1023015 | Bathroom | 0.0364%
10230 | 16 | 1 |  | Manual | 2 | Table | Incandescent |  | 3-Way Incandescent | 1 | 100 | Master Bedroom | 1023016 | Master Bedroom | 0.0364%
10230 | 17 | 1 |  | Manual | 1 | Wall Mount | Compact Fluorescent |  | Globe | 8 | 9 | Bathroom | 1023017 | Bathroom | 0.0364%
10230 | 18 | 1 |  | Manual | 1 | Ceiling Fixture | Incandescent |  | Standard A Lamp | 1 | 40 | Closet | 1023018 | Closet | 0.0364%
10230 | 19 | 1 |  | Manual | 1 | Ceiling Fixture | Incandescent |  | Reflector | 1 | 65 | Bedroom | 1023019 | Bedroom | 0.0364%
10230 | 19 | 2 |  | Manual | 1 | Floor lamp | Incandescent |  | 3-Way Incandescent | 1 | 100 | Bedroom | 1023019 | Bedroom | 0.0364%
10230 | 19 | 3 |  | Manual | 1 | Table | Incandescent |  | Standard A Lamp | 2 | 60 | Bedroom | 1023019 | Bedroom | 0.0364%
10230 | 20 | 1 |  | Manual | 4 | Recessed Can | Incandescent |  | Reflector | 1 | 65 | Hall | 1023020 | Hall | 0.0364%
10230 | 21 | 1 |  | Manual | 4 | Recessed Can | Incandescent |  | Reflector | 1 | 65 | Dining Room | 1023021 | Dining Room | 0.0364%
10230 | 21 | 2 |  | Manual | 1 | Table | Compact Fluorescent |  | Globe | 1 | 9 | Dining Room | 1023021 | Dining Room | 0.0364%
10231 | 2 | 1 |  | Manual | 1 | Wall Mount | Incandescent |  | Standard A Lamp | 3 | 60 | Bathroom | 102312 | Bathroom | 0.03789%
10231 | 3 | 1 |  | Manual | 1 | Ceiling Fixture | Incandescent |  | Standard A Lamp | 1 | 60 | Bathroom | 102313 | Bathroom | 0.03789%
10231 | 4 | 1 |  | Manual | 1 | Ceiling Fixture | Incandescent |  | Standard A Lamp | 2 | 60 | Bedroom | 102314 | Bedroom | 0.03789%
10231 | 5 | 1 |  | Manual | 1 | Ceiling Fixture | Incandescent |  | Standard A Lamp | 2 | 60 | Bedroom | 102315 | Bedroom | 0.03789%
10231 | 6 | 1 |  | Manual | 1 | Ceiling Fixture | Incandescent |  | Standard A Lamp | 2 | 60 | Bedroom | 102316 | Bedroom | 0.03789%
10231 | 7 | 1 |  | Manual | 1 | Ceiling Fixture | Incandescent |  | Standard A Lamp | 2 | 60 | Bedroom | 102317 | Bedroom | 0.03789%
10231 | 8 | 1 |  | Manual | 1 | Ceiling Fixture | Incandescent |  | Decorative | 2 | 60 | Bedroom | 102318 | Bedroom | 0.03789%
10231 | 9 | 1 |  | Dimmer | 2 | Recessed Can | Compact Fluorescent |  | Twist | 1 | 22 | Kitchen | 102319 | Kitchen | 0.03789%
10231 | 10 | 1 |  | Manual | 1 | Ceiling Fixture | Incandescent |  | Standard A Lamp | 1 | 60 | Closet | 1023110 | Closet | 0.03789%
10231 | 11 | 1 |  | Manual | 1 | Ceiling Fixture | Incandescent |  | Standard A Lamp | 1 | 60 | Garage | 1023111 | Garage | 0.03789%
10231 | 12 | 1 |  | Manual | 1 | Ceiling Fixture | Compact Fluorescent |  | Twist | 2 | 15 | Kitchen | 1023112 | Kitchen | 0.03789%
10231 | 12 | 2 |  | Manual | 1 | Track | Halogen |  | MR | 3 | 30 | Kitchen | 1023112 | Kitchen | 0.03789%
10231 | 13 | 1 |  | Manual | 1 | Ceiling Fixture | Compact Fluorescent |  | Twist | 2 | 22 | Dining Room | 1023113 | Dining Room | 0.03789%
10231 | 14 | 1 |  | Manual | 1 | Torchiere | Compact Fluorescent |  | Twist | 1 | 15 | Living Room | 1023114 | Living Room | 0.03789%
10231 | 15 | 1 |  | Manual | 1 | Ceiling Fixture | Incandescent |  | Standard A Lamp | 2 | 40 | Dining Room | 1023115 | Dining Room | 0.03789%
10231 | 16 | 1 |  | Manual | 1 | Ceiling Fixture | Incandescent |  | Standard A Lamp | 1 | 60 | Hall | 1023116 | Hall | 0.03789%
10231 | 17 | 1 |  | Manual | 1 | Ceiling Fixture | Incandescent |  | Standard A Lamp | 2 | 60 | Hall | 1023117 | Hall | 0.03789%
10235 | 1 | 1 |  | Manual | 1 | Wall Mount | Compact Fluorescent |  | Globe | 5 | 15 | Bathroom | 102351 | Bathroom | 0.04979%
10235 | 2 | 1 |  | Manual | 1 | Ceiling Fixture | Incandescent |  | Standard A Lamp | 3 | 40 | Bedroom | 102352 | Bedroom | 0.04979%
10235 | 3 | 1 |  | Manual | 1 | Ceiling Fixture | Compact Fluorescent |  | Twist | 2 | 15 | Master Bedroom | 102353 | Master Bedroom | 0.04979%
10235 | 3 | 2 |  | Manual | 1 | Table | Incandescent |  | Standard A Lamp | 1 | 60 | Master Bedroom | 102353 | Master Bedroom | 0.04979%
10235 | 4 | 1 |  | Manual | 1 | Chandelier (Hanging) | Incandescent |  | Decorative | 7 | 25 | Dining Room | 102354 | Dining Room | 0.04979%
10235 | 5 | 1 |  | Manual | 1 | Ceiling Fan | Compact Fluorescent |  | Twist | 3 | 15 | Family Room | 102355 | Family Room | 0.04979%
10235 | 6 | 1 |  | Manual | 2 | Ceiling Fixture | Incandescent |  | Globe | 4 | 40 | Hall | 102356 | Hall | 0.04979%
10235 | 7 | 1 |  | Manual | 2 | Ceiling Fixture | Compact Fluorescent |  | Twist | 1 | 15 | Garage | 102357 | Garage | 0.04979%
10235 | 7 | 2 |  | Manual | 2 | Garage door opener | Incandescent |  | Standard A Lamp | 1 | 40 | Garage | 102357 | Garage | 0.04979%
10235 | 8 | 1 |  | Manual | 1 | Ceiling Fixture | Compact Fluorescent |  | Twist | 1 | 15 | Hall | 102358 | Hall | 0.04979%
10235 | 9 | 1 |  | Manual | 2 | Ceiling Fixture | Compact Fluorescent |  | Twist | 1 | 15 | Kitchen | 102359 | Kitchen | 0.04979%
10235 | 9 | 2 |  | Manual | 1 | Chandelier (Hanging) | Compact Fluorescent |  | Twist | 5 | 15 | Kitchen | 102359 | Kitchen | 0.04979%
10235 | 10 | 1 |  | Manual | 1 | Ceiling Fixture | Incandescent |  | Standard A Lamp | 1 | 60 | Laundry Room | 1023510 | Laundry Room | 0.04979%
10235 | 11 | 1 |  | Manual | 1 | Floor lamp | Compact Fluorescent |  | A shape bulb | 2 | 7 | Living Room | 1023511 | Living Room | 0.04979%
10235 | 11 | 2 |  | Manual | 2 | Table | Incandescent |  | Standard A Lamp | 1 | 100 | Living Room | 1023511 | Living Room | 0.04979%
10235 | 12 | 1 |  | Manual | 1 | Wall Mount | Compact Fluorescent |  | Globe | 3 | 15 | Bathroom | 1023512 | Bathroom | 0.04979%
10235 | 13 | 1 |  | Manual | 1 | Ceiling Fixture | Incandescent |  | Standard A Lamp | 3 | 40 | Master Bedroom | 1023513 | Master Bedroom | 0.04979%
10244 | 1 | 1 |  | Manual | 1 | Wall Mount | Incandescent |  | Globe | 2 | 60 | Bathroom | 102441 | Bathroom | 0.1723%
10244 | 1 | 2 |  | Manual | 1 | Recessed Can | Halogen |  | PAR | 1 | 75 | Bathroom | 102441 | Bathroom | 0.1723%
10244 | 2 | 1 |  | Manual | 1 | Recessed Can | Incandescent |  | Standard A Lamp | 1 | 65 | Bedroom | 102442 | Bedroom | 0.1723%
10244 | 2 | 2 |  | Manual | 1 | Table | Incandescent |  | Mini base | 2 | 40 | Bedroom | 102442 | Bedroom | 0.1723%
10244 | 2 | 3 |  | Manual | 1 | Table | Incandescent |  | Standard A Lamp | 1 | 60 | Bedroom | 102442 | Bedroom | 0.1723%
10244 | 3 | 1 |  | Manual | 1 | Chandelier (Hanging) | Incandescent |  | Globe | 1 | 60 | Dining Room | 102443 | Dining Room | 0.1723%
10244 | 4 | 1 |  | Manual | 1 | Chandelier (Hanging) | Compact Fluorescent |  | A shape bulb | 1 | 15 | Hall | 102444 | Hall | 0.1723%
10244 | 4 | 2 |  | Manual | 1 | Recessed Can | Incandescent |  | Reflector | 1 | 65 | Hall | 102444 | Hall | 0.1723%
10244 | 5 | 1 |  | Manual | 3 | Recessed Can | Incandescent |  | Reflector | 1 | 65 | Kitchen | 102445 | Kitchen | 0.1723%
10244 | 6 | 1 |  | Manual | 1 | Wall Mount | Linear Fluorescent | 24 | T-12 | 2 | 40 | Laundry Room | 102446 | Laundry Room | 0.1723%
10244 | 7 | 1 |  | Manual | 1 | Recessed Can | Incandescent |  | Reflector | 1 | 65 | Living Room | 102447 | Living Room | 0.1723%
10244 | 7 | 2 |  | Manual | 1 | Floor lamp | Incandescent |  | Standard A Lamp | 3 | 60 | Living Room | 102447 | Living Room | 0.1723%
10244 | 7 | 3 |  | Manual | 1 | Table | Incandescent |  | Standard A Lamp | 1 | 60 | Living Room | 102447 | Living Room | 0.1723%
10244 | 8 | 1 |  | Manual | 1 | Recessed Can | Incandescent |  | Reflector | 1 | 65 | Bedroom | 102448 | Bedroom | 0.1723%
10244 | 8 | 2 |  | Manual | 2 | Table | Incandescent |  | Standard A Lamp | 1 | 60 | Bedroom | 102448 | Bedroom | 0.1723%
10244 | 8 | 3 |  | Manual | 1 | Table | Incandescent |  | Standard A Lamp | 1 | 40 | Bedroom | 102448 | Bedroom | 0.1723%
10244 | 9 | 1 | not accessible | Manual | 1 | Ceiling Fixture | Compact Fluorescent |  | Other | 1 | 22 | Closet | 102449 | Closet | 0.1723%
10244 | 10 | 1 |  | Manual | 1 | Recessed Can | Incandescent |  | Reflector | 1 | 65 | Bathroom | 1024410 | Bathroom | 0.1723%
10244 | 11 | 1 |  | None | 1 | Wall Mount | Compact Fluorescent |  | A shape bulb | 2 | 15 | Bathroom | 1024411 | Bathroom | 0.1723%
10244 | 11 | 2 |  | Manual | 1 | Wall Mount | Incandescent |  | Globe | 2 | 40 | Bathroom | 1024411 | Bathroom | 0.1723%
10244 | 12 | 1 |  | Manual | 1 | Wall Mount | Incandescent |  | Globe | 2 | 60 | Bathroom | 1024412 | Bathroom | 0.1723%
10244 | 13 | 1 |  | Manual | 1 | Recessed Can | Incandescent |  | Reflector | 1 | 65 | Hall | 1024413 | Hall | 0.1723%
10244 | 13 | 2 |  | Manual | 1 | Recessed Can | Compact Fluorescent |  | Reflector | 1 | 23 | Hall | 1024413 | Hall | 0.1723%
10245 | 1 | 1 |  | Manual | 1 | Wall Mount | Incandescent |  | Standard A Lamp | 1 | 75 | Bathroom | 102451 | Bathroom | 0.1723%
10245 | 2 | 1 |  | Manual | 1 | Wall Mount | Incandescent |  | Standard A Lamp | 2 | 60 | Bathroom | 102452 | Bathroom | 0.1723%
10245 | 3 | 1 |  | Manual | 1 | Ceiling Fixture | Incandescent |  | Standard A Lamp | 1 | 40 | Bathroom | 102453 | Bathroom | 0.1723%
10245 | 3 | 2 |  | Manual | 1 | Wall Mount | Incandescent |  | Standard A Lamp | 2 | 65 | Bathroom | 102453 | Bathroom | 0.1723%
10245 | 4 | 1 |  | Manual | 1 | Ceiling Fan | Incandescent |  | Standard A Lamp | 1 | 40 | Bedroom | 102454 | Bedroom | 0.1723%
10245 | 5 | 1 |  | Manual | 1 | Ceiling Fan | Incandescent |  | Decorative | 3 | 40 | Master Bedroom | 102455 | Master Bedroom | 0.1723%
10245 | 5 | 2 |  | Manual | 3 | Table | Incandescent |  | Standard A Lamp | 1 | 60 | Master Bedroom | 102455 | Master Bedroom | 0.1723%
10245 | 5 | 3 |  | Manual | 1 | Table | Compact Fluorescent |  | Twist | 1 | 15 | Master Bedroom | 102455 | Master Bedroom | 0.1723%
10245 | 5 | 4 |  | Manual | 1 | Ceiling Fixture | Incandescent |  | Standard A Lamp | 1 | 60 | Master Bedroom | 102455 | Master Bedroom | 0.1723%
10245 | 6 | 1 |  | Manual | 1 | Ceiling Fan | Incandescent |  | Standard A Lamp | 1 | 75 | Office | 102456 | Office | 0.1723%
10245 | 6 | 2 |  | Manual | 3 | Table | Incandescent |  | Standard A Lamp | 1 | 60 | Office | 102456 | Office | 0.1723%
10245 | 7 | 1 |  | Manual | 1 | Ceiling Fixture | Incandescent |  | Standard A Lamp | 2 | 60 | Bedroom | 102457 | Bedroom | 0.1723%
10245 | 7 | 2 |  | Manual | 2 | Table | Incandescent |  | Decorative | 1 | 40 | Bedroom | 102457 | Bedroom | 0.1723%
10245 | 8 | 1 |  | Manual | 3 | Ceiling Fixture | Linear Fluorescent | 48 | T-12 | 2 | 40 | Other | 102458 | Other | 0.1723%
10245 | 9 | 1 |  | Manual | 1 | Ceiling Fixture | Compact Fluorescent |  | Twist | 3 | 22 | Dining Room | 102459 | Dining Room | 0.1723%
10245 | 10 | 1 |  | Manual | 1 | Ceiling Fixture | Incandescent |  | Standard A Lamp | 3 | 60 | Other | 1024510 | Other | 0.1723%
10245 | 10 | 2 |  | Manual | 1 | Ceiling Fixture | Linear Fluorescent | 48 | T-12 | 4 | 40 | Other | 1024510 | Other | 0.1723%
10245 | 11 | 1 |  | Manual | 2 | Ceiling Fixture | Linear Fluorescent | 48 | T-8 | 2 | 32 | Garage | 1024511 | Garage | 0.1723%
10245 | 11 | 2 |  | Manual | 2 | Ceiling Fixture | Compact Fluorescent |  | Twist | 1 | 15 | Garage | 1024511 | Garage | 0.1723%
10245 | 11 | 3 |  | Manual | 1 | Garage door opener | Incandescent |  | Standard A Lamp | 1 | 60 | Garage | 1024511 | Garage | 0.1723%
10245 | 12 | 1 |  | Manual | 2 | Ceiling Fixture | Incandescent |  | Decorative | 1 | 40 | Hall | 1024512 | Hall | 0.1723%
10245 | 13 | 1 |  | Manual | 5 | Recessed Can | Incandescent |  | Reflector | 1 | 65 | Kitchen | 1024513 | Kitchen | 0.1723%
10245 | 14 | 1 |  | Manual | 1 | Ceiling Fixture | Incandescent |  | Standard A Lamp | 2 | 60 | Laundry Room | 1024514 | Laundry Room | 0.1723%
10245 | 15 | 1 |  | Manual | 2 | Ceiling Fixture | Linear Fluorescent | 48 | T-8 | 2 | 32 | Office | 1024515 | Office | 0.1723%
10245 | 15 | 2 |  | Manual | 1 | Table | Halogen |  | Quartz Tube | 1 | 30 | Office | 1024515 | Office | 0.1723%
10245 | 16 | 1 |  | Manual | 1 | Table | Incandescent |  | Standard A Lamp | 1 | 60 | Living Room | 1024516 | Living Room | 0.1723%
10245 | 16 | 2 |  | Manual | 1 | Table | Incandescent |  | Standard A Lamp | 2 | 60 | Living Room | 1024516 | Living Room | 0.1723%
10245 | 16 | 3 |  | Manual | 1 | Chandelier (Hanging) | Incandescent |  | Decorative | 1 | 40 | Living Room | 1024516 | Living Room | 0.1723%
10245 | 16 | 4 |  | Manual | 1 | Chandelier (Hanging) | Incandescent |  | Decorative | 3 | 40 | Living Room | 1024516 | Living Room | 0.1723%
10254 | 1 | 1 |  | Manual | 1 | Wall Mount | Incandescent |  | Standard A Lamp | 4 | 60 | Bathroom | 102541 | Bathroom | 0.02952%
10254 | 1 | 2 |  | Manual | 1 | Ceiling Fixture | Compact Fluorescent |  | Twist | 1 | 15 | Bathroom | 102541 | Bathroom | 0.02952%
10254 | 2 | 1 |  | Manual | 1 | Ceiling Fixture | Compact Fluorescent |  | Twist | 1 | 15 | Bathroom | 102542 | Bathroom | 0.02952%
10254 | 2 | 2 |  | Manual | 1 | Wall Mount | Incandescent |  | Standard A Lamp | 3 | 100 | Bathroom | 102542 | Bathroom | 0.02952%
10254 | 3 | 1 |  | Manual | 1 | Ceiling Fixture | Compact Fluorescent |  | Twist | 1 | 15 | Bathroom | 102543 | Bathroom | 0.02952%
10254 | 4 | 1 |  | Manual | 4 | Recessed Can | Halogen |  | PAR | 1 | 90 | Bedroom | 102544 | Bedroom | 0.02952%
10254 | 4 | 2 |  | Manual | 2 | Table | Incandescent |  | Standard A Lamp | 1 | 60 | Bedroom | 102544 | Bedroom | 0.02952%
10254 | 4 | 3 |  | Manual | 1 | Torchiere | Incandescent |  | Standard A Lamp | 1 | 200 | Bedroom | 102544 | Bedroom | 0.02952%
10254 | 5 | 1 |  | Manual | 1 | Ceiling Fixture | Incandescent |  | Standard A Lamp | 3 | 60 | Bedroom | 102545 | Bedroom | 0.02952%
10254 | 5 | 2 |  | Manual | 1 | Floor lamp | Incandescent |  | Standard A Lamp | 1 | 60 | Bedroom | 102545 | Bedroom | 0.02952%
10254 | 6 | 1 |  | Manual | 1 | Ceiling Fan | Incandescent |  | Standard A Lamp | 1 | 100 | Bedroom | 102546 | Bedroom | 0.02952%
10254 | 6 | 2 |  | Manual | 1 | Table | Incandescent |  | Decorative | 1 | 60 | Bedroom | 102546 | Bedroom | 0.02952%
10254 | 6 | 3 |  | Manual | 1 | Table | Incandescent |  | Standard A Lamp | 1 | 75 | Bedroom | 102546 | Bedroom | 0.02952%
10254 | 7 | 1 |  | Manual | 1 | Ceiling Fixture | Incandescent |  | Standard A Lamp | 3 | 100 | Bedroom | 102547 | Bedroom | 0.02952%
10254 | 7 | 2 |  | Manual | 2 | Table | Incandescent |  | Standard A Lamp | 1 | 75 | Bedroom | 102547 | Bedroom | 0.02952%
10254 | 7 | 3 |  | Manual | 1 | Floor lamp | Halogen |  | Quartz Tube | 1 | 300 | Bedroom | 102547 | Bedroom | 0.02952%
10254 | 8 | 1 |  | Manual | 1 | Wall Mount | Linear Fluorescent | 48 | T-8 | 1 | 32 | Closet | 102548 | Closet | 0.02952%
10254 | 9 | 1 |  | Manual | 1 | Wall Mount | Linear Fluorescent | 24 | T-8 | 1 | 32 | Closet | 102549 | Closet | 0.02952%
10254 | 10 | 1 |  | Manual | 1 | Ceiling Fixture | Linear Fluorescent | 24 | T-8 | 1 | 32 | Closet | 1025410 | Closet | 0.02952%
10254 | 11 | 1 |  | Manual | 1 | Wall Mount | Incandescent |  | Standard A Lamp | 1 | 100 | Hall | 1025411 | Hall | 0.02952%
10254 | 12 | 1 |  | Manual | 1 | Ceiling Fixture | Linear Fluorescent | 48 | T-8 | 2 | 32 | Closet | 1025412 | Closet | 0.02952%
10254 | 13 | 1 |  | Manual | 1 | Wall Mount | Linear Fluorescent | 24 | T-8 | 1 | 32 | Closet | 1025413 | Closet | 0.02952%
10254 | 14 | 1 |  | Manual | 4 | Recessed Can | Compact Fluorescent |  | Flood | 1 | 25 | Dining Room | 1025414 | Dining Room | 0.02952%
10254 | 15 | 1 |  | Manual | 1 | Chandelier (Hanging) | Incandescent |  | Standard A Lamp | 9 | 75 | Hall | 1025415 | Hall | 0.02952%
10254 | 15 | 2 |  | Manual | 3 | Architectural | Incandescent |  | Decorative | 1 | 40 | Hall | 1025415 | Hall | 0.02952%
10254 | 16 | 1 |  | Manual | 2 | Ceiling Fixture | Linear Fluorescent | 48 | T-8 | 2 | 32 | Garage | 1025416 | Garage | 0.02952%
10254 | 16 | 2 |  | Manual | 2 | Ceiling Fixture | Linear Fluorescent | 48 | T-12 | 2 | 40 | Garage | 1025416 | Garage | 0.02952%
10254 | 16 | 3 |  | Manual | 1 | Garage door opener | Incandescent |  | Standard A Lamp | 1 | 40 | Garage | 1025416 | Garage | 0.02952%
10254 | 16 | 4 |  | Manual | 1 | Wall Mount | Incandescent |  | Standard A Lamp | 3 | 60 | Garage | 1025416 | Garage | 0.02952%
10254 | 16 | 5 |  | Manual | 1 | Wall Mount | Compact Fluorescent |  | A shape bulb | 1 | 28 | Garage | 1025416 | Garage | 0.02952%
10254 | 17 | 1 |  | Manual | 2 | Wall Mount | Incandescent |  | Standard A Lamp | 1 | 100 | Hall | 1025417 | Hall | 0.02952%
10254 | 18 | 1 |  | Manual | 4 | Recessed Can | Incandescent |  | Reflector | 1 | 65 | Kitchen | 1025418 | Kitchen | 0.02952%
10254 | 18 | 2 |  | Manual | 1 | Ceiling Fan | Incandescent |  | Standard A Lamp | 4 | 60 | Kitchen | 1025418 | Kitchen | 0.02952%
10254 | 18 | 3 |  | Manual | 3 | Architectural | Linear Fluorescent | 48 | T-8 | 1 | 32 | Kitchen | 1025418 | Kitchen | 0.02952%
10254 | 18 | 4 |  | Manual | 1 | Floor lamp | Incandescent |  | Standard A Lamp | 3 | 40 | Kitchen | 1025418 | Kitchen | 0.02952%
10254 | 19 | 1 |  | Manual | 1 | Ceiling Fixture | Linear Fluorescent | 48 | T-8 | 2 | 32 | Laundry Room | 1025419 | Laundry Room | 0.02952%
10254 | 20 | 1 |  | Manual | 2 | Recessed Can | Halogen |  | PAR | 1 | 90 | Living Room | 1025420 | Living Room | 0.02952%
10254 | 20 | 2 |  | Manual | 2 | Recessed Can | Compact Fluorescent |  | Reflector | 1 | 22 | Living Room | 1025420 | Living Room | 0.02952%
10254 | 20 | 3 |  | Manual | 2 | Wall Mount | Incandescent |  | Standard A Lamp | 1 | 100 | Living Room | 1025420 | Living Room | 0.02952%
10254 | 20 | 4 |  | Manual | 1 | Table | Incandescent |  | Mini base | 1 | 5 | Living Room | 1025420 | Living Room | 0.02952%
10254 | 20 | 5 |  | Manual | 1 | Floor lamp | Incandescent |  | Standard A Lamp | 2 | 60 | Living Room | 1025420 | Living Room | 0.02952%
10254 | 20 | 6 |  | Manual | 1 | Floor lamp | Incandescent |  | 3-Way Incandescent | 1 | 100 | Living Room | 1025420 | Living Room | 0.02952%
10254 | 20 | 7 |  | Manual | 1 | Floor lamp | Compact Fluorescent |  | Twist | 1 | 15 | Living Room | 1025420 | Living Room | 0.02952%
10254 | 21 | 1 |  | Manual | 1 | Wall Mount | Linear Fluorescent | 48 | T-8 | 1 | 32 | Kitchen | 1025421 | Kitchen | 0.02952%
10254 | 22 | 1 |  | Manual | 1 | Ceiling Fixture | Compact Fluorescent |  | Twist | 1 | 15 | Bathroom | 1025422 | Bathroom | 0.02952%
10254 | 22 | 2 |  | Manual | 1 | Wall Mount | Incandescent |  | Standard A Lamp | 4 | 60 | Bathroom | 1025422 | Bathroom | 0.02952%
10254 | 23 | 1 |  | Manual | 3 | Recessed Can | Compact Fluorescent |  | Reflector | 1 | 28 | Bedroom | 1025423 | Bedroom | 0.02952%
10254 | 23 | 2 |  | Manual | 1 | Table | Incandescent |  | 3-Way Incandescent | 1 | 100 | Bedroom | 1025423 | Bedroom | 0.02952%
10254 | 23 | 3 |  | Manual | 2 | Floor lamp | Incandescent |  | 3-Way Incandescent | 1 | 100 | Bedroom | 1025423 | Bedroom | 0.02952%
10254 | 24 | 1 |  | Manual | 4 | Recessed Can | Compact Fluorescent |  | Reflector | 1 | 28 | Family Room | 1025424 | Family Room | 0.02952%
10254 | 24 | 2 |  | Manual | 4 | Floor lamp | Compact Fluorescent |  | Mini base | 1 | 42 | Family Room | 1025424 | Family Room | 0.02952%
10254 | 24 | 3 |  | Manual | 1 | Floor lamp | Incandescent |  | Mini base | 1 | 5 | Family Room | 1025424 | Family Room | 0.02952%
10254 | 25 | 1 |  | Manual | 3 | Recessed Can | Compact Fluorescent |  | Reflector | 1 | 28 | Hall | 1025425 | Hall | 0.02952%
10254 | 26 | 1 |  | Manual | 1 | Ceiling Fan | Halogen |  | PAR | 3 | 50 | Other | 1025426 | Other | 0.02952%
10254 | 26 | 2 |  | Manual | 1 | Floor lamp | Incandescent |  | Standard A Lamp | 2 | 60 | Other | 1025426 | Other | 0.02952%
10259 | 1 | 1 |  | Manual | 1 | Wall Mount | Incandescent |  | Standard A Lamp | 1 | 60 | Bathroom | 102591 | Bathroom | 0.03789%
10259 | 2 | 1 |  | Manual | 1 | Ceiling Fixture | Incandescent |  | Standard A Lamp | 1 | 60 | Bedroom | 102592 | Bedroom | 0.03789%
10259 | 3 | 1 |  | Manual | 1 | Ceiling Fixture | Incandescent |  | Standard A Lamp | 1 | 60 | Bedroom | 102593 | Bedroom | 0.03789%
10259 | 4 | 1 |  | Manual | 1 | Ceiling Fixture | Incandescent |  | Standard A Lamp | 1 | 60 | Hall | 102594 | Hall | 0.03789%
10259 | 5 | 1 |  | Manual | 3 | Recessed Can | Incandescent |  | Reflector | 1 | 65 | Kitchen | 102595 | Kitchen | 0.03789%
10259 | 6 | 1 |  | Manual | 2 | Floor lamp | Incandescent |  | Standard A Lamp | 3 | 60 | Living Room | 102596 | Living Room | 0.03789%
10265 | 1 | 1 |  | Manual | 6 | Recessed Can | Incandescent |  | Reflector | 1 | 75 | Kitchen | 102651 | Kitchen | 0.04979%
10265 | 2 | 1 |  | Manual | 6 | Recessed Can | Compact Fluorescent |  | Twist | 1 | 15 | Family Room | 102652 | Family Room | 0.04979%
10265 | 3 | 1 |  | Dimmer | 1 | Chandelier (Hanging) | Incandescent |  | Standard A Lamp | 5 | 40 | Dining Room | 102653 | Dining Room | 0.04979%
10265 | 4 | 1 |  | Manual | 1 | Floor lamp | Incandescent |  | 3-Way Incandescent | 1 | 100 | Living Room | 102654 | Living Room | 0.04979%
10265 | 4 | 2 |  | Manual | 2 | Table | Incandescent |  | 3-Way Incandescent | 1 | 100 | Living Room | 102654 | Living Room | 0.04979%
10265 | 5 | 1 |  | Manual | 1 | Ceiling Fixture | Linear Fluorescent | 96 | T-12 | 2 | 40 | Bathroom | 102655 | Bathroom | 0.04979%
10265 | 6 | 1 |  | Manual | 3 | Ceiling Fixture | Compact Fluorescent |  | Twist | 2 | 15 | Hall | 102656 | Hall | 0.04979%
10265 | 7 | 1 |  | Manual | 2 | Wall Mount | Incandescent |  | Standard A Lamp | 6 | 40 | Bathroom | 102657 | Bathroom | 0.04979%
10265 | 8 | 1 |  | Dimmer | 1 | Ceiling Fixture | Incandescent |  | Standard A Lamp | 1 | 40 | Master Bedroom | 102658 | Master Bedroom | 0.04979%
10265 | 9 | 1 |  | Manual | 1 | Ceiling Fixture | Incandescent |  | Standard A Lamp | 2 | 40 | Bedroom | 102659 | Bedroom | 0.04979%
10265 | 10 | 1 |  | Manual | 1 | Floor lamp | Halogen |  | MR | 3 | 30 | Bedroom | 1026510 | Bedroom | 0.04979%
10265 | 10 | 2 |  | Dimmer | 1 | Ceiling Fixture | Incandescent |  | Standard A Lamp | 2 | 40 | Bedroom | 1026510 | Bedroom | 0.04979%
10268 | 1 | 1 |  | Manual | 1 | Ceiling Fan | Incandescent |  | Standard A Lamp | 2 | 60 | Living Room | 102681 | Living Room | 0.0364%
10268 | 2 | 1 |  | Manual | 1 | Ceiling Fixture | Incandescent |  | Standard A Lamp | 2 | 60 | Bedroom | 102682 | Bedroom | 0.0364%
10268 | 3 | 1 |  | Manual | 1 | Wall Mount | Incandescent |  | Globe | 2 | 75 | Bathroom | 102683 | Bathroom | 0.0364%
10268 | 4 | 1 |  | Manual | 1 | Ceiling Fixture | Incandescent |  | Standard A Lamp | 2 | 60 | Bedroom | 102684 | Bedroom | 0.0364%
10268 | 5 | 1 |  | Manual | 2 | Ceiling Fixture | Linear Fluorescent | 48 | T-12 | 2 | 40 | Other | 102685 | Other | 0.0364%
10268 | 6 | 1 |  | Manual | 1 | Ceiling Fixture | Linear Fluorescent | 48 | T-12 | 2 | 40 | Laundry Room | 102686 | Laundry Room | 0.0364%
10268 | 7 | 1 |  | Dimmer | 2 | Ceiling Fixture | Compact Fluorescent |  | Twist | 1 | 15 | Kitchen | 102687 | Kitchen | 0.0364%
10268 | 7 | 2 |  | Manual | 5 | Other | Halogen |  | MR | 1 | 20 | Kitchen | 102687 | Kitchen | 0.0364%
10268 | 8 | 1 |  | Manual | 1 | Ceiling Fan | Incandescent |  | Standard A Lamp | 4 | 60 | Family Room | 102688 | Family Room | 0.0364%
10268 | 8 | 2 |  | Manual | 2 | Table | Compact Fluorescent |  | Twist | 1 | 15 | Family Room | 102688 | Family Room | 0.0364%
10268 | 9 | 1 |  | Manual | 1 | Ceiling Fixture | Incandescent |  | Standard A Lamp | 2 | 40 | Bedroom | 102689 | Bedroom | 0.0364%
10268 | 10 | 1 |  | Manual | 1 | Wall Mount | Incandescent |  | Standard A Lamp | 4 | 60 | Bathroom | 1026810 | Bathroom | 0.0364%
10268 | 11 | 1 |  | Manual | 1 | Ceiling Fixture | Incandescent |  | Standard A Lamp | 1 | 60 | Master Bedroom | 1026811 | Master Bedroom | 0.0364%
10268 | 11 | 2 |  | Manual | 2 | Table | Incandescent |  | Decorative | 2 | 40 | Master Bedroom | 1026811 | Master Bedroom | 0.0364%
10268 | 12 | 1 |  | Manual | 1 | Ceiling Fixture | Incandescent |  | Standard A Lamp | 1 | 60 | Closet | 1026812 | Closet | 0.0364%
10268 | 13 | 1 |  | Manual | 1 | Table | Incandescent |  | Standard A Lamp | 2 | 60 | Bedroom | 1026813 | Bedroom | 0.0364%
10268 | 13 | 2 |  | Manual | 1 | Wall Mount | Incandescent |  | Standard A Lamp | 1 | 40 | Bedroom | 1026813 | Bedroom | 0.0364%
10268 | 14 | 1 |  | Manual | 1 | Wall Mount | Incandescent |  | Standard A Lamp | 1 | 60 | Hall | 1026814 | Hall | 0.0364%
10282 | 1 | 1 |  | Manual | 3 | Wall Mount | Incandescent |  | Standard A Lamp | 1 | 60 | Bathroom | 102821 | Bathroom | 0.0286%
10282 | 1 | 2 |  | Manual | 1 | Ceiling Fixture | Incandescent |  | Heat Lamp | 2 | 250 | Bathroom | 102821 | Bathroom | 0.0286%
10282 | 2 | 1 |  | Manual | 2 | Table | Incandescent |  | Standard A Lamp | 1 | 60 | Bedroom | 102822 | Bedroom | 0.0286%
10282 | 2 | 2 |  | Manual | 1 | Chandelier (Hanging) | Incandescent |  | Standard A Lamp | 1 | 60 | Bedroom | 102822 | Bedroom | 0.0286%
10282 | 3 | 1 |  | Manual | 2 | Ceiling Fixture | Incandescent |  | Standard A Lamp | 1 | 60 | Garage | 102823 | Garage | 0.0286%
10282 | 3 | 2 |  | Manual | 1 | Garage door opener | Incandescent |  | Standard A Lamp | 2 | 60 | Garage | 102823 | Garage | 0.0286%
10282 | 4 | 1 |  | Manual | 1 | Chandelier (Hanging) | Incandescent |  | Mini base | 5 | 25 | Kitchen | 102824 | Kitchen | 0.0286%
10282 | 4 | 2 |  | Manual | 2 | Ceiling Fixture | Compact Fluorescent |  | Twist | 2 | 15 | Kitchen | 102824 | Kitchen | 0.0286%
10282 | 4 | 3 |  | Manual | 1 | Ceiling Fixture | Compact Fluorescent |  | Twist | 3 | 15 | Kitchen | 102824 | Kitchen | 0.0286%
10282 | 5 | 1 |  | Manual | 4 | Table | Incandescent |  | Standard A Lamp | 1 | 60 | Living Room | 102825 | Living Room | 0.0286%
10282 | 5 | 2 |  | Manual | 1 | Ceiling Fan | Incandescent |  | Standard A Lamp | 1 | 60 | Living Room | 102825 | Living Room | 0.0286%
10282 | 5 | 3 |  | Manual | 1 | Chandelier (Hanging) | Incandescent |  | Decorative | 1 | 40 | Living Room | 102825 | Living Room | 0.0286%
10282 | 5 | 4 |  | Manual | 1 | Chandelier (Hanging) | Incandescent |  | Decorative | 5 | 40 | Living Room | 102825 | Living Room | 0.0286%
10282 | 6 | 1 |  | Manual | 1 | Wall Mount | Incandescent |  | Standard A Lamp | 1 | 60 | Other | 102826 | Other | 0.0286%
10282 | 6 | 2 |  | Manual | 1 | Floor lamp | Compact Fluorescent |  | Twist | 1 | 15 | Other | 102826 | Other | 0.0286%
10282 | 6 | 3 | TURTLE LIGHT. | Manual | 1 | Other | Incandescent |  | Decorative | 1 | 40 | Other | 102826 | Other | 0.0286%
10288 | 1 | 1 |  | Manual | 1 | Ceiling Fixture | Compact Fluorescent |  | Twist | 1 | 15 | Hall | 102881 | Hall | 0.03789%
10288 | 2 | 1 |  | Manual | 1 | Ceiling Fan | Compact Fluorescent |  | Twist | 1 | 15 | Bathroom | 102882 | Bathroom | 0.03789%
10288 | 3 | 1 |  | Manual | 3 | Ceiling Fixture | Compact Fluorescent |  | Reflector | 1 | 15 | Hall | 102883 | Hall | 0.03789%
10288 | 4 | 1 |  | Manual | 3 | Recessed Can | Compact Fluorescent |  | Reflector | 2 | 15 | Hall | 102884 | Hall | 0.03789%
10288 | 4 | 2 |  | Dimmer | 2 | Recessed Can | Halogen |  | MR | 1 | 50 | Hall | 102884 | Hall | 0.03789%
10288 | 4 | 3 |  | Dimmer | 1 | Recessed Can | Halogen |  | MR | 1 | 50 | Hall | 102884 | Hall | 0.03789%
10288 | 4 | 4 |  | Manual | 1 | Chandelier (Hanging) | Compact Fluorescent |  | Twist | 1 | 15 | Hall | 102884 | Hall | 0.03789%
10288 | 5 | 1 |  | Manual | 1 | Ceiling Fan | Compact Fluorescent |  | Twist | 1 | 15 | Bathroom | 102885 | Bathroom | 0.03789%
10288 | 5 | 2 |  | Manual | 1 | Wall Mount | Compact Fluorescent |  | Twist | 3 | 15 | Bathroom | 102885 | Bathroom | 0.03789%
10288 | 6 | 1 |  | Dimmer | 1 | Chandelier (Hanging) | Incandescent |  | Standard A Lamp | 3 | 100 | Dining Room | 102886 | Dining Room | 0.03789%
10288 | 7 | 1 |  | Manual | 1 | Low bay | Linear Fluorescent | 96 | T-12 | 2 | 100 | Garage | 102887 | Garage | 0.03789%
10288 | 7 | 2 |  | Manual | 1 | Low bay | Linear Fluorescent | 48 | T-12 | 1 | 40 | Garage | 102887 | Garage | 0.03789%
10288 | 8 | 1 |  | Manual | 1 | Ceiling Fixture | Compact Fluorescent | 24 | Circline (Screw Base) | 1 | 20 | Family Room | 102888 | Family Room | 0.03789%
10288 | 9 | 1 |  | Manual | 1 | Ceiling Fixture | Compact Fluorescent | 24 | Circline (Screw Base) | 1 | 20 | Bedroom | 102889 | Bedroom | 0.03789%
10288 | 10 | 1 |  | Manual | 2 | Ceiling Fixture | Compact Fluorescent |  | Twist | 1 | 15 | Kitchen | 1028810 | Kitchen | 0.03789%
10288 | 10 | 2 |  | Manual | 1 | Recessed - other | Compact Fluorescent |  | Twist | 1 | 15 | Kitchen | 1028810 | Kitchen | 0.03789%
10288 | 10 | 3 |  | Manual | 1 | Recessed - other | Compact Fluorescent |  | Twist | 1 | 15 | Kitchen | 1028810 | Kitchen | 0.03789%
10288 | 11 | 1 |  | Manual | 1 | Ceiling Fixture | Compact Fluorescent |  | Twist | 1 | 15 | Laundry Room | 1028811 | Laundry Room | 0.03789%
10288 | 12 | 1 |  | Manual | 1 | Table | Compact Fluorescent |  | Twist | 1 | 15 | Living Room | 1028812 | Living Room | 0.03789%
10288 | 12 | 2 |  | Manual | 1 | Floor lamp | Compact Fluorescent |  | Twist | 1 | 15 | Living Room | 1028812 | Living Room | 0.03789%
10288 | 13 | 1 |  | Manual | 1 | Ceiling Fixture | Incandescent |  | Standard A Lamp | 1 | 60 | Master Bedroom | 1028813 | Master Bedroom | 0.03789%
10288 | 13 | 2 |  | Manual | 1 | Table | Incandescent |  | Mini base | 1 | 25 | Master Bedroom | 1028813 | Master Bedroom | 0.03789%
10288 | 14 | 1 |  | Manual | 1 | Ceiling Fixture | Compact Fluorescent | 24 | Circline (Screw Base) | 1 | 20 | Family Room | 1028814 | Family Room | 0.03789%
10288 | 15 | 1 |  | Manual | 1 | Ceiling Fixture | Compact Fluorescent |  | Twist | 1 | 15 | Bedroom | 1028815 | Bedroom | 0.03789%
10288 | 16 | 1 |  | Manual | 6 | Recessed Can | Compact Fluorescent |  | Reflector | 1 | 15 | Living Room | 1028816 | Living Room | 0.03789%
10289 | 1 | 1 |  | Manual | 1 | Wall Mount | Incandescent |  | Globe | 4 | 25 | Bathroom | 102891 | Bathroom | 0.03789%
10289 | 2 | 1 |  | Manual | 1 | Ceiling Fixture | Compact Fluorescent |  | Twist | 2 | 22 | Bedroom | 102892 | Bedroom | 0.03789%
10289 | 3 | 1 |  | Manual | 1 | Ceiling Fixture | Compact Fluorescent |  | Decorative | 3 | 15 | Hall | 102893 | Hall | 0.03789%
10289 | 4 | 1 |  | Manual | 1 | Ceiling Fixture | Compact Fluorescent |  | Twist | 1 | 22 | Kitchen | 102894 | Kitchen | 0.03789%
10289 | 4 | 2 |  | Manual | 1 | Ceiling Fixture | Compact Fluorescent |  | Twist | 3 | 22 | Kitchen | 102894 | Kitchen | 0.03789%
10289 | 5 | 1 |  | Manual | 2 | Ceiling Fixture | Compact Fluorescent |  | Twist | 1 | 15 | Laundry Room | 102895 | Laundry Room | 0.03789%
10289 | 6 | 1 |  | Manual | 2 | Floor lamp | Incandescent |  | Standard A Lamp | 3 | 60 | Living Room | 102896 | Living Room | 0.03789%
10289 | 7 | 1 |  | Manual | 1 | Ceiling Fixture | Compact Fluorescent |  | Twist | 2 | 22 | Master Bedroom | 102897 | Master Bedroom | 0.03789%
10289 | 8 | 1 |  | Manual | 1 | Ceiling Fixture | Compact Fluorescent |  | Twist | 2 | 22 | Office | 102898 | Office | 0.03789%
10289 | 9 | 1 |  | Manual | 1 | Ceiling Fixture | Linear Fluorescent | 48 | T-8 | 2 | 32 | Family Room | 102899 | Family Room | 0.03789%
10292 | 1 | 1 |  | Manual | 1 | Ceiling Fixture | Compact Fluorescent |  | Twist | 2 | 15 | Bedroom | 102921 | Bedroom | 0.1232%
10292 | 1 | 2 |  | Manual | 1 | Wall Mount | Incandescent |  | Mini base | 1 | 5 | Bedroom | 102921 | Bedroom | 0.1232%
10292 | 2 | 1 |  | Manual | 2 | Floor lamp | Compact Fluorescent |  | Twist | 1 | 15 | Living Room | 102922 | Living Room | 0.1232%
10292 | 3 | 1 |  | Manual | 1 | Wall Mount | Incandescent |  | Globe | 4 | 40 | Bathroom | 102923 | Bathroom | 0.1232%
10292 | 4 | 1 |  | Manual | 1 | Ceiling Fixture | Incandescent |  | Reflector | 1 | 65 | Hall | 102924 | Hall | 0.1232%
10292 | 5 | 1 |  | Manual | 3 | Recessed Can | Compact Fluorescent |  | Reflector | 1 | 22 | Family Room | 102925 | Family Room | 0.1232%
10292 | 6 | 1 |  | Manual | 1 | Ceiling Fixture | Incandescent |  | Standard A Lamp | 1 | 100 | Closet | 102926 | Closet | 0.1232%
10292 | 7 | 1 |  | Manual | 4 | Ceiling Fixture | Linear Fluorescent | 48 | T-12 | 2 | 40 | Garage | 102927 | Garage | 0.1232%
10292 | 7 | 2 |  | Manual | 1 | Garage door opener | Incandescent |  | Standard A Lamp | 2 | 60 | Garage | 102927 | Garage | 0.1232%
10292 | 7 | 3 |  | Manual | 1 | Ceiling Fixture | Incandescent |  | Standard A Lamp | 1 | 150 | Garage | 102927 | Garage | 0.1232%
10292 | 8 | 1 |  | Manual | 1 | Ceiling Fixture | Compact Fluorescent |  | Twist | 3 | 16 | Laundry Room | 102928 | Laundry Room | 0.1232%
10292 | 9 | 1 |  | Manual | 1 | Track | Compact Fluorescent |  | Reflector | 3 | 15 | Dining Room | 102929 | Dining Room | 0.1232%
10292 | 9 | 2 |  | Manual | 1 | Recessed Can | Compact Fluorescent |  | Reflector | 1 | 15 | Dining Room | 102929 | Dining Room | 0.1232%
10292 | 10 | 1 |  | Manual | 4 | Ceiling Fixture | Linear Fluorescent | 48 | T-12 | 1 | 40 | Kitchen | 1029210 | Kitchen | 0.1232%
10292 | 10 | 2 |  | Manual | 1 | Recessed Can | Compact Fluorescent |  | Reflector | 1 | 15 | Kitchen | 1029210 | Kitchen | 0.1232%
10292 | 10 | 3 |  | Manual | 1 | Other | Compact Fluorescent |  | Twist | 1 | 15 | Kitchen | 1029210 | Kitchen | 0.1232%
10292 | 11 | 1 |  | Manual | 1 | Ceiling Fixture | Compact Fluorescent |  | Twist | 1 | 15 | Hall | 1029211 | Hall | 0.1232%
10292 | 12 | 1 |  | Manual | 1 | Wall Mount | Compact Fluorescent |  | Twist | 5 | 15 | Bedroom | 1029212 | Bedroom | 0.1232%
10292 | 12 | 2 |  | Manual | 1 | Ceiling Fixture | Compact Fluorescent |  | Twist | 1 | 15 | Bedroom | 1029212 | Bedroom | 0.1232%
10292 | 13 | 1 |  | Manual | 1 | Ceiling Fixture | Compact Fluorescent |  | Twist | 2 | 15 | Bedroom | 1029213 | Bedroom | 0.1232%
10292 | 13 | 2 |  | Manual | 1 | Table | Compact Fluorescent |  | Twist | 1 | 15 | Bedroom | 1029213 | Bedroom | 0.1232%
10292 | 14 | 1 |  | Manual | 1 | Ceiling Fixture | Compact Fluorescent |  | Twist | 2 | 15 | Master Bedroom | 1029214 | Master Bedroom | 0.1232%
10292 | 14 | 2 |  | Manual | 1 | Table | Halogen |  | MR | 1 | 20 | Master Bedroom | 1029214 | Master Bedroom | 0.1232%
10292 | 15 | 1 |  | Manual | 1 | Ceiling Fixture | Compact Fluorescent |  | Twist | 1 | 15 | Closet | 1029215 | Closet | 0.1232%
10298 | 1 | 1 |  | Manual | 1 | Ceiling Fixture | Incandescent |  | Standard A Lamp | 1 | 60 | Bathroom | 102981 | Bathroom | 0.03789%
10298 | 1 | 2 |  | Manual | 1 | Wall Mount | Incandescent |  | Standard A Lamp | 1 | 60 | Bathroom | 102981 | Bathroom | 0.03789%
10298 | 2 | 1 |  | Manual | 1 | Ceiling Fixture | Compact Fluorescent |  | A shape bulb | 1 | 15 | Bathroom | 102982 | Bathroom | 0.03789%
10298 | 3 | 1 |  | Manual | 1 | Ceiling Fixture | Incandescent |  | Standard A Lamp | 1 | 60 | Bedroom | 102983 | Bedroom | 0.03789%
10298 | 4 | 1 |  | Dimmer | 1 | Ceiling Fixture | Incandescent |  | Other | 1 | 60 | Bedroom | 102984 | Bedroom | 0.03789%
10298 | 5 | 1 |  | Dimmer | 1 | Ceiling Fixture | Compact Fluorescent |  | Twist | 1 | 22 | Bedroom | 102985 | Bedroom | 0.03789%
10298 | 5 | 2 |  | Manual | 1 | Table | Compact Fluorescent |  | Twist | 1 | 22 | Bedroom | 102985 | Bedroom | 0.03789%
10298 | 6 | 1 |  | Manual | 1 | Ceiling Fixture | Incandescent |  | Standard A Lamp | 1 | 60 | Bedroom | 102986 | Bedroom | 0.03789%
10298 | 7 | 1 |  | Manual | 2 | Ceiling Fixture | Incandescent |  | Standard A Lamp | 1 | 60 | Other | 102987 | Other | 0.03789%
10298 | 7 | 2 |  | Manual | 1 | Ceiling Fixture | Incandescent |  | Reflector | 1 | 65 | Other | 102987 | Other | 0.03789%
10298 | 8 | 1 |  | Manual | 1 | Wall Mount | Incandescent |  | Standard A Lamp | 1 | 60 | Other | 102988 | Other | 0.03789%
10298 | 9 | 1 |  | Manual | 1 | Ceiling Fixture | Incandescent |  | Standard A Lamp | 1 | 40 | Closet | 102989 | Closet | 0.03789%
10298 | 10 | 1 |  | Manual | 1 | Chandelier (Hanging) | Compact Fluorescent |  | Twist | 1 | 15 | Dining Room | 1029810 | Dining Room | 0.03789%
10298 | 11 | 1 |  | Manual | 1 | Ceiling Fixture | Incandescent |  | Standard A Lamp | 1 | 60 | Hall | 1029811 | Hall | 0.03789%
10298 | 12 | 1 |  | Manual | 2 | Ceiling Fixture | Incandescent |  | Standard A Lamp | 1 | 60 | Kitchen | 1029812 | Kitchen | 0.03789%
10298 | 13 | 1 |  | Manual | 2 | Floor lamp | Compact Fluorescent |  | Twist | 1 | 7 | Living Room | 1029813 | Living Room | 0.03789%
10298 | 13 | 2 |  | Manual | 1 | Table | Compact Fluorescent |  | Twist | 1 | 7 | Living Room | 1029813 | Living Room | 0.03789%
10299 | 1 | 1 |  | Manual | 5 | Wall Mount | Compact Fluorescent |  | Twist | 2 | 15 | Office | 102991 | Office | 0.04979%
10299 | 1 | 2 |  | Manual | 3 | Table | Incandescent |  | Standard A Lamp | 1 | 60 | Office | 102991 | Office | 0.04979%
10299 | 2 | 1 |  | Manual | 1 | Wall Mount | Incandescent |  | Standard A Lamp | 4 | 60 | Bathroom | 102992 | Bathroom | 0.04979%
10299 | 2 | 2 |  | Manual | 1 | Ceiling Fixture | Incandescent |  | Standard A Lamp | 1 | 60 | Bathroom | 102992 | Bathroom | 0.04979%
10299 | 3 | 1 |  | Manual | 5 | Table | Incandescent |  | Standard A Lamp | 1 | 60 | Bedroom | 102993 | Bedroom | 0.04979%
10299 | 4 | 1 |  | Manual | 2 | Table | Incandescent |  | Standard A Lamp | 1 | 60 | Bedroom | 102994 | Bedroom | 0.04979%
10299 | 4 | 2 |  | Manual | 1 | Ceiling Fixture | Compact Fluorescent |  | Reflector | 1 | 22 | Bedroom | 102994 | Bedroom | 0.04979%
10299 | 5 | 1 |  | Manual | 5 | Ceiling Fixture | Incandescent |  | Reflector | 1 | 65 | Bedroom | 102995 | Bedroom | 0.04979%
10299 | 5 | 2 |  | Manual | 2 | Table | Incandescent |  | Standard A Lamp | 1 | 60 | Bedroom | 102995 | Bedroom | 0.04979%
10299 | 5 | 3 |  | Manual | 1 | Wall Mount | Incandescent |  | Standard A Lamp | 1 | 60 | Bedroom | 102995 | Bedroom | 0.04979%
10299 | 5 | 4 |  | Manual | 1 | Ceiling Fixture | Incandescent |  | Standard A Lamp | 1 | 60 | Bedroom | 102995 | Bedroom | 0.04979%
10299 | 6 | 1 |  | Manual | 5 | Ceiling Fixture | Incandescent |  | Reflector | 1 | 125 | Hall | 102996 | Hall | 0.04979%
10299 | 6 | 2 |  | Manual | 1 | Table | Incandescent |  | Decorative | 1 | 40 | Hall | 102996 | Hall | 0.04979%
10299 | 6 | 3 |  | Manual | 1 | Wall Mount | Incandescent |  | Decorative | 1 | 25 | Hall | 102996 | Hall | 0.04979%
10299 | 7 | 1 |  | Manual | 1 | Table | Incandescent |  | Standard A Lamp | 1 | 75 | Hall | 102997 | Hall | 0.04979%
10299 | 8 | 1 |  | Manual | 3 | Ceiling Fixture | Incandescent |  | Reflector | 1 | 90 | Hall | 102998 | Hall | 0.04979%
10299 | 9 | 1 |  | Manual | 4 | Ceiling Fixture | Compact Fluorescent |  | Reflector | 1 | 22 | Kitchen | 102999 | Kitchen | 0.04979%
10299 | 9 | 2 |  | Manual | 1 | Chandelier (Hanging) | Incandescent |  | Decorative | 6 | 25 | Kitchen | 102999 | Kitchen | 0.04979%
10299 | 10 | 1 |  | Manual | 2 | Ceiling Fixture | Incandescent |  | Reflector | 1 | 90 | Laundry Room | 1029910 | Laundry Room | 0.04979%
10299 | 11 | 1 |  | Manual | 6 | Table | Incandescent |  | Standard A Lamp | 1 | 100 | Living Room | 1029911 | Living Room | 0.04979%
10299 | 11 | 2 |  | Manual | 1 | Floor lamp | Incandescent |  | Other | 1 | 60 | Living Room | 1029911 | Living Room | 0.04979%
10299 | 11 | 3 |  | Manual | 6 | Ceiling Fixture | Incandescent |  | Reflector | 1 | 90 | Living Room | 1029911 | Living Room | 0.04979%
10299 | 12 | 1 |  | Manual | 2 | Wall Mount | Incandescent |  | Globe | 7 | 40 | Bathroom | 1029912 | Bathroom | 0.04979%
10299 | 12 | 2 |  | Manual | 3 | Ceiling Fixture | Incandescent |  | Reflector | 1 | 65 | Bathroom | 1029912 | Bathroom | 0.04979%
10299 | 13 | 1 |  | Manual | 1 | Wall Mount | Incandescent |  | Globe | 6 | 40 | Bathroom | 1029913 | Bathroom | 0.04979%
10299 | 14 | 1 |  | Manual | 3 | Table | Incandescent |  | Standard A Lamp | 1 | 75 | Bedroom | 1029914 | Bedroom | 0.04979%
10299 | 14 | 2 |  | Manual | 5 | Ceiling Fixture | Incandescent |  | Reflector | 1 | 90 | Bedroom | 1029914 | Bedroom | 0.04979%
10299 | 14 | 3 |  | Manual | 1 | Wall Mount | Incandescent |  | Globe | 10 | 40 | Bedroom | 1029914 | Bedroom | 0.04979%
10299 | 14 | 4 |  | Manual | 1 | Wall Mount | Incandescent |  | Globe | 8 | 40 | Bedroom | 1029914 | Bedroom | 0.04979%
10299 | 15 | 1 |  | Manual | 2 | Wall Mount | Halogen |  | MR | 1 | 50 | Family Room | 1029915 | Family Room | 0.04979%
10299 | 15 | 2 |  | Manual | 6 | Ceiling Fixture | Incandescent |  | Reflector | 1 | 65 | Family Room | 1029915 | Family Room | 0.04979%
10299 | 15 | 3 |  | Manual | 1 | Ceiling Fixture | Incandescent |  | Reflector | 1 | 90 | Family Room | 1029915 | Family Room | 0.04979%
10299 | 15 | 4 |  | Manual | 2 | Wall Mount | Incandescent |  | Decorative | 3 | 25 | Family Room | 1029915 | Family Room | 0.04979%
10299 | 15 | 5 |  | Manual | 2 | Table | Incandescent |  | Standard A Lamp | 1 | 75 | Family Room | 1029915 | Family Room | 0.04979%
10305 | 1 | 1 |  | Manual | 1 | Ceiling Fixture | Compact Fluorescent |  | Twist | 2 | 15 | Bathroom | 103051 | Bathroom | 0.04979%
10305 | 2 | 1 |  | Manual | 1 | Ceiling Fixture | Compact Fluorescent |  | Twist | 2 | 15 | Bathroom | 103052 | Bathroom | 0.04979%
10305 | 2 | 2 |  | Manual | 1 | Wall Mount | Incandescent |  | Standard A Lamp | 3 | 60 | Bathroom | 103052 | Bathroom | 0.04979%
10305 | 3 | 1 |  | Manual | 1 | Wall Mount | Compact Fluorescent |  | Twist | 3 | 15 | Bathroom | 103053 | Bathroom | 0.04979%
10305 | 3 | 2 |  | Manual | 1 | Ceiling Fixture | Compact Fluorescent |  | Twist | 1 | 7 | Bathroom | 103053 | Bathroom | 0.04979%
10305 | 4 | 1 |  | Manual | 1 | Ceiling Fixture | Compact Fluorescent |  | Twist | 2 | 15 | Bedroom | 103054 | Bedroom | 0.04979%
10305 | 5 | 1 |  | Manual | 1 | Ceiling Fixture | Compact Fluorescent |  | Twist | 2 | 15 | Bedroom | 103055 | Bedroom | 0.04979%
10305 | 6 | 1 |  | Manual | 1 | Ceiling Fixture | Compact Fluorescent |  | Twist | 2 | 15 | Office | 103056 | Office | 0.04979%
10305 | 7 | 1 |  | Manual | 1 | Track | Halogen |  | MR | 8 | 20 | Closet | 103057 | Closet | 0.04979%
10305 | 8 | 1 |  | Manual | 3 | Recessed Can | Compact Fluorescent |  | Reflector | 1 | 22 | Living Room | 103058 | Living Room | 0.04979%
10305 | 9 | 1 |  | Manual | 1 | Chandelier (Hanging) | Compact Fluorescent |  | Twist | 3 | 15 | Hall | 103059 | Hall | 0.04979%
10305 | 10 | 1 |  | Manual | 4 | Recessed Can | Incandescent |  | Reflector | 1 | 65 | Dining Room | 1030510 | Dining Room | 0.04979%
10305 | 11 | 1 |  | Manual | 1 | Chandelier (Hanging) | Compact Fluorescent |  | Twist | 3 | 15 | Other | 1030511 | Other | 0.04979%
10305 | 12 | 1 |  | Manual | 3 | Ceiling Fixture | Linear Fluorescent | 48 | T-8 | 2 | 32 | Garage | 1030512 | Garage | 0.04979%
10305 | 13 | 1 |  | Manual | 1 | Chandelier (Hanging) | Compact Fluorescent |  | Twist | 9 | 15 | Hall | 1030513 | Hall | 0.04979%
10305 | 13 | 2 |  | Manual | 5 | Wall Mount | Compact Fluorescent |  | Twist | 1 | 15 | Hall | 1030513 | Hall | 0.04979%
10305 | 14 | 1 |  | Manual | 1 | Ceiling Fixture | Compact Fluorescent |  | Twist | 2 | 15 | Bedroom | 1030514 | Bedroom | 0.04979%
10305 | 15 | 1 |  | Manual | 1 | Ceiling Fixture | Compact Fluorescent |  | Twist | 2 | 15 | Hall | 1030515 | Hall | 0.04979%
10305 | 16 | 1 |  | Manual | 1 | Chandelier (Hanging) | Compact Fluorescent |  | Twist | 6 | 7 | Kitchen | 1030516 | Kitchen | 0.04979%
10305 | 17 | 1 |  | Manual | 1 | Ceiling Fixture | Compact Fluorescent |  | Twist | 1 | 15 | Laundry Room | 1030517 | Laundry Room | 0.04979%
10305 | 18 | 1 |  | Manual | 1 | Ceiling Fixture | Compact Fluorescent |  | Twist | 1 | 15 | Bathroom | 1030518 | Bathroom | 0.04979%
10305 | 18 | 2 |  | Manual | 2 | Wall Mount | Compact Fluorescent |  | Twist | 2 | 15 | Bathroom | 1030518 | Bathroom | 0.04979%
10305 | 19 | 1 |  | Manual | 1 | Ceiling Fixture | Compact Fluorescent |  | Twist | 3 | 15 | Bedroom | 1030519 | Bedroom | 0.04979%
10305 | 19 | 2 |  | Manual | 1 | Table | Incandescent |  | Standard A Lamp | 1 | 60 | Bedroom | 1030519 | Bedroom | 0.04979%
10305 | 20 | 1 |  | Manual | 1 | Ceiling Fixture | Compact Fluorescent |  | Twist | 2 | 15 | Other | 1030520 | Other | 0.04979%
10305 | 21 | 1 |  | Manual | 2 | Ceiling Fixture | Compact Fluorescent |  | Straight Tube | 1 | 22 | Closet | 1030521 | Closet | 0.04979%
10306 | 1 | 1 |  | Manual | 1 | Wall Mount | Incandescent |  | Globe | 6 | 40 | Bathroom | 103061 | Bathroom | 0.1232%
10306 | 1 | 2 |  | Manual | 1 | Recessed - other | Incandescent |  | Heat Lamp | 1 | 250 | Bathroom | 103061 | Bathroom | 0.1232%
10306 | 2 | 1 |  | Manual | 1 | Recessed Can | Compact Fluorescent |  | Reflector | 1 | 22 | Bedroom | 103062 | Bedroom | 0.1232%
10306 | 3 | 1 |  | Manual | 2 | Recessed Can | Compact Fluorescent |  | Reflector | 1 | 22 | Bedroom | 103063 | Bedroom | 0.1232%
10306 | 4 | 1 |  | Manual | 1 | Chandelier (Hanging) | Incandescent |  | Mini base | 8 | 25 | Dining Room | 103064 | Dining Room | 0.1232%
10306 | 5 | 1 |  | Manual | 1 | Recessed Can | Compact Fluorescent |  | Reflector | 1 | 22 | Other | 103065 | Other | 0.1232%
10306 | 6 | 1 |  | Manual | 4 | Recessed Can | Compact Fluorescent |  | Reflector | 1 | 22 | Family Room | 103066 | Family Room | 0.1232%
10306 | 6 | 2 |  | Manual | 1 | Table | Incandescent |  | Standard A Lamp | 1 | 60 | Family Room | 103066 | Family Room | 0.1232%
10306 | 6 | 3 |  | Manual | 2 | Floor lamp | Compact Fluorescent |  | Twist | 1 | 15 | Family Room | 103066 | Family Room | 0.1232%
10306 | 7 | 1 |  | Manual | 1 | Chandelier (Hanging) | Incandescent |  | Clear | 8 | 25 | Hall | 103067 | Hall | 0.1232%
10306 | 8 | 1 |  | Manual | 3 | Garage door opener | Incandescent |  | Standard A Lamp | 1 | 60 | Garage | 103068 | Garage | 0.1232%
10306 | 8 | 2 |  | Manual | 3 | Ceiling Fixture | Incandescent |  | Standard A Lamp | 1 | 60 | Garage | 103068 | Garage | 0.1232%
10306 | 9 | 1 |  | Manual | 1 | Wall Mount | Incandescent |  | Globe | 4 | 5 | Bathroom | 103069 | Bathroom | 0.1232%
10306 | 10 | 1 |  | Manual | 3 | Recessed Can | Compact Fluorescent |  | Reflector | 1 | 22 | Hall | 1030610 | Hall | 0.1232%
10306 | 11 | 1 |  | Manual | 6 | Recessed Can | Compact Fluorescent |  | Reflector | 1 | 22 | Hall | 1030611 | Hall | 0.1232%
10306 | 12 | 1 |  | Manual | 2 | Chandelier (Hanging) | Incandescent |  | Reflector | 1 | 65 | Other | 1030612 | Other | 0.1232%
10306 | 12 | 2 |  | Manual | 1 | Track | Incandescent |  | Reflector | 3 | 65 | Other | 1030612 | Other | 0.1232%
10306 | 13 | 1 |  | Manual | 10 | Recessed Can | Compact Fluorescent |  | Reflector | 1 | 22 | Kitchen | 1030613 | Kitchen | 0.1232%
10306 | 14 | 1 |  | Manual | 2 | Ceiling Fixture | Incandescent |  | Standard A Lamp | 1 | 60 | Laundry Room | 1030614 | Laundry Room | 0.1232%
10306 | 15 | 1 |  | Manual | 4 | Recessed Can | Compact Fluorescent |  | Reflector | 1 | 22 | Living Room | 1030615 | Living Room | 0.1232%
10306 | 16 | 1 |  | Manual | 2 | Recessed Can | Compact Fluorescent |  | Reflector | 1 | 22 | Bathroom | 1030616 | Bathroom | 0.1232%
10306 | 16 | 2 |  | Manual | 1 | Wall Mount | Compact Fluorescent |  | Globe | 6 | 12 | Bathroom | 1030616 | Bathroom | 0.1232%
10306 | 16 | 3 |  | Manual | 2 | Recessed - other | Incandescent |  | Heat Lamp | 1 | 250 | Bathroom | 1030616 | Bathroom | 0.1232%
10306 | 17 | 1 |  | Manual | 1 | Recessed Can | Compact Fluorescent |  | Reflector | 1 | 22 | Master Bedroom | 1030617 | Master Bedroom | 0.1232%
10306 | 18 | 1 |  | Manual | 1 | Chandelier (Hanging) | Incandescent |  | Globe | 1 | 40 | Dining Room | 1030618 | Dining Room | 0.1232%
10306 | 19 | 1 |  | Manual | 3 | Recessed Can | Compact Fluorescent |  | Reflector | 1 | 22 | Office | 1030619 | Office | 0.1232%
10306 | 19 | 2 |  | Manual | 1 | Table | Incandescent |  | 3-Way Incandescent | 1 | 150 | Office | 1030619 | Office | 0.1232%
10306 | 20 | 1 |  | Manual | 2 | Wall Mount | Incandescent |  | Decorative | 1 | 25 | Hall | 1030620 | Hall | 0.1232%
10309 | 1 | 1 |  | Dimmer | 1 | Wall Mount | Incandescent |  | Globe | 8 | 40 | Bathroom | 103091 | Bathroom | 0.1723%
10309 | 1 | 2 |  | Manual | 1 | Ceiling Fixture | Compact Fluorescent |  | Twist | 1 | 28 | Bathroom | 103091 | Bathroom | 0.1723%
10309 | 2 | 1 |  | Manual | 1 | Wall Mount | Incandescent |  | Globe | 4 | 40 | Bathroom | 103092 | Bathroom | 0.1723%
10309 | 3 | 1 |  | Manual | 1 | Wall Mount | Incandescent |  | Globe | 4 | 40 | Bathroom | 103093 | Bathroom | 0.1723%
10309 | 4 | 1 |  | Manual | 1 | Ceiling Fan | Compact Fluorescent |  | Twist | 4 | 28 | Dining Room | 103094 | Dining Room | 0.1723%
10309 | 5 | 1 |  | Manual | 2 | Ceiling Fixture | Incandescent |  | Standard A Lamp | 1 | 60 | Hall | 103095 | Hall | 0.1723%
10309 | 6 | 1 |  | Manual | 5 | Ceiling Fixture | Linear Fluorescent | 48 | T-12 | 2 | 40 | Garage | 103096 | Garage | 0.1723%
10309 | 6 | 2 |  | Manual | 1 | Ceiling Fixture | Linear Fluorescent | 64 | T-12 | 2 | 60 | Garage | 103096 | Garage | 0.1723%
10309 | 7 | 1 |  | Dimmer | 1 | Floor lamp | Halogen |  | Quartz Tube | 1 | 50 | Bedroom | 103097 | Bedroom | 0.1723%
10309 | 7 | 2 |  | Manual | 1 | Ceiling Fixture | Compact Fluorescent |  | Twist | 1 | 28 | Bedroom | 103097 | Bedroom | 0.1723%
10309 | 7 | 3 |  | Manual | 1 | Floor lamp | Compact Fluorescent |  | Pin base | 1 | 28 | Bedroom | 103097 | Bedroom | 0.1723%
10309 | 8 | 1 |  | Manual | 1 | Ceiling Fan | Incandescent |  | Standard A Lamp | 4 | 60 | Bedroom | 103098 | Bedroom | 0.1723%
10309 | 9 | 1 |  | Manual | 1 | Ceiling Fixture | Linear Fluorescent | 48 | T-12 | 2 | 40 | Kitchen | 103099 | Kitchen | 0.1723%
10309 | 10 | 1 |  | Dimmer | 1 | Floor lamp | Incandescent |  | Standard A Lamp | 4 | 40 | Family Room | 1030910 | Family Room | 0.1723%
10309 | 10 | 2 |  | Manual | 1 | Floor lamp | Compact Fluorescent |  | Pin base | 1 | 28 | Family Room | 1030910 | Family Room | 0.1723%
10309 | 11 | 1 |  | Manual | 1 | Ceiling Fan | Compact Fluorescent |  | Twist | 4 | 22 | Master Bedroom | 1030911 | Master Bedroom | 0.1723%
10309 | 11 | 2 |  | Manual | 1 | Table | Incandescent |  | Standard A Lamp | 1 | 75 | Master Bedroom | 1030911 | Master Bedroom | 0.1723%
10309 | 11 | 3 |  | Manual | 1 | Table | Compact Fluorescent |  | Twist | 1 | 22 | Master Bedroom | 1030911 | Master Bedroom | 0.1723%
10309 | 12 | 1 |  | Manual | 1 | Wall Mount | Incandescent |  | Standard A Lamp | 1 | 60 | Hall | 1030912 | Hall | 0.1723%
10309 | 13 | 1 |  | Manual | 1 | Ceiling Fixture | Incandescent |  | Standard A Lamp | 1 | 60 | Hall | 1030913 | Hall | 0.1723%
10313 | 1 | 1 |  | Manual | 1 | Ceiling Fixture | Linear Fluorescent | 48 | T-12 | 2 | 40 | Bathroom | 103131 | Bathroom | 0.02952%
10313 | 1 | 2 |  | Manual | 1 | Ceiling Fixture | Compact Fluorescent |  | Twist | 2 | 22 | Bathroom | 103131 | Bathroom | 0.02952%
10313 | 2 | 1 |  | Manual | 1 | Ceiling Fixture | Linear Fluorescent | 48 | T-12 | 2 | 40 | Bathroom | 103132 | Bathroom | 0.02952%
10313 | 2 | 2 |  | Manual | 1 | Ceiling Fixture | Compact Fluorescent |  | Twist | 2 | 15 | Bathroom | 103132 | Bathroom | 0.02952%
10313 | 3 | 1 |  | Manual | 1 | Wall Mount | Incandescent |  | Standard A Lamp | 3 | 60 | Bathroom | 103133 | Bathroom | 0.02952%
10313 | 4 | 1 |  | Manual | 1 | Ceiling Fixture | Incandescent |  | Standard A Lamp | 1 | 60 | Bedroom | 103134 | Bedroom | 0.02952%
10313 | 5 | 1 |  | Manual | 2 | Table | Incandescent |  | Standard A Lamp | 1 | 60 | Bedroom | 103135 | Bedroom | 0.02952%
10313 | 5 | 2 |  | Manual | 1 | Chandelier (Hanging) | Incandescent |  | Standard A Lamp | 3 | 60 | Bedroom | 103135 | Bedroom | 0.02952%
10313 | 6 | 1 |  | Manual | 2 | Ceiling Fixture | Compact Fluorescent |  | Twist | 1 | 15 | Bedroom | 103136 | Bedroom | 0.02952%
10313 | 7 | 1 |  | Manual | 2 | Ceiling Fixture | Compact Fluorescent |  | Twist | 3 | 15 | Dining Room | 103137 | Dining Room | 0.02952%
10313 | 8 | 1 |  | Manual | 2 | Ceiling Fixture | Linear Fluorescent | 96 | T-12 | 2 | 75 | Garage | 103138 | Garage | 0.02952%
10313 | 8 | 2 |  | Manual | 2 | Garage door opener | Incandescent |  | Standard A Lamp | 2 | 60 | Garage | 103138 | Garage | 0.02952%
10313 | 9 | 1 |  | Manual | 2 | Wall Mount | Incandescent |  | Standard A Lamp | 1 | 40 | Hall | 103139 | Hall | 0.02952%
10313 | 9 | 2 |  | Manual | 1 | Chandelier (Hanging) | Incandescent |  | Decorative | 9 | 40 | Hall | 103139 | Hall | 0.02952%
10313 | 9 | 3 |  | Manual | 1 | Ceiling Fixture | Incandescent |  | Standard A Lamp | 1 | 60 | Hall | 103139 | Hall | 0.02952%
10313 | 10 | 1 |  | Manual | 1 | Track | Halogen |  | PAR | 8 | 50 | Kitchen | 1031310 | Kitchen | 0.02952%
10313 | 10 | 2 |  | Manual | 1 | Recessed - other | Incandescent |  | Standard A Lamp | 2 | 40 | Kitchen | 1031310 | Kitchen | 0.02952%
10313 | 11 | 1 |  | Manual | 1 | Ceiling Fixture | Incandescent |  | Standard A Lamp | 2 | 60 | Laundry Room | 1031311 | Laundry Room | 0.02952%
10313 | 12 | 1 |  | Manual | 2 | Table | Incandescent |  | Standard A Lamp | 1 | 60 | Living Room | 1031312 | Living Room | 0.02952%
10313 | 12 | 2 |  | Manual | 3 | Other | Halogen |  | PAR | 1 | 50 | Living Room | 1031312 | Living Room | 0.02952%
10313 | 12 | 3 |  | Manual | 1 | Ceiling Fan | Incandescent |  | Standard A Lamp | 2 | 60 | Living Room | 1031312 | Living Room | 0.02952%
10318 | 1 | 1 |  | Manual | 1 | Wall Mount | Compact Fluorescent |  | Twist | 3 | 7 | Bathroom | 103181 | Bathroom | 0.03789%
10318 | 2 | 1 |  | Manual | 1 | Chandelier (Hanging) | Compact Fluorescent |  | Twist | 1 | 22 | Bedroom | 103182 | Bedroom | 0.03789%
10318 | 3 | 1 |  | Manual | 2 | Wall Mount | Compact Fluorescent |  | Twist | 1 | 15 | Bathroom | 103183 | Bathroom | 0.03789%
10318 | 3 | 2 |  | Manual | 1 | Ceiling Fan | Incandescent |  | Standard A Lamp | 1 | 60 | Bathroom | 103183 | Bathroom | 0.03789%
10318 | 4 | 1 |  | Manual | 1 | Track | Incandescent |  | Reflector | 5 | 60 | Other | 103184 | Other | 0.03789%
10318 | 6 | 1 |  | Manual | 1 | Ceiling Fixture | Incandescent |  | Standard A Lamp | 1 | 60 | Garage | 103186 | Garage | 0.03789%
10318 | 6 | 2 |  | Manual | 1 | Ceiling Fixture | Incandescent |  | Reflector | 1 | 100 | Garage | 103186 | Garage | 0.03789%
10318 | 7 | 1 |  | Manual | 1 | Floor lamp | Incandescent |  | Standard A Lamp | 1 | 100 | Living Room | 103187 | Living Room | 0.03789%
10318 | 7 | 2 |  | Manual | 1 | Floor lamp | Incandescent |  | 3-Way Incandescent | 1 | 75 | Living Room | 103187 | Living Room | 0.03789%
10318 | 7 | 3 |  | Manual | 2 | Chandelier (Hanging) | Incandescent |  | Decorative | 6 | 25 | Living Room | 103187 | Living Room | 0.03789%
10318 | 7 | 4 |  | Manual | 4 | Other | Incandescent |  | Standard A Lamp | 1 | 25 | Living Room | 103187 | Living Room | 0.03789%
10318 | 7 | 5 |  | Manual | 1 | Table | Incandescent |  | Standard A Lamp | 1 | 60 | Living Room | 103187 | Living Room | 0.03789%
10318 | 7 | 6 |  | Manual | 2 | Recessed Can | Incandescent |  | Reflector | 1 | 75 | Living Room | 103187 | Living Room | 0.03789%
10318 | 8 | 1 |  | Manual | 1 | Chandelier (Hanging) | Incandescent |  | Standard A Lamp | 1 | 100 | Hall | 103188 | Hall | 0.03789%
10318 | 9 | 1 |  | Manual | 2 | Recessed Can | Incandescent |  | Reflector | 1 | 60 | Kitchen | 103189 | Kitchen | 0.03789%
10318 | 9 | 2 |  | Manual | 1 | Chandelier (Hanging) | Halogen |  | Quartz Tube | 6 | 50 | Kitchen | 103189 | Kitchen | 0.03789%
10318 | 10 | 1 |  | Manual | 1 | Ceiling Fixture | Incandescent |  | Standard A Lamp | 1 | 50 | Laundry Room | 1031810 | Laundry Room | 0.03789%
10318 | 11 | 1 |  | Manual | 2 | Wall Mount | Halogen |  | Quartz Tube | 1 | 75 | Bathroom | 1031811 | Bathroom | 0.03789%
10318 | 12 | 1 |  | Manual | 7 | Recessed Can | Incandescent |  | Reflector | 1 | 60 | Master Bedroom | 1031812 | Master Bedroom | 0.03789%
10318 | 13 | 1 |  | Manual | 1 | Table | Compact Fluorescent |  | Twist | 1 | 15 | Family Room | 1031813 | Family Room | 0.03789%
10318 | 13 | 2 |  | Manual | 1 | Recessed Can | Incandescent |  | Reflector | 1 | 90 | Family Room | 1031813 | Family Room | 0.03789%
10318 | 13 | 3 |  | Manual | 1 | Ceiling Fixture | Incandescent |  | Standard A Lamp | 1 | 60 | Family Room | 1031813 | Family Room | 0.03789%
10318 | 13 | 4 |  | Manual | 1 | Recessed Can | Compact Fluorescent |  | Twist | 1 | 15 | Family Room | 1031813 | Family Room | 0.03789%
10318 | 13 | 5 |  | Dimmer | 1 | Track | Halogen |  | MR | 6 | 100 | Family Room | 1031813 | Family Room | 0.03789%
10318 | 13 | 6 |  | Manual | 1 | Ceiling Fixture | Compact Fluorescent |  | Flood | 1 | 22 | Family Room | 1031813 | Family Room | 0.03789%
10318 | 14 | 1 |  | Manual | 1 | Ceiling Fixture | Incandescent |  | Standard A Lamp | 1 | 75 | Hall | 1031814 | Hall | 0.03789%
10319 | 1 | 1 |  | Dimmer | 4 | Recessed Can | Incandescent |  | Reflector | 1 | 40 | Bathroom | 103191 | Bathroom | 0.04979%
10319 | 2 | 1 |  | Manual | 1 | Ceiling Fixture | Compact Fluorescent |  | Twist | 2 | 15 | Bedroom | 103192 | Bedroom | 0.04979%
10319 | 3 | 1 |  | Manual | 1 | Ceiling Fixture | Compact Fluorescent |  | Twist | 2 | 15 | Bedroom | 103193 | Bedroom | 0.04979%
10319 | 4 | 1 |  | Manual | 2 | Ceiling Fixture | Incandescent |  | Standard A Lamp | 2 | 60 | Closet | 103194 | Closet | 0.04979%
10319 | 5 | 1 |  | Manual | 4 | Recessed Can | Incandescent |  | Reflector | 1 | 65 | Dining Room | 103195 | Dining Room | 0.04979%
10319 | 6 | 1 |  | Manual | 3 | Recessed Can | Incandescent |  | Mini base | 1 | 65 | Hall | 103196 | Hall | 0.04979%
10319 | 7 | 1 |  | Dimmer | 6 | Recessed - other | Incandescent |  | Reflector | 1 | 65 | Family Room | 103197 | Family Room | 0.04979%
10319 | 8 | 1 |  | Manual | 2 | Garage door opener | Incandescent |  | Standard A Lamp | 1 | 60 | Garage | 103198 | Garage | 0.04979%
10319 | 9 | 1 |  | Manual | 3 | Recessed Can | Compact Fluorescent |  | Reflector | 1 | 22 | Hall | 103199 | Hall | 0.04979%
10319 | 10 | 1 |  | Manual | 5 | Recessed Can | Incandescent |  | Mini base | 2 | 75 | Kitchen | 1031910 | Kitchen | 0.04979%
10319 | 11 | 1 |  | Manual | 2 | Wall Mount | Compact Fluorescent |  | Twist | 1 | 22 | Laundry Room | 1031911 | Laundry Room | 0.04979%
10319 | 12 | 1 |  | Manual | 8 | Recessed Can | Incandescent |  | Reflector | 1 | 40 | Living Room | 1031912 | Living Room | 0.04979%
10319 | 12 | 2 |  | Manual | 1 | Floor lamp | Compact Fluorescent |  | Twist | 1 | 22 | Living Room | 1031912 | Living Room | 0.04979%
10319 | 12 | 3 |  | Manual | 1 | Table | Incandescent |  | Standard A Lamp | 1 | 60 | Living Room | 1031912 | Living Room | 0.04979%
10319 | 13 | 1 |  | Manual | 1 | Ceiling Fixture | Compact Fluorescent |  | Twist | 2 | 15 | Bedroom | 1031913 | Bedroom | 0.04979%
10319 | 14 | 1 |  | Manual | 1 | Architectural | Linear Fluorescent | 48 | T-4 | 1 | 32 | Bathroom | 1031914 | Bathroom | 0.04979%
10319 | 15 | 1 |  | Manual | 3 | Recessed Can | Incandescent |  | Reflector | 1 | 40 | Bathroom | 1031915 | Bathroom | 0.04979%
10319 | 15 | 2 |  | Dimmer | 1 | Wall Mount | Incandescent |  | Decorative | 3 | 25 | Bathroom | 1031915 | Bathroom | 0.04979%
10319 | 16 | 1 |  | Manual | 1 | Ceiling Fixture | Compact Fluorescent |  | Twist | 2 | 15 | Master Bedroom | 1031916 | Master Bedroom | 0.04979%
10319 | 16 | 2 |  | Manual | 2 | Table | Incandescent |  | Standard A Lamp | 1 | 60 | Master Bedroom | 1031916 | Master Bedroom | 0.04979%
10319 | 17 | 1 |  | Dimmer | 10 | Recessed Can | Incandescent |  | Reflector | 1 | 65 | Office | 1031917 | Office | 0.04979%
10319 | 18 | 1 |  | Manual | 1 | Recessed Can | Incandescent |  | Reflector | 1 | 60 | Hall | 1031918 | Hall | 0.04979%
10322 | 1 | 1 |  | Manual | 1 | Wall Mount | Compact Fluorescent |  | Globe | 3 | 42 | Bathroom | 103221 | Bathroom | 0.1232%
10322 | 2 | 1 |  | Manual | 2 | Track | Incandescent |  | Reflector | 3 | 65 | Bedroom | 103222 | Bedroom | 0.1232%
10322 | 2 | 2 |  | Manual | 1 | Table | Incandescent |  | Standard A Lamp | 1 | 60 | Bedroom | 103222 | Bedroom | 0.1232%
10322 | 3 | 1 |  | Manual | 1 | Chandelier (Hanging) | Incandescent |  | Globe | 6 | 60 | Dining Room | 103223 | Dining Room | 0.1232%
10322 | 3 | 2 |  | Manual | 3 | Recessed Can | Halogen |  | MR | 1 | 50 | Dining Room | 103223 | Dining Room | 0.1232%
10322 | 4 | 1 |  | Manual | 2 | Ceiling Fixture | Incandescent |  | Standard A Lamp | 1 | 60 | Garage | 103224 | Garage | 0.1232%
10322 | 4 | 2 |  | Manual | 1 | Garage door opener | Incandescent |  | Standard A Lamp | 2 | 60 | Garage | 103224 | Garage | 0.1232%
10322 | 5 | 1 |  | Manual | 3 | Ceiling Fixture | Incandescent |  | Standard A Lamp | 2 | 60 | Hall | 103225 | Hall | 0.1232%
10322 | 6 | 1 |  | Manual | 5 | Recessed Can | Incandescent |  | Reflector | 1 | 65 | Kitchen | 103226 | Kitchen | 0.1232%
10322 | 6 | 2 |  | Manual | 1 | Ceiling Fixture | Incandescent |  | Standard A Lamp | 1 | 60 | Kitchen | 103226 | Kitchen | 0.1232%
10322 | 6 | 3 |  | Manual | 1 | Chandelier (Hanging) | Incandescent |  | Globe | 1 | 125 | Kitchen | 103226 | Kitchen | 0.1232%
10322 | 7 | 1 |  | Manual | 1 | Chandelier (Hanging) | Incandescent |  | Standard A Lamp | 1 | 60 | Laundry Room | 103227 | Laundry Room | 0.1232%
10322 | 8 | 1 |  | Manual | 1 | Table | Incandescent |  | 3-Way Incandescent | 1 | 75 | Living Room | 103228 | Living Room | 0.1232%
10322 | 8 | 2 |  | Manual | 1 | Table | Incandescent |  | 3-Way Incandescent | 1 | 100 | Living Room | 103228 | Living Room | 0.1232%
10322 | 8 | 3 |  | Manual | 2 | Recessed Can | Halogen |  | MR | 1 | 50 | Living Room | 103228 | Living Room | 0.1232%
10322 | 9 | 1 |  | Manual | 1 | Wall Mount | Halogen |  | Quartz Tube | 4 | 30 | Bathroom | 103229 | Bathroom | 0.1232%
10322 | 10 | 1 |  | Manual | 1 | Ceiling Fixture | Incandescent |  | Standard A Lamp | 2 | 60 | Master Bedroom | 1032210 | Master Bedroom | 0.1232%
10322 | 10 | 2 |  | Manual | 2 | Table | Incandescent |  | Standard A Lamp | 2 | 60 | Master Bedroom | 1032210 | Master Bedroom | 0.1232%
10322 | 11 | 1 |  | Manual | 1 | Ceiling Fixture | Incandescent |  | Standard A Lamp | 2 | 60 | Closet | 1032211 | Closet | 0.1232%
10325 | 1 | 1 |  | Manual | 1 | Ceiling Fixture | Incandescent |  | Standard A Lamp | 1 | 60 | Hall | 103251 | Hall | 0.1232%
10325 | 2 | 1 |  | Manual | 2 | Ceiling Fixture | Linear Fluorescent | 48 | T-12 | 2 | 40 | Other | 103252 | Other | 0.1232%
10325 | 3 | 1 |  | Manual | 1 | Ceiling Fixture | Linear Fluorescent | 24 | T-12 | 2 | 20 | Other | 103253 | Other | 0.1232%
10325 | 4 | 1 |  | Manual | 1 | Ceiling Fixture | Incandescent |  | Standard A Lamp | 1 | 60 | Other | 103254 | Other | 0.1232%
10325 | 5 | 1 |  | Manual | 1 | Wall Mount | Incandescent |  | Standard A Lamp | 3 | 60 | Bathroom | 103255 | Bathroom | 0.1232%
10325 | 5 | 2 |  | Manual | 1 | Ceiling Fixture | Linear Fluorescent | 24 | T-12 | 2 | 20 | Bathroom | 103255 | Bathroom | 0.1232%
10325 | 6 | 1 |  | Manual | 1 | Wall Mount | Compact Fluorescent |  | Twist | 3 | 22 | Bathroom | 103256 | Bathroom | 0.1232%
10325 | 6 | 2 |  | Manual | 1 | Ceiling Fixture | Incandescent |  | Standard A Lamp | 1 | 40 | Bathroom | 103256 | Bathroom | 0.1232%
10325 | 7 | 1 |  | Manual | 1 | Table | Incandescent |  | Standard A Lamp | 1 | 60 | Bedroom | 103257 | Bedroom | 0.1232%
10325 | 7 | 2 |  | Manual | 1 | Other | Linear Fluorescent | 48 | T-12 | 1 | 40 | Bedroom | 103257 | Bedroom | 0.1232%
10325 | 8 | 1 |  | Manual | 1 | Wall Mount | Incandescent |  | Standard A Lamp | 1 | 25 | Other | 103258 | Other | 0.1232%
10325 | 9 | 1 |  | Manual | 1 | Ceiling Fixture | Linear Fluorescent | 48 | T-12 | 2 | 40 | Dining Room | 103259 | Dining Room | 0.1232%
10325 | 10 | 1 |  | Manual | 2 | Recessed Can | Incandescent |  | Reflector | 1 | 75 | Hall | 1032510 | Hall | 0.1232%
10325 | 11 | 1 |  | Manual | 2 | Ceiling Fixture | Linear Fluorescent | 96 | T-12 | 2 | 100 | Garage | 1032511 | Garage | 0.1232%
10325 | 11 | 2 |  | Manual | 1 | Garage door opener | Incandescent |  | Standard A Lamp | 1 | 60 | Garage | 1032511 | Garage | 0.1232%
10325 | 12 | 1 |  | Manual | 1 | Track | Compact Fluorescent |  | Twist | 3 | 15 | Hall | 1032512 | Hall | 0.1232%
10325 | 13 | 1 |  | Manual | 1 | Ceiling Fixture | Linear Fluorescent | 24 | T-12 | 4 | 40 | Kitchen | 1032513 | Kitchen | 0.1232%
10325 | 13 | 2 |  | Manual | 1 | Ceiling Fixture | Linear Fluorescent | 24 | T-12 | 2 | 20 | Kitchen | 1032513 | Kitchen | 0.1232%
10325 | 14 | 1 |  | Manual | 2 | Ceiling Fixture | Linear Fluorescent | 24 | T-12 | 2 | 20 | Laundry Room | 1032514 | Laundry Room | 0.1232%
10325 | 15 | 1 |  | Manual | 1 | Table | Compact Fluorescent |  | 3-Way CFL | 1 | 32 | Living Room | 1032515 | Living Room | 0.1232%
10325 | 15 | 2 |  | Manual | 1 | Floor lamp | Compact Fluorescent |  | Twist | 1 | 26 | Living Room | 1032515 | Living Room | 0.1232%
10325 | 16 | 1 |  | Manual | 1 | Table | Compact Fluorescent |  | Twist | 2 | 15 | Master Bedroom | 1032516 | Master Bedroom | 0.1232%
10325 | 16 | 2 |  | Manual | 1 | Wall Mount | Compact Fluorescent |  | Twist | 1 | 15 | Master Bedroom | 1032516 | Master Bedroom | 0.1232%
10325 | 16 | 3 |  | Manual | 1 | Other | Linear Fluorescent | 48 | T-12 | 1 | 40 | Master Bedroom | 1032516 | Master Bedroom | 0.1232%
10325 | 17 | 1 |  | Manual | 1 | Ceiling Fixture | Compact Fluorescent |  | Twist | 1 | 15 | Hall | 1032517 | Hall | 0.1232%
10325 | 18 | 1 |  | Manual | 1 | Torchiere | Compact Fluorescent |  | Twist | 1 | 33 | Office | 1032518 | Office | 0.1232%
10325 | 18 | 2 |  | Manual | 1 | Other | Linear Fluorescent | 48 | T-12 | 1 | 40 | Office | 1032518 | Office | 0.1232%
10332 | 1 | 1 |  | Manual | 1 | Chandelier (Hanging) | Incandescent |  | Standard A Lamp | 5 | 75 | Dining Room | 103321 | Dining Room | 0.0364%
10332 | 2 | 1 |  | Manual | 2 | Wall Mount | Incandescent |  | Standard A Lamp | 2 | 60 | Closet | 103322 | Closet | 0.0364%
10332 | 3 | 1 |  | Manual | 2 | Table | Incandescent |  | 3-Way Incandescent | 1 | 75 | Bedroom | 103323 | Bedroom | 0.0364%
10332 | 3 | 2 |  | Manual | 1 | Ceiling Fixture | Compact Fluorescent |  | Twist | 1 | 10 | Bedroom | 103323 | Bedroom | 0.0364%
10332 | 4 | 1 |  | Manual | 2 | Table | Incandescent |  | 3-Way Incandescent | 1 | 100 | Master Bedroom | 103324 | Master Bedroom | 0.0364%
10332 | 4 | 2 |  | Dimmer | 1 | Wall Mount | Compact Fluorescent |  | Twist | 1 | 10 | Master Bedroom | 103324 | Master Bedroom | 0.0364%
10332 | 5 | 1 |  | Manual | 1 | Wall Mount | Incandescent |  | Globe | 4 | 40 | Bathroom | 103325 | Bathroom | 0.0364%
10332 | 5 | 2 |  | Manual | 1 | Ceiling Fixture | Incandescent |  | Mini base | 4 | 40 | Bathroom | 103325 | Bathroom | 0.0364%
10332 | 6 | 1 |  | Manual | 1 | Wall Mount | Incandescent |  | Standard A Lamp | 2 | 60 | Bathroom | 103326 | Bathroom | 0.0364%
10332 | 6 | 2 |  | Manual | 1 | Ceiling Fixture | Compact Fluorescent |  | Twist | 1 | 10 | Bathroom | 103326 | Bathroom | 0.0364%
10332 | 7 | 1 |  | Manual | 4 | Ceiling Fixture | Incandescent |  | Standard A Lamp | 2 | 100 | Other | 103327 | Other | 0.0364%
10332 | 8 | 1 |  | Manual | 1 | Ceiling Fixture | Linear Fluorescent | 48 | T-12 | 2 | 40 | Other | 103328 | Other | 0.0364%
10332 | 9 | 1 |  | Manual | 1 | Ceiling Fixture | Linear Fluorescent | 48 | T-12 | 2 | 40 | Laundry Room | 103329 | Laundry Room | 0.0364%
10332 | 9 | 2 |  | Manual | 1 | Ceiling Fixture | Compact Fluorescent |  | Twist | 1 | 10 | Laundry Room | 103329 | Laundry Room | 0.0364%
10332 | 10 | 1 |  | Manual | 1 | Wall Mount | Incandescent |  | Globe | 5 | 40 | Bathroom | 1033210 | Bathroom | 0.0364%
10332 | 11 | 1 |  | Manual | 2 | Ceiling Fixture | Compact Fluorescent |  | Twist | 1 | 10 | Closet | 1033211 | Closet | 0.0364%
10332 | 12 | 1 |  | Manual | 1 | Track | Halogen |  | MR | 3 | 30 | Kitchen | 1033212 | Kitchen | 0.0364%
10332 | 12 | 2 |  | Manual | 1 | Ceiling Fixture | Incandescent |  | Standard A Lamp | 2 | 75 | Kitchen | 1033212 | Kitchen | 0.0364%
10332 | 13 | 1 |  | Manual | 1 | Ceiling Fixture | Compact Fluorescent |  | Twist | 1 | 10 | Bedroom | 1033213 | Bedroom | 0.0364%
10332 | 13 | 2 |  | Manual | 2 | Table | Incandescent |  | 3-Way Incandescent | 1 | 100 | Bedroom | 1033213 | Bedroom | 0.0364%
10332 | 14 | 1 |  | Manual | 3 | Ceiling Fixture | Incandescent |  | Standard A Lamp | 2 | 75 | Living Room | 1033214 | Living Room | 0.0364%
10332 | 15 | 1 |  | Manual | 1 | Ceiling Fixture | Incandescent |  | Standard A Lamp | 4 | 40 | Dining Room | 1033215 | Dining Room | 0.0364%
10332 | 16 | 1 |  | Manual | 2 | Wall Mount | Incandescent |  | Mini base | 1 | 60 | Bathroom | 1033216 | Bathroom | 0.0364%
10332 | 16 | 2 |  | Manual | 1 | Ceiling Fixture | Incandescent |  | Standard A Lamp | 1 | 75 | Bathroom | 1033216 | Bathroom | 0.0364%
10332 | 17 | 1 |  | Manual | 2 | Floor lamp | Incandescent |  | Standard A Lamp | 2 | 100 | Living Room | 1033217 | Living Room | 0.0364%
10332 | 17 | 2 |  | Manual | 1 | Table | Incandescent |  | 3-Way Incandescent | 1 | 150 | Living Room | 1033217 | Living Room | 0.0364%
10332 | 18 | 1 |  | Manual | 1 | Chandelier (Hanging) | Incandescent |  | Mini base | 4 | 60 | Hall | 1033218 | Hall | 0.0364%
10332 | 19 | 1 |  | Manual | 1 | Wall Mount | Incandescent |  | Standard A Lamp | 1 | 75 | Office | 1033219 | Office | 0.0364%
10332 | 20 | 1 |  | Manual | 1 | Ceiling Fixture | Compact Fluorescent |  | Twist | 1 | 22 | Hall | 1033220 | Hall | 0.0364%
10332 | 20 | 2 |  | Manual | 1 | Wall Mount | Compact Fluorescent |  | Twist | 1 | 22 | Hall | 1033220 | Hall | 0.0364%
10332 | 21 | 1 |  | Manual | 1 | Ceiling Fixture | Compact Fluorescent |  | Twist | 1 | 22 | Family Room | 1033221 | Family Room | 0.0364%
10332 | 21 | 2 |  | Manual | 1 | Floor lamp | Incandescent |  | Decorative | 4 | 40 | Family Room | 1033221 | Family Room | 0.0364%
10332 | 21 | 3 |  | Manual | 1 | Table | Incandescent |  | 3-Way Incandescent | 1 | 170 | Family Room | 1033221 | Family Room | 0.0364%
10334 | 1 | 1 |  | Manual | 4 | Ceiling Fixture | Incandescent |  | Reflector | 1 | 65 | Family Room | 103341 | Family Room | 0.1232%
10334 | 1 | 2 |  | Manual | 2 | Floor lamp | Incandescent |  | Standard A Lamp | 11 | 100 | Family Room | 103341 | Family Room | 0.1232%
10334 | 1 | 3 |  | Manual | 1 | Floor lamp | Incandescent |  | 3-Way Incandescent | 1 | 200 | Family Room | 103341 | Family Room | 0.1232%
10334 | 2 | 1 |  | Manual | 2 | Ceiling Fixture | Compact Fluorescent |  | Twist | 1 | 15 | Bedroom | 103342 | Bedroom | 0.1232%
10334 | 2 | 2 |  | Manual | 1 | Table | Incandescent |  | 3-Way Incandescent | 1 | 100 | Bedroom | 103342 | Bedroom | 0.1232%
10334 | 3 | 1 |  | Manual | 3 | Ceiling Fixture | Compact Fluorescent |  | Twist | 1 | 15 | Hall | 103343 | Hall | 0.1232%
10334 | 4 | 1 |  | Manual | 2 | Ceiling Fixture | Compact Fluorescent |  | Twist | 2 | 15 | Master Bedroom | 103344 | Master Bedroom | 0.1232%
10334 | 4 | 2 |  | Manual | 1 | Wall Mount | Incandescent |  | Reflector | 2 | 50 | Master Bedroom | 103344 | Master Bedroom | 0.1232%
10334 | 4 | 3 |  | Manual | 2 | Table | Incandescent |  | Standard A Lamp | 1 | 60 | Master Bedroom | 103344 | Master Bedroom | 0.1232%
10334 | 5 | 1 |  | Manual | 2 | Wall Mount | Incandescent |  | Globe | 4 | 40 | Bathroom | 103345 | Bathroom | 0.1232%
10334 | 5 | 2 |  | Manual | 1 | Ceiling Fixture | Incandescent |  | Standard A Lamp | 1 | 40 | Bathroom | 103345 | Bathroom | 0.1232%
10334 | 6 | 1 |  | Manual | 4 | Wall Mount | Halogen |  | MR | 1 | 20 | Dining Room | 103346 | Dining Room | 0.1232%
10334 | 6 | 2 |  | Dimmer | 1 | Chandelier (Hanging) | Incandescent |  | Mini base | 3 | 40 | Dining Room | 103346 | Dining Room | 0.1232%
10334 | 7 | 1 |  | Manual | 1 | Other | Linear Fluorescent | 36 | T-4 | 1 | 20 | Kitchen | 103347 | Kitchen | 0.1232%
10334 | 7 | 2 |  | Manual | 3 | Ceiling Fixture | Compact Fluorescent |  | Twist | 3 | 22 | Kitchen | 103347 | Kitchen | 0.1232%
10334 | 8 | 1 |  | Manual | 1 | Ceiling Fixture | Incandescent |  | Globe | 2 | 100 | Office | 103348 | Office | 0.1232%
10334 | 8 | 2 |  | Manual | 1 | Torchiere | Halogen |  | MR | 1 | 50 | Office | 103348 | Office | 0.1232%
10334 | 9 | 1 |  | Manual | 4 | Ceiling Fixture | Compact Fluorescent |  | Twist | 2 | 15 | Hall | 103349 | Hall | 0.1232%
10334 | 10 | 1 |  | Manual | 1 | Ceiling Fixture | Compact Fluorescent |  | Twist | 1 | 15 | Closet | 1033410 | Closet | 0.1232%
10334 | 11 | 1 |  | Manual | 2 | Ceiling Fixture | Incandescent |  | Standard A Lamp | 2 | 60 | Bedroom | 1033411 | Bedroom | 0.1232%
10334 | 11 | 2 |  | Dimmer | 2 | Wall Mount | Halogen |  | MR | 2 | 50 | Bedroom | 1033411 | Bedroom | 0.1232%
10334 | 11 | 3 |  | Manual | 1 | Table | Incandescent |  | Standard A Lamp | 1 | 60 | Bedroom | 1033411 | Bedroom | 0.1232%
10334 | 12 | 1 |  | Manual | 2 | Wall Mount | Incandescent |  | Globe | 3 | 40 | Bathroom | 1033412 | Bathroom | 0.1232%
10334 | 12 | 2 |  | Manual | 3 | Wall Mount | Halogen |  | MR | 1 | 50 | Bathroom | 1033412 | Bathroom | 0.1232%
10334 | 13 | 1 |  | Manual | 2 | Ceiling Fixture | Linear Fluorescent | 48 | T-12 | 2 | 40 | Laundry Room | 1033413 | Laundry Room | 0.1232%
10335 | 1 | 1 |  | Manual | 3 | Ceiling Fixture | Incandescent |  | Standard A Lamp | 1 | 60 | Other | 103351 | Other | 0.03789%
10335 | 2 | 1 |  | Manual | 1 | Wall Mount | Incandescent |  | Globe | 6 | 25 | Bathroom | 103352 | Bathroom | 0.03789%
10335 | 3 | 1 |  | Manual | 1 | Ceiling Fixture | Compact Fluorescent |  | Twist | 1 | 22 | Bedroom | 103353 | Bedroom | 0.03789%
10335 | 4 | 1 |  | Manual | 1 | Ceiling Fixture | Compact Fluorescent |  | Twist | 3 | 15 | Dining Room | 103354 | Dining Room | 0.03789%
10335 | 5 | 1 |  | Manual | 1 | Garage door opener | Incandescent |  | Standard A Lamp | 1 | 60 | Garage | 103355 | Garage | 0.03789%
10335 | 6 | 1 |  | Manual | 3 | Recessed Can | Compact Fluorescent |  | Reflector | 1 | 15 | Hall | 103356 | Hall | 0.03789%
10335 | 7 | 1 |  | Manual | 1 | Ceiling Fixture | Compact Fluorescent |  | Circline (Screw Base) | 1 | 28 | Kitchen | 103357 | Kitchen | 0.03789%
10335 | 8 | 1 |  | Manual | 1 | Ceiling Fixture | Compact Fluorescent |  | Twist | 1 | 15 | Laundry Room | 103358 | Laundry Room | 0.03789%
10335 | 8 | 2 |  | Manual | 1 | Torchiere | Halogen |  | Quartz Tube | 1 | 50 | Laundry Room | 103358 | Laundry Room | 0.03789%
10335 | 9 | 1 |  | Manual | 1 | Floor lamp | Compact Fluorescent |  | Twist | 1 | 15 | Living Room | 103359 | Living Room | 0.03789%
10335 | 9 | 2 |  | Manual | 1 | Table | Compact Fluorescent |  | Twist | 1 | 28 | Living Room | 103359 | Living Room | 0.03789%
10335 | 10 | 1 |  | Manual | 1 | Ceiling Fixture | Compact Fluorescent |  | Twist | 2 | 15 | Other | 1033510 | Other | 0.03789%
10335 | 11 | 1 |  | Manual | 1 | Ceiling Fixture | Compact Fluorescent |  | Twist | 1 | 22 | Office | 1033511 | Office | 0.03789%
10335 | 11 | 2 |  | Manual | 1 | Floor lamp | Compact Fluorescent |  | Twist | 1 | 15 | Office | 1033511 | Office | 0.03789%
10337 | 1 | 1 |  | Manual | 1 | Ceiling Fixture | Incandescent |  | Reflector | 1 | 65 | Other | 103371 | Other | 0.02952%
10337 | 2 | 1 |  | Manual | 1 | Wall Mount | Halogen |  | Quartz Tube | 1 | 50 | Bedroom | 103372 | Bedroom | 0.02952%
10337 | 3 | 1 |  | Manual | 1 | Ceiling Fixture | Incandescent |  | Standard A Lamp | 3 | 60 | Bedroom | 103373 | Bedroom | 0.02952%
10337 | 3 | 2 |  | Manual | 1 | Torchiere | Halogen |  | Quartz Tube | 1 | 75 | Bedroom | 103373 | Bedroom | 0.02952%
10337 | 4 | 1 |  | Manual | 1 | Ceiling Fixture | Incandescent |  | Standard A Lamp | 1 | 60 | Closet | 103374 | Closet | 0.02952%
10337 | 5 | 1 |  | Manual | 2 | Ceiling Fixture | Incandescent |  | Standard A Lamp | 1 | 100 | Garage | 103375 | Garage | 0.02952%
10337 | 5 | 2 |  | Manual | 1 | Garage door opener | Incandescent |  | Standard A Lamp | 2 | 60 | Garage | 103375 | Garage | 0.02952%
10337 | 6 | 1 |  | Manual | 1 | Ceiling Fixture | Incandescent |  | Standard A Lamp | 2 | 60 | Hall | 103376 | Hall | 0.02952%
10337 | 7 | 1 |  | Manual | 1 | Ceiling Fixture | Incandescent |  | Standard A Lamp | 3 | 60 | Kitchen | 103377 | Kitchen | 0.02952%
10337 | 7 | 2 |  | Manual | 1 | Recessed Can | Incandescent |  | Reflector | 1 | 65 | Kitchen | 103377 | Kitchen | 0.02952%
10337 | 7 | 3 |  | Manual | 2 | Ceiling Fixture | Linear Fluorescent | 44 | T-12 | 2 | 40 | Kitchen | 103377 | Kitchen | 0.02952%
10337 | 7 | 4 |  | Manual | 1 | Other | Incandescent |  | Mini base | 1 | 25 | Kitchen | 103377 | Kitchen | 0.02952%
10337 | 8 | 1 |  | Manual | 1 | Recessed Can | Incandescent |  | Standard A Lamp | 1 | 60 | Laundry Room | 103378 | Laundry Room | 0.02952%
10337 | 9 | 1 |  | Manual | 1 | Floor lamp | Incandescent |  | Standard A Lamp | 1 | 60 | Living Room | 103379 | Living Room | 0.02952%
10337 | 9 | 2 |  | Manual | 1 | Floor lamp | Incandescent |  | Decorative | 6 | 25 | Living Room | 103379 | Living Room | 0.02952%
10337 | 9 | 3 |  | Manual | 1 | Floor lamp | Incandescent |  | Standard A Lamp | 1 | 100 | Living Room | 103379 | Living Room | 0.02952%
10337 | 9 | 4 |  | Manual | 1 | Floor lamp | Compact Fluorescent |  | Twist | 1 | 15 | Living Room | 103379 | Living Room | 0.02952%
10337 | 10 | 1 |  | Manual | 1 | Table | Incandescent |  | Clear | 2 | 25 | Master Bedroom | 1033710 | Master Bedroom | 0.02952%
10337 | 10 | 2 |  | Manual | 1 | Table | Incandescent |  | Standard A Lamp | 1 | 75 | Master Bedroom | 1033710 | Master Bedroom | 0.02952%
10337 | 10 | 3 |  | Manual | 1 | Floor lamp | Incandescent |  | Standard A Lamp | 1 | 150 | Master Bedroom | 1033710 | Master Bedroom | 0.02952%
10337 | 10 | 4 |  | Manual | 1 | Wall Mount | Incandescent |  | Clear | 5 | 25 | Master Bedroom | 1033710 | Master Bedroom | 0.02952%
10337 | 11 | 1 |  | Manual | 1 | Wall Mount | Incandescent |  | Standard A Lamp | 3 | 25 | Bathroom | 1033711 | Bathroom | 0.02952%
10337 | 11 | 2 |  | Manual | 1 | Ceiling Fixture | Incandescent |  | Standard A Lamp | 2 | 60 | Bathroom | 1033711 | Bathroom | 0.02952%
10337 | 11 | 3 |  | Manual | 1 | Ceiling Fixture | Incandescent |  | Heat Lamp | 2 | 150 | Bathroom | 1033711 | Bathroom | 0.02952%
10337 | 12 | 1 |  | Manual | 1 | Ceiling Fixture | Incandescent |  | Standard A Lamp | 1 | 100 | Closet | 1033712 | Closet | 0.02952%
10337 | 13 | 1 |  | Manual | 1 | Ceiling Fixture | Incandescent |  | Clear | 3 | 60 | Hall | 1033713 | Hall | 0.02952%
10338 | 1 | 1 |  | Manual | 1 | Wall Mount | Incandescent |  | Globe | 6 | 40 | Bathroom | 103381 | Bathroom | 0.1232%
10338 | 2 | 1 |  | Manual | 1 | Wall Mount | Incandescent |  | Globe | 6 | 40 | Bathroom | 103382 | Bathroom | 0.1232%
10338 | 3 | 1 |  | Manual | 1 | Ceiling Fixture | Incandescent |  | Standard A Lamp | 2 | 60 | Bedroom | 103383 | Bedroom | 0.1232%
10338 | 4 | 1 |  | Manual | 1 | Ceiling Fixture | Incandescent |  | Standard A Lamp | 2 | 60 | Bedroom | 103384 | Bedroom | 0.1232%
10338 | 5 | 1 |  | Manual | 1 | Ceiling Fixture | Incandescent |  | Standard A Lamp | 2 | 60 | Bedroom | 103385 | Bedroom | 0.1232%
10338 | 6 | 1 |  | Manual | 1 | Chandelier (Hanging) | Incandescent |  | Standard A Lamp | 5 | 60 | Dining Room | 103386 | Dining Room | 0.1232%
10338 | 7 | 1 |  | Manual | 1 | Ceiling Fixture | Incandescent |  | Reflector | 1 | 75 | Family Room | 103387 | Family Room | 0.1232%
10338 | 7 | 2 |  | Manual | 1 | Table | Compact Fluorescent |  | Twist | 1 | 13 | Family Room | 103387 | Family Room | 0.1232%
10338 | 8 | 1 |  | Manual | 1 | Ceiling Fixture | Compact Fluorescent |  | Twist | 1 | 23 | Garage | 103388 | Garage | 0.1232%
10338 | 9 | 1 |  | Manual | 2 | Ceiling Fixture | Incandescent |  | Standard A Lamp | 1 | 60 | Hall | 103389 | Hall | 0.1232%
10338 | 10 | 1 |  | Manual | 1 | Ceiling Fixture | Incandescent |  | Standard A Lamp | 3 | 60 | Kitchen | 1033810 | Kitchen | 0.1232%
10338 | 10 | 2 |  | Manual | 1 | Ceiling Fixture | Linear Fluorescent | 16 | T-8 | 1 | 15 | Kitchen | 1033810 | Kitchen | 0.1232%
10338 | 10 | 3 |  | Manual | 1 | Ceiling Fixture | Incandescent |  | Reflector | 1 | 75 | Kitchen | 1033810 | Kitchen | 0.1232%
10348 | 1 | 1 |  | Manual | 1 | Wall Mount | Incandescent |  | Clear | 4 | 60 | Bathroom | 103481 | Bathroom | 0.1723%
10348 | 1 | 2 |  | Manual | 1 | Recessed - other | Incandescent |  | Heat Lamp | 2 | 125 | Bathroom | 103481 | Bathroom | 0.1723%
10348 | 2 | 1 |  | Manual | 1 | Ceiling Fixture | Compact Fluorescent |  | Twist | 2 | 22 | Dining Room | 103482 | Dining Room | 0.1723%
10348 | 3 | 1 |  | Manual | 2 | Low bay | Linear Fluorescent | 48 | T-12 | 2 | 40 | Garage | 103483 | Garage | 0.1723%
10348 | 3 | 2 |  | Dimmer | 1 | Garage door opener | Incandescent |  | Standard A Lamp | 2 | 100 | Garage | 103483 | Garage | 0.1723%
10348 | 4 | 1 |  | Manual | 1 | Ceiling Fixture | Incandescent |  | Standard A Lamp | 2 | 75 | Bedroom | 103484 | Bedroom | 0.1723%
10348 | 5 | 1 |  | Manual | 2 | Other | Incandescent |  | Globe | 1 | 75 | Hall | 103485 | Hall | 0.1723%
10348 | 6 | 1 |  | Manual | 1 | Ceiling Fixture | Incandescent |  | Standard A Lamp | 2 | 60 | Kitchen | 103486 | Kitchen | 0.1723%
10348 | 6 | 2 |  | Manual | 1 | Recessed Can | Incandescent |  | Reflector | 1 | 65 | Kitchen | 103486 | Kitchen | 0.1723%
10348 | 7 | 1 |  | Manual | 1 | Floor lamp | Compact Fluorescent |  | Twist | 3 | 22 | Living Room | 103487 | Living Room | 0.1723%
10348 | 7 | 2 |  | Manual | 1 | Floor lamp | Compact Fluorescent |  | Twist | 2 | 22 | Living Room | 103487 | Living Room | 0.1723%
10348 | 7 | 3 |  | Manual | 1 | Floor lamp | Compact Fluorescent |  | Straight Tube | 1 | 28 | Living Room | 103487 | Living Room | 0.1723%
10348 | 8 | 1 |  | Manual | 1 | Ceiling Fixture | Incandescent |  | Standard A Lamp | 2 | 40 | Master Bedroom | 103488 | Master Bedroom | 0.1723%
10348 | 9 | 1 |  | Manual | 1 | Wall Mount | Incandescent |  | Clear | 6 | 60 | Bathroom | 103489 | Bathroom | 0.1723%
10348 | 9 | 2 |  | Manual | 1 | Recessed - other | Incandescent |  | Heat Lamp | 2 | 125 | Bathroom | 103489 | Bathroom | 0.1723%
10348 | 10 | 1 |  | Manual | 1 | Ceiling Fixture | Linear Fluorescent | 48 | T-12 | 2 | 40 | Office | 1034810 | Office | 0.1723%
10352 | 1 | 1 |  | Manual | 1 | Wall Mount | Compact Fluorescent |  | Twist | 2 | 22 | Bathroom | 103521 | Bathroom | 0.02952%
10352 | 2 | 1 |  | Manual | 4 | Recessed Can | Incandescent |  | Reflector | 1 | 60 | Bathroom | 103522 | Bathroom | 0.02952%
10352 | 3 | 1 |  | Manual | 1 | Torchiere | Compact Fluorescent |  | Twist | 2 | 15 | Bedroom | 103523 | Bedroom | 0.02952%
10352 | 3 | 2 |  | Manual | 1 | Table | Halogen |  | Quartz Tube | 1 | 50 | Bedroom | 103523 | Bedroom | 0.02952%
10352 | 4 | 1 |  | Manual | 1 | Ceiling Fan | Incandescent |  | Decorative | 4 | 40 | Dining Room | 103524 | Dining Room | 0.02952%
10352 | 4 | 2 |  | Manual | 1 | Track | Incandescent |  | Reflector | 1 | 60 | Dining Room | 103524 | Dining Room | 0.02952%
10352 | 5 | 1 |  | Manual | 4 | Recessed Can | Incandescent |  | Standard A Lamp | 1 | 65 | Family Room | 103525 | Family Room | 0.02952%
10352 | 5 | 2 |  | Manual | 1 | Track | Compact Fluorescent |  | Twist | 3 | 22 | Family Room | 103525 | Family Room | 0.02952%
10352 | 6 | 1 |  | Manual | 1 | Ceiling Fixture | Compact Fluorescent |  | Other | 1 | 28 | Hall | 103526 | Hall | 0.02952%
10352 | 7 | 1 |  | Manual | 1 | Track | Compact Fluorescent |  | Twist | 1 | 15 | Hall | 103527 | Hall | 0.02952%
10352 | 7 | 2 |  | Manual | 1 | Ceiling Fixture | Halogen |  | MR | 4 | 50 | Hall | 103527 | Hall | 0.02952%
10352 | 8 | 1 |  | Manual | 1 | Track | Compact Fluorescent |  | Reflector | 3 | 22 | Kitchen | 103528 | Kitchen | 0.02952%
10352 | 8 | 2 |  | Manual | 1 | Ceiling Fixture | Halogen |  | Quartz Tube | 1 | 100 | Kitchen | 103528 | Kitchen | 0.02952%
10352 | 9 | 1 |  | Manual | 4 | Ceiling Fixture | Incandescent |  | Standard A Lamp | 1 | 60 | Laundry Room | 103529 | Laundry Room | 0.02952%
10352 | 10 | 1 |  | Manual | 1 | Track | Compact Fluorescent |  | Twist | 2 | 22 | Living Room | 1035210 | Living Room | 0.02952%
10352 | 10 | 2 |  | Manual | 1 | Chandelier (Hanging) | Compact Fluorescent |  | Twist | 1 | 15 | Living Room | 1035210 | Living Room | 0.02952%
10352 | 11 | 1 |  | Manual | 1 | Ceiling Fan | Incandescent |  | Standard A Lamp | 1 | 60 | Bathroom | 1035211 | Bathroom | 0.02952%
10352 | 11 | 2 |  | Manual | 1 | Wall Mount | Incandescent |  | Globe | 3 | 40 | Bathroom | 1035211 | Bathroom | 0.02952%
10352 | 12 | 1 |  | Manual | 1 | Ceiling Fixture | Incandescent |  | Standard A Lamp | 2 | 60 | Master Bedroom | 1035212 | Master Bedroom | 0.02952%
10352 | 12 | 2 |  | Dimmer | 1 | Table | Incandescent |  | Standard A Lamp | 1 | 40 | Master Bedroom | 1035212 | Master Bedroom | 0.02952%
10352 | 13 | 1 |  | Manual | 1 | Torchiere | Compact Fluorescent |  | Twist | 1 | 15 | Bedroom | 1035213 | Bedroom | 0.02952%
10352 | 14 | 1 |  | Manual | 1 | Chandelier (Hanging) | Incandescent |  | Standard A Lamp | 1 | 60 | Other | 1035214 | Other | 0.02952%
10369 | 1 | 1 |  | Manual | 2 | Recessed Can | Incandescent |  | Reflector | 1 | 65 | Bedroom | 103691 | Bedroom | 0.03789%
10369 | 1 | 2 |  | Manual | 1 | Table | Compact Fluorescent |  | A shape bulb | 1 | 7 | Bedroom | 103691 | Bedroom | 0.03789%
10369 | 2 | 1 |  | Manual | 1 | Wall Mount | Compact Fluorescent |  | Twist | 3 | 15 | Bathroom | 103692 | Bathroom | 0.03789%
10369 | 3 | 1 |  | Manual | 1 | Wall Mount | Incandescent |  | Standard A Lamp | 2 | 40 | Bathroom | 103693 | Bathroom | 0.03789%
10369 | 4 | 1 |  | Manual | 1 | Recessed Can | Compact Fluorescent |  | Straight Tube | 1 | 15 | Bedroom | 103694 | Bedroom | 0.03789%
10369 | 4 | 2 |  | Manual | 1 | Table | Incandescent |  | Standard A Lamp | 1 | 60 | Bedroom | 103694 | Bedroom | 0.03789%
10369 | 5 | 1 |  | Manual | 2 | Recessed Can | Incandescent |  | Reflector | 1 | 65 | Bedroom | 103695 | Bedroom | 0.03789%
10369 | 5 | 2 |  | Manual | 1 | Table | Compact Fluorescent |  | A shape bulb | 1 | 7 | Bedroom | 103695 | Bedroom | 0.03789%
10369 | 6 | 1 |  | Manual | 1 | Wall Mount | Incandescent |  | Standard A Lamp | 4 | 60 | Bathroom | 103696 | Bathroom | 0.03789%
10369 | 7 | 1 |  | Manual | 4 | Recessed Can | Incandescent |  | Reflector | 1 | 65 | Hall | 103697 | Hall | 0.03789%
10369 | 7 | 2 |  | Manual | 2 | Wall Mount | Compact Fluorescent |  | Straight Tube | 1 | 15 | Hall | 103697 | Hall | 0.03789%
10369 | 8 | 1 |  | Manual | 6 | Recessed Can | Compact Fluorescent |  | Flood | 1 | 15 | Family Room | 103698 | Family Room | 0.03789%
10369 | 9 | 1 |  | Manual | 2 | Ceiling Fixture | Compact Fluorescent |  | Twist | 1 | 22 | Garage | 103699 | Garage | 0.03789%
10369 | 9 | 2 |  | Manual | 1 | Garage door opener | Incandescent |  | Standard A Lamp | 2 | 60 | Garage | 103699 | Garage | 0.03789%
10369 | 10 | 1 |  | Manual | 3 | Recessed Can | Compact Fluorescent |  | Reflector | 1 | 15 | Hall | 1036910 | Hall | 0.03789%
10369 | 11 | 1 |  | Dimmer | 8 | Recessed Can | Incandescent |  | Reflector | 1 | 65 | Kitchen | 1036911 | Kitchen | 0.03789%
10369 | 11 | 2 |  | Manual | 3 | Ceiling Fixture | Incandescent |  | Globe | 1 | 40 | Kitchen | 1036911 | Kitchen | 0.03789%
10369 | 11 | 3 |  | Manual | 4 | Recessed Can | Compact Fluorescent |  | Twist | 1 | 15 | Kitchen | 1036911 | Kitchen | 0.03789%
10369 | 12 | 1 |  | Manual | 1 | Floor lamp | Compact Fluorescent |  | Twist | 1 | 22 | Living Room | 1036912 | Living Room | 0.03789%
10369 | 12 | 2 |  | Manual | 1 | Recessed - other | Compact Fluorescent |  | Twist | 1 | 22 | Living Room | 1036912 | Living Room | 0.03789%
10369 | 12 | 3 |  | Manual | 1 | Table | Compact Fluorescent |  | Straight Tube | 1 | 22 | Living Room | 1036912 | Living Room | 0.03789%
10369 | 12 | 4 |  | Manual | 1 | Recessed Can | Incandescent |  | Reflector | 1 | 65 | Living Room | 1036912 | Living Room | 0.03789%
10369 | 13 | 1 |  | Manual | 2 | Wall Mount | Compact Fluorescent |  | Twist | 2 | 22 | Bathroom | 1036913 | Bathroom | 0.03789%
10369 | 13 | 2 |  | Manual | 3 | Recessed - other | Incandescent |  | Standard A Lamp | 1 | 60 | Bathroom | 1036913 | Bathroom | 0.03789%
10369 | 13 | 3 |  | Manual | 1 | Recessed Can | Incandescent |  | Reflector | 1 | 65 | Bathroom | 1036913 | Bathroom | 0.03789%
10369 | 14 | 1 |  | Manual | 2 | Recessed - other | Incandescent |  | Standard A Lamp | 1 | 75 | Closet | 1036914 | Closet | 0.03789%
10369 | 15 | 1 |  | Manual | 2 | Wall Mount | Compact Fluorescent |  | Straight Tube | 1 | 15 | Master Bedroom | 1036915 | Master Bedroom | 0.03789%
10369 | 16 | 1 |  | Dimmer | 1 | Chandelier (Hanging) | Incandescent |  | Standard A Lamp | 6 | 60 | Dining Room | 1036916 | Dining Room | 0.03789%
10369 | 16 | 2 |  | Manual | 1 | Floor lamp | Compact Fluorescent |  | Reflector | 2 | 15 | Dining Room | 1036916 | Dining Room | 0.03789%
10369 | 16 | 3 |  | Manual | 1 | Table | Incandescent |  | Standard A Lamp | 1 | 60 | Dining Room | 1036916 | Dining Room | 0.03789%
10369 | 17 | 1 |  | Manual | 5 | Recessed Can | Compact Fluorescent |  | Reflector | 1 | 15 | Hall | 1036917 | Hall | 0.03789%
10369 | 17 | 2 |  | Manual | 1 | Wall Mount | Linear Fluorescent | 48 | T-8 | 1 | 40 | Hall | 1036917 | Hall | 0.03789%
10384 | 1 | 1 |  | Manual | 1 | Wall Mount | Incandescent |  | Standard A Lamp | 3 | 60 | Bathroom | 103841 | Bathroom | 0.1723%
10384 | 2 | 1 |  | Manual | 1 | Ceiling Fixture | Incandescent |  | Standard A Lamp | 1 | 5 | Bedroom | 103842 | Bedroom | 0.1723%
10384 | 3 | 1 |  | Manual | 1 | Ceiling Fixture | Incandescent |  | Standard A Lamp | 1 | 60 | Bedroom | 103843 | Bedroom | 0.1723%
10384 | 4 | 1 |  | Manual | 1 | Ceiling Fixture | Incandescent |  | Standard A Lamp | 2 | 60 | Bedroom | 103844 | Bedroom | 0.1723%
10384 | 4 | 2 |  | Manual | 1 | Table | Incandescent |  | Decorative | 1 | 40 | Bedroom | 103844 | Bedroom | 0.1723%
10384 | 5 | 1 |  | Manual | 1 | Ceiling Fixture | Incandescent |  | Standard A Lamp | 1 | 60 | Bedroom | 103845 | Bedroom | 0.1723%
10384 | 6 | 1 |  | Manual | 2 | Ceiling Fixture | Incandescent |  | Standard A Lamp | 2 | 60 | Kitchen | 103846 | Kitchen | 0.1723%
10384 | 6 | 2 |  | Manual | 1 | Ceiling Fixture | Linear Fluorescent | 48 | T-12 | 4 | 40 | Kitchen | 103846 | Kitchen | 0.1723%
10384 | 7 | 1 |  | Manual | 1 | Ceiling Fixture | Linear Fluorescent | 48 | T-12 | 2 | 40 | Laundry Room | 103847 | Laundry Room | 0.1723%
10384 | 8 | 1 |  | Manual | 1 | Ceiling Fixture | Incandescent |  | Standard A Lamp | 1 | 60 | Living Room | 103848 | Living Room | 0.1723%
10384 | 8 | 2 |  | Manual | 2 | Table | Incandescent |  | Standard A Lamp | 1 | 60 | Living Room | 103848 | Living Room | 0.1723%
10388 | 1 | 1 |  | Manual | 1 | Ceiling Fixture | Compact Fluorescent |  | Twist | 1 | 14 | Master Bedroom | 103881 | Master Bedroom | 0.0364%
10388 | 1 | 2 |  | Manual | 1 | Table | Compact Fluorescent |  | Twist | 1 | 13 | Master Bedroom | 103881 | Master Bedroom | 0.0364%
10388 | 2 | 1 |  | Manual | 1 | Table | Incandescent |  | Standard A Lamp | 1 | 60 | Other | 103882 | Other | 0.0364%
10388 | 3 | 1 |  | Manual | 1 | Ceiling Fixture | Incandescent |  | Standard A Lamp | 1 | 75 | Garage | 103883 | Garage | 0.0364%
10388 | 5 | 1 |  | Manual | 1 | Ceiling Fan | Compact Fluorescent |  | Twist | 4 | 13 | Kitchen | 103885 | Kitchen | 0.0364%
10388 | 6 | 1 |  | Manual | 1 | Ceiling Fixture | Compact Fluorescent |  | Pin base | 1 | 24 | Laundry Room | 103886 | Laundry Room | 0.0364%
10388 | 7 | 1 |  | Manual | 1 | Torchiere | Compact Fluorescent |  | Twist | 5 | 19 | Living Room | 103887 | Living Room | 0.0364%
10388 | 8 | 1 |  | Manual | 1 | Ceiling Fixture | Compact Fluorescent |  | Pin base | 1 | 24 | Office | 103888 | Office | 0.0364%
10388 | 9 | 1 |  | Manual | 1 | Wall Mount | Compact Fluorescent |  | Twist | 4 | 13 | Bathroom | 103889 | Bathroom | 0.0364%
10388 | 10 | 1 |  | Manual | 1 | Ceiling Fixture | Compact Fluorescent |  | Twist | 1 | 13 | Office | 1038810 | Office | 0.0364%
10388 | 10 | 2 |  | Manual | 1 | Table | Linear Fluorescent | 18 | T-8 | 1 | 15 | Office | 1038810 | Office | 0.0364%
10388 | 11 | 1 |  | Manual | 1 | Wall Mount | Compact Fluorescent |  | Twist | 1 | 40 | Hall | 1038811 | Hall | 0.0364%
10398 | 1 | 1 |  | Dimmer | 1 | Chandelier (Hanging) | Incandescent |  | Globe | 6 | 100 | Dining Room | 103981 | Dining Room | 0.1723%
10398 | 2 | 1 |  | Dimmer | 1 | Chandelier (Hanging) | Incandescent |  | Decorative | 5 | 40 | Other | 103982 | Other | 0.1723%
10398 | 3 | 1 |  | Manual | 9 | Recessed Can | Compact Fluorescent |  | Flood | 1 | 15 | Family Room | 103983 | Family Room | 0.1723%
10398 | 4 | 1 |  | Manual | 7 | Ceiling Fixture | Linear Fluorescent | 48 | T-12 | 2 | 40 | Garage | 103984 | Garage | 0.1723%
10398 | 5 | 1 |  | Manual | 1 | Recessed Can | Compact Fluorescent |  | Flood | 1 | 15 | Bathroom | 103985 | Bathroom | 0.1723%
10398 | 6 | 1 |  | Manual | 4 | Recessed Can | Compact Fluorescent |  | Flood | 1 | 15 | Hall | 103986 | Hall | 0.1723%
10398 | 7 | 1 |  | Manual | 20 | Recessed Can | Compact Fluorescent |  | Flood | 1 | 15 | Kitchen | 103987 | Kitchen | 0.1723%
10398 | 7 | 2 |  | Manual | 4 | Ceiling Fixture | Incandescent |  | Mini base | 1 | 25 | Kitchen | 103987 | Kitchen | 0.1723%
10398 | 8 | 1 |  | Manual | 1 | Ceiling Fixture | Linear Fluorescent | 24 | T-12 | 2 | 40 | Laundry Room | 103988 | Laundry Room | 0.1723%
10398 | 9 | 1 |  | Manual | 1 | Floor lamp | Incandescent |  | 3-Way Incandescent | 1 | 150 | Living Room | 103989 | Living Room | 0.1723%
10398 | 9 | 2 |  | Manual | 1 | Floor lamp | Incandescent |  | Decorative | 1 | 40 | Living Room | 103989 | Living Room | 0.1723%
10398 | 10 | 1 |  | Manual | 5 | Recessed Can | Compact Fluorescent |  | Flood | 1 | 15 | Bathroom | 1039810 | Bathroom | 0.1723%
10398 | 11 | 1 |  | Manual | 1 | Floor lamp | Compact Fluorescent |  | Twist | 1 | 23 | Master Bedroom | 1039811 | Master Bedroom | 0.1723%
10398 | 11 | 2 |  | Manual | 1 | Torchiere | Halogen |  | Quartz Tube | 1 | 100 | Master Bedroom | 1039811 | Master Bedroom | 0.1723%
10398 | 12 | 1 |  | Manual | 1 | Ceiling Fixture | Linear Fluorescent | 48 | T-12 | 2 | 40 | Closet | 1039812 | Closet | 0.1723%
10398 | 13 | 1 |  | Manual | 1 | Ceiling Fixture | Incandescent |  | Standard A Lamp | 1 | 60 | Closet | 1039813 | Closet | 0.1723%
10398 | 14 | 1 |  | Manual | 1 | Wall Mount | Incandescent |  | Globe | 8 | 60 | Bathroom | 1039814 | Bathroom | 0.1723%
10398 | 14 | 2 |  | Manual | 1 | Ceiling Fixture | Incandescent |  | Standard A Lamp | 1 | 60 | Bathroom | 1039814 | Bathroom | 0.1723%
10398 | 15 | 1 |  | Manual | 1 | Recessed Can | Compact Fluorescent |  | Reflector | 1 | 15 | Bedroom | 1039815 | Bedroom | 0.1723%
10398 | 16 | 1 |  | Manual | 1 | Recessed Can | Compact Fluorescent |  | Flood | 1 | 15 | Bedroom | 1039816 | Bedroom | 0.1723%
10398 | 16 | 2 |  | Manual | 1 | Floor lamp | Incandescent |  | Decorative | 1 | 40 | Bedroom | 1039816 | Bedroom | 0.1723%
10398 | 17 | 1 |  | Manual | 4 | Recessed Can | Compact Fluorescent |  | Reflector | 1 | 15 | Hall | 1039817 | Hall | 0.1723%
10398 | 18 | 1 |  | Manual | 1 | Recessed Can | Compact Fluorescent |  | Reflector | 1 | 15 | Office | 1039818 | Office | 0.1723%
10401 | 1 | 1 |  | Manual | 1 | Ceiling Fixture | Incandescent |  | Standard A Lamp | 1 | 40 | Kitchen | 104011 | Kitchen | 0.04979%
10401 | 1 | 2 |  | Manual | 1 | Ceiling Fixture | Compact Fluorescent |  | Twist | 2 | 15 | Kitchen | 104011 | Kitchen | 0.04979%
10401 | 1 | 3 |  | Manual | 1 | Chandelier (Hanging) | Incandescent |  | Standard A Lamp | 1 | 100 | Kitchen | 104011 | Kitchen | 0.04979%
10401 | 2 | 1 |  | Manual | 1 | Ceiling Fixture | Incandescent |  | Standard A Lamp | 2 | 60 | Bedroom | 104012 | Bedroom | 0.04979%
10401 | 2 | 2 |  | Manual | 1 | Floor lamp | Compact Fluorescent |  | Twist | 1 | 15 | Bedroom | 104012 | Bedroom | 0.04979%
10401 | 3 | 1 |  | Manual | 2 | Ceiling Fixture | Linear Fluorescent | 48 | T-12 | 2 | 40 | Other | 104013 | Other | 0.04979%
10401 | 4 | 1 |  | Manual | 2 | Ceiling Fixture | Linear Fluorescent | 48 | T-12 | 2 | 40 | Other | 104014 | Other | 0.04979%
10401 | 4 | 2 |  | Manual | 1 | Ceiling Fixture | Compact Fluorescent |  | Twist | 2 | 15 | Other | 104014 | Other | 0.04979%
10401 | 4 | 3 |  | Manual | 1 | Wall Mount | Compact Fluorescent |  | Twist | 1 | 15 | Other | 104014 | Other | 0.04979%
10401 | 5 | 1 |  | Manual | 2 | Ceiling Fixture | Linear Fluorescent | 48 | T-12 | 2 | 40 | Other | 104015 | Other | 0.04979%
10401 | 5 | 2 |  | Manual | 1 | Ceiling Fixture | Linear Fluorescent | 24 | T-12 | 2 | 20 | Other | 104015 | Other | 0.04979%
10401 | 7 | 1 |  | Manual | 1 | Track | Compact Fluorescent |  | Twist | 1 | 22 | Bathroom | 104017 | Bathroom | 0.04979%
10401 | 8 | 1 |  | Manual | 2 | Ceiling Fixture | Linear Fluorescent | 48 | T-12 | 2 | 40 | Garage | 104018 | Garage | 0.04979%
10401 | 8 | 2 |  | Manual | 1 | Ceiling Fixture | Linear Fluorescent | 24 | T-12 | 2 | 20 | Garage | 104018 | Garage | 0.04979%
10401 | 9 | 1 |  | Manual | 1 | Chandelier (Hanging) | Compact Fluorescent |  | Twist | 3 | 15 | Dining Room | 104019 | Dining Room | 0.04979%
10401 | 10 | 1 |  | Manual | 2 | Table | Incandescent |  | Standard A Lamp | 1 | 100 | Family Room | 1040110 | Family Room | 0.04979%
10401 | 10 | 2 |  | Manual | 1 | Floor lamp | Compact Fluorescent |  | Twist | 1 | 22 | Family Room | 1040110 | Family Room | 0.04979%
10401 | 10 | 3 |  | Manual | 1 | Table | Incandescent |  | Decorative | 1 | 40 | Family Room | 1040110 | Family Room | 0.04979%
10401 | 11 | 1 |  | Manual | 1 | Chandelier (Hanging) | Incandescent |  | Standard A Lamp | 1 | 60 | Other | 1040111 | Other | 0.04979%
10401 | 12 | 1 |  | Manual | 1 | Ceiling Fixture | Incandescent |  | Standard A Lamp | 1 | 40 | Hall | 1040112 | Hall | 0.04979%
10401 | 13 | 1 |  | Manual | 1 | Wall Mount | Incandescent |  | Globe | 4 | 40 | Bathroom | 1040113 | Bathroom | 0.04979%
10401 | 13 | 2 |  | Manual | 1 | Ceiling Fixture | Incandescent |  | Standard A Lamp | 2 | 40 | Bathroom | 1040113 | Bathroom | 0.04979%
10401 | 14 | 1 |  | Manual | 1 | Ceiling Fixture | Incandescent |  | Standard A Lamp | 2 | 60 | Bedroom | 1040114 | Bedroom | 0.04979%
10401 | 14 | 2 |  | Manual | 1 | Table | Compact Fluorescent |  | Twist | 1 | 15 | Bedroom | 1040114 | Bedroom | 0.04979%
10401 | 14 | 3 |  | Manual | 1 | Table | Incandescent |  | Standard A Lamp | 1 | 60 | Bedroom | 1040114 | Bedroom | 0.04979%
10401 | 15 | 1 |  | Manual | 1 | Ceiling Fixture | Compact Fluorescent |  | Twist | 1 | 15 | Closet | 1040115 | Closet | 0.04979%
10401 | 16 | 1 |  | Manual | 1 | Ceiling Fixture | Compact Fluorescent |  | Twist | 2 | 15 | Bedroom | 1040116 | Bedroom | 0.04979%
10401 | 16 | 2 |  | Manual | 1 | Table | Compact Fluorescent |  | Twist | 1 | 22 | Bedroom | 1040116 | Bedroom | 0.04979%
10401 | 16 | 3 |  | Manual | 1 | Track | Compact Fluorescent |  | Twist | 1 | 22 | Bedroom | 1040116 | Bedroom | 0.04979%
10401 | 16 | 4 |  | Manual | 1 | Other | Compact Fluorescent |  | Twist | 1 | 15 | Bedroom | 1040116 | Bedroom | 0.04979%
10408 | 1 | 1 |  | Dimmer | 2 | Track | Incandescent |  | Standard A Lamp | 1 | 60 | Family Room | 104081 | Family Room | 0.1232%
10408 | 2 | 1 |  | Manual | 1 | Wall Mount | Incandescent |  | Standard A Lamp | 2 | 60 | Bathroom | 104082 | Bathroom | 0.1232%
10408 | 3 | 1 |  | Manual | 1 | Wall Mount | Compact Fluorescent |  | Twist | 2 | 22 | Bathroom | 104083 | Bathroom | 0.1232%
10408 | 4 | 1 |  | Manual | 2 | Ceiling Fixture | Compact Fluorescent |  | Twist | 4 | 22 | Kitchen | 104084 | Kitchen | 0.1232%
10408 | 4 | 2 |  | Manual | 1 | Ceiling Fixture | Incandescent |  | Standard A Lamp | 4 | 60 | Kitchen | 104084 | Kitchen | 0.1232%
10408 | 4 | 3 |  | Manual | 1 | Ceiling Fixture | Compact Fluorescent |  | Twist | 4 | 22 | Kitchen | 104084 | Kitchen | 0.1232%
10408 | 5 | 1 |  | Manual | 1 | Ceiling Fixture | Incandescent |  | Standard A Lamp | 2 | 60 | Bedroom | 104085 | Bedroom | 0.1232%
10408 | 6 | 1 |  | Manual | 1 | Ceiling Fixture | Incandescent |  | Standard A Lamp | 2 | 60 | Bedroom | 104086 | Bedroom | 0.1232%
10408 | 7 | 1 |  | Manual | 2 | Ceiling Fixture | Linear Fluorescent | 48 | T-8 | 2 | 32 | Garage | 104087 | Garage | 0.1232%
10408 | 7 | 2 |  | Manual | 1 | Ceiling Fixture | Linear Fluorescent | 48 | T-12 | 4 | 40 | Garage | 104087 | Garage | 0.1232%
10408 | 7 | 3 |  | Manual | 1 | Garage door opener | Incandescent |  | Clear | 2 | 60 | Garage | 104087 | Garage | 0.1232%
10408 | 8 | 1 |  | Manual | 2 | Table | Incandescent |  | Standard A Lamp | 1 | 60 | Living Room | 104088 | Living Room | 0.1232%
10408 | 8 | 2 |  | Manual | 3 | Exterior | Incandescent |  | Decorative | 1 | 40 | Living Room | 104088 | Living Room | 0.1232%
10408 | 9 | 1 |  | Manual | 2 | Ceiling Fixture | Compact Fluorescent |  | Twist | 2 | 22 | Hall | 104089 | Hall | 0.1232%
10408 | 10 | 1 |  | Manual | 1 | Ceiling Fixture | Incandescent |  | Clear | 3 | 60 | Office | 1040810 | Office | 0.1232%
10408 | 11 | 1 |  | Manual | 1 | Ceiling Fixture | Incandescent |  | Standard A Lamp | 3 | 60 | Master Bedroom | 1040811 | Master Bedroom | 0.1232%
10411 | 1 | 1 |  | Manual | 1 | Wall Mount | Compact Fluorescent |  | Twist | 1 | 23 | Bathroom | 104111 | Bathroom | 0.0286%
10411 | 1 | 2 |  | Manual | 1 | Wall Mount | Incandescent |  | Standard A Lamp | 1 | 60 | Bathroom | 104111 | Bathroom | 0.0286%
10411 | 2 | 1 |  | Manual | 1 | Ceiling Fixture | Compact Fluorescent |  | Twist | 2 | 23 | Bedroom | 104112 | Bedroom | 0.0286%
10411 | 3 | 1 |  | Manual | 1 | Ceiling Fixture | Compact Fluorescent |  | Twist | 2 | 23 | Bedroom | 104113 | Bedroom | 0.0286%
10411 | 4 | 1 |  | Manual | 2 | Floor lamp | Compact Fluorescent |  | Twist | 1 | 23 | Living Room | 104114 | Living Room | 0.0286%
10411 | 5 | 1 |  | Manual | 2 | Ceiling Fixture | Compact Fluorescent |  | Twist | 1 | 23 | Garage | 104115 | Garage | 0.0286%
10411 | 6 | 1 |  | Manual | 2 | Ceiling Fixture | Compact Fluorescent |  | Twist | 1 | 13 | Hall | 104116 | Hall | 0.0286%
10411 | 7 | 1 |  | Manual | 1 | Chandelier (Hanging) | Incandescent |  | Globe | 5 | 40 | Kitchen | 104117 | Kitchen | 0.0286%
10411 | 7 | 2 |  | Manual | 1 | Ceiling Fixture | Compact Fluorescent |  | Twist | 2 | 23 | Kitchen | 104117 | Kitchen | 0.0286%
10411 | 8 | 1 |  | Manual | 1 | Ceiling Fixture | Compact Fluorescent |  | Twist | 2 | 23 | Master Bedroom | 104118 | Master Bedroom | 0.0286%
10413 | 1 | 1 |  | Manual | 1 | Wall Mount | Incandescent |  | Globe | 4 | 40 | Bathroom | 104131 | Bathroom | 0.03789%
10413 | 2 | 1 |  | Manual | 1 | Ceiling Fixture | Incandescent |  | Standard A Lamp | 5 | 75 | Bedroom | 104132 | Bedroom | 0.03789%
10413 | 2 | 2 |  | Manual | 1 | Floor lamp | Compact Fluorescent |  | Pin base | 1 | 27 | Bedroom | 104132 | Bedroom | 0.03789%
10413 | 2 | 3 |  | Manual | 1 | Table | Compact Fluorescent |  | Pin base | 1 | 27 | Bedroom | 104132 | Bedroom | 0.03789%
10413 | 3 | 1 |  | Manual | 1 | Ceiling Fixture | Incandescent |  | Standard A Lamp | 3 | 75 | Master Bedroom | 104133 | Master Bedroom | 0.03789%
10413 | 4 | 1 |  | Manual | 1 | Architectural | Incandescent |  | Standard A Lamp | 1 | 100 | Garage | 104134 | Garage | 0.03789%
10413 | 4 | 2 |  | Manual | 1 | Garage door opener | Incandescent |  | Standard A Lamp | 1 | 100 | Garage | 104134 | Garage | 0.03789%
10413 | 4 | 3 |  | Manual | 1 | Architectural | Incandescent |  | Standard A Lamp | 1 | 60 | Garage | 104134 | Garage | 0.03789%
10413 | 4 | 4 |  | Manual | 1 | Architectural | Compact Fluorescent |  | Twist | 1 | 7 | Garage | 104134 | Garage | 0.03789%
10413 | 4 | 5 |  | Manual | 1 | Table | Incandescent |  | Standard A Lamp | 1 | 75 | Garage | 104134 | Garage | 0.03789%
10413 | 5 | 1 |  | Manual | 1 | Ceiling Fixture | Incandescent |  | Standard A Lamp | 5 | 60 | Dining Room | 104135 | Dining Room | 0.03789%
10413 | 6 | 1 |  | Manual | 1 | Ceiling Fixture | Incandescent |  | Standard A Lamp | 1 | 60 | Hall | 104136 | Hall | 0.03789%
10413 | 7 | 1 |  | Manual | 2 | Ceiling Fixture | Incandescent |  | Standard A Lamp | 1 | 75 | Kitchen | 104137 | Kitchen | 0.03789%
10413 | 7 | 2 |  | Manual | 1 | Other | Incandescent |  | Standard A Lamp | 2 | 40 | Kitchen | 104137 | Kitchen | 0.03789%
10413 | 8 | 1 |  | Manual | 1 | Other | Incandescent |  | Standard A Lamp | 1 | 60 | Laundry Room | 104138 | Laundry Room | 0.03789%
10413 | 9 | 1 |  | Manual | 1 | Table | Incandescent |  | Standard A Lamp | 1 | 60 | Living Room | 104139 | Living Room | 0.03789%
10413 | 9 | 2 |  | Manual | 1 | Table | Compact Fluorescent |  | Twist | 1 | 25 | Living Room | 104139 | Living Room | 0.03789%
10413 | 9 | 3 |  | Manual | 1 | Floor lamp | Incandescent |  | Standard A Lamp | 1 | 100 | Living Room | 104139 | Living Room | 0.03789%
10413 | 9 | 4 |  | Manual | 1 | Floor lamp | Compact Fluorescent |  | Twist | 1 | 27 | Living Room | 104139 | Living Room | 0.03789%
10421 | 1 | 1 |  | Manual | 1 | Ceiling Fixture | Compact Fluorescent |  | Twist | 2 | 15 | Dining Room | 104211 | Dining Room | 0.0364%
10421 | 1 | 2 |  | Manual | 1 | Table | Compact Fluorescent |  | Twist | 1 | 15 | Dining Room | 104211 | Dining Room | 0.0364%
10421 | 2 | 1 |  | Manual | 1 | Ceiling Fixture | Compact Fluorescent |  | Twist | 1 | 15 | Bedroom | 104212 | Bedroom | 0.0364%
10421 | 2 | 2 |  | Manual | 1 | Table | Compact Fluorescent |  | Twist | 1 | 15 | Bedroom | 104212 | Bedroom | 0.0364%
10421 | 3 | 1 |  | Manual | 1 | Ceiling Fixture | Compact Fluorescent |  | Twist | 1 | 15 | Bedroom | 104213 | Bedroom | 0.0364%
10421 | 3 | 2 |  | Manual | 1 | Table | Incandescent |  | Standard A Lamp | 1 | 60 | Bedroom | 104213 | Bedroom | 0.0364%
10421 | 4 | 1 |  | Manual | 1 | Ceiling Fan | Compact Fluorescent |  | Twist | 1 | 15 | Bedroom | 104214 | Bedroom | 0.0364%
10421 | 4 | 2 |  | Manual | 1 | Table | Compact Fluorescent |  | Twist | 1 | 15 | Bedroom | 104214 | Bedroom | 0.0364%
10421 | 4 | 3 |  | Dimmer | 1 | Floor lamp | Compact Fluorescent |  | Twist | 1 | 15 | Bedroom | 104214 | Bedroom | 0.0364%
10421 | 5 | 1 |  | Manual | 1 | Wall Mount | Incandescent |  | Clear | 2 | 60 | Bathroom | 104215 | Bathroom | 0.0364%
10421 | 5 | 2 |  | Manual | 1 | Recessed Can | Incandescent |  | Reflector | 1 | 65 | Bathroom | 104215 | Bathroom | 0.0364%
10421 | 6 | 1 |  | Manual | 1 | Recessed Can | Incandescent |  | Reflector | 1 | 65 | Kitchen | 104216 | Kitchen | 0.0364%
10421 | 6 | 2 |  | Manual | 1 | Ceiling Fixture | Compact Fluorescent |  | Twist | 1 | 15 | Kitchen | 104216 | Kitchen | 0.0364%
10421 | 7 | 1 |  | Manual | 1 | Recessed Can | Incandescent |  | Reflector | 1 | 65 | Closet | 104217 | Closet | 0.0364%
10421 | 8 | 1 |  | Manual | 1 | Wall Mount | Compact Fluorescent |  | Twist | 1 | 15 | Other | 104218 | Other | 0.0364%
10421 | 9 | 1 |  | Manual | 1 | Ceiling Fixture | Compact Fluorescent |  | Twist | 1 | 15 | Hall | 104219 | Hall | 0.0364%
10421 | 10 | 1 |  | Manual | 1 | Ceiling Fixture | Compact Fluorescent |  | Twist | 1 | 15 | Laundry Room | 1042110 | Laundry Room | 0.0364%
10421 | 10 | 2 |  | Manual | 1 | Floor lamp | Compact Fluorescent |  | Twist | 1 | 15 | Laundry Room | 1042110 | Laundry Room | 0.0364%
10421 | 10 | 3 |  | Manual | 1 | Floor lamp | Incandescent |  | Mini base | 3 | 40 | Laundry Room | 1042110 | Laundry Room | 0.0364%
10421 | 11 | 1 |  | Manual | 1 | Ceiling Fixture | Compact Fluorescent |  | Twist | 1 | 15 | Hall | 1042111 | Hall | 0.0364%
10421 | 12 | 1 |  | Manual | 1 | Wall Mount | Compact Fluorescent |  | Globe | 4 | 15 | Bathroom | 1042112 | Bathroom | 0.0364%
10421 | 12 | 2 |  | Manual | 1 | Ceiling Fixture | Incandescent |  | Heat Lamp | 1 | 250 | Bathroom | 1042112 | Bathroom | 0.0364%
10425 | 1 | 1 |  | Manual | 1 | Wall Mount | Incandescent |  | Globe | 4 | 40 | Bathroom | 104251 | Bathroom | 0.1232%
10425 | 2 | 1 |  | Dimmer | 1 | Chandelier (Hanging) | Incandescent |  | Standard A Lamp | 5 | 100 | Dining Room | 104252 | Dining Room | 0.1232%
10425 | 3 | 1 |  | Manual | 1 | Ceiling Fixture | Incandescent |  | Standard A Lamp | 1 | 60 | Closet | 104253 | Closet | 0.1232%
10425 | 4 | 1 |  | Dimmer | 2 | Ceiling Fixture | Incandescent |  | Standard A Lamp | 1 | 100 | Family Room | 104254 | Family Room | 0.1232%
10425 | 4 | 2 |  | Manual | 1 | Wall Mount | Incandescent |  | Standard A Lamp | 1 | 60 | Family Room | 104254 | Family Room | 0.1232%
10425 | 5 | 1 |  | Manual | 2 | Ceiling Fixture | Incandescent |  | Standard A Lamp | 1 | 60 | Garage | 104255 | Garage | 0.1232%
10425 | 5 | 2 |  | Manual | 1 | Garage door opener | Incandescent |  | Standard A Lamp | 2 | 60 | Garage | 104255 | Garage | 0.1232%
10425 | 6 | 1 |  | Manual | 1 | Wall Mount | Incandescent |  | Globe | 7 | 40 | Bathroom | 104256 | Bathroom | 0.1232%
10425 | 7 | 1 |  | Manual | 1 | Recessed Can | Incandescent |  | Reflector | 1 | 150 | Hall | 104257 | Hall | 0.1232%
10425 | 8 | 1 |  | Manual | 1 | Ceiling Fixture | Incandescent |  | Mini base | 4 | 40 | Hall | 104258 | Hall | 0.1232%
10425 | 8 | 2 |  | Manual | 1 | Recessed Can | Compact Fluorescent |  | Flood | 1 | 11 | Hall | 104258 | Hall | 0.1232%
10425 | 9 | 1 |  | Manual | 1 | Chandelier (Hanging) | Compact Fluorescent |  | Twist | 1 | 15 | Kitchen | 104259 | Kitchen | 0.1232%
10425 | 9 | 2 |  | Dimmer | 10 | Recessed Can | Halogen |  | MR | 1 | 50 | Kitchen | 104259 | Kitchen | 0.1232%
10425 | 10 | 1 |  | Manual | 1 | Ceiling Fixture | Incandescent |  | Standard A Lamp | 1 | 100 | Laundry Room | 1042510 | Laundry Room | 0.1232%
10425 | 11 | 1 |  | Manual | 1 | Table | Incandescent |  | 3-Way Incandescent | 1 | 100 | Living Room | 1042511 | Living Room | 0.1232%
10425 | 11 | 2 |  | Timer | 1 | Table | Incandescent |  | 3-Way Incandescent | 1 | 100 | Living Room | 1042511 | Living Room | 0.1232%
10425 | 12 | 1 |  | Manual | 1 | Wall Mount | Compact Fluorescent |  | Globe | 3 | 11 | Bathroom | 1042512 | Bathroom | 0.1232%
10425 | 12 | 2 |  | Manual | 1 | Wall Mount | Incandescent |  | Globe | 4 | 40 | Bathroom | 1042512 | Bathroom | 0.1232%
10425 | 12 | 3 |  | Manual | 2 | Ceiling Fixture | Incandescent |  | Standard A Lamp | 1 | 100 | Bathroom | 1042512 | Bathroom | 0.1232%
10425 | 12 | 4 |  | Manual | 1 | Recessed Can | Incandescent |  | Heat Lamp | 1 | 125 | Bathroom | 1042512 | Bathroom | 0.1232%
10425 | 13 | 1 |  | Dimmer | 1 | Floor lamp | Linear Fluorescent | 48 | T-4 | 1 | 100 | Bedroom | 1042513 | Bedroom | 0.1232%
10425 | 13 | 2 |  | Manual | 2 | Other | Incandescent |  | Mini base | 1 | 25 | Bedroom | 1042513 | Bedroom | 0.1232%
10425 | 13 | 3 |  | Manual | 1 | Table | Incandescent |  | 3-Way Incandescent | 1 | 100 | Bedroom | 1042513 | Bedroom | 0.1232%
10425 | 14 | 1 |  | Manual | 1 | Recessed Can | Incandescent |  | Reflector | 1 | 65 | Family Room | 1042514 | Family Room | 0.1232%
10425 | 14 | 2 |  | Manual | 1 | Table | Incandescent |  | Standard A Lamp | 1 | 60 | Family Room | 1042514 | Family Room | 0.1232%
10425 | 15 | 1 |  | Manual | 2 | Table | Incandescent |  | 3-Way Incandescent | 1 | 100 | Bedroom | 1042515 | Bedroom | 0.1232%
10425 | 16 | 1 |  | Manual | 1 | Wall Mount | Compact Fluorescent |  | Twist | 1 | 15 | Hall | 1042516 | Hall | 0.1232%
10425 | 17 | 1 |  | Manual | 2 | Recessed Can | Incandescent |  | Reflector | 1 | 100 | Hall | 1042517 | Hall | 0.1232%
10425 | 18 | 1 |  | Manual | 1 | Other | Incandescent |  | Standard A Lamp | 2 | 75 | Bedroom | 1042518 | Bedroom | 0.1232%
10425 | 18 | 2 |  | Dimmer | 1 | Table | Incandescent |  | Decorative | 2 | 25 | Bedroom | 1042518 | Bedroom | 0.1232%
10425 | 18 | 3 |  | Manual | 1 | Table | Incandescent |  | Standard A Lamp | 1 | 60 | Bedroom | 1042518 | Bedroom | 0.1232%
10430 | 1 | 1 |  | Dimmer | 2 | Track | Incandescent |  | Clear | 3 | 60 | Family Room | 104301 | Family Room | 0.0364%
10430 | 1 | 2 |  | Manual | 1 | Floor lamp | Incandescent |  | Clear | 1 | 60 | Family Room | 104301 | Family Room | 0.0364%
10430 | 2 | 1 |  | Manual | 1 | Ceiling Fixture | Compact Fluorescent |  | Pin base | 3 | 40 | Master Bedroom | 104302 | Master Bedroom | 0.0364%
10430 | 2 | 2 |  | Manual | 1 | Chandelier (Hanging) | Incandescent |  | Globe | 1 | 100 | Master Bedroom | 104302 | Master Bedroom | 0.0364%
10430 | 3 | 1 |  | Manual | 2 | Ceiling Fixture | Incandescent |  | Standard A Lamp | 1 | 60 | Closet | 104303 | Closet | 0.0364%
10430 | 4 | 1 |  | Manual | 1 | Wall Mount | Halogen |  | MR | 4 | 50 | Bathroom | 104304 | Bathroom | 0.0364%
10430 | 5 | 1 |  | Manual | 2 | Ceiling Fixture | Incandescent |  | Standard A Lamp | 2 | 60 | Hall | 104305 | Hall | 0.0364%
10430 | 6 | 1 |  | Manual | 2 | Ceiling Fixture | Incandescent |  | Standard A Lamp | 1 | 60 | Garage | 104306 | Garage | 0.0364%
10430 | 6 | 2 |  | Manual | 1 | Ceiling Fixture | Linear Fluorescent | 48 | T-12 | 2 | 40 | Garage | 104306 | Garage | 0.0364%
10430 | 6 | 3 |  | Manual | 1 | Garage door opener | Incandescent |  | Standard A Lamp | 2 | 40 | Garage | 104306 | Garage | 0.0364%
10430 | 7 | 1 |  | Dimmer | 1 | Chandelier (Hanging) | Incandescent |  | Standard A Lamp | 5 | 60 | Living Room | 104307 | Living Room | 0.0364%
10430 | 8 | 1 |  | Manual | 4 | Ceiling Fixture | Linear Fluorescent | 48 | T-12 | 2 | 40 | Kitchen | 104308 | Kitchen | 0.0364%
10430 | 8 | 2 |  | Manual | 1 | Ceiling Fixture | Linear Fluorescent | 24 | T-12 | 1 | 25 | Kitchen | 104308 | Kitchen | 0.0364%
10430 | 9 | 1 |  | Manual | 1 | Ceiling Fixture | Incandescent |  | Standard A Lamp | 2 | 60 | Laundry Room | 104309 | Laundry Room | 0.0364%
10430 | 10 | 1 |  | Dimmer | 3 | Recessed Can | Incandescent |  | Reflector | 1 | 65 | Living Room | 1043010 | Living Room | 0.0364%
10430 | 11 | 1 |  | Manual | 1 | Recessed Can | Incandescent |  | Standard A Lamp | 1 | 60 | Hall | 1043011 | Hall | 0.0364%
10430 | 11 | 2 |  | Manual | 1 | Wall Mount | Incandescent |  | Decorative | 1 | 40 | Hall | 1043011 | Hall | 0.0364%
10430 | 12 | 1 |  | Manual | 1 | Wall Mount | Incandescent |  | Globe | 6 | 60 | Bathroom | 1043012 | Bathroom | 0.0364%
10430 | 13 | 1 |  | Manual | 1 | Ceiling Fixture | Halogen |  | MR | 4 | 50 | Office | 1043013 | Office | 0.0364%
10430 | 14 | 1 |  | Manual | 1 | Ceiling Fixture | Incandescent |  | Globe | 3 | 60 | Bedroom | 1043014 | Bedroom | 0.0364%
10435 | 1 | 1 |  | Manual | 1 | Ceiling Fixture | Incandescent |  | Standard A Lamp | 2 | 60 | Family Room | 104351 | Family Room | 0.03789%
10435 | 1 | 2 |  | Manual | 1 | Floor lamp | Halogen |  | MR | 1 | 35 | Family Room | 104351 | Family Room | 0.03789%
10435 | 1 | 3 |  | Manual | 1 | Floor lamp | Incandescent |  | Standard A Lamp | 1 | 60 | Family Room | 104351 | Family Room | 0.03789%
10435 | 2 | 1 |  | Manual | 1 | Ceiling Fixture | Linear Fluorescent | 48 | T-12 | 1 | 40 | Bathroom | 104352 | Bathroom | 0.03789%
10435 | 3 | 1 |  | Manual | 1 | Chandelier (Hanging) | Incandescent |  | Standard A Lamp | 1 | 60 | Other | 104353 | Other | 0.03789%
10435 | 4 | 1 |  | Manual | 1 | Ceiling Fixture | Incandescent |  | Standard A Lamp | 2 | 60 | Family Room | 104354 | Family Room | 0.03789%
10435 | 4 | 2 |  | Manual | 1 | Ceiling Fixture | Incandescent |  | Standard A Lamp | 1 | 60 | Family Room | 104354 | Family Room | 0.03789%
10435 | 6 | 1 |  | Manual | 3 | Chandelier (Hanging) | Incandescent |  | Standard A Lamp | 1 | 60 | Dining Room | 104356 | Dining Room | 0.03789%
10435 | 7 | 1 |  | Manual | 1 | Ceiling Fixture | Incandescent |  | Globe | 4 | 40 | Hall | 104357 | Hall | 0.03789%
10435 | 8 | 1 |  | Manual | 2 | Garage door opener | Incandescent |  | Standard A Lamp | 1 | 100 | Garage | 104358 | Garage | 0.03789%
10435 | 8 | 2 |  | Manual | 1 | Other | Incandescent |  | Standard A Lamp | 1 | 60 | Garage | 104358 | Garage | 0.03789%
10435 | 9 | 1 |  | Manual | 1 | Ceiling Fixture | Incandescent |  | Standard A Lamp | 2 | 60 | Hall | 104359 | Hall | 0.03789%
10435 | 10 | 1 |  | Manual | 1 | Wall Mount | Halogen |  | Quartz Tube | 3 | 100 | Bathroom | 1043510 | Bathroom | 0.03789%
10435 | 11 | 1 |  | Manual | 1 | Chandelier (Hanging) | Incandescent |  | Standard A Lamp | 3 | 60 | Kitchen | 1043511 | Kitchen | 0.03789%
10435 | 11 | 2 |  | Manual | 2 | Ceiling Fixture | Incandescent |  | Standard A Lamp | 2 | 60 | Kitchen | 1043511 | Kitchen | 0.03789%
10435 | 11 | 3 |  | Manual | 1 | Other | Linear Fluorescent | 18 | Fluorescent Other | 1 | 16 | Kitchen | 1043511 | Kitchen | 0.03789%
10435 | 11 | 4 |  | Manual | 1 | Recessed Can | Incandescent |  | Standard A Lamp | 1 | 60 | Kitchen | 1043511 | Kitchen | 0.03789%
10435 | 12 | 1 |  | Manual | 4 | Ceiling Fixture | Linear Fluorescent | 48 | T-12 | 2 | 40 | Other | 1043512 | Other | 0.03789%
10435 | 13 | 1 |  | Manual | 1 | Table | Incandescent |  | Standard A Lamp | 1 | 60 | Living Room | 1043513 | Living Room | 0.03789%
10435 | 13 | 2 |  | Manual | 1 | Torchiere | Incandescent |  | Standard A Lamp | 1 | 60 | Living Room | 1043513 | Living Room | 0.03789%
10435 | 13 | 3 |  | Manual | 1 | Table | Incandescent |  | Standard A Lamp | 1 | 100 | Living Room | 1043513 | Living Room | 0.03789%
10435 | 14 | 1 |  | Manual | 1 | Wall Mount | Halogen |  | Quartz Tube | 2 | 100 | Bathroom | 1043514 | Bathroom | 0.03789%
10435 | 14 | 2 |  | Manual | 1 | Ceiling Fixture | Compact Fluorescent |  | Pin base | 1 | 15 | Bathroom | 1043514 | Bathroom | 0.03789%
10435 | 15 | 1 |  | Manual | 1 | Recessed Can | Incandescent |  | Standard A Lamp | 1 | 60 | Hall | 1043515 | Hall | 0.03789%
10435 | 16 | 1 |  | Manual | 1 | Ceiling Fixture | Incandescent |  | Standard A Lamp | 1 | 60 | Master Bedroom | 1043516 | Master Bedroom | 0.03789%
10435 | 16 | 2 |  | Dimmer | 1 | Table | Incandescent |  | Standard A Lamp | 2 | 60 | Master Bedroom | 1043516 | Master Bedroom | 0.03789%
10435 | 16 | 3 |  | Manual | 1 | Table | Incandescent |  | 3-Way Incandescent | 1 | 150 | Master Bedroom | 1043516 | Master Bedroom | 0.03789%
10435 | 17 | 1 |  | Manual | 2 | Ceiling Fixture | Incandescent |  | Standard A Lamp | 1 | 60 | Bedroom | 1043517 | Bedroom | 0.03789%
10435 | 18 | 1 |  | Manual | 1 | Ceiling Fixture | Incandescent |  | Standard A Lamp | 2 | 60 | Bedroom | 1043518 | Bedroom | 0.03789%
10435 | 18 | 2 |  | Manual | 1 | Table | Compact Fluorescent |  | Straight Tube | 1 | 15 | Bedroom | 1043518 | Bedroom | 0.03789%
10459 | 1 | 1 |  | Manual | 1 | Floor lamp | Compact Fluorescent |  | Twist | 3 | 7 | Bedroom | 104591 | Bedroom | 0.03789%
10459 | 2 | 1 |  | Manual | 8 | Ceiling Fixture | Halogen |  |  | 1 | 75 | Bedroom | 104592 | Bedroom | 0.03789%
10459 | 3 | 1 |  | Manual | 3 | Ceiling Fixture | Linear Fluorescent | 48 | T-8 | 2 | 32 | Other | 104593 | Other | 0.03789%
10459 | 4 | 1 |  | Manual | 1 | Ceiling Fixture | Compact Fluorescent |  | Twist | 2 | 15 | Bathroom | 104594 | Bathroom | 0.03789%
10459 | 4 | 2 |  | Manual | 1 | Wall Mount | Compact Fluorescent |  | Twist | 3 | 7 | Bathroom | 104594 | Bathroom | 0.03789%
10459 | 5 | 1 |  | Manual | 1 | Chandelier (Hanging) | Compact Fluorescent |  | Twist | 5 | 15 | Dining Room | 104595 | Dining Room | 0.03789%
10459 | 5 | 2 |  | Manual | 1 | Wall Mount | Incandescent |  | Reflector | 1 | 100 | Dining Room | 104595 | Dining Room | 0.03789%
10459 | 6 | 1 |  | Manual | 2 | Ceiling Fixture | Linear Fluorescent | 48 | T-8 | 2 | 32 | Kitchen | 104596 | Kitchen | 0.03789%
10459 | 7 | 1 |  | Manual | 1 | Ceiling Fixture | Compact Fluorescent |  | Twist | 2 | 15 | Hall | 104597 | Hall | 0.03789%
10459 | 7 | 2 |  | Manual | 1 | Table | Incandescent |  | Mini base | 1 | 25 | Hall | 104597 | Hall | 0.03789%
10459 | 8 | 1 |  | Manual | 1 | Ceiling Fixture | Compact Fluorescent |  | Twist | 3 | 15 | Living Room | 104598 | Living Room | 0.03789%
10459 | 9 | 1 |  | Manual | 1 | Ceiling Fixture | Compact Fluorescent |  | Twist | 2 | 15 | Hall | 104599 | Hall | 0.03789%
10459 | 10 | 1 |  | Manual | 1 | Ceiling Fan | Compact Fluorescent |  | Twist | 2 | 15 | Master Bedroom | 1045910 | Master Bedroom | 0.03789%
10459 | 10 | 2 |  | Manual | 1 | Wall Mount | Other | 50 | LED Interior | 1 | 15 | Master Bedroom | 1045910 | Master Bedroom | 0.03789%
10459 | 10 | 3 |  | Manual | 2 | Wall Mount | Compact Fluorescent |  | Twist | 1 | 15 | Master Bedroom | 1045910 | Master Bedroom | 0.03789%
10459 | 11 | 1 |  | Manual | 1 | Ceiling Fixture | Compact Fluorescent |  | Twist | 2 | 15 | Bedroom | 1045911 | Bedroom | 0.03789%
10462 | 1 | 1 |  | Manual | 1 | Torchiere | Halogen |  | Quartz Tube | 1 | 150 | Living Room | 104621 | Living Room | 0.03789%
10462 | 1 | 2 |  | Manual | 1 | Table | Incandescent |  | 3-Way Incandescent | 1 | 100 | Living Room | 104621 | Living Room | 0.03789%
10462 | 2 | 1 |  | Manual | 4 | Recessed Can | Incandescent |  | Clear | 1 | 65 | Living Room | 104622 | Living Room | 0.03789%
10462 | 2 | 2 |  | Manual | 1 | Floor lamp | Incandescent |  | Standard A Lamp | 1 | 60 | Living Room | 104622 | Living Room | 0.03789%
10462 | 3 | 1 |  | Manual | 4 | Recessed Can | Incandescent |  | Reflector | 1 | 65 | Hall | 104623 | Hall | 0.03789%
10462 | 4 | 1 |  | Manual | 1 | Ceiling Fixture | Incandescent |  | Standard A Lamp | 2 | 60 | Bedroom | 104624 | Bedroom | 0.03789%
10462 | 4 | 2 |  | Manual | 1 | Table | Incandescent |  | Standard A Lamp | 1 | 60 | Bedroom | 104624 | Bedroom | 0.03789%
10462 | 6 | 1 |  | Manual | 1 | Recessed Can | Incandescent |  | Reflector | 1 | 65 | Bathroom | 104626 | Bathroom | 0.03789%
10462 | 6 | 2 |  | Manual | 1 | Wall Mount | Incandescent |  | Globe | 5 | 40 | Bathroom | 104626 | Bathroom | 0.03789%
10462 | 6 | 3 |  | Manual | 1 | Ceiling Fixture | Incandescent |  | Standard A Lamp | 2 | 60 | Bathroom | 104626 | Bathroom | 0.03789%
10462 | 7 | 1 |  | Manual | 4 | Recessed Can | Incandescent |  | Reflector | 1 | 65 | Master Bedroom | 104627 | Master Bedroom | 0.03789%
10462 | 7 | 2 |  | Manual | 2 | Table | Incandescent |  | Standard A Lamp | 1 | 60 | Master Bedroom | 104627 | Master Bedroom | 0.03789%
10462 | 8 | 1 |  | Manual | 2 | Recessed Can | Incandescent |  | Reflector | 1 | 65 | Hall | 104628 | Hall | 0.03789%
10462 | 9 | 1 |  | Manual | 2 | Ceiling Fixture | Compact Fluorescent |  | Twist | 2 | 15 | Closet | 104629 | Closet | 0.03789%
10462 | 11 | 1 |  | Manual | 1 | Ceiling Fixture | Incandescent |  | Standard A Lamp | 2 | 60 | Bedroom | 1046211 | Bedroom | 0.03789%
10462 | 11 | 2 |  | Manual | 1 | Table | Incandescent |  | Standard A Lamp | 1 | 60 | Bedroom | 1046211 | Bedroom | 0.03789%
10462 | 12 | 1 |  | Manual | 1 | Chandelier (Hanging) | Incandescent |  | Standard A Lamp | 6 | 60 | Dining Room | 1046212 | Dining Room | 0.03789%
10462 | 13 | 1 |  | Manual | 1 | Wall Mount | Incandescent |  | Globe | 4 | 40 | Bathroom | 1046213 | Bathroom | 0.03789%
10462 | 14 | 1 |  | Manual | 1 | Ceiling Fixture | Incandescent |  | Standard A Lamp | 2 | 60 | Office | 1046214 | Office | 0.03789%
10462 | 14 | 2 |  | Manual | 1 | Floor lamp | Incandescent |  | 3-Way Incandescent | 1 | 100 | Office | 1046214 | Office | 0.03789%
10462 | 15 | 1 |  | Manual | 2 | Ceiling Fixture | Incandescent |  | Standard A Lamp | 1 | 60 | Garage | 1046215 | Garage | 0.03789%
10462 | 15 | 2 |  | Manual | 1 | Garage door opener | Incandescent |  | Standard A Lamp | 1 | 40 | Garage | 1046215 | Garage | 0.03789%
10462 | 15 | 3 |  | Manual | 2 | Wall Mount | Incandescent |  | Standard A Lamp | 4 | 40 | Garage | 1046215 | Garage | 0.03789%
10462 | 16 | 1 |  | Manual | 1 | Ceiling Fixture | Compact Fluorescent |  | A shape bulb | 2 | 22 | Hall | 1046216 | Hall | 0.03789%
10462 | 17 | 1 |  | Manual | 1 | Wall Mount | Incandescent |  | Globe | 4 | 40 | Bathroom | 1046217 | Bathroom | 0.03789%
10462 | 18 | 1 |  | Manual | 1 | Ceiling Fixture | Compact Fluorescent |  | Twist | 2 | 15 | Laundry Room | 1046218 | Laundry Room | 0.03789%
10462 | 19 | 1 |  | Manual | 5 | Recessed Can | Incandescent |  | Reflector | 1 | 65 | Kitchen | 1046219 | Kitchen | 0.03789%
10462 | 19 | 2 |  | Manual | 1 | Chandelier (Hanging) | Incandescent |  | Standard A Lamp | 3 | 60 | Kitchen | 1046219 | Kitchen | 0.03789%
10462 | 20 | 1 |  | Manual | 4 | Recessed Can | Incandescent |  | Reflector | 1 | 65 | Family Room | 1046220 | Family Room | 0.03789%
10462 | 21 | 1 |  | Manual | 1 | Ceiling Fixture | Incandescent |  | Standard A Lamp | 1 | 60 | Closet | 1046221 | Closet | 0.03789%
10462 | 22 | 1 |  | Manual | 1 | Chandelier (Hanging) | Incandescent |  | Standard A Lamp | 3 | 60 | Hall | 1046222 | Hall | 0.03789%
10466 | 1 | 1 |  | Manual | 1 | Table | Incandescent |  | Standard A Lamp | 1 | 40 | Living Room | 104661 | Living Room | 0.0364%
10466 | 2 | 1 |  | Manual | 1 | Ceiling Fixture | Compact Fluorescent |  | Twist | 1 | 22 | Bedroom | 104662 | Bedroom | 0.0364%
10466 | 3 | 1 |  | Manual | 1 | Ceiling Fixture | Compact Fluorescent |  | Twist | 1 | 15 | Closet | 104663 | Closet | 0.0364%
10466 | 4 | 1 |  | Manual | 1 | Ceiling Fixture | Incandescent |  | Standard A Lamp | 3 | 40 | Hall | 104664 | Hall | 0.0364%
10466 | 5 | 1 |  | Manual | 1 | Ceiling Fixture | Linear Fluorescent | 48 | T-12 | 1 | 40 | Kitchen | 104665 | Kitchen | 0.0364%
10466 | 6 | 1 |  | Manual | 1 | Ceiling Fixture | Compact Fluorescent |  | Twist | 1 | 15 | Laundry Room | 104666 | Laundry Room | 0.0364%
10466 | 7 | 1 |  | Manual | 1 | Ceiling Fixture | Incandescent |  | Standard A Lamp | 2 | 60 | Bedroom | 104667 | Bedroom | 0.0364%
10466 | 8 | 1 |  | Manual | 1 | Ceiling Fixture | Compact Fluorescent |  | Twist | 1 | 15 | Hall | 104668 | Hall | 0.0364%
10466 | 9 | 1 |  | Dimmer | 1 | Ceiling Fixture | Incandescent |  | Standard A Lamp | 2 | 40 | Master Bedroom | 104669 | Master Bedroom | 0.0364%
10466 | 10 | 1 |  | Manual | 1 | Ceiling Fixture | Compact Fluorescent |  | Twist | 1 | 15 | Closet | 1046610 | Closet | 0.0364%
10466 | 11 | 1 |  | Manual | 1 | Ceiling Fixture | Incandescent |  | Standard A Lamp | 1 | 40 | Bathroom | 1046611 | Bathroom | 0.0364%
10466 | 11 | 2 |  | Manual | 1 | Wall Mount | Incandescent |  | Globe | 4 | 40 | Bathroom | 1046611 | Bathroom | 0.0364%
10476 | 1 | 1 |  | Manual | 4 | Ceiling Fixture | Linear Fluorescent | 48 | T-12 | 2 | 40 | Garage | 104761 | Garage | 0.1232%
10476 | 2 | 1 |  | Manual | 1 | Ceiling Fixture | Incandescent |  | Standard A Lamp | 1 | 40 | Closet | 104762 | Closet | 0.1232%
10476 | 3 | 1 |  | Manual | 1 | Ceiling Fixture | Compact Fluorescent |  | Twist | 1 | 22 | Bedroom | 104763 | Bedroom | 0.1232%
10476 | 4 | 1 |  | Manual | 1 | Ceiling Fixture | Incandescent |  | Standard A Lamp | 1 | 60 | Closet | 104764 | Closet | 0.1232%
10476 | 5 | 1 |  | Manual | 1 | Wall Mount | Incandescent |  | Globe | 3 | 40 | Bathroom | 104765 | Bathroom | 0.1232%
10476 | 6 | 1 |  | Manual | 3 | Table | Incandescent |  | Standard A Lamp | 1 | 100 | Bedroom | 104766 | Bedroom | 0.1232%
10476 | 6 | 2 |  | Manual | 1 | Ceiling Fixture | Incandescent |  | Standard A Lamp | 2 | 60 | Bedroom | 104766 | Bedroom | 0.1232%
10476 | 7 | 1 |  | Manual | 1 | Chandelier (Hanging) | Compact Fluorescent |  | Twist | 5 | 15 | Dining Room | 104767 | Dining Room | 0.1232%
10476 | 8 | 1 |  | Manual | 2 | Ceiling Fixture | Compact Fluorescent |  | Twist | 1 | 15 | Kitchen | 104768 | Kitchen | 0.1232%
10476 | 8 | 2 |  | Manual | 1 | Ceiling Fixture | Linear Fluorescent | 48 | T-12 | 2 | 40 | Kitchen | 104768 | Kitchen | 0.1232%
10476 | 9 | 1 |  | Manual | 3 | Table | Incandescent |  | Standard A Lamp | 2 | 75 | Living Room | 104769 | Living Room | 0.1232%
10476 | 9 | 2 |  | Manual | 2 | Table | Incandescent |  | Decorative | 2 | 60 | Living Room | 104769 | Living Room | 0.1232%
10476 | 9 | 3 |  | Manual | 1 | Floor lamp | Incandescent |  | 3-Way Incandescent | 1 | 100 | Living Room | 104769 | Living Room | 0.1232%
10476 | 10 | 1 |  | Manual | 1 | Track | Halogen |  | MR | 6 | 50 | Hall | 1047610 | Hall | 0.1232%
10476 | 10 | 2 |  | Manual | 1 | Ceiling Fixture | Incandescent |  | Standard A Lamp | 1 | 40 | Hall | 1047610 | Hall | 0.1232%
10476 | 11 | 1 |  | Manual | 1 | Wall Mount | Incandescent |  | Globe | 8 | 40 | Bathroom | 1047611 | Bathroom | 0.1232%
10476 | 12 | 1 |  | Manual | 2 | Ceiling Fixture | Incandescent |  | Decorative | 2 | 60 | Master Bedroom | 1047612 | Master Bedroom | 0.1232%
10476 | 12 | 2 |  | Manual | 2 | Table | Incandescent |  | Standard A Lamp | 1 | 100 | Master Bedroom | 1047612 | Master Bedroom | 0.1232%
10476 | 12 | 3 |  | Manual | 2 | Table | Incandescent |  | Standard A Lamp | 1 | 60 | Master Bedroom | 1047612 | Master Bedroom | 0.1232%
10486 | 1 | 1 |  | Manual | 1 | Ceiling Fixture | Compact Fluorescent |  | Twist | 1 | 15 | Bedroom | 104861 | Bedroom | 0.1723%
10486 | 1 | 2 |  | Manual | 1 | Table | Compact Fluorescent |  | Twist | 1 | 15 | Bedroom | 104861 | Bedroom | 0.1723%
10486 | 2 | 1 |  | Manual | 1 | Wall Mount | Compact Fluorescent |  | Twist | 1 | 15 | Bedroom | 104862 | Bedroom | 0.1723%
10486 | 3 | 1 |  | Manual | 1 | Ceiling Fixture | Linear Fluorescent | 48 | T-12 | 2 | 40 | Laundry Room | 104863 | Laundry Room | 0.1723%
10486 | 3 | 2 |  | Manual | 1 | Ceiling Fixture | Compact Fluorescent |  | Twist | 1 | 15 | Laundry Room | 104863 | Laundry Room | 0.1723%
10486 | 4 | 1 |  | Manual | 1 | Wall Mount | Compact Fluorescent |  | Twist | 1 | 22 | Bathroom | 104864 | Bathroom | 0.1723%
10486 | 5 | 1 |  | Manual | 1 | Ceiling Fixture | Incandescent |  | Standard A Lamp | 2 | 75 | Bedroom | 104865 | Bedroom | 0.1723%
10486 | 6 | 1 |  | Manual | 1 | Ceiling Fixture | Compact Fluorescent |  | Twist | 1 | 15 | Bedroom | 104866 | Bedroom | 0.1723%
10486 | 7 | 1 |  | Manual | 1 | Ceiling Fixture | Compact Fluorescent |  | Twist | 1 | 15 | Bedroom | 104867 | Bedroom | 0.1723%
10486 | 8 | 1 |  | Manual | 1 | Ceiling Fixture | Compact Fluorescent |  | Twist | 1 | 15 | Bedroom | 104868 | Bedroom | 0.1723%
10486 | 8 | 2 |  | Manual | 2 | Table | Incandescent |  | Standard A Lamp | 2 | 40 | Bedroom | 104868 | Bedroom | 0.1723%
10486 | 9 | 1 |  | Manual | 1 | Ceiling Fan | Compact Fluorescent |  | Twist | 3 | 22 | Dining Room | 104869 | Dining Room | 0.1723%
10486 | 10 | 1 |  | Manual | 1 | Ceiling Fixture | Incandescent |  | Standard A Lamp | 1 | 75 | Hall | 1048610 | Hall | 0.1723%
10486 | 11 | 1 |  | Manual | 1 | Ceiling Fixture | Incandescent |  | Standard A Lamp | 1 | 60 | Kitchen | 1048611 | Kitchen | 0.1723%
10486 | 11 | 2 |  | Manual | 1 | Ceiling Fixture | Compact Fluorescent |  | Twist | 1 | 15 | Kitchen | 1048611 | Kitchen | 0.1723%
10486 | 12 | 1 |  | Dimmer | 1 | Torchiere | Halogen |  | Quartz Tube | 1 | 150 | Living Room | 1048612 | Living Room | 0.1723%
10486 | 13 | 1 |  | Manual | 1 | Ceiling Fixture | Incandescent |  | Decorative | 1 | 40 | Hall | 1048613 | Hall | 0.1723%
10486 | 13 | 2 |  | Manual | 1 | Ceiling Fixture | Compact Fluorescent |  | Twist | 1 | 15 | Hall | 1048613 | Hall | 0.1723%
10490 | 1 | 1 |  | Manual | 1 | Wall Mount | Incandescent |  | Standard A Lamp | 4 | 60 | Bathroom | 104901 | Bathroom | 0.1232%
10490 | 1 | 2 |  | Manual | 1 | Ceiling Fixture | Incandescent |  | Standard A Lamp | 1 | 40 | Bathroom | 104901 | Bathroom | 0.1232%
10490 | 2 | 1 |  | Manual | 1 | Ceiling Fixture | Compact Fluorescent |  | Twist | 3 | 15 | Bedroom | 104902 | Bedroom | 0.1232%
10490 | 2 | 2 |  | Manual | 1 | Table | Compact Fluorescent |  | Twist | 1 | 14 | Bedroom | 104902 | Bedroom | 0.1232%
10490 | 3 | 1 |  | Manual | 2 | Table | Incandescent |  | Clear | 1 | 40 | Bedroom | 104903 | Bedroom | 0.1232%
10490 | 3 | 2 |  | Manual | 1 | Ceiling Fixture | Incandescent |  | Standard A Lamp | 2 | 60 | Bedroom | 104903 | Bedroom | 0.1232%
10490 | 4 | 1 |  | Manual | 7 | Ceiling Fixture | Compact Fluorescent |  | Twist | 1 | 15 | Other | 104904 | Other | 0.1232%
10490 | 5 | 1 |  | Manual | 1 | Chandelier (Hanging) | Incandescent |  | Standard A Lamp | 4 | 60 | Dining Room | 104905 | Dining Room | 0.1232%
10490 | 6 | 1 |  | Manual | 2 | Wall Mount | Compact Fluorescent |  | Twist | 1 | 15 | Hall | 104906 | Hall | 0.1232%
10490 | 7 | 1 |  | Manual | 1 | Track | Halogen |  | MR | 4 | 25 | Kitchen | 104907 | Kitchen | 0.1232%
10490 | 8 | 1 |  | Manual | 1 | Track | Halogen |  | MR | 3 | 30 | Laundry Room | 104908 | Laundry Room | 0.1232%
10490 | 9 | 1 |  | Manual | 2 | Floor lamp | Compact Fluorescent |  | Twist | 1 | 22 | Living Room | 104909 | Living Room | 0.1232%
10491 | 1 | 1 |  | Manual | 1 | Ceiling Fixture | Compact Fluorescent |  | Twist | 1 | 23 | Bedroom | 104911 | Bedroom | 0.0364%
10491 | 1 | 2 |  | Manual | 1 | Table | Compact Fluorescent |  | Twist | 1 | 13 | Bedroom | 104911 | Bedroom | 0.0364%
10491 | 2 | 1 |  | Manual | 1 | Wall Mount | Compact Fluorescent |  | Twist | 2 | 13 | Bathroom | 104912 | Bathroom | 0.0364%
10491 | 3 | 1 |  | Manual | 1 | Ceiling Fixture | Compact Fluorescent |  | Twist | 3 | 23 | Kitchen | 104913 | Kitchen | 0.0364%
10491 | 4 | 1 |  | Manual | 1 | Ceiling Fixture | Compact Fluorescent |  | Twist | 1 | 23 | Bedroom | 104914 | Bedroom | 0.0364%
10491 | 4 | 2 |  | Dimmer | 1 | Table | Incandescent |  | Mini base | 3 | 40 | Bedroom | 104914 | Bedroom | 0.0364%
10491 | 5 | 1 |  | Manual | 1 | Wall Mount | Compact Fluorescent |  | Twist | 1 | 23 | Hall | 104915 | Hall | 0.0364%
10491 | 7 | 1 |  | Manual | 1 | Ceiling Fixture | Compact Fluorescent |  | Twist | 2 | 23 | Dining Room | 104917 | Dining Room | 0.0364%
10491 | 8 | 1 |  | Manual | 1 | Ceiling Fixture | Compact Fluorescent |  | Twist | 1 | 23 | Laundry Room | 104918 | Laundry Room | 0.0364%
10491 | 9 | 1 |  | Dimmer | 1 | Floor lamp | Halogen |  | Quartz Tube | 1 | 300 | Living Room | 104919 | Living Room | 0.0364%
10491 | 10 | 1 |  | Manual | 1 | Ceiling Fixture | Compact Fluorescent |  | Twist | 2 | 23 | Bedroom | 1049110 | Bedroom | 0.0364%
10491 | 10 | 2 |  | Manual | 1 | Table | Compact Fluorescent |  | Twist | 1 | 13 | Bedroom | 1049110 | Bedroom | 0.0364%
10491 | 10 | 3 |  | Manual | 1 | Floor lamp | Compact Fluorescent |  | Twist | 1 | 23 | Bedroom | 1049110 | Bedroom | 0.0364%
10491 | 11 | 1 |  | Manual | 1 | Ceiling Fixture | Compact Fluorescent |  | Twist | 1 | 22 | Other | 1049111 | Other | 0.0364%
10493 | 1 | 1 |  | Manual | 1 | Ceiling Fixture | Incandescent |  | Standard A Lamp | 1 | 75 | Bathroom | 104931 | Bathroom | 0.03789%
10493 | 2 | 1 |  | Manual | 1 | Ceiling Fixture | Incandescent |  | Standard A Lamp | 1 | 60 | Bathroom | 104932 | Bathroom | 0.03789%
10493 | 3 | 1 |  | Manual | 1 | Ceiling Fixture | Incandescent |  | Standard A Lamp | 2 | 60 | Bedroom | 104933 | Bedroom | 0.03789%
10493 | 3 | 2 |  | Manual | 1 | Table | Incandescent |  | Standard A Lamp | 1 | 60 | Bedroom | 104933 | Bedroom | 0.03789%
10493 | 4 | 1 |  | Manual | 1 | Architectural | Incandescent |  | Standard A Lamp | 1 | 75 | Closet | 104934 | Closet | 0.03789%
10493 | 5 | 1 |  | Dimmer | 1 | Track | Halogen |  | MR | 4 | 75 | Dining Room | 104935 | Dining Room | 0.03789%
10493 | 5 | 2 |  | Manual | 2 | Table | Incandescent |  | Standard A Lamp | 1 | 40 | Dining Room | 104935 | Dining Room | 0.03789%
10493 | 6 | 1 |  | Manual | 4 | Low bay | Linear Fluorescent | 47 | T-12 | 2 | 40 | Family Room | 104936 | Family Room | 0.03789%
10493 | 7 | 1 |  | Manual | 1 | Garage door opener | Incandescent |  | Standard A Lamp | 1 | 60 | Garage | 104937 | Garage | 0.03789%
10493 | 8 | 1 |  | Manual | 5 | Low bay | Linear Fluorescent | 46 | T-12 | 2 | 40 | Garage | 104938 | Garage | 0.03789%
10493 | 9 | 1 |  | Manual | 1 | Track | Linear Fluorescent | 48 | T-12 | 2 | 40 | Hall | 104939 | Hall | 0.03789%
10493 | 10 | 1 |  | Manual | 1 | Ceiling Fixture | Incandescent |  | Standard A Lamp | 1 | 60 | Hall | 1049310 | Hall | 0.03789%
10493 | 11 | 1 |  | Manual | 1 | Ceiling Fixture | Incandescent |  | Standard A Lamp | 2 | 60 | Bedroom | 1049311 | Bedroom | 0.03789%
10493 | 12 | 1 |  | Manual | 2 | Low bay | Linear Fluorescent | 47 | T-12 | 2 | 40 | Kitchen | 1049312 | Kitchen | 0.03789%
10493 | 13 | 1 |  | Manual | 1 | Floor lamp | Compact Fluorescent |  | Twist | 1 | 13 | Living Room | 1049313 | Living Room | 0.03789%
10493 | 14 | 1 |  | Manual | 1 | Ceiling Fixture | Incandescent |  | Standard A Lamp | 1 | 60 | Bathroom | 1049314 | Bathroom | 0.03789%
10493 | 15 | 1 |  | Manual | 1 | Floor lamp | Compact Fluorescent |  | Twist | 1 | 23 | Master Bedroom | 1049315 | Master Bedroom | 0.03789%
10493 | 15 | 2 |  | Manual | 1 | Table | Incandescent |  | Standard A Lamp | 1 | 60 | Master Bedroom | 1049315 | Master Bedroom | 0.03789%
10493 | 16 | 1 |  | Manual | 1 | Chandelier (Hanging) | Incandescent |  | Standard A Lamp | 1 | 60 | Other | 1049316 | Other | 0.03789%
10493 | 17 | 1 |  | Manual | 2 | Ceiling Fixture | Incandescent |  | Mini base | 3 | 40 | Hall | 1049317 | Hall | 0.03789%
10496 | 1 | 1 |  | Manual | 2 | Wall Mount | Compact Fluorescent |  | Twist | 1 | 15 | Bathroom | 104961 | Bathroom | 0.0286%
10496 | 2 | 1 |  | Manual | 1 | Ceiling Fixture | Compact Fluorescent |  | Twist | 1 | 15 | Bedroom | 104962 | Bedroom | 0.0286%
10496 | 3 | 1 |  | Manual | 2 | Ceiling Fixture | Compact Fluorescent |  | Twist | 1 | 15 | Kitchen | 104963 | Kitchen | 0.0286%
10496 | 4 | 1 |  | Manual | 1 | Ceiling Fixture | Compact Fluorescent |  | Twist | 1 | 15 | Living Room | 104964 | Living Room | 0.0286%
10496 | 5 | 1 |  | Manual | 1 | Ceiling Fixture | Compact Fluorescent |  | Twist | 2 | 15 | Master Bedroom | 104965 | Master Bedroom | 0.0286%
10496 | 6 | 1 |  | Manual | 2 | Wall Mount | Compact Fluorescent |  | Twist | 2 | 15 | Other | 104966 | Other | 0.0286%
10496 | 7 | 1 |  | Manual | 1 | Ceiling Fixture | Compact Fluorescent |  | Twist | 1 | 15 | Bedroom | 104967 | Bedroom | 0.0286%
10496 | 8 | 1 |  | Manual | 1 | Ceiling Fixture | Compact Fluorescent |  | Twist | 1 | 15 | Laundry Room | 104968 | Laundry Room | 0.0286%
10510 | 1 | 1 |  | Manual | 1 | Ceiling Fixture | Incandescent |  | Standard A Lamp | 3 | 100 | Kitchen | 105101 | Kitchen | 0.0364%
10510 | 1 | 2 |  | Manual | 1 | Ceiling Fixture | Compact Fluorescent |  | Twist | 3 | 23 | Kitchen | 105101 | Kitchen | 0.0364%
10510 | 2 | 1 |  | Manual | 1 | Ceiling Fixture | Incandescent |  | Standard A Lamp | 1 | 60 | Closet | 105102 | Closet | 0.0364%
10510 | 3 | 1 |  | Manual | 1 | Wall Mount | Incandescent |  | Standard A Lamp | 2 | 75 | Bathroom | 105103 | Bathroom | 0.0364%
10510 | 4 | 1 |  | Manual | 2 | Ceiling Fixture | Incandescent |  | Standard A Lamp | 1 | 100 | Hall | 105104 | Hall | 0.0364%
10510 | 5 | 1 |  | Manual | 1 | Wall Mount | Incandescent |  | Standard A Lamp | 3 | 40 | Bathroom | 105105 | Bathroom | 0.0364%
10510 | 6 | 1 |  | Manual | 1 | Ceiling Fixture | Incandescent |  | Standard A Lamp | 1 | 60 | Closet | 105106 | Closet | 0.0364%
10510 | 7 | 1 |  | Manual | 5 | Ceiling Fixture | Linear Fluorescent | 48 | T-12 | 2 | 34 | Other | 105107 | Other | 0.0364%
10510 | 8 | 1 |  | Manual | 1 | Ceiling Fixture | Compact Fluorescent |  | Twist | 2 | 23 | Bedroom | 105108 | Bedroom | 0.0364%
10510 | 9 | 1 |  | Manual | 1 | Ceiling Fixture | Linear Fluorescent | 48 | T-12 | 1 | 34 | Office | 105109 | Office | 0.0364%
10510 | 10 | 1 |  | Manual | 4 | Ceiling Fixture | Linear Fluorescent | 48 | T-12 | 3 | 34 | Garage | 1051010 | Garage | 0.0364%
10510 | 11 | 1 |  | Manual | 1 | Chandelier (Hanging) | Incandescent |  | Mini base | 6 | 40 | Dining Room | 1051011 | Dining Room | 0.0364%
10510 | 12 | 1 |  | Manual | 4 | Table | Incandescent |  | Standard A Lamp | 1 | 200 | Living Room | 1051012 | Living Room | 0.0364%
10510 | 13 | 1 |  | Manual | 2 | Wall Mount | Compact Fluorescent |  | Twist | 1 | 23 | Bathroom | 1051013 | Bathroom | 0.0364%
10510 | 14 | 1 |  | Manual | 4 | Ceiling Fixture | Incandescent |  | Standard A Lamp | 1 | 100 | Family Room | 1051014 | Family Room | 0.0364%
10510 | 14 | 2 |  | Manual | 1 | Wall Mount | Incandescent |  | Standard A Lamp | 1 | 100 | Family Room | 1051014 | Family Room | 0.0364%
10510 | 15 | 1 |  | Manual | 1 | Ceiling Fixture | Incandescent |  | Standard A Lamp | 1 | 60 | Laundry Room | 1051015 | Laundry Room | 0.0364%
10510 | 16 | 1 |  | Manual | 2 | Ceiling Fixture | Incandescent |  | Standard A Lamp | 2 | 100 | Hall | 1051016 | Hall | 0.0364%
10510 | 17 | 1 |  | Manual | 2 | Ceiling Fixture | Incandescent |  | Standard A Lamp | 2 | 100 | Other | 1051017 | Other | 0.0364%
10510 | 17 | 2 |  | Manual | 1 | Table | Incandescent |  | Standard A Lamp | 1 | 200 | Other | 1051017 | Other | 0.0364%
10510 | 18 | 1 |  | Manual | 1 | Ceiling Fixture | Incandescent |  | Standard A Lamp | 2 | 100 | Master Bedroom | 1051018 | Master Bedroom | 0.0364%
10510 | 18 | 2 |  | Manual | 3 | Table | Incandescent |  | Standard A Lamp | 1 | 60 | Master Bedroom | 1051018 | Master Bedroom | 0.0364%
10510 | 18 | 3 |  | Manual | 1 | Table | Compact Fluorescent |  | Twist | 1 | 23 | Master Bedroom | 1051018 | Master Bedroom | 0.0364%
10514 | 1 | 1 |  | Manual | 3 | Ceiling Fixture | Compact Fluorescent |  | Twist | 1 | 15 | Kitchen | 105141 | Kitchen | 0.03789%
10514 | 2 | 1 |  | Manual | 1 | Ceiling Fixture | Incandescent |  | Standard A Lamp | 1 | 60 | Other | 105142 | Other | 0.03789%
10514 | 3 | 1 |  | Manual | 1 | Floor lamp | Compact Fluorescent |  | Twist | 3 | 28 | Living Room | 105143 | Living Room | 0.03789%
10514 | 3 | 2 |  | Manual | 1 | Table | Compact Fluorescent |  | Twist | 1 | 15 | Living Room | 105143 | Living Room | 0.03789%
10514 | 3 | 3 |  | Manual | 1 | Floor lamp | Compact Fluorescent |  | Twist | 3 | 15 | Living Room | 105143 | Living Room | 0.03789%
10514 | 4 | 1 |  | Manual | 1 | Table | Compact Fluorescent |  | Twist | 1 | 15 | Bedroom | 105144 | Bedroom | 0.03789%
10514 | 4 | 2 |  | Manual | 2 | Table | Incandescent |  | Mini base | 2 | 25 | Bedroom | 105144 | Bedroom | 0.03789%
10514 | 4 | 3 |  | Manual | 1 | Ceiling Fixture | Compact Fluorescent |  | Twist | 2 | 15 | Bedroom | 105144 | Bedroom | 0.03789%
10514 | 5 | 1 |  | Manual | 2 | Wall Mount | Compact Fluorescent |  | Twist | 1 | 15 | Bathroom | 105145 | Bathroom | 0.03789%
10514 | 6 | 1 |  | Manual | 1 | Ceiling Fixture | Incandescent |  | Standard A Lamp | 2 | 60 | Bedroom | 105146 | Bedroom | 0.03789%
10514 | 7 | 1 |  | Manual | 1 | Ceiling Fixture | Compact Fluorescent |  | Twist | 1 | 15 | Hall | 105147 | Hall | 0.03789%
10514 | 8 | 1 |  | Manual | 1 | Ceiling Fixture | Linear Fluorescent | 48 | T-4 | 2 | 40 | Garage | 105148 | Garage | 0.03789%
10514 | 8 | 2 |  | Manual | 1 | Ceiling Fixture | Incandescent |  | Standard A Lamp | 1 | 40 | Garage | 105148 | Garage | 0.03789%
10516 | 1 | 1 |  | Manual | 1 | Torchiere | Incandescent |  | Standard A Lamp | 2 | 75 | Bedroom | 105161 | Bedroom | 0.1723%
10516 | 2 | 1 |  | Manual | 1 | Wall Mount | Incandescent |  | Standard A Lamp | 3 | 60 | Bathroom | 105162 | Bathroom | 0.1723%
10516 | 2 | 2 |  | Manual | 1 | Ceiling Fixture | Incandescent |  | Standard A Lamp | 2 | 40 | Bathroom | 105162 | Bathroom | 0.1723%
10516 | 3 | 1 |  | Manual | 1 | Ceiling Fan | Incandescent |  | Decorative | 4 | 40 | Dining Room | 105163 | Dining Room | 0.1723%
10516 | 3 | 2 |  | Manual | 1 | Floor lamp | Compact Fluorescent |  | Twist | 1 | 23 | Dining Room | 105163 | Dining Room | 0.1723%
10516 | 4 | 1 |  | Manual | 3 | Ceiling Fixture | Linear Fluorescent | 48 | T-12 | 2 | 25 | Garage | 105164 | Garage | 0.1723%
10516 | 4 | 2 |  | Manual | 1 | Ceiling Fixture | Linear Fluorescent | 48 | T-8 | 2 | 32 | Garage | 105164 | Garage | 0.1723%
10516 | 5 | 1 |  | Manual | 1 | Ceiling Fixture | Incandescent |  | Standard A Lamp | 1 | 60 | Hall | 105165 | Hall | 0.1723%
10516 | 6 | 1 |  | Manual | 1 | Ceiling Fixture | Linear Fluorescent | 48 | T-12 | 2 | 25 | Kitchen | 105166 | Kitchen | 0.1723%
10516 | 7 | 1 |  | Manual | 1 | Floor lamp | Incandescent |  | Standard A Lamp | 1 | 75 | Living Room | 105167 | Living Room | 0.1723%
10516 | 8 | 1 |  | Manual | 1 | Ceiling Fixture | Incandescent |  | Standard A Lamp | 2 | 75 | Bedroom | 105168 | Bedroom | 0.1723%
10516 | 9 | 1 |  | Manual | 1 | Torchiere | Halogen |  | Quartz Tube | 1 | 100 | Bedroom | 105169 | Bedroom | 0.1723%
10518 | 1 | 1 |  | Manual | 1 | Wall Mount | Compact Fluorescent |  | Twist | 2 | 13 | Bathroom | 105181 | Bathroom | 0.1232%
10518 | 2 | 1 |  | Manual | 1 | Wall Mount | Incandescent |  | Standard A Lamp | 4 | 60 | Bathroom | 105182 | Bathroom | 0.1232%
10518 | 2 | 2 |  | Manual | 4 | Recessed Can | Compact Fluorescent |  | Pin base | 1 | 13 | Bathroom | 105182 | Bathroom | 0.1232%
10518 | 3 | 1 |  | Manual | 1 | Ceiling Fixture | Compact Fluorescent | 18 | Circline (Screw Base) | 1 | 15 | Bathroom | 105183 | Bathroom | 0.1232%
10518 | 4 | 1 |  | Manual | 1 | Ceiling Fixture | Compact Fluorescent |  | Twist | 2 | 13 | Bedroom | 105184 | Bedroom | 0.1232%
10518 | 5 | 1 |  | Manual | 1 | Ceiling Fixture | Incandescent |  | Standard A Lamp | 2 | 60 | Bedroom | 105185 | Bedroom | 0.1232%
10518 | 5 | 2 |  | Manual | 1 | Table | Incandescent |  | Standard A Lamp | 1 | 60 | Bedroom | 105185 | Bedroom | 0.1232%
10518 | 6 | 1 |  | Manual | 1 | Ceiling Fixture | Incandescent |  | Standard A Lamp | 2 | 60 | Bedroom | 105186 | Bedroom | 0.1232%
10518 | 6 | 2 |  | Manual | 2 | Table | Incandescent |  | Standard A Lamp | 1 | 75 | Bedroom | 105186 | Bedroom | 0.1232%
10518 | 7 | 1 |  | Manual | 1 | Floor lamp | Incandescent |  | Standard A Lamp | 2 | 60 | Dining Room | 105187 | Dining Room | 0.1232%
10518 | 8 | 1 |  | Manual | 1 | Ceiling Fixture | Compact Fluorescent |  | Twist | 2 | 13 | Other | 105188 | Other | 0.1232%
10518 | 9 | 1 |  | Manual | 2 | Chandelier (Hanging) | Incandescent |  | Standard A Lamp | 1 | 60 | Other | 105189 | Other | 0.1232%
10518 | 10 | 1 |  | Manual | 2 | Table | Incandescent |  | 3-Way Incandescent | 1 | 100 | Family Room | 1051810 | Family Room | 0.1232%
10518 | 11 | 1 |  | Manual | 5 | Ceiling Fixture | Linear Fluorescent | 48 | T-8 | 4 | 25 | Garage | 1051811 | Garage | 0.1232%
10518 | 12 | 1 |  | Manual | 3 | Ceiling Fixture | Incandescent |  | Standard A Lamp | 2 | 75 | Hall | 1051812 | Hall | 0.1232%
10518 | 13 | 1 |  | Manual | 1 | Ceiling Fixture | Incandescent |  | Standard A Lamp | 2 | 60 | Hall | 1051813 | Hall | 0.1232%
10518 | 14 | 1 |  | Manual | 1 | Table | Incandescent |  | Standard A Lamp | 1 | 100 | Kitchen | 1051814 | Kitchen | 0.1232%
10518 | 14 | 2 |  | Manual | 2 | Ceiling Fixture | Linear Fluorescent | 48 | T-12 | 1 | 40 | Kitchen | 1051814 | Kitchen | 0.1232%
10518 | 15 | 1 |  | Manual | 1 | Ceiling Fixture | Compact Fluorescent |  | Twist | 2 | 36 | Laundry Room | 1051815 | Laundry Room | 0.1232%
10518 | 16 | 1 |  | Manual | 1 | Ceiling Fixture | Incandescent |  | Standard A Lamp | 16 | 60 | Other | 1051816 | Other | 0.1232%
10518 | 17 | 1 |  | Manual | 2 | Ceiling Fixture | Compact Fluorescent |  | Twist | 1 | 13 | Other | 1051817 | Other | 0.1232%
10518 | 18 | 1 |  | Manual | 1 | Wall Mount | Incandescent |  | Standard A Lamp | 1 | 60 | Other | 1051818 | Other | 0.1232%
10525 | 1 | 1 |  | Manual | 1 | Ceiling Fixture | Incandescent |  | Standard A Lamp | 2 | 60 | Bedroom | 105251 | Bedroom | 0.0364%
10525 | 1 | 2 |  | Manual | 1 | Table | Compact Fluorescent |  | Straight Tube | 1 | 20 | Bedroom | 105251 | Bedroom | 0.0364%
10525 | 1 | 3 |  | Manual | 1 | Table | Incandescent |  | Decorative | 1 | 40 | Bedroom | 105251 | Bedroom | 0.0364%
10525 | 2 | 1 |  | Dimmer | 1 | Chandelier (Hanging) | Incandescent |  | Standard A Lamp | 3 | 100 | Dining Room | 105252 | Dining Room | 0.0364%
10525 | 3 | 1 |  | Manual | 1 | Wall Mount | Compact Fluorescent |  | Twist | 2 | 23 | Bathroom | 105253 | Bathroom | 0.0364%
10525 | 4 | 1 |  | Manual | 1 | Chandelier (Hanging) | Compact Fluorescent |  | Twist | 4 | 23 | Hall | 105254 | Hall | 0.0364%
10525 | 5 | 1 |  | Manual | 1 | Ceiling Fixture | Compact Fluorescent |  | Twist | 2 | 13 | Hall | 105255 | Hall | 0.0364%
10525 | 6 | 1 |  | Manual | 1 | Ceiling Fixture | Compact Fluorescent |  | Twist | 3 | 23 | Kitchen | 105256 | Kitchen | 0.0364%
10525 | 6 | 2 |  | Manual | 1 | Ceiling Fixture | Compact Fluorescent |  | Twist | 1 | 23 | Kitchen | 105256 | Kitchen | 0.0364%
10525 | 6 | 3 |  | Manual | 1 | Other | Incandescent |  | Mini base | 1 | 25 | Kitchen | 105256 | Kitchen | 0.0364%
10525 | 7 | 1 |  | Manual | 1 | Ceiling Fixture | Halogen |  | PAR | 3 | 75 | Laundry Room | 105257 | Laundry Room | 0.0364%
10525 | 8 | 1 |  | Manual | 2 | Floor lamp | Incandescent |  | 3-Way Incandescent | 1 | 100 | Living Room | 105258 | Living Room | 0.0364%
10525 | 8 | 2 |  | Manual | 1 | Table | Incandescent |  | 3-Way Incandescent | 1 | 100 | Living Room | 105258 | Living Room | 0.0364%
10525 | 8 | 3 |  | Manual | 1 | Floor lamp | Compact Fluorescent |  | Twist | 1 | 23 | Living Room | 105258 | Living Room | 0.0364%
10525 | 9 | 1 |  | Manual | 1 | Wall Mount | Incandescent |  | Globe | 4 | 40 | Bathroom | 105259 | Bathroom | 0.0364%
10525 | 10 | 1 |  | Manual | 1 | Other | Incandescent |  | Colored | 1 | 60 | Master Bedroom | 1052510 | Master Bedroom | 0.0364%
10525 | 10 | 2 |  | Manual | 1 | Ceiling Fixture | Incandescent |  | Standard A Lamp | 1 | 100 | Master Bedroom | 1052510 | Master Bedroom | 0.0364%
10525 | 10 | 3 |  | Manual | 2 | Table | Incandescent |  | 3-Way Incandescent | 1 | 70 | Master Bedroom | 1052510 | Master Bedroom | 0.0364%
10525 | 11 | 1 |  | Manual | 1 | Track | Halogen |  | MR | 3 | 50 | Bedroom | 1052511 | Bedroom | 0.0364%
10537 | 1 | 1 |  | Manual | 1 | Ceiling Fixture | Compact Fluorescent |  | Pin base | 1 | 28 | Bedroom | 105371 | Bedroom | 0.1232%
10537 | 2 | 1 |  | Manual | 1 | Ceiling Fixture | Compact Fluorescent |  | Twist | 1 | 14 | Closet | 105372 | Closet | 0.1232%
10537 | 3 | 1 |  | Manual | 4 | Wall Mount | Compact Fluorescent |  | Twist | 1 | 14 | Dining Room | 105373 | Dining Room | 0.1232%
10537 | 4 | 1 |  | Manual | 1 | Floor lamp | Incandescent |  | 3-Way Incandescent | 1 | 100 | Family Room | 105374 | Family Room | 0.1232%
10537 | 4 | 2 |  | Manual | 1 | Ceiling Fixture | Compact Fluorescent |  | Pin base | 1 | 28 | Family Room | 105374 | Family Room | 0.1232%
10537 | 4 | 3 |  | Manual | 1 | Table | Compact Fluorescent |  | Twist | 1 | 23 | Family Room | 105374 | Family Room | 0.1232%
10537 | 4 | 4 |  | Manual | 1 | Table | Incandescent |  | Standard A Lamp | 1 | 40 | Family Room | 105374 | Family Room | 0.1232%
10537 | 5 | 1 |  | Manual | 1 | Ceiling Fixture | Compact Fluorescent |  | Straight Tube | 1 | 28 | Bedroom | 105375 | Bedroom | 0.1232%
10537 | 5 | 2 |  | Manual | 1 | Floor lamp | Incandescent |  | Mini base | 5 | 40 | Bedroom | 105375 | Bedroom | 0.1232%
10537 | 5 | 3 |  | Manual | 1 | Table | Halogen |  | Other | 1 | 50 | Bedroom | 105375 | Bedroom | 0.1232%
10537 | 6 | 1 |  | Manual | 1 | Ceiling Fixture | Compact Fluorescent |  | Twist | 1 | 14 | Closet | 105376 | Closet | 0.1232%
10537 | 7 | 1 |  | Manual | 1 | Wall Mount | Compact Fluorescent |  | A shape bulb | 5 | 14 | Bathroom | 105377 | Bathroom | 0.1232%
10537 | 7 | 2 |  | Dimmer | 3 | Recessed Can | Halogen |  | MR | 1 | 50 | Bathroom | 105377 | Bathroom | 0.1232%
10537 | 8 | 1 |  | Manual | 1 | Ceiling Fixture | Compact Fluorescent |  | Pin base | 1 | 28 | Hall | 105378 | Hall | 0.1232%
10537 | 9 | 1 |  | Manual | 2 | Ceiling Fixture | Compact Fluorescent |  | Pin base | 1 | 28 | Hall | 105379 | Hall | 0.1232%
10537 | 10 | 1 |  | Manual | 1 | Ceiling Fixture | Compact Fluorescent |  | Twist | 1 | 14 | Closet | 1053710 | Closet | 0.1232%
10537 | 11 | 1 |  | Manual | 1 | Ceiling Fixture | Compact Fluorescent |  | Twist | 1 | 14 | Closet | 1053711 | Closet | 0.1232%
10537 | 12 | 1 |  | Manual | 2 | High bay | Linear Fluorescent | 48 | T-12 | 4 | 40 | Kitchen | 1053712 | Kitchen | 0.1232%
10537 | 12 | 2 |  | Dimmer | 2 | Recessed Can | Incandescent |  | Reflector | 1 | 65 | Kitchen | 1053712 | Kitchen | 0.1232%
10537 | 12 | 3 |  | Manual | 2 | Recessed Can | Compact Fluorescent |  | Flood | 1 | 14 | Kitchen | 1053712 | Kitchen | 0.1232%
10537 | 13 | 1 |  | Manual | 2 | Ceiling Fixture | Compact Fluorescent |  | Twist | 2 | 13 | Laundry Room | 1053713 | Laundry Room | 0.1232%
10537 | 13 | 2 |  | Manual | 1 | High bay | Linear Fluorescent | 48 | T-12 | 2 | 32 | Laundry Room | 1053713 | Laundry Room | 0.1232%
10537 | 14 | 1 |  | Manual | 4 | Recessed Can | Compact Fluorescent |  | Flood | 1 | 14 | Living Room | 1053714 | Living Room | 0.1232%
10537 | 14 | 2 |  | Manual | 2 | Table | Incandescent |  | 3-Way Incandescent | 1 | 100 | Living Room | 1053714 | Living Room | 0.1232%
10537 | 14 | 3 |  | Manual | 1 | Floor lamp | Incandescent |  | Standard A Lamp | 1 | 40 | Living Room | 1053714 | Living Room | 0.1232%
10537 | 14 | 4 |  | Manual | 1 | Floor lamp | Incandescent |  | Standard A Lamp | 1 | 100 | Living Room | 1053714 | Living Room | 0.1232%
10537 | 15 | 1 |  | Manual | 1 | Wall Mount | Compact Fluorescent |  | A shape bulb | 3 | 23 | Closet | 1053715 | Closet | 0.1232%
10537 | 15 | 2 |  | Manual | 3 | Wall Mount | Compact Fluorescent |  | A shape bulb | 1 | 23 | Closet | 1053715 | Closet | 0.1232%
10537 | 16 | 1 |  | Manual | 1 | Table | Incandescent |  | 3-Way Incandescent | 1 | 100 | Master Bedroom | 1053716 | Master Bedroom | 0.1232%
10537 | 16 | 2 |  | Manual | 1 | Table | Compact Fluorescent |  | Twist | 1 | 15 | Master Bedroom | 1053716 | Master Bedroom | 0.1232%
10537 | 17 | 1 |  | Manual | 1 | Ceiling Fixture | Compact Fluorescent |  | Twist | 1 | 14 | Closet | 1053717 | Closet | 0.1232%
10537 | 18 | 1 |  | Manual | 1 | Ceiling Fixture | Compact Fluorescent |  | Twist | 1 | 14 | Bathroom | 1053718 | Bathroom | 0.1232%
10537 | 19 | 1 |  | Manual | 1 | Ceiling Fan | Compact Fluorescent |  | A shape bulb | 6 | 14 | Other | 1053719 | Other | 0.1232%
10537 | 19 | 2 |  | Manual | 1 | Table | Compact Fluorescent |  | A shape bulb | 1 | 14 | Other | 1053719 | Other | 0.1232%
10537 | 19 | 3 |  | Manual | 1 | Floor lamp | Incandescent |  | 3-Way Incandescent | 1 | 100 | Other | 1053719 | Other | 0.1232%
10537 | 19 | 4 |  | Manual | 1 | Table | Incandescent |  | Standard A Lamp | 1 | 60 | Other | 1053719 | Other | 0.1232%
10537 | 19 | 5 |  | Manual | 1 | High bay | Linear Fluorescent | 72 | T-12 | 2 | 40 | Other | 1053719 | Other | 0.1232%
10540 | 1 | 1 |  | Manual | 1 | Wall Mount | Incandescent |  | Standard A Lamp | 2 | 60 | Bathroom | 105401 | Bathroom | 0.1723%
10540 | 2 | 1 |  | Manual | 2 | Wall Mount | Incandescent |  | Standard A Lamp | 2 | 60 | Bathroom | 105402 | Bathroom | 0.1723%
10540 | 2 | 2 |  | Manual | 2 | Recessed Can | Incandescent |  | Reflector | 1 | 60 | Bathroom | 105402 | Bathroom | 0.1723%
10540 | 3 | 1 |  | Manual | 1 | Wall Mount | Compact Fluorescent |  | Twist | 3 | 15 | Bathroom | 105403 | Bathroom | 0.1723%
10540 | 3 | 2 |  | Manual | 1 | Recessed - other | Incandescent |  | Standard A Lamp | 1 | 40 | Bathroom | 105403 | Bathroom | 0.1723%
10540 | 4 | 1 |  | Manual | 1 | Wall Mount | Compact Fluorescent |  | Twist | 2 | 15 | Bathroom | 105404 | Bathroom | 0.1723%
10540 | 5 | 1 |  | Manual | 2 | Table | Compact Fluorescent |  | Twist | 1 | 15 | Master Bedroom | 105405 | Master Bedroom | 0.1723%
10540 | 5 | 2 |  | Manual | 1 | Floor lamp | Compact Fluorescent |  | Twist | 1 | 15 | Master Bedroom | 105405 | Master Bedroom | 0.1723%
10540 | 6 | 1 |  | Manual | 1 | Ceiling Fixture | Compact Fluorescent |  | Twist | 2 | 15 | Bedroom | 105406 | Bedroom | 0.1723%
10540 | 6 | 2 |  | Manual | 1 | Table | Incandescent |  | Standard A Lamp | 1 | 60 | Bedroom | 105406 | Bedroom | 0.1723%
10540 | 7 | 1 |  | Manual | 4 | Recessed Can | Compact Fluorescent |  | Reflector | 1 | 15 | Bedroom | 105407 | Bedroom | 0.1723%
10540 | 7 | 2 |  | Manual | 1 | Torchiere | Compact Fluorescent |  | Twist | 1 | 15 | Bedroom | 105407 | Bedroom | 0.1723%
10540 | 8 | 1 |  | Manual | 1 | Ceiling Fixture | Compact Fluorescent |  | Twist | 3 | 15 | Closet | 105408 | Closet | 0.1723%
10540 | 9 | 1 |  | Manual | 1 | Ceiling Fixture | Compact Fluorescent |  | Twist | 2 | 15 | Living Room | 105409 | Living Room | 0.1723%
10540 | 9 | 2 |  | Manual | 4 | Recessed Can | Compact Fluorescent |  | Reflector | 1 | 15 | Living Room | 105409 | Living Room | 0.1723%
10540 | 9 | 3 |  | Manual | 1 | Table | Compact Fluorescent |  | Twist | 1 | 15 | Living Room | 105409 | Living Room | 0.1723%
10540 | 9 | 4 |  | Manual | 1 | Floor lamp | Compact Fluorescent |  | Twist | 1 | 15 | Living Room | 105409 | Living Room | 0.1723%
10540 | 10 | 1 |  | Manual | 4 | Recessed Can | Compact Fluorescent |  | Reflector | 1 | 15 | Family Room | 1054010 | Family Room | 0.1723%
10540 | 10 | 2 |  | Manual | 1 | Table | Compact Fluorescent |  | Twist | 1 | 22 | Family Room | 1054010 | Family Room | 0.1723%
10540 | 11 | 1 |  | Manual | 4 | Ceiling Fixture | Compact Fluorescent |  | Twist | 1 | 15 | Garage | 1054011 | Garage | 0.1723%
10540 | 11 | 2 |  | Manual | 1 | Garage door opener | Incandescent |  | Standard A Lamp | 1 | 40 | Garage | 1054011 | Garage | 0.1723%
10540 | 12 | 1 |  | Manual | 2 | Ceiling Fixture | Compact Fluorescent |  | Twist | 2 | 15 | Hall | 1054012 | Hall | 0.1723%
10540 | 12 | 2 |  | Manual | 4 | Wall Mount | Compact Fluorescent |  | Twist | 1 | 15 | Hall | 1054012 | Hall | 0.1723%
10540 | 12 | 3 |  | Manual | 2 | Ceiling Fixture | Compact Fluorescent |  | Twist | 2 | 15 | Hall | 1054012 | Hall | 0.1723%
10540 | 12 | 4 |  | Manual | 2 | Ceiling Fixture | Compact Fluorescent |  | Twist | 1 | 15 | Hall | 1054012 | Hall | 0.1723%
10540 | 13 | 1 |  | Manual | 3 | Chandelier (Hanging) | Incandescent |  | Globe | 1 | 40 | Kitchen | 1054013 | Kitchen | 0.1723%
10540 | 13 | 2 |  | Manual | 5 | Recessed Can | Compact Fluorescent |  | Reflector | 1 | 15 | Kitchen | 1054013 | Kitchen | 0.1723%
10540 | 13 | 3 |  | Manual | 1 | Ceiling Fixture | Compact Fluorescent |  | Twist | 2 | 15 | Kitchen | 1054013 | Kitchen | 0.1723%
10540 | 14 | 1 |  | Manual | 1 | Table | Compact Fluorescent |  | Twist | 1 | 15 | Office | 1054014 | Office | 0.1723%
10540 | 14 | 2 |  | Manual | 2 | Recessed Can | Incandescent |  | Reflector | 1 | 65 | Office | 1054014 | Office | 0.1723%
10540 | 15 | 1 |  | Manual | 2 | Ceiling Fixture | Compact Fluorescent |  | Twist | 1 | 15 | Other | 1054015 | Other | 0.1723%
10551 | 1 | 1 |  | Manual | 1 | Ceiling Fixture | Incandescent |  | Standard A Lamp | 2 | 40 | Hall | 105511 | Hall | 0.03789%
10551 | 2 | 1 |  | Manual | 1 | Ceiling Fixture | Compact Fluorescent |  | Twist | 2 | 15 | Bedroom | 105512 | Bedroom | 0.03789%
10551 | 2 | 2 |  | Manual | 1 | Wall Mount | Compact Fluorescent |  | Pin base | 1 | 15 | Bedroom | 105512 | Bedroom | 0.03789%
10551 | 3 | 1 |  | Manual | 1 | Table | Incandescent |  | Standard A Lamp | 1 | 25 | Bedroom | 105513 | Bedroom | 0.03789%
10551 | 4 | 1 |  | Dimmer | 1 | Chandelier (Hanging) | Incandescent |  | Mini base | 5 | 40 | Dining Room | 105514 | Dining Room | 0.03789%
10551 | 4 | 2 |  | Manual | 1 | Table | Incandescent |  | Standard A Lamp | 1 | 25 | Dining Room | 105514 | Dining Room | 0.03789%
10551 | 5 | 1 |  | Manual | 1 | Ceiling Fixture | Incandescent |  | Standard A Lamp | 2 | 40 | Hall | 105515 | Hall | 0.03789%
10551 | 6 | 1 |  | Manual | 4 | Recessed Can | Incandescent |  | Reflector | 1 | 65 | Family Room | 105516 | Family Room | 0.03789%
10551 | 6 | 2 |  | Manual | 1 | Ceiling Fixture | Incandescent |  | Standard A Lamp | 1 | 60 | Family Room | 105516 | Family Room | 0.03789%
10551 | 6 | 3 |  | Manual | 1 | Floor lamp | Compact Fluorescent |  | A shape bulb | 3 | 22 | Family Room | 105516 | Family Room | 0.03789%
10551 | 6 | 4 |  | Manual | 2 | Table | Incandescent |  | Standard A Lamp | 1 | 60 | Family Room | 105516 | Family Room | 0.03789%
10551 | 7 | 1 |  | Manual | 1 | Ceiling Fixture | Linear Fluorescent | 48 | T-12 | 2 | 40 | Other | 105517 | Other | 0.03789%
10551 | 8 | 1 |  | Manual | 8 | Recessed Can | Compact Fluorescent |  | A shape bulb | 1 | 15 | Kitchen | 105518 | Kitchen | 0.03789%
10551 | 8 | 2 |  | Manual | 2 | Ceiling Fixture | Compact Fluorescent |  | Twist | 1 | 15 | Kitchen | 105518 | Kitchen | 0.03789%
10551 | 8 | 3 |  | Manual | 1 | Floor lamp | Incandescent |  | Decorative | 4 | 40 | Kitchen | 105518 | Kitchen | 0.03789%
10551 | 9 | 1 |  | Manual | 1 | Ceiling Fixture | Linear Fluorescent | 48 | T-12 | 2 | 40 | Laundry Room | 105519 | Laundry Room | 0.03789%
10551 | 10 | 1 |  | Manual | 2 | Floor lamp | Incandescent |  | 3-Way Incandescent | 1 | 75 | Living Room | 1055110 | Living Room | 0.03789%
10551 | 10 | 2 |  | Manual | 2 | Table | Incandescent |  | Standard A Lamp | 1 | 60 | Living Room | 1055110 | Living Room | 0.03789%
10551 | 11 | 1 |  | Manual | 2 | Wall Mount | Incandescent |  | Decorative | 1 | 60 | Bathroom | 1055111 | Bathroom | 0.03789%
10551 | 12 | 1 |  | Manual | 2 | Table | Incandescent |  | Mini base | 1 | 40 | Bedroom | 1055112 | Bedroom | 0.03789%
10551 | 13 | 1 |  | Manual | 1 | Floor lamp | Incandescent |  | Standard A Lamp | 1 | 60 | Office | 1055113 | Office | 0.03789%
10551 | 13 | 2 |  | Manual | 1 | Table | Halogen |  | MR | 1 | 50 | Office | 1055113 | Office | 0.03789%
10551 | 13 | 3 |  | Manual | 1 | Ceiling Fixture | Incandescent |  | Globe | 3 | 40 | Office | 1055113 | Office | 0.03789%
10551 | 14 | 1 |  | Manual | 1 | Wall Mount | Compact Fluorescent |  | A shape bulb | 3 | 15 | Hall | 1055114 | Hall | 0.03789%
10551 | 15 | 1 |  | Manual | 1 | Wall Mount | Incandescent |  | Standard A Lamp | 1 | 75 | Other | 1055115 | Other | 0.03789%
10551 | 16 | 1 |  | Manual | 1 | Wall Mount | Compact Fluorescent |  | Twist | 5 | 15 | Bathroom | 1055116 | Bathroom | 0.03789%
10551 | 16 | 2 |  | Manual | 1 | Track | Incandescent |  | Standard A Lamp | 3 | 75 | Bathroom | 1055116 | Bathroom | 0.03789%
10551 | 17 | 1 |  | Manual | 1 | Ceiling Fixture | Incandescent |  | Globe | 3 | 40 | Hall | 1055117 | Hall | 0.03789%
10552 | 1 | 1 |  | Manual | 12 | Ceiling Fixture | Incandescent |  | Standard A Lamp | 1 | 60 | Other | 105521 | Other | 0.0364%
10552 | 2 | 1 |  | Manual | 3 | Wall Mount | Compact Fluorescent |  | Twist | 1 | 14 | Bathroom | 105522 | Bathroom | 0.0364%
10552 | 2 | 2 |  | Manual | 1 | Recessed Can | Incandescent |  | Reflector | 1 | 65 | Bathroom | 105522 | Bathroom | 0.0364%
10552 | 3 | 1 |  | Manual | 1 | Ceiling Fan | Incandescent |  | Standard A Lamp | 1 | 60 | Bathroom | 105523 | Bathroom | 0.0364%
10552 | 4 | 1 |  | Manual | 4 | Recessed Can | Incandescent |  | Reflector | 1 | 65 | Bedroom | 105524 | Bedroom | 0.0364%
10552 | 4 | 2 |  | Manual | 1 | Ceiling Fixture | Incandescent |  | Standard A Lamp | 1 | 60 | Bedroom | 105524 | Bedroom | 0.0364%
10552 | 5 | 1 |  | Manual | 1 | Ceiling Fixture | Incandescent |  | Standard A Lamp | 2 | 60 | Bedroom | 105525 | Bedroom | 0.0364%
10552 | 6 | 1 |  | Manual | 1 | Ceiling Fixture | Compact Fluorescent |  | Twist | 1 | 15 | Bedroom | 105526 | Bedroom | 0.0364%
10552 | 6 | 2 |  | Manual | 1 | Floor lamp | Incandescent |  | Standard A Lamp | 4 | 100 | Bedroom | 105526 | Bedroom | 0.0364%
10552 | 7 | 1 |  | Manual | 3 | Recessed - other | Halogen |  | MR | 1 | 30 | Closet | 105527 | Closet | 0.0364%
10552 | 8 | 1 |  | Manual | 1 | Ceiling Fixture | Compact Fluorescent |  | Twist | 1 | 22 | Office | 105528 | Office | 0.0364%
10552 | 9 | 1 |  | Manual | 1 | Ceiling Fixture | Incandescent |  | Standard A Lamp | 2 | 60 | Dining Room | 105529 | Dining Room | 0.0364%
10552 | 10 | 1 |  | Manual | 1 | Chandelier (Hanging) | Compact Fluorescent |  | Twist | 1 | 15 | Hall | 1055210 | Hall | 0.0364%
10552 | 11 | 1 |  | Manual | 1 | Ceiling Fixture | Compact Fluorescent |  | Twist | 2 | 15 | Kitchen | 1055211 | Kitchen | 0.0364%
10552 | 11 | 2 |  | Manual | 3 | Recessed Can | Compact Fluorescent |  | Reflector | 1 | 22 | Kitchen | 1055211 | Kitchen | 0.0364%
10552 | 12 | 1 |  | Manual | 1 | Ceiling Fixture | Incandescent |  | Standard A Lamp | 3 | 60 | Living Room | 1055212 | Living Room | 0.0364%
10552 | 12 | 2 |  | Manual | 4 | Recessed Can | Incandescent |  | Reflector | 1 | 65 | Living Room | 1055212 | Living Room | 0.0364%
10552 | 12 | 3 |  | Manual | 2 | Table | Compact Fluorescent |  | Twist | 1 | 15 | Living Room | 1055212 | Living Room | 0.0364%
10552 | 13 | 1 |  | Dimmer | 1 | Ceiling Fixture | Incandescent |  | Clear | 1 | 60 | Hall | 1055213 | Hall | 0.0364%
10552 | 14 | 1 |  | Manual | 1 | Chandelier (Hanging) | Compact Fluorescent |  | Pin base | 1 | 15 | Dining Room | 1055214 | Dining Room | 0.0364%
10552 | 15 | 1 |  | Manual | 1 | Recessed Can | Incandescent |  | Reflector | 1 | 65 | Hall | 1055215 | Hall | 0.0364%
10552 | 16 | 1 |  | Manual | 2 | Recessed Can | Compact Fluorescent |  | Reflector | 1 | 15 | Hall | 1055216 | Hall | 0.0364%
10557 | 1 | 1 |  | Manual | 4 | Ceiling Fixture | Compact Fluorescent |  | Twist | 1 | 13 | Other | 105571 | Other | 0.03789%
10557 | 1 | 2 |  | Manual | 1 | Ceiling Fixture | Incandescent |  | Standard A Lamp | 1 | 60 | Other | 105571 | Other | 0.03789%
10557 | 2 | 1 |  | Manual | 1 | Ceiling Fixture | Linear Fluorescent | 48 | T-12 | 2 | 40 | Bathroom | 105572 | Bathroom | 0.03789%
10557 | 3 | 1 |  | Manual | 1 | Table | Compact Fluorescent |  | Twist | 1 | 15 | Master Bedroom | 105573 | Master Bedroom | 0.03789%
10557 | 3 | 2 |  | Manual | 2 | Wall Mount | Incandescent |  | Standard A Lamp | 1 | 100 | Master Bedroom | 105573 | Master Bedroom | 0.03789%
10557 | 4 | 1 |  | Dimmer | 1 | Chandelier (Hanging) | Incandescent |  | Standard A Lamp | 5 | 40 | Dining Room | 105574 | Dining Room | 0.03789%
10557 | 5 | 1 |  | Manual | 1 | Chandelier (Hanging) | Compact Fluorescent |  | Twist | 1 | 15 | Hall | 105575 | Hall | 0.03789%
10557 | 6 | 1 |  | Manual | 1 | Ceiling Fixture | Linear Fluorescent | 24 | T-12 | 2 | 20 | Garage | 105576 | Garage | 0.03789%
10557 | 6 | 2 |  | Manual | 1 | Ceiling Fixture | Compact Fluorescent |  | Twist | 1 | 22 | Garage | 105576 | Garage | 0.03789%
10557 | 7 | 1 |  | Manual | 1 | Ceiling Fixture | Incandescent |  | Standard A Lamp | 1 | 60 | Hall | 105577 | Hall | 0.03789%
10557 | 7 | 2 |  | Manual | 1 | Ceiling Fixture | Compact Fluorescent |  | Twist | 1 | 22 | Hall | 105577 | Hall | 0.03789%
10557 | 8 | 1 |  | Manual | 4 | Recessed Can | Incandescent |  | Reflector | 1 | 65 | Kitchen | 105578 | Kitchen | 0.03789%
10557 | 8 | 2 |  | Manual | 6 | Recessed Can | Compact Fluorescent |  | Reflector | 1 | 15 | Kitchen | 105578 | Kitchen | 0.03789%
10557 | 8 | 3 | under cabinetLED are 20W | Manual | 2 | Architectural | Other |  | LED Interior | 3 | 20 | Kitchen | 105578 | Kitchen | 0.03789%
10557 | 8 | 4 |  | Manual | 1 | Architectural | Other |  | LED Interior | 2 | 20 | Kitchen | 105578 | Kitchen | 0.03789%
10557 | 9 | 1 |  | Manual | 1 | Floor lamp | Incandescent |  | Standard A Lamp | 1 | 75 | Living Room | 105579 | Living Room | 0.03789%
10557 | 9 | 2 |  | Manual | 1 | Floor lamp | Compact Fluorescent |  | Twist | 1 | 15 | Living Room | 105579 | Living Room | 0.03789%
10557 | 9 | 3 |  | Manual | 1 | Table | Incandescent |  | Mini base | 2 | 25 | Living Room | 105579 | Living Room | 0.03789%
10557 | 10 | 1 |  | Manual | 1 | Chandelier (Hanging) | Compact Fluorescent |  | Twist | 5 | 15 | Office | 1055710 | Office | 0.03789%
10557 | 10 | 2 |  | Manual | 1 | Floor lamp | Compact Fluorescent |  | Twist | 1 | 22 | Office | 1055710 | Office | 0.03789%
10557 | 10 | 3 |  | Manual | 1 | Table | Halogen |  | MR | 1 | 75 | Office | 1055710 | Office | 0.03789%
10557 | 11 | 1 |  | Manual | 1 | Ceiling Fixture | Compact Fluorescent |  | Circline (Screw Base) | 1 | 15 | Family Room | 1055711 | Family Room | 0.03789%
10557 | 11 | 2 |  | Dimmer | 1 | Ceiling Fixture | Incandescent |  | Reflector | 1 | 60 | Family Room | 1055711 | Family Room | 0.03789%
10557 | 11 | 3 |  | Manual | 1 | Table | Halogen |  | MR | 1 | 75 | Family Room | 1055711 | Family Room | 0.03789%
10561 | 1 | 1 |  | Manual | 1 | Wall Mount | Compact Fluorescent |  | Twist | 2 | 15 | Bathroom | 105611 | Bathroom | 0.04979%
10561 | 2 | 1 |  | Manual | 1 | Ceiling Fixture | Compact Fluorescent |  | Twist | 1 | 15 | Bedroom | 105612 | Bedroom | 0.04979%
10561 | 3 | 1 |  | Manual | 1 | Ceiling Fixture | Compact Fluorescent |  | Twist | 1 | 15 | Bedroom | 105613 | Bedroom | 0.04979%
10561 | 4 | 1 |  | Manual | 1 | Ceiling Fixture | Incandescent |  | Standard A Lamp | 1 | 60 | Dining Room | 105614 | Dining Room | 0.04979%
10561 | 5 | 1 |  | Manual | 2 | Ceiling Fixture | Incandescent |  | Standard A Lamp | 1 | 60 | Hall | 105615 | Hall | 0.04979%
10561 | 6 | 1 |  | Manual | 3 | Ceiling Fixture | Compact Fluorescent |  | Twist | 1 | 15 | Laundry Room | 105616 | Laundry Room | 0.04979%
10561 | 7 | 1 |  | Manual | 2 | Floor lamp | Compact Fluorescent |  | Twist | 1 | 15 | Living Room | 105617 | Living Room | 0.04979%
10565 | 1 | 1 |  | Manual | 1 | Ceiling Fixture | Incandescent |  | Mini base | 3 | 40 | Bedroom | 105651 | Bedroom | 0.04979%
10565 | 1 | 2 |  | Manual | 1 | Table | Compact Fluorescent |  | Twist | 1 | 15 | Bedroom | 105651 | Bedroom | 0.04979%
10565 | 2 | 1 |  | Dimmer | 2 | Ceiling Fixture | Incandescent |  | Standard A Lamp | 2 | 40 | Dining Room | 105652 | Dining Room | 0.04979%
10565 | 3 | 1 |  | Manual | 1 | Ceiling Fixture | Incandescent |  | Mini base | 3 | 40 | Bedroom | 105653 | Bedroom | 0.04979%
10565 | 3 | 2 |  | Manual | 2 | Table | Compact Fluorescent |  | Twist | 1 | 15 | Bedroom | 105653 | Bedroom | 0.04979%
10565 | 4 | 1 |  | Manual | 5 | Ceiling Fixture | Compact Fluorescent |  | Twist | 1 | 13 | Garage | 105654 | Garage | 0.04979%
10565 | 4 | 2 |  | Manual | 3 | Recessed Can | Compact Fluorescent |  | Twist | 1 | 13 | Garage | 105654 | Garage | 0.04979%
10565 | 5 | 1 |  | Manual | 1 | Recessed Can | Incandescent |  | Standard A Lamp | 1 | 60 | Hall | 105655 | Hall | 0.04979%
10565 | 6 | 1 |  | Manual | 5 | Recessed Can | Compact Fluorescent |  | Twist | 1 | 13 | Kitchen | 105656 | Kitchen | 0.04979%
10565 | 7 | 1 |  | Manual | 1 | Ceiling Fixture | Compact Fluorescent |  | Twist | 1 | 13 | Laundry Room | 105657 | Laundry Room | 0.04979%
10565 | 8 | 1 |  | Manual | 6 | Recessed Can | Compact Fluorescent |  | Twist | 1 | 13 | Living Room | 105658 | Living Room | 0.04979%
10565 | 9 | 1 |  | Manual | 1 | Floor lamp | Compact Fluorescent |  | Twist | 1 | 23 | Living Room | 105659 | Living Room | 0.04979%
10565 | 9 | 2 |  | Manual | 1 | Floor lamp | Incandescent |  | 3-Way Incandescent | 1 | 150 | Living Room | 105659 | Living Room | 0.04979%
10565 | 9 | 3 |  | Manual | 1 | Ceiling Fixture | Incandescent |  | Standard A Lamp | 2 | 40 | Living Room | 105659 | Living Room | 0.04979%
10565 | 10 | 1 |  | Manual | 2 | Wall Mount | Compact Fluorescent |  | Twist | 1 | 14 | Bathroom | 1056510 | Bathroom | 0.04979%
10565 | 11 | 1 |  | Manual | 1 | Ceiling Fixture | Incandescent |  | Standard A Lamp | 2 | 60 | Bathroom | 1056511 | Bathroom | 0.04979%
10565 | 12 | 1 |  | Manual | 1 | Ceiling Fixture | Compact Fluorescent |  | Twist | 1 | 13 | Master Bedroom | 1056512 | Master Bedroom | 0.04979%
10565 | 12 | 2 |  | Manual | 1 | Table | Incandescent |  | Standard A Lamp | 1 | 40 | Master Bedroom | 1056512 | Master Bedroom | 0.04979%
10565 | 12 | 3 |  | Manual | 1 | Table | Halogen |  | MR | 1 | 20 | Master Bedroom | 1056512 | Master Bedroom | 0.04979%
10565 | 13 | 1 |  | Manual | 2 | Recessed Can | Incandescent |  | Standard A Lamp | 1 | 40 | Hall | 1056513 | Hall | 0.04979%
10565 | 14 | 1 |  | Manual | 1 | Ceiling Fan | Compact Fluorescent |  | Mini base | 3 | 7 | Office | 1056514 | Office | 0.04979%
10565 | 14 | 2 |  | Manual | 1 | Table | Compact Fluorescent |  | Twist | 1 | 13 | Office | 1056514 | Office | 0.04979%
10565 | 15 | 1 |  | Manual | 2 | Wall Mount | Incandescent |  | Decorative | 1 | 40 | Bathroom | 1056515 | Bathroom | 0.04979%
10565 | 16 | 1 |  | Manual | 1 | Ceiling Fixture | Compact Fluorescent |  | Twist | 1 | 15 | Hall | 1056516 | Hall | 0.04979%
10567 | 1 | 1 |  | Manual | 1 | Wall Mount | Incandescent |  | Globe | 3 | 40 | Bathroom | 105671 | Bathroom | 0.04979%
10567 | 1 | 2 |  | Manual | 1 | Ceiling Fixture | Incandescent |  | Heat Lamp | 2 | 150 | Bathroom | 105671 | Bathroom | 0.04979%
10567 | 2 | 1 |  | Manual | 1 | Ceiling Fixture | Compact Fluorescent |  | Straight Tube | 2 | 15 | Bedroom | 105672 | Bedroom | 0.04979%
10567 | 2 | 2 |  | Manual | 1 | Table | Compact Fluorescent |  | Twist | 1 | 15 | Bedroom | 105672 | Bedroom | 0.04979%
10567 | 3 | 1 |  | Manual | 1 | Ceiling Fixture | Compact Fluorescent |  | Twist | 2 | 15 | Bedroom | 105673 | Bedroom | 0.04979%
10567 | 4 | 1 |  | Manual | 2 | Ceiling Fixture | Compact Fluorescent |  | Twist | 1 | 15 | Bedroom | 105674 | Bedroom | 0.04979%
10567 | 5 | 1 |  | Manual | 2 | Ceiling Fixture | Compact Fluorescent |  | Twist | 2 | 15 | Family Room | 105675 | Family Room | 0.04979%
10567 | 5 | 2 |  | Manual | 2 | Table | Compact Fluorescent |  | Twist | 1 | 15 | Family Room | 105675 | Family Room | 0.04979%
10567 | 6 | 1 |  | Manual | 2 | Ceiling Fixture | Compact Fluorescent |  | Twist | 2 | 15 | Hall | 105676 | Hall | 0.04979%
10567 | 7 | 1 |  | Manual | 1 | Chandelier (Hanging) | Compact Fluorescent |  | Twist | 2 | 15 | Living Room | 105677 | Living Room | 0.04979%
10567 | 8 | 1 |  | Manual | 2 | Table | Compact Fluorescent |  | Twist | 1 | 15 | Master Bedroom | 105678 | Master Bedroom | 0.04979%
10567 | 8 | 2 |  | Manual | 1 | Ceiling Fixture | Compact Fluorescent |  | Straight Tube | 2 | 15 | Master Bedroom | 105678 | Master Bedroom | 0.04979%
10567 | 9 | 1 |  | Manual | 1 | Chandelier (Hanging) | Compact Fluorescent |  | Twist | 5 | 15 | Kitchen | 105679 | Kitchen | 0.04979%
10567 | 9 | 2 |  | Manual | 1 | Ceiling Fixture | Compact Fluorescent |  | Twist | 1 | 15 | Kitchen | 105679 | Kitchen | 0.04979%
10567 | 10 | 1 |  | Manual | 2 | Ceiling Fixture | Compact Fluorescent |  | Twist | 1 | 14 | Garage | 1056710 | Garage | 0.04979%
10567 | 11 | 1 |  | Manual | 1 | Wall Mount | Compact Fluorescent |  | Globe | 3 | 15 | Bathroom | 1056711 | Bathroom | 0.04979%
10567 | 11 | 2 |  | Manual | 1 | Ceiling Fixture | Halogen |  | PAR | 1 | 75 | Bathroom | 1056711 | Bathroom | 0.04979%
10567 | 12 | 1 |  | Manual | 1 | Ceiling Fixture | Compact Fluorescent |  | Reflector | 1 | 15 | Bedroom | 1056712 | Bedroom | 0.04979%
10567 | 12 | 2 |  | Manual | 1 | Recessed Can | Incandescent |  | Reflector | 1 | 65 | Bedroom | 1056712 | Bedroom | 0.04979%
10567 | 12 | 3 |  | Manual | 1 | Table | Incandescent |  | Clear | 2 | 25 | Bedroom | 1056712 | Bedroom | 0.04979%
10567 | 12 | 4 |  | Manual | 1 | Table | Incandescent |  | Standard A Lamp | 1 | 60 | Bedroom | 1056712 | Bedroom | 0.04979%
10567 | 13 | 1 |  | Manual | 1 | Ceiling Fixture | Compact Fluorescent |  | Twist | 1 | 15 | Hall | 1056713 | Hall | 0.04979%
10567 | 14 | 1 |  | Manual | 1 | Ceiling Fixture | Compact Fluorescent |  | Twist | 2 | 15 | Bedroom | 1056714 | Bedroom | 0.04979%
10579 | 1 | 1 |  | Manual | 2 | Wall Mount | Incandescent |  | Standard A Lamp | 2 | 40 | Bathroom | 105791 | Bathroom | 0.1723%
10579 | 2 | 1 |  | Manual | 1 | Ceiling Fixture | Compact Fluorescent |  | A shape bulb | 1 | 15 | Office | 105792 | Office | 0.1723%
10579 | 2 | 2 |  | Manual | 1 | Table | Compact Fluorescent |  | Straight Tube | 1 | 27 | Office | 105792 | Office | 0.1723%
10579 | 3 | 1 |  | Manual | 1 | Ceiling Fixture | Incandescent |  | Standard A Lamp | 2 | 60 | Bedroom | 105793 | Bedroom | 0.1723%
10579 | 3 | 2 |  | Manual | 1 | Table | Incandescent |  | Standard A Lamp | 1 | 40 | Bedroom | 105793 | Bedroom | 0.1723%
10579 | 4 | 1 |  | Manual | 1 | Ceiling Fixture | Incandescent |  | Globe | 1 | 60 | Bedroom | 105794 | Bedroom | 0.1723%
10579 | 4 | 2 |  | Manual | 1 | Table | Incandescent |  | Decorative | 2 | 25 | Bedroom | 105794 | Bedroom | 0.1723%
10579 | 4 | 3 |  | Manual | 1 | Table | Incandescent |  | Standard A Lamp | 1 | 60 | Bedroom | 105794 | Bedroom | 0.1723%
10579 | 5 | 1 |  | Manual | 1 | Chandelier (Hanging) | Incandescent |  | Standard A Lamp | 1 | 60 | Dining Room | 105795 | Dining Room | 0.1723%
10579 | 6 | 1 |  | Manual | 2 | Ceiling Fixture | Linear Fluorescent | 48 | T-12 | 2 | 40 | Family Room | 105796 | Family Room | 0.1723%
10579 | 6 | 2 |  | Manual | 1 | Table | Incandescent |  | 3-Way Incandescent | 1 | 100 | Family Room | 105796 | Family Room | 0.1723%
10579 | 7 | 1 |  | Manual | 1 | Ceiling Fixture | Linear Fluorescent | 48 | T-12 | 2 | 40 | Garage | 105797 | Garage | 0.1723%
10579 | 7 | 2 |  | Manual | 1 | Ceiling Fixture | Compact Fluorescent |  | Circline (Screw Base) | 1 | 22 | Garage | 105797 | Garage | 0.1723%
10579 | 7 | 3 |  | Manual | 2 | Ceiling Fixture | Incandescent |  | Standard A Lamp | 1 | 40 | Garage | 105797 | Garage | 0.1723%
10579 | 8 | 1 |  | Manual | 3 | Ceiling Fixture | Compact Fluorescent |  | Twist | 1 | 22 | Hall | 105798 | Hall | 0.1723%
10579 | 8 | 2 |  | Dimmer | 1 | Chandelier (Hanging) | Incandescent |  | Decorative | 3 | 40 | Hall | 105798 | Hall | 0.1723%
10579 | 9 | 1 |  | Manual | 4 | Recessed Can | Halogen |  | MR | 1 | 75 | Kitchen | 105799 | Kitchen | 0.1723%
10579 | 9 | 2 |  | Manual | 2 | Recessed Can | Halogen |  | MR | 1 | 30 | Kitchen | 105799 | Kitchen | 0.1723%
10579 | 10 | 1 |  | Manual | 1 | Wall Mount | Compact Fluorescent |  | Twist | 2 | 15 | Bathroom | 1057910 | Bathroom | 0.1723%
10579 | 10 | 2 |  | Manual | 1 | Ceiling Fixture | Linear Fluorescent | 18 | T-12 | 2 | 16 | Bathroom | 1057910 | Bathroom | 0.1723%
10579 | 11 | 1 |  | Manual | 1 | Table | Incandescent |  | 3-Way Incandescent | 1 | 100 | Living Room | 1057911 | Living Room | 0.1723%
10579 | 11 | 2 |  | Manual | 1 | Table | Incandescent |  | Standard A Lamp | 4 | 40 | Living Room | 1057911 | Living Room | 0.1723%
10580 | 1 | 1 |  | Manual | 4 | Ceiling Fixture | Compact Fluorescent |  | Twist | 1 | 15 | Other | 105801 | Other | 0.03789%
10580 | 2 | 1 |  | Manual | 2 | Ceiling Fixture | Compact Fluorescent |  | Twist | 1 | 15 | Bathroom | 105802 | Bathroom | 0.03789%
10580 | 3 | 1 |  | Manual | 3 | Recessed Can | Compact Fluorescent |  | Straight Tube | 1 | 15 | Bathroom | 105803 | Bathroom | 0.03789%
10580 | 4 | 1 |  | Manual | 1 | Ceiling Fixture | Incandescent |  | Standard A Lamp | 3 | 40 | Bedroom | 105804 | Bedroom | 0.03789%
10580 | 4 | 2 |  | Manual | 1 | Table | Incandescent |  | Standard A Lamp | 1 | 60 | Bedroom | 105804 | Bedroom | 0.03789%
10580 | 5 | 1 |  | Manual | 1 | Ceiling Fixture | Incandescent |  | Standard A Lamp | 2 | 40 | Bedroom | 105805 | Bedroom | 0.03789%
10580 | 6 | 1 |  | Manual | 1 | Ceiling Fixture | Compact Fluorescent |  | Twist | 1 | 15 | Closet | 105806 | Closet | 0.03789%
10580 | 7 | 1 |  | Manual | 1 | Ceiling Fixture | Compact Fluorescent |  | Twist | 1 | 15 | Closet | 105807 | Closet | 0.03789%
10580 | 8 | 1 |  | Manual | 1 | Chandelier (Hanging) | Incandescent |  | Standard A Lamp | 5 | 40 | Dining Room | 105808 | Dining Room | 0.03789%
10580 | 9 | 1 |  | Manual | 1 | Floor lamp | Incandescent |  | Standard A Lamp | 4 | 40 | Family Room | 105809 | Family Room | 0.03789%
10580 | 9 | 2 |  | Manual | 1 | Floor lamp | Compact Fluorescent |  | Twist | 2 | 15 | Family Room | 105809 | Family Room | 0.03789%
10580 | 10 | 1 |  | Manual | 2 | Ceiling Fixture | Compact Fluorescent |  | Twist | 1 | 22 | Garage | 1058010 | Garage | 0.03789%
10580 | 11 | 1 |  | Manual | 1 | Ceiling Fixture | Compact Fluorescent |  | Twist | 2 | 15 | Hall | 1058011 | Hall | 0.03789%
10580 | 12 | 1 |  | Manual | 1 | Chandelier (Hanging) | Compact Fluorescent |  | Circline (Screw Base) | 1 | 28 | Kitchen | 1058012 | Kitchen | 0.03789%
10580 | 12 | 2 |  | Manual | 2 | Other | Incandescent |  | Standard A Lamp | 1 | 40 | Kitchen | 1058012 | Kitchen | 0.03789%
10580 | 13 | 1 |  | Manual | 2 | Ceiling Fixture | Compact Fluorescent |  | Twist | 1 | 15 | Laundry Room | 1058013 | Laundry Room | 0.03789%
10585 | 1 | 1 |  | Manual | 1 | Wall Mount | Compact Fluorescent |  | Twist | 3 | 13 | Bathroom | 105851 | Bathroom | 0.04979%
10585 | 1 | 2 |  | Timer | 1 | Ceiling Fan | Incandescent |  | Heat Lamp | 2 | 250 | Bathroom | 105851 | Bathroom | 0.04979%
10585 | 1 | 3 |  | Manual | 2 | Recessed Can | Compact Fluorescent |  | Twist | 1 | 13 | Bathroom | 105851 | Bathroom | 0.04979%
10585 | 2 | 1 |  | Dimmer | 1 | Chandelier (Hanging) | Incandescent |  | Other | 4 | 60 | Dining Room | 105852 | Dining Room | 0.04979%
10585 | 3 | 1 |  | Manual | 1 | Ceiling Fixture | Incandescent |  | Standard A Lamp | 1 | 100 | Closet | 105853 | Closet | 0.04979%
10585 | 4 | 1 |  | Manual | 1 | Ceiling Fan | Compact Fluorescent |  | Twist | 1 | 13 | Family Room | 105854 | Family Room | 0.04979%
10585 | 4 | 2 |  | Manual | 1 | Floor lamp | Compact Fluorescent |  | Twist | 1 | 23 | Family Room | 105854 | Family Room | 0.04979%
10585 | 5 | 1 |  | Timer | 2 | Ceiling Fixture | Incandescent |  | Standard A Lamp | 1 | 100 | Garage | 105855 | Garage | 0.04979%
10585 | 5 | 2 |  | Photo/motion | 2 | Garage door opener | Incandescent |  | Standard A Lamp | 1 | 100 | Garage | 105855 | Garage | 0.04979%
10585 | 6 | 1 |  | Manual | 1 | Ceiling Fixture | Incandescent |  | Standard A Lamp | 1 | 100 | Closet | 105856 | Closet | 0.04979%
10585 | 7 | 1 |  | Manual | 3 | Recessed Can | Halogen |  | PAR | 1 | 75 | Hall | 105857 | Hall | 0.04979%
10585 | 8 | 1 |  | Manual | 5 | Recessed Can | Halogen |  | PAR | 1 | 75 | Kitchen | 105858 | Kitchen | 0.04979%
10585 | 9 | 1 |  | Manual | 1 | Ceiling Fan | Incandescent |  | Standard A Lamp | 1 | 60 | Living Room | 105859 | Living Room | 0.04979%
10585 | 9 | 2 |  | Manual | 1 | Table | Incandescent |  | 3-Way Incandescent | 1 | 250 | Living Room | 105859 | Living Room | 0.04979%
10585 | 9 | 3 |  | Manual | 1 | Floor lamp | Incandescent |  | Standard A Lamp | 1 | 100 | Living Room | 105859 | Living Room | 0.04979%
10585 | 9 | 4 |  | Manual | 1 | Recessed Can | Halogen |  | PAR | 1 | 75 | Living Room | 105859 | Living Room | 0.04979%
10585 | 10 | 1 |  | Manual | 1 | Wall Mount | Incandescent |  | Other | 2 | 75 | Bathroom | 1058510 | Bathroom | 0.04979%
10585 | 10 | 2 |  | Manual | 1 | Recessed Can | Incandescent |  | Heat Lamp | 2 | 250 | Bathroom | 1058510 | Bathroom | 0.04979%
10585 | 11 | 1 |  | Manual | 1 | Table | Incandescent |  | 3-Way Incandescent | 1 | 150 | Master Bedroom | 1058511 | Master Bedroom | 0.04979%
10585 | 11 | 2 |  | Manual | 1 | Table | Incandescent |  | Standard A Lamp | 1 | 15 | Master Bedroom | 1058511 | Master Bedroom | 0.04979%
10585 | 11 | 3 |  | Manual | 2 | Table | Incandescent |  | Decorative | 2 | 40 | Master Bedroom | 1058511 | Master Bedroom | 0.04979%
10585 | 12 | 1 |  | Manual | 2 | Recessed Can | Halogen |  | PAR | 1 | 75 | Closet | 1058512 | Closet | 0.04979%
10585 | 13 | 1 |  | Manual | 1 | Ceiling Fixture | Compact Fluorescent |  | Twist | 2 | 13 | Office | 1058513 | Office | 0.04979%
10585 | 13 | 2 |  | Manual | 2 | Table | Incandescent |  | Other | 1 | 75 | Office | 1058513 | Office | 0.04979%
10585 | 14 | 1 |  | Manual | 1 | Ceiling Fixture | Incandescent |  | Standard A Lamp | 2 | 60 | Bedroom | 1058514 | Bedroom | 0.04979%
10585 | 14 | 2 |  | Manual | 1 | Floor lamp | Halogen |  | Quartz Tube | 2 | 100 | Bedroom | 1058514 | Bedroom | 0.04979%
10585 | 14 | 3 |  | Manual | 1 | Table | Incandescent |  | 3-Way Incandescent | 1 | 150 | Bedroom | 1058514 | Bedroom | 0.04979%
10595 | 1 | 1 |  | Manual | 1 | Ceiling Fan | Incandescent |  | Standard A Lamp | 1 | 60 | Bathroom | 105951 | Bathroom | 0.03789%
10595 | 1 | 2 |  | Manual | 3 | Architectural | Halogen |  | MR | 1 | 20 | Bathroom | 105951 | Bathroom | 0.03789%
10595 | 2 | 1 |  | Manual | 2 | Ceiling Fixture | Compact Fluorescent |  | Twist | 1 | 15 | Family Room | 105952 | Family Room | 0.03789%
10595 | 3 | 1 |  | Manual | 1 | Ceiling Fixture | Incandescent |  | Standard A Lamp | 1 | 60 | Other | 105953 | Other | 0.03789%
10595 | 4 | 1 |  | Manual | 1 | Wall Mount | Incandescent |  | Standard A Lamp | 2 | 60 | Closet | 105954 | Closet | 0.03789%
10595 | 5 | 1 |  | Manual | 1 | Ceiling Fixture | Incandescent |  | Standard A Lamp | 1 | 60 | Closet | 105955 | Closet | 0.03789%
10595 | 6 | 1 |  | Manual | 1 | Chandelier (Hanging) | Incandescent |  | Standard A Lamp | 6 | 40 | Dining Room | 105956 | Dining Room | 0.03789%
10595 | 6 | 2 |  | Manual | 1 | Table | Incandescent |  | 3-Way Incandescent | 1 | 100 | Dining Room | 105956 | Dining Room | 0.03789%
10595 | 7 | 1 |  | Manual | 8 | Recessed Can | Incandescent |  | Standard A Lamp | 1 | 40 | Garage | 105957 | Garage | 0.03789%
10595 | 7 | 2 |  | Manual | 3 | Wall Mount | Incandescent |  | Standard A Lamp | 1 | 40 | Garage | 105957 | Garage | 0.03789%
10595 | 7 | 3 |  | Motion | 1 | Wall Mount | Incandescent |  | Standard A Lamp | 2 | 60 | Garage | 105957 | Garage | 0.03789%
10595 | 8 | 1 |  | Manual | 1 | Ceiling Fixture | Incandescent |  | Standard A Lamp | 1 | 60 | Hall | 105958 | Hall | 0.03789%
10595 | 9 | 1 |  | Dimmer | 1 | Chandelier (Hanging) | Incandescent |  | Globe | 1 | 150 | Kitchen | 105959 | Kitchen | 0.03789%
10595 | 9 | 2 |  | Manual | 3 | Other | Linear Fluorescent | 16 | T-4 | 1 | 16 | Kitchen | 105959 | Kitchen | 0.03789%
10595 | 10 | 1 |  | Manual | 1 | Ceiling Fixture | Incandescent |  | Standard A Lamp | 1 | 60 | Laundry Room | 1059510 | Laundry Room | 0.03789%
10595 | 11 | 1 |  | Manual | 2 | Floor lamp | Incandescent |  | 3-Way Incandescent | 1 | 100 | Living Room | 1059511 | Living Room | 0.03789%
10595 | 11 | 2 |  | Manual | 1 | Floor lamp | Incandescent |  | Standard A Lamp | 1 | 60 | Living Room | 1059511 | Living Room | 0.03789%
10595 | 11 | 3 |  | Manual | 1 | Table | Incandescent |  | Standard A Lamp | 1 | 60 | Living Room | 1059511 | Living Room | 0.03789%
10595 | 12 | 1 |  | Manual | 1 | Ceiling Fixture | Incandescent |  | Standard A Lamp | 2 | 60 | Master Bedroom | 1059512 | Master Bedroom | 0.03789%
10595 | 12 | 2 |  | Manual | 1 | Table | Compact Fluorescent |  | Twist | 1 | 15 | Master Bedroom | 1059512 | Master Bedroom | 0.03789%
10595 | 13 | 1 |  | Manual | 1 | Wall Mount | Incandescent |  | Globe | 6 | 40 | Bathroom | 1059513 | Bathroom | 0.03789%
10595 | 14 | 1 |  | Manual | 2 | Table | Incandescent |  | Standard A Lamp | 1 | 60 | Office | 1059514 | Office | 0.03789%
10595 | 14 | 2 |  | Manual | 2 | Table | Halogen |  | Quartz Tube | 1 | 50 | Office | 1059514 | Office | 0.03789%
10605 | 1 | 1 |  | Manual | 1 | Wall Mount | Compact Fluorescent |  | Twist | 3 | 15 | Bathroom | 106051 | Bathroom | 0.04979%
10605 | 1 | 2 |  | Timer | 1 | Ceiling Fan | Incandescent |  | Reflector | 2 | 150 | Bathroom | 106051 | Bathroom | 0.04979%
10605 | 2 | 1 |  | Manual | 1 | Ceiling Fixture | Incandescent |  | Standard A Lamp | 1 | 40 | Bathroom | 106052 | Bathroom | 0.04979%
10605 | 3 | 1 |  | Manual | 1 | Ceiling Fan | Incandescent |  | Standard A Lamp | 4 | 40 | Bedroom | 106053 | Bedroom | 0.04979%
10605 | 3 | 2 |  | Manual | 2 | Table | Incandescent |  | 3-Way Incandescent | 1 | 150 | Bedroom | 106053 | Bedroom | 0.04979%
10605 | 4 | 1 |  | Manual | 1 | Ceiling Fixture | Incandescent |  | Standard A Lamp | 2 | 40 | Bedroom | 106054 | Bedroom | 0.04979%
10605 | 5 | 1 |  | Manual | 1 | Ceiling Fixture | Compact Fluorescent |  | Twist | 3 | 15 | Bedroom | 106055 | Bedroom | 0.04979%
10605 | 6 | 1 |  | Manual | 1 | Chandelier (Hanging) | Compact Fluorescent |  | Twist | 1 | 15 | Dining Room | 106056 | Dining Room | 0.04979%
10605 | 7 | 1 |  | Manual | 1 | Ceiling Fixture | Compact Fluorescent |  | Twist | 2 | 15 | Family Room | 106057 | Family Room | 0.04979%
10605 | 8 | 1 |  | Manual | 1 | Ceiling Fixture | Compact Fluorescent |  | Twist | 1 | 15 | Other | 106058 | Other | 0.04979%
10605 | 9 | 1 |  | Manual | 1 | Architectural | Incandescent |  | Standard A Lamp | 3 | 40 | Hall | 106059 | Hall | 0.04979%
10605 | 9 | 2 |  | Manual | 1 | Ceiling Fixture | Incandescent |  | Standard A Lamp | 3 | 40 | Hall | 106059 | Hall | 0.04979%
10605 | 10 | 1 |  | Manual | 1 | Wall Mount | Incandescent |  | Standard A Lamp | 1 | 60 | Hall | 1060510 | Hall | 0.04979%
10605 | 11 | 1 |  | Manual | 4 | Recessed Can | Compact Fluorescent |  | Twist | 1 | 15 | Kitchen | 1060511 | Kitchen | 0.04979%
10605 | 12 | 1 |  | Manual | 2 | Ceiling Fixture | Compact Fluorescent |  | Twist | 2 | 15 | Laundry Room | 1060512 | Laundry Room | 0.04979%
10605 | 13 | 1 |  | Manual | 1 | Table | Compact Fluorescent |  | Twist | 1 | 15 | Family Room | 1060513 | Family Room | 0.04979%
10605 | 13 | 2 |  | Manual | 1 | Table | Incandescent |  | 3-Way Incandescent | 1 | 150 | Family Room | 1060513 | Family Room | 0.04979%
10605 | 13 | 3 |  | Manual | 1 | Floor lamp | Compact Fluorescent |  | Twist | 1 | 15 | Family Room | 1060513 | Family Room | 0.04979%
10605 | 14 | 1 |  | Manual | 1 | Ceiling Fixture | Compact Fluorescent |  | Twist | 2 | 15 | Dining Room | 1060514 | Dining Room | 0.04979%
10605 | 15 | 1 |  | Manual | 1 | Ceiling Fixture | Compact Fluorescent |  | Twist | 1 | 15 | Office | 1060515 | Office | 0.04979%
10605 | 15 | 2 |  | Manual | 1 | Table | Halogen |  | Quartz Tube | 1 | 20 | Office | 1060515 | Office | 0.04979%
10605 | 16 | 1 |  | Manual | 1 | Ceiling Fixture | Compact Fluorescent |  | Twist | 1 | 15 | Hall | 1060516 | Hall | 0.04979%
10605 | 17 | 1 |  | Manual | 1 | Ceiling Fixture | Compact Fluorescent |  | Twist | 1 | 15 | Other | 1060517 | Other | 0.04979%
10612 | 1 | 1 |  | Manual | 1 | Wall Mount | Linear Fluorescent | 48 | T-12 | 1 | 40 | Master Bedroom | 106121 | Master Bedroom | 0.1723%
10612 | 2 | 1 |  | Manual | 1 | Wall Mount | Linear Fluorescent | 48 | T-12 | 1 | 40 | Bathroom | 106122 | Bathroom | 0.1723%
10612 | 3 | 1 |  | Manual | 1 | Ceiling Fixture | Incandescent |  | Standard A Lamp | 1 | 60 | Bedroom | 106123 | Bedroom | 0.1723%
10612 | 4 | 1 |  | Manual | 3 | Ceiling Fixture | Compact Fluorescent |  | Twist | 1 | 15 | Garage | 106124 | Garage | 0.1723%
10612 | 5 | 1 |  | Manual | 2 | Ceiling Fixture | Incandescent |  | Standard A Lamp | 1 | 40 | Hall | 106125 | Hall | 0.1723%
10612 | 5 | 2 |  | Manual | 1 | Chandelier (Hanging) | Incandescent |  | Decorative | 3 | 25 | Hall | 106125 | Hall | 0.1723%
10612 | 6 | 1 |  | Manual | 1 | Other | Incandescent |  | Standard A Lamp | 1 | 40 | Kitchen | 106126 | Kitchen | 0.1723%
10612 | 6 | 2 |  | Manual | 1 | Ceiling Fixture | Compact Fluorescent |  | Pin base | 1 | 15 | Kitchen | 106126 | Kitchen | 0.1723%
10612 | 6 | 3 |  | Manual | 1 | Ceiling Fixture | Incandescent |  | Standard A Lamp | 1 | 40 | Kitchen | 106126 | Kitchen | 0.1723%
10612 | 6 | 4 |  | Manual | 4 | Ceiling Fixture | Linear Fluorescent | 36 | T-8 | 2 | 20 | Kitchen | 106126 | Kitchen | 0.1723%
10612 | 7 | 1 |  | Manual | 1 | Ceiling Fixture | Compact Fluorescent |  | Twist | 2 | 15 | Laundry Room | 106127 | Laundry Room | 0.1723%
10612 | 8 | 1 |  | Manual | 1 | Floor lamp | Compact Fluorescent |  | Twist | 1 | 12 | Living Room | 106128 | Living Room | 0.1723%
10612 | 8 | 2 |  | Manual | 1 | Torchiere | Incandescent |  | Standard A Lamp | 1 | 60 | Living Room | 106128 | Living Room | 0.1723%
10612 | 9 | 1 |  | Manual | 1 | Track | Halogen |  | PAR | 3 | 50 | Living Room | 106129 | Living Room | 0.1723%
10612 | 9 | 2 |  | Manual | 3 | Floor lamp | Compact Fluorescent |  | Twist | 1 | 15 | Living Room | 106129 | Living Room | 0.1723%
10612 | 10 | 1 |  | Dimmer | 2 | Floor lamp | Incandescent |  | Standard A Lamp | 1 | 100 | Master Bedroom | 1061210 | Master Bedroom | 0.1723%
10612 | 10 | 2 |  | Manual | 1 | Ceiling Fixture | Incandescent |  | Standard A Lamp | 3 | 40 | Master Bedroom | 1061210 | Master Bedroom | 0.1723%
10612 | 11 | 1 |  | Manual | 1 | Ceiling Fixture | Incandescent |  | Standard A Lamp | 1 | 40 | Office | 1061211 | Office | 0.1723%
10612 | 12 | 1 |  | Manual | 1 | Chandelier (Hanging) | Incandescent |  | Standard A Lamp | 4 | 40 | Other | 1061212 | Other | 0.1723%
10612 | 12 | 2 |  | Manual | 1 | Recessed - other | Halogen |  | PAR | 1 | 50 | Other | 1061212 | Other | 0.1723%
10627 | 1 | 1 |  | Manual | 1 | Floor lamp | Incandescent |  | 3-Way Incandescent | 1 | 70 | Bedroom | 106271 | Bedroom | 0.1723%
10627 | 1 | 2 |  | Manual | 1 | Table | Compact Fluorescent |  | Twist | 1 | 13 | Bedroom | 106271 | Bedroom | 0.1723%
10627 | 1 | 3 |  | Manual | 1 | Ceiling Fixture | Incandescent |  | Standard A Lamp | 2 | 60 | Bedroom | 106271 | Bedroom | 0.1723%
10627 | 2 | 1 |  | Manual | 1 | Ceiling Fixture | Incandescent |  | Standard A Lamp | 2 | 60 | Office | 106272 | Office | 0.1723%
10627 | 2 | 2 |  | Manual | 1 | Table | Incandescent |  | Standard A Lamp | 1 | 100 | Office | 106272 | Office | 0.1723%
10627 | 3 | 1 |  | Manual | 1 | Chandelier (Hanging) | Incandescent |  | Clear | 5 | 40 | Dining Room | 106273 | Dining Room | 0.1723%
10627 | 4 | 1 |  | Manual | 1 | Chandelier (Hanging) | Incandescent |  | Mini base | 6 | 40 | Dining Room | 106274 | Dining Room | 0.1723%
10627 | 5 | 1 |  | Manual | 2 | Recessed Can | Incandescent |  | Reflector | 1 | 75 | Family Room | 106275 | Family Room | 0.1723%
10627 | 5 | 2 |  | Manual | 2 | Floor lamp | Incandescent |  | 3-Way Incandescent | 1 | 200 | Family Room | 106275 | Family Room | 0.1723%
10627 | 6 | 1 |  | Manual | 1 | Ceiling Fixture | Incandescent |  | Standard A Lamp | 3 | 60 | Hall | 106276 | Hall | 0.1723%
10627 | 7 | 1 |  | Timer | 2 | Garage door opener | Incandescent |  | Standard A Lamp | 1 | 60 | Garage | 106277 | Garage | 0.1723%
10627 | 7 | 2 |  | Manual | 1 | Ceiling Fixture | Compact Fluorescent |  | Twist | 1 | 23 | Garage | 106277 | Garage | 0.1723%
10627 | 7 | 3 |  | Manual | 1 | Ceiling Fixture | Incandescent |  | Standard A Lamp | 1 | 100 | Garage | 106277 | Garage | 0.1723%
10627 | 8 | 1 |  | Manual | 2 | Ceiling Fixture | Incandescent |  | Standard A Lamp | 1 | 60 | Office | 106278 | Office | 0.1723%
10627 | 8 | 2 |  | Manual | 1 | Table | Incandescent |  | Standard A Lamp | 1 | 60 | Office | 106278 | Office | 0.1723%
10627 | 9 | 1 |  | Manual | 2 | Recessed Can | Incandescent |  | Reflector | 1 | 100 | Hall | 106279 | Hall | 0.1723%
10627 | 10 | 1 |  | Manual | 3 | High bay | Linear Fluorescent | 48 | T-12 | 2 | 40 | Kitchen | 1062710 | Kitchen | 0.1723%
10627 | 11 | 1 |  | Manual | 2 | Ceiling Fixture | Incandescent |  | Standard A Lamp | 1 | 60 | Laundry Room | 1062711 | Laundry Room | 0.1723%
10627 | 11 | 2 |  | Manual | 1 | Table | Incandescent |  | Standard A Lamp | 1 | 40 | Laundry Room | 1062711 | Laundry Room | 0.1723%
10627 | 12 | 1 |  | Manual | 1 | Table | Incandescent |  | Standard A Lamp | 1 | 150 | Living Room | 1062712 | Living Room | 0.1723%
10627 | 12 | 2 |  | Manual | 1 | Floor lamp | Incandescent |  | 3-Way Incandescent | 1 | 200 | Living Room | 1062712 | Living Room | 0.1723%
10627 | 12 | 3 |  | Manual | 1 | Table | Incandescent |  | Standard A Lamp | 1 | 60 | Living Room | 1062712 | Living Room | 0.1723%
10627 | 13 | 1 |  | Manual | 1 | Ceiling Fixture | Incandescent |  | Standard A Lamp | 1 | 60 | Other | 1062713 | Other | 0.1723%
10627 | 14 | 1 |  | Manual | 1 | Wall Mount | Incandescent |  | Standard A Lamp | 5 | 60 | Bathroom | 1062714 | Bathroom | 0.1723%
10627 | 14 | 2 |  | Manual | 1 | Ceiling Fixture | Incandescent |  | Reflector | 1 | 150 | Bathroom | 1062714 | Bathroom | 0.1723%
10627 | 15 | 1 |  | Manual | 1 | Table | Incandescent |  | Standard A Lamp | 1 | 40 | Master Bedroom | 1062715 | Master Bedroom | 0.1723%
10627 | 15 | 2 |  | Manual | 1 | Table | Incandescent |  | 3-Way Incandescent | 1 | 100 | Master Bedroom | 1062715 | Master Bedroom | 0.1723%
10627 | 15 | 3 |  | Manual | 1 | Ceiling Fan | Incandescent |  | Clear | 3 | 60 | Master Bedroom | 1062715 | Master Bedroom | 0.1723%
10627 | 16 | 1 |  | Manual | 1 | Ceiling Fixture | Incandescent |  | Standard A Lamp | 1 | 60 | Closet | 1062716 | Closet | 0.1723%
10627 | 17 | 1 |  | Manual | 1 | Ceiling Fixture | Incandescent |  | Standard A Lamp | 1 | 60 | Closet | 1062717 | Closet | 0.1723%
10627 | 18 | 1 |  | Manual | 1 | Wall Mount | Incandescent |  | Standard A Lamp | 2 | 60 | Bathroom | 1062718 | Bathroom | 0.1723%
10627 | 19 | 1 |  | Manual | 1 | Ceiling Fixture | Incandescent |  | Standard A Lamp | 2 | 60 | Hall | 1062719 | Hall | 0.1723%
10627 | 20 | 1 |  | Manual | 1 | Wall Mount | Incandescent |  | Globe | 8 | 60 | Bathroom | 1062720 | Bathroom | 0.1723%
10627 | 21 | 1 |  | Manual | 4 | Recessed Can | Incandescent |  | Reflector | 1 | 75 | Hall | 1062721 | Hall | 0.1723%
10629 | 1 | 1 |  | Dimmer | 2 | Recessed Can | Incandescent |  | Reflector | 1 | 65 | Hall | 106291 | Hall | 0.1232%
10629 | 2 | 1 |  | Manual | 1 | Wall Mount | Incandescent |  | Standard A Lamp | 1 | 75 | Master Bedroom | 106292 | Master Bedroom | 0.1232%
10629 | 2 | 2 |  | Manual | 1 | Wall Mount | Compact Fluorescent |  | Twist | 1 | 15 | Master Bedroom | 106292 | Master Bedroom | 0.1232%
10629 | 3 | 1 |  | Manual | 1 | Ceiling Fixture | Incandescent |  | Reflector | 3 | 65 | Office | 106293 | Office | 0.1232%
10629 | 4 | 1 |  | Manual | 2 | Ceiling Fixture | Linear Fluorescent | 48 | T-8 | 2 | 32 | Laundry Room | 106294 | Laundry Room | 0.1232%
10629 | 5 | 1 |  | Manual | 4 | Recessed Can | Compact Fluorescent |  | Reflector | 1 | 15 | Kitchen | 106295 | Kitchen | 0.1232%
10629 | 6 | 1 |  | Manual | 1 | Recessed Can | Compact Fluorescent |  | Reflector | 1 | 15 | Dining Room | 106296 | Dining Room | 0.1232%
10629 | 7 | 1 |  | Dimmer | 1 | Ceiling Fixture | Compact Fluorescent |  | Twist | 1 | 22 | Garage | 106297 | Garage | 0.1232%
10629 | 8 | 1 |  | Manual | 1 | Wall Mount | Incandescent |  | Globe | 8 | 60 | Bathroom | 106298 | Bathroom | 0.1232%
10629 | 8 | 2 |  | Manual | 1 | Ceiling Fixture | Compact Fluorescent |  | Twist | 1 | 15 | Bathroom | 106298 | Bathroom | 0.1232%
10629 | 9 | 1 |  | Manual | 1 | Table | Halogen |  | MR | 1 | 50 | Bedroom | 106299 | Bedroom | 0.1232%
10629 | 9 | 2 |  | Manual | 1 | Recessed Can | Incandescent |  | Reflector | 1 | 65 | Bedroom | 106299 | Bedroom | 0.1232%
10629 | 10 | 1 |  | Manual | 1 | Recessed Can | Compact Fluorescent |  | Twist | 1 | 15 | Bedroom | 1062910 | Bedroom | 0.1232%
10629 | 10 | 2 |  | Manual | 1 | Table | Compact Fluorescent |  | Twist | 1 | 15 | Bedroom | 1062910 | Bedroom | 0.1232%
10629 | 11 | 1 |  | Manual | 1 | Wall Mount | Incandescent |  | Standard A Lamp | 3 | 75 | Bathroom | 1062911 | Bathroom | 0.1232%
10629 | 12 | 1 |  | Manual | 1 | Table | Compact Fluorescent |  | A shape bulb | 2 | 7 | Living Room | 1062912 | Living Room | 0.1232%
10629 | 12 | 2 |  | Manual | 1 | Table | Incandescent |  | Standard A Lamp | 1 | 25 | Living Room | 1062912 | Living Room | 0.1232%
10629 | 13 | 1 |  | Manual | 1 | Ceiling Fixture | Compact Fluorescent |  | Twist | 1 | 15 | Hall | 1062913 | Hall | 0.1232%
10629 | 14 | 1 |  | Manual | 1 | Floor lamp | Compact Fluorescent |  | Twist | 1 | 22 | Living Room | 1062914 | Living Room | 0.1232%
10629 | 14 | 2 |  | Manual | 1 | Table | Compact Fluorescent |  | Twist | 1 | 22 | Living Room | 1062914 | Living Room | 0.1232%
10630 | 1 | 1 |  | Manual | 1 | Ceiling Fixture | Incandescent |  | Standard A Lamp | 1 | 60 | Laundry Room | 106301 | Laundry Room | 0.1232%
10630 | 2 | 1 |  | Manual | 1 | Table | Halogen |  | MR | 1 | 100 | Office | 106302 | Office | 0.1232%
10630 | 3 | 1 |  | Manual | 1 | Ceiling Fixture | Incandescent |  | Standard A Lamp | 1 | 40 | Bathroom | 106303 | Bathroom | 0.1232%
10630 | 3 | 2 |  | Manual | 1 | Wall Mount | Incandescent |  | Globe | 3 | 60 | Bathroom | 106303 | Bathroom | 0.1232%
10630 | 4 | 1 |  | Manual | 1 | Ceiling Fixture | Incandescent |  | Standard A Lamp | 1 | 75 | Closet | 106304 | Closet | 0.1232%
10630 | 5 | 1 |  | Manual | 1 | Ceiling Fixture | Linear Fluorescent | 48 | T-4 | 2 | 32 | Bathroom | 106305 | Bathroom | 0.1232%
10630 | 6 | 1 |  | Manual | 1 | Ceiling Fixture | Incandescent |  | Decorative | 1 | 100 | Hall | 106306 | Hall | 0.1232%
10630 | 7 | 1 |  | Manual | 1 | Ceiling Fixture | Incandescent |  | Mini base | 1 | 60 | Bedroom | 106307 | Bedroom | 0.1232%
10630 | 7 | 2 |  | Manual | 1 | Table | Incandescent |  | Standard A Lamp | 1 | 100 | Bedroom | 106307 | Bedroom | 0.1232%
10630 | 8 | 1 |  | Manual | 1 | Ceiling Fixture | Incandescent |  | Mini base | 1 | 60 | Bathroom | 106308 | Bathroom | 0.1232%
10630 | 8 | 2 |  | Manual | 2 | Wall Mount | Incandescent |  | Standard A Lamp | 1 | 40 | Bathroom | 106308 | Bathroom | 0.1232%
10630 | 8 | 3 |  | Manual | 1 | Recessed - other | Incandescent |  | Standard A Lamp | 1 | 40 | Bathroom | 106308 | Bathroom | 0.1232%
10630 | 9 | 1 |  | Manual | 1 | Table | Incandescent |  | Standard A Lamp | 1 | 40 | Bedroom | 106309 | Bedroom | 0.1232%
10630 | 10 | 1 |  | Manual | 4 | Recessed Can | Incandescent |  | Reflector | 1 | 75 | Hall | 1063010 | Hall | 0.1232%
10630 | 11 | 1 |  | Manual | 1 | Ceiling Fixture | Compact Fluorescent |  | Circline (Screw Base) | 1 | 22 | Closet | 1063011 | Closet | 0.1232%
10630 | 12 | 1 |  | Manual | 1 | Floor lamp | Incandescent |  | Standard A Lamp | 1 | 75 | Living Room | 1063012 | Living Room | 0.1232%
10630 | 12 | 2 |  | Manual | 1 | Floor lamp | Compact Fluorescent |  | A shape bulb | 3 | 22 | Living Room | 1063012 | Living Room | 0.1232%
10630 | 12 | 3 |  | Manual | 1 | Floor lamp | Halogen |  | MR | 3 | 100 | Living Room | 1063012 | Living Room | 0.1232%
10630 | 13 | 1 |  | Manual | 1 | Ceiling Fixture | Incandescent |  | Reflector | 1 | 75 | Kitchen | 1063013 | Kitchen | 0.1232%
10630 | 13 | 2 |  | Manual | 1 | Track | Incandescent |  | Standard A Lamp | 6 | 75 | Kitchen | 1063013 | Kitchen | 0.1232%
10630 | 14 | 1 |  | Manual | 1 | Low bay | Linear Fluorescent | 48 | T-12 | 2 | 40 | Other | 1063014 | Other | 0.1232%
10630 | 14 | 2 |  | Manual | 1 | Ceiling Fixture | Incandescent |  | Standard A Lamp | 1 | 75 | Other | 1063014 | Other | 0.1232%
10630 | 15 | 1 |  | Manual | 2 | Ceiling Fixture | Incandescent |  | Standard A Lamp | 2 | 60 | Dining Room | 1063015 | Dining Room | 0.1232%
10630 | 15 | 2 |  | Manual | 1 | Table | Incandescent |  | Standard A Lamp | 1 | 40 | Dining Room | 1063015 | Dining Room | 0.1232%
10630 | 16 | 1 |  | Manual | 1 | Table | Incandescent |  | Standard A Lamp | 1 | 60 | Master Bedroom | 1063016 | Master Bedroom | 0.1232%
10630 | 16 | 2 |  | Manual | 1 | Table | Incandescent |  | Standard A Lamp | 1 | 100 | Master Bedroom | 1063016 | Master Bedroom | 0.1232%
10636 | 1 | 1 |  | Manual | 1 | Ceiling Fixture | Halogen |  | MR | 2 | 50 | Bathroom | 106361 | Bathroom | 0.1232%
10636 | 1 | 2 |  | Manual | 1 | Wall Mount | Incandescent |  | Mini base | 1 | 7 | Bathroom | 106361 | Bathroom | 0.1232%
10636 | 1 | 3 |  | Manual | 1 | Ceiling Fixture | Compact Fluorescent |  | Twist | 2 | 15 | Bathroom | 106361 | Bathroom | 0.1232%
10636 | 2 | 1 |  | Manual | 1 | Wall Mount | Incandescent |  | Standard A Lamp | 1 | 75 | Closet | 106362 | Closet | 0.1232%
10636 | 3 | 1 |  | Manual | 4 | Table | Compact Fluorescent |  | Twist | 1 | 15 | Laundry Room | 106363 | Laundry Room | 0.1232%
10636 | 3 | 2 |  | Manual | 1 | Torchiere | Compact Fluorescent |  | Twist | 1 | 15 | Laundry Room | 106363 | Laundry Room | 0.1232%
10636 | 3 | 3 |  | Manual | 1 | Table | Incandescent |  | Standard A Lamp | 1 | 60 | Laundry Room | 106363 | Laundry Room | 0.1232%
10636 | 3 | 4 |  | Manual | 1 | Wall Mount | Incandescent |  | Reflector | 1 | 60 | Laundry Room | 106363 | Laundry Room | 0.1232%
10636 | 4 | 1 |  | Manual | 1 | Ceiling Fixture | Incandescent |  | Standard A Lamp | 1 | 60 | Other | 106364 | Other | 0.1232%
10636 | 5 | 1 |  | Manual | 1 | Ceiling Fixture | Compact Fluorescent |  | Twist | 2 | 15 | Hall | 106365 | Hall | 0.1232%
10636 | 6 | 1 |  | Manual | 1 | Recessed Can | Compact Fluorescent |  | Reflector | 1 | 15 | Master Bedroom | 106366 | Master Bedroom | 0.1232%
10636 | 6 | 2 |  | Manual | 1 | Table | Compact Fluorescent |  | Twist | 1 | 7 | Master Bedroom | 106366 | Master Bedroom | 0.1232%
10636 | 7 | 1 |  | Manual | 1 | Other | Compact Fluorescent |  | Twist | 2 | 15 | Kitchen | 106367 | Kitchen | 0.1232%
10636 | 7 | 2 |  | Manual | 1 | Ceiling Fixture | Halogen |  | MR | 1 | 50 | Kitchen | 106367 | Kitchen | 0.1232%
10636 | 7 | 3 |  | Manual | 1 | Ceiling Fixture | Halogen |  | MR | 2 | 50 | Kitchen | 106367 | Kitchen | 0.1232%
10636 | 7 | 4 |  | Manual | 1 | Ceiling Fixture | Other |  | LED Interior | 2 | 5 | Kitchen | 106367 | Kitchen | 0.1232%
10636 | 8 | 1 |  | Manual | 1 | Ceiling Fixture | Compact Fluorescent |  | Twist | 1 | 15 | Laundry Room | 106368 | Laundry Room | 0.1232%
10636 | 9 | 1 |  | Manual | 1 | Table | Incandescent |  | Mini base | 1 | 75 | Master Bedroom | 106369 | Master Bedroom | 0.1232%
10636 | 9 | 2 |  | Manual | 1 | Ceiling Fixture | Incandescent |  | Reflector | 1 | 65 | Master Bedroom | 106369 | Master Bedroom | 0.1232%
10636 | 10 | 1 |  | Manual | 1 | Ceiling Fixture | Compact Fluorescent |  | Twist | 1 | 15 | Closet | 1063610 | Closet | 0.1232%
10636 | 11 | 1 |  | Manual | 1 | Ceiling Fixture | Linear Fluorescent | 48 | T-12 | 2 | 40 | Garage | 1063611 | Garage | 0.1232%
10637 | 1 | 1 |  | Motion | 1 | Wall Mount | Other |  | LED Interior | 1 | 6 | Bathroom | 106371 | Bathroom | 0.02952%
10637 | 1 | 2 |  | Manual | 1 | Wall Mount | Halogen |  | MR | 1 | 50 | Bathroom | 106371 | Bathroom | 0.02952%
10637 | 2 | 1 |  | Manual | 1 | Ceiling Fixture | Compact Fluorescent |  | Twist | 2 | 15 | Bedroom | 106372 | Bedroom | 0.02952%
10637 | 2 | 2 |  | Manual | 2 | Table | Incandescent |  | Standard A Lamp | 1 | 60 | Bedroom | 106372 | Bedroom | 0.02952%
10637 | 3 | 1 |  | Manual | 1 | Ceiling Fixture | Halogen |  | PAR | 4 | 32 | Office | 106373 | Office | 0.02952%
10637 | 4 | 1 |  | Manual | 1 | Chandelier (Hanging) | Incandescent |  | Other | 9 | 15 | Dining Room | 106374 | Dining Room | 0.02952%
10637 | 5 | 1 |  | Manual | 1 | Track | Halogen |  | PAR | 5 | 32 | Hall | 106375 | Hall | 0.02952%
10637 | 5 | 2 |  | Manual | 2 | Recessed - other | Other |  | LED Interior | 1 | 6 | Hall | 106375 | Hall | 0.02952%
10637 | 5 | 3 |  | Manual | 1 | Chandelier (Hanging) | Compact Fluorescent |  | Twist | 3 | 15 | Hall | 106375 | Hall | 0.02952%
10637 | 6 | 1 |  | Manual | 2 | Ceiling Fixture | Compact Fluorescent |  | Twist | 2 | 15 | Hall | 106376 | Hall | 0.02952%
10637 | 7 | 1 |  | Manual | 3 | Ceiling Fixture | Compact Fluorescent |  | Twist | 1 | 15 | Kitchen | 106377 | Kitchen | 0.02952%
10637 | 7 | 2 |  | Manual | 8 | Recessed Can | Compact Fluorescent |  | Reflector | 1 | 22 | Kitchen | 106377 | Kitchen | 0.02952%
10637 | 8 | 1 |  | Manual | 1 | Ceiling Fixture | Linear Fluorescent | 48 | T-8 | 2 | 32 | Laundry Room | 106378 | Laundry Room | 0.02952%
10637 | 9 | 1 |  | Manual | 3 | Ceiling Fixture | Compact Fluorescent |  | Reflector | 1 | 22 | Living Room | 106379 | Living Room | 0.02952%
10637 | 9 | 2 |  | Manual | 1 | Recessed Can | Compact Fluorescent |  | Reflector | 2 | 22 | Living Room | 106379 | Living Room | 0.02952%
10637 | 9 | 3 |  | Manual | 1 | Table | Incandescent |  | Standard A Lamp | 1 | 100 | Living Room | 106379 | Living Room | 0.02952%
10637 | 9 | 4 |  | Manual | 1 | Recessed - other | Other |  | LED Interior | 1 | 6 | Living Room | 106379 | Living Room | 0.02952%
10637 | 10 | 1 |  | Manual | 4 | Wall Mount | Compact Fluorescent |  | Pin base | 1 | 28 | Bathroom | 1063710 | Bathroom | 0.02952%
10637 | 11 | 1 |  | Manual | 1 | Ceiling Fan | Compact Fluorescent |  | Twist | 2 | 15 | Bedroom | 1063711 | Bedroom | 0.02952%
10637 | 11 | 2 |  | Manual | 2 | Table | Incandescent |  | Standard A Lamp | 1 | 60 | Bedroom | 1063711 | Bedroom | 0.02952%
10637 | 12 | 1 |  | Manual | 2 | Ceiling Fixture | Linear Fluorescent | 48 | T-8 | 2 | 32 | Closet | 1063712 | Closet | 0.02952%
10638 | 1 | 1 |  | Manual | 1 | Wall Mount | Compact Fluorescent |  | Twist | 3 | 13 | Bathroom | 106381 | Bathroom | 0.03789%
10638 | 1 | 2 |  | Manual | 1 | Ceiling Fixture | Incandescent |  | Heat Lamp | 1 | 150 | Bathroom | 106381 | Bathroom | 0.03789%
10638 | 2 | 1 |  | Manual | 1 | Ceiling Fixture | Incandescent |  | Clear | 1 | 40 | Bedroom | 106382 | Bedroom | 0.03789%
10638 | 3 | 1 |  | Manual | 1 | Ceiling Fixture | Incandescent |  | Globe | 1 | 40 | Hall | 106383 | Hall | 0.03789%
10638 | 4 | 1 |  | Manual | 1 | Ceiling Fixture | Compact Fluorescent |  | Twist | 1 | 23 | Kitchen | 106384 | Kitchen | 0.03789%
10638 | 5 | 1 |  | Manual | 1 | Ceiling Fixture | Compact Fluorescent |  | Twist | 1 | 23 | Laundry Room | 106385 | Laundry Room | 0.03789%
10638 | 6 | 1 |  | Manual | 1 | Wall Mount | Incandescent |  | Standard A Lamp | 1 | 100 | Living Room | 106386 | Living Room | 0.03789%
10638 | 6 | 2 |  | Manual | 1 | Ceiling Fixture | Compact Fluorescent |  | Twist | 1 | 13 | Living Room | 106386 | Living Room | 0.03789%
10638 | 7 | 1 |  | Manual | 1 | Table | Compact Fluorescent |  | Twist | 1 | 13 | Master Bedroom | 106387 | Master Bedroom | 0.03789%
10638 | 8 | 1 |  | Manual | 1 | Ceiling Fixture | Incandescent |  | Standard A Lamp | 1 | 75 | Office | 106388 | Office | 0.03789%
10649 | 1 | 1 |  | Manual | 6 | Recessed Can | Incandescent |  | Reflector | 1 | 65 | Bathroom | 106491 | Bathroom | 0.1723%
10649 | 2 | 1 |  | Manual | 1 | Ceiling Fixture | Compact Fluorescent |  | Twist | 2 | 13 | Bedroom | 106492 | Bedroom | 0.1723%
10649 | 2 | 2 |  | Manual | 1 | Floor lamp | Incandescent |  | Decorative | 3 | 25 | Bedroom | 106492 | Bedroom | 0.1723%
10649 | 3 | 1 |  | Manual | 1 | Chandelier (Hanging) | Compact Fluorescent |  | Twist | 3 | 13 | Dining Room | 106493 | Dining Room | 0.1723%
10649 | 3 | 2 |  | Manual | 2 | Recessed Can | Incandescent |  | Reflector | 1 | 65 | Dining Room | 106493 | Dining Room | 0.1723%
10649 | 4 | 1 |  | Manual | 7 | Ceiling Fixture | Linear Fluorescent | 48 | T-12 | 2 | 25 | Garage | 106494 | Garage | 0.1723%
10649 | 4 | 2 |  | Manual | 1 | Ceiling Fixture | Compact Fluorescent |  | A shape bulb | 1 | 15 | Garage | 106494 | Garage | 0.1723%
10649 | 5 | 1 |  | Manual | 1 | Ceiling Fixture | Compact Fluorescent |  | Twist | 1 | 13 | Bathroom | 106495 | Bathroom | 0.1723%
10649 | 6 | 1 |  | Manual | 2 | Ceiling Fixture | Incandescent |  | Globe | 4 | 60 | Hall | 106496 | Hall | 0.1723%
10649 | 7 | 1 | surveyor marked wattage as unk, changed to 25 | Manual | 2 | Wall Mount | Incandescent |  | Mini base | 1 | 25 | Kitchen | 106497 | Kitchen | 0.1723%
10649 | 7 | 2 |  | Manual | 1 | Ceiling Fixture | Compact Fluorescent |  | Twist | 4 | 13 | Kitchen | 106497 | Kitchen | 0.1723%
10649 | 8 | 1 |  | Manual | 1 | Ceiling Fixture | Compact Fluorescent |  | Twist | 1 | 13 | Laundry Room | 106498 | Laundry Room | 0.1723%
10649 | 9 | 1 |  | Manual | 2 | Floor lamp | Compact Fluorescent |  | Twist | 1 | 13 | Living Room | 106499 | Living Room | 0.1723%
10649 | 9 | 2 |  | Manual | 1 | Floor lamp | Incandescent |  | Decorative | 1 | 40 | Living Room | 106499 | Living Room | 0.1723%
10649 | 9 | 3 |  | Manual | 1 | Floor lamp | Compact Fluorescent |  | A shape bulb | 1 | 15 | Living Room | 106499 | Living Room | 0.1723%
10649 | 10 | 1 |  | Manual | 1 | Ceiling Fixture | Compact Fluorescent |  | Twist | 1 | 13 | Master Bedroom | 1064910 | Master Bedroom | 0.1723%
10649 | 11 | 1 |  | Manual | 1 | Floor lamp | Compact Fluorescent |  | Twist | 1 | 13 | Family Room | 1064911 | Family Room | 0.1723%
10649 | 11 | 2 |  | Manual | 1 | Ceiling Fan | Incandescent |  | Decorative | 4 | 40 | Family Room | 1064911 | Family Room | 0.1723%
10657 | 1 | 1 |  | Manual | 3 | Architectural | Incandescent |  | Standard A Lamp | 1 | 60 | Other | 106571 | Other | 0.03789%
10657 | 2 | 1 |  | Manual | 1 | Ceiling Fixture | Incandescent |  | Heat Lamp | 2 | 250 | Bathroom | 106572 | Bathroom | 0.03789%
10657 | 2 | 2 |  | Manual | 1 | Track | Compact Fluorescent |  | Globe | 1 | 9 | Bathroom | 106572 | Bathroom | 0.03789%
10657 | 3 | 1 |  | Manual | 2 | Recessed Can | Incandescent |  | Reflector | 1 | 65 | Hall | 106573 | Hall | 0.03789%
10657 | 4 | 1 |  | Manual | 2 | Ceiling Fixture | Incandescent |  | Standard A Lamp | 2 | 40 | Kitchen | 106574 | Kitchen | 0.03789%
10657 | 4 | 2 |  | Photo/motion | 1 | Other | Incandescent |  | Mini base | 1 | 100 | Kitchen | 106574 | Kitchen | 0.03789%
10657 | 5 | 1 |  | Manual | 1 | Ceiling Fixture | Incandescent |  | Standard A Lamp | 2 | 40 | Hall | 106575 | Hall | 0.03789%
10657 | 6 | 1 |  | Dimmer | 6 | Recessed Can | Incandescent |  | Reflector | 1 | 60 | Living Room | 106576 | Living Room | 0.03789%
10657 | 7 | 1 |  | Manual | 1 | Wall Mount | Compact Fluorescent |  | Globe | 2 | 9 | Bathroom | 106577 | Bathroom | 0.03789%
10657 | 7 | 2 |  | Manual | 1 | Other | Compact Fluorescent |  | Globe | 1 | 9 | Bathroom | 106577 | Bathroom | 0.03789%
10657 | 8 | 1 |  | Dimmer | 1 | Recessed Can | Incandescent |  | Reflector | 1 | 65 | Master Bedroom | 106578 | Master Bedroom | 0.03789%
10657 | 9 | 1 |  | Manual | 1 | Ceiling Fixture | Incandescent |  | Standard A Lamp | 2 | 40 | Office | 106579 | Office | 0.03789%
10657 | 10 | 1 |  | Dimmer | 2 | Ceiling Fixture | Incandescent |  | Standard A Lamp | 2 | 40 | Living Room | 1065710 | Living Room | 0.03789%
10657 | 10 | 2 |  | Manual | 1 | Floor lamp | Compact Fluorescent |  | Pin base | 1 | 23 | Living Room | 1065710 | Living Room | 0.03789%
10658 | 1 | 1 |  | Manual | 2 | Floor lamp | Compact Fluorescent |  | Twist | 1 | 19 | Living Room | 106581 | Living Room | 0.0364%
10658 | 1 | 2 |  | Manual | 1 | Table | Compact Fluorescent |  | Twist | 1 | 19 | Living Room | 106581 | Living Room | 0.0364%
10658 | 1 | 3 |  | Manual | 1 | Track | Halogen |  | MR | 4 | 50 | Living Room | 106581 | Living Room | 0.0364%
10658 | 2 | 1 |  | Manual | 1 | Ceiling Fixture | Compact Fluorescent |  | Twist | 4 | 19 | Kitchen | 106582 | Kitchen | 0.0364%
10658 | 2 | 2 |  | Manual | 1 | Ceiling Fixture | Linear Fluorescent | 48 | T-12 | 2 | 40 | Kitchen | 106582 | Kitchen | 0.0364%
10658 | 2 | 3 |  | Manual | 1 | Ceiling Fixture | Compact Fluorescent |  | Twist | 1 | 19 | Kitchen | 106582 | Kitchen | 0.0364%
10658 | 3 | 1 |  | Manual | 1 | Ceiling Fixture | Compact Fluorescent |  | Twist | 1 | 19 | Laundry Room | 106583 | Laundry Room | 0.0364%
10658 | 4 | 1 |  | Manual | 2 | Ceiling Fixture | Linear Fluorescent | 48 | T-8 | 2 | 32 | Garage | 106584 | Garage | 0.0364%
10658 | 4 | 2 |  | Manual | 1 | Ceiling Fixture | Linear Fluorescent | 48 | T-12 | 2 | 40 | Garage | 106584 | Garage | 0.0364%
10658 | 4 | 3 |  | Manual | 2 | Garage door opener | Incandescent |  | Standard A Lamp | 2 | 60 | Garage | 106584 | Garage | 0.0364%
10658 | 4 | 4 |  | Manual | 1 | Wall Mount | Incandescent |  | Mini base | 1 | 60 | Garage | 106584 | Garage | 0.0364%
10658 | 5 | 1 |  | Manual | 2 | Wall Mount | Compact Fluorescent |  | Twist | 1 | 23 | Closet | 106585 | Closet | 0.0364%
10658 | 6 | 1 |  | Manual | 2 | Ceiling Fixture | Compact Fluorescent |  | Twist | 2 | 23 | Family Room | 106586 | Family Room | 0.0364%
10658 | 6 | 2 |  | Manual | 1 | Track | Incandescent |  | Reflector | 2 | 75 | Family Room | 106586 | Family Room | 0.0364%
10658 | 7 | 1 |  | Manual | 1 | Ceiling Fixture | Compact Fluorescent |  | Twist | 1 | 23 | Closet | 106587 | Closet | 0.0364%
10658 | 8 | 1 |  | Manual | 1 | Ceiling Fixture | Compact Fluorescent |  | Twist | 1 | 19 | Hall | 106588 | Hall | 0.0364%
10658 | 9 | 1 |  | Dimmer | 1 | Ceiling Fixture | Incandescent |  | Standard A Lamp | 3 | 100 | Dining Room | 106589 | Dining Room | 0.0364%
10658 | 10 | 1 |  | Manual | 1 | Ceiling Fixture | Compact Fluorescent |  | Twist | 2 | 19 | Hall | 1065810 | Hall | 0.0364%
10658 | 11 | 1 |  | Manual | 1 | Ceiling Fixture | Compact Fluorescent |  | Twist | 2 | 19 | Bedroom | 1065811 | Bedroom | 0.0364%
10658 | 11 | 2 |  | Manual | 1 | Table | Incandescent |  | 3-Way Incandescent | 1 | 100 | Bedroom | 1065811 | Bedroom | 0.0364%
10658 | 12 | 1 |  | Manual | 1 | Ceiling Fixture | Incandescent |  | Standard A Lamp | 1 | 100 | Bathroom | 1065812 | Bathroom | 0.0364%
10658 | 12 | 2 |  | Manual | 1 | High bay | Halogen |  | MR | 3 | 100 | Bathroom | 1065812 | Bathroom | 0.0364%
10658 | 13 | 1 |  | Manual | 1 | Ceiling Fixture | Compact Fluorescent |  | Twist | 2 | 19 | Master Bedroom | 1065813 | Master Bedroom | 0.0364%
10658 | 13 | 2 |  | Dimmer | 1 | Floor lamp | Incandescent |  | Standard A Lamp | 1 | 100 | Master Bedroom | 1065813 | Master Bedroom | 0.0364%
10658 | 13 | 3 |  | Manual | 1 | Table | Compact Fluorescent |  | Twist | 1 | 19 | Master Bedroom | 1065813 | Master Bedroom | 0.0364%
10658 | 14 | 1 |  | Manual | 1 | Ceiling Fixture | Incandescent |  | Heat Lamp | 1 | 150 | Bathroom | 1065814 | Bathroom | 0.0364%
10658 | 14 | 2 |  | Manual | 1 | Wall Mount | Incandescent |  | Decorative | 3 | 60 | Bathroom | 1065814 | Bathroom | 0.0364%
10658 | 15 | 1 |  | Manual | 1 | Ceiling Fixture | Compact Fluorescent |  | Twist | 2 | 19 | Bedroom | 1065815 | Bedroom | 0.0364%
10661 | 1 | 1 |  | Dimmer | 1 | Wall Mount | Compact Fluorescent |  | Twist | 2 | 15 | Bathroom | 106611 | Bathroom | 0.03789%
10661 | 2 | 1 |  | Manual | 1 | Ceiling Fixture | Compact Fluorescent |  | Twist | 1 | 15 | Bedroom | 106612 | Bedroom | 0.03789%
10661 | 3 | 1 |  | Dimmer | 1 | Ceiling Fixture | Compact Fluorescent |  | Twist | 2 | 15 | Bedroom | 106613 | Bedroom | 0.03789%
10661 | 4 | 1 |  | Dimmer | 1 | Chandelier (Hanging) | Incandescent |  | Mini base | 5 | 25 | Dining Room | 106614 | Dining Room | 0.03789%
10661 | 5 | 1 |  | Manual | 1 | Ceiling Fixture | Linear Fluorescent | 48 | T-12 | 2 | 32 | Garage | 106615 | Garage | 0.03789%
10661 | 6 | 1 |  | Manual | 1 | Ceiling Fixture | Incandescent |  | Decorative | 1 | 60 | Hall | 106616 | Hall | 0.03789%
10661 | 7 | 1 |  | Manual | 4 | Recessed Can | Compact Fluorescent |  | Reflector | 1 | 7 | Kitchen | 106617 | Kitchen | 0.03789%
10661 | 8 | 1 |  | Manual | 1 | Ceiling Fixture | Incandescent |  | Standard A Lamp | 1 | 60 | Laundry Room | 106618 | Laundry Room | 0.03789%
10661 | 9 | 1 |  | Manual | 1 | Ceiling Fixture | Compact Fluorescent |  | A shape bulb | 2 | 15 | Living Room | 106619 | Living Room | 0.03789%
10661 | 9 | 2 |  | Manual | 1 | Table | Compact Fluorescent |  | A shape bulb | 1 | 15 | Living Room | 106619 | Living Room | 0.03789%
10661 | 10 | 1 |  | Manual | 1 | Wall Mount | Incandescent |  | Standard A Lamp | 1 | 60 | Bathroom | 1066110 | Bathroom | 0.03789%
10661 | 11 | 1 |  | Manual | 1 | Ceiling Fixture | Incandescent |  | Standard A Lamp | 2 | 60 | Bedroom | 1066111 | Bedroom | 0.03789%
10661 | 12 | 1 |  | Manual | 2 | Wall Mount | Incandescent |  | Standard A Lamp | 1 | 60 | Office | 1066112 | Office | 0.03789%
10661 | 13 | 1 |  | Manual | 1 | Wall Mount | Incandescent |  | Standard A Lamp | 1 | 60 | Hall | 1066113 | Hall | 0.03789%
10664 | 1 | 1 |  | Dimmer | 4 | Recessed Can | Incandescent |  | Reflector | 1 | 65 | Living Room | 106641 | Living Room | 0.2054%
10664 | 2 | 1 |  | Manual | 9 | Recessed Can | Incandescent |  | Reflector | 1 | 65 | Living Room | 106642 | Living Room | 0.2054%
10664 | 3 | 1 |  | Dimmer | 4 | Recessed Can | Incandescent |  | Reflector | 1 | 65 | Bedroom | 106643 | Bedroom | 0.2054%
10664 | 4 | 1 |  | Manual | 2 | Recessed Can | Incandescent |  | Reflector | 1 | 65 | Bathroom | 106644 | Bathroom | 0.2054%
10664 | 5 | 1 |  | Manual | 1 | Ceiling Fixture | Incandescent |  | Standard A Lamp | 1 | 60 | Bathroom | 106645 | Bathroom | 0.2054%
10664 | 5 | 2 |  | Manual | 1 | Wall Mount | Incandescent |  | Standard A Lamp | 3 | 60 | Bathroom | 106645 | Bathroom | 0.2054%
10664 | 6 | 1 |  | Manual | 1 | Ceiling Fan | Incandescent |  | Standard A Lamp | 2 | 75 | Bedroom | 106646 | Bedroom | 0.2054%
10664 | 6 | 2 |  | Manual | 1 | Ceiling Fan | Compact Fluorescent |  | A shape bulb | 1 | 11 | Bedroom | 106646 | Bedroom | 0.2054%
10664 | 6 | 3 |  | Manual | 1 | Floor lamp | Incandescent |  | Standard A Lamp | 1 | 75 | Bedroom | 106646 | Bedroom | 0.2054%
10664 | 7 | 1 |  | Manual | 1 | Ceiling Fixture | Halogen |  | PAR | 3 | 35 | Bedroom | 106647 | Bedroom | 0.2054%
10664 | 8 | 1 |  | Manual | 1 | Chandelier (Hanging) | Incandescent |  | Standard A Lamp | 1 | 100 | Dining Room | 106648 | Dining Room | 0.2054%
10664 | 9 | 1 |  | Manual | 1 | Wall Mount | Incandescent |  | Mini base | 1 | 40 | Bedroom | 106649 | Bedroom | 0.2054%
10664 | 9 | 2 |  | Manual | 1 | Wall Mount | Incandescent |  | Decorative | 1 | 25 | Bedroom | 106649 | Bedroom | 0.2054%
10664 | 10 | 1 |  | Manual | 1 | Ceiling Fixture | Compact Fluorescent |  | A shape bulb | 1 | 22 | Closet | 1066410 | Closet | 0.2054%
10664 | 11 | 1 |  | Manual | 1 | Recessed Can | Incandescent |  | Standard A Lamp | 1 | 100 | Closet | 1066411 | Closet | 0.2054%
10664 | 12 | 1 |  | Manual | 1 | Chandelier (Hanging) | Incandescent |  | Standard A Lamp | 6 | 60 | Dining Room | 1066412 | Dining Room | 0.2054%
10664 | 12 | 2 |  | Manual | 1 | Floor lamp | Incandescent |  | Standard A Lamp | 1 | 60 | Dining Room | 1066412 | Dining Room | 0.2054%
10664 | 13 | 1 |  | Manual | 1 | Ceiling Fixture | Incandescent |  | Standard A Lamp | 1 | 60 | Hall | 1066413 | Hall | 0.2054%
10664 | 14 | 1 |  | Manual | 1 | Wall Mount | Incandescent |  | Standard A Lamp | 1 | 60 | Other | 1066414 | Other | 0.2054%
10664 | 15 | 1 |  | Manual | 1 | Ceiling Fixture | Incandescent |  | Standard A Lamp | 1 | 60 | Hall | 1066415 | Hall | 0.2054%
10664 | 16 | 1 |  | Manual | 1 | Wall Mount | Incandescent |  | Standard A Lamp | 1 | 100 | Hall | 1066416 | Hall | 0.2054%
10664 | 17 | 1 |  | Manual | 1 | Ceiling Fixture | Incandescent |  | Standard A Lamp | 1 | 60 | Hall | 1066417 | Hall | 0.2054%
10664 | 18 | 1 |  | Manual | 1 | Ceiling Fixture | Incandescent |  | Standard A Lamp | 3 | 100 | Kitchen | 1066418 | Kitchen | 0.2054%
10664 | 18 | 2 |  | Manual | 1 | Low bay | Incandescent |  | Standard A Lamp | 1 | 60 | Kitchen | 1066418 | Kitchen | 0.2054%
10664 | 19 | 1 |  | Manual | 1 | Ceiling Fixture | Incandescent |  | Standard A Lamp | 1 | 100 | Laundry Room | 1066419 | Laundry Room | 0.2054%
10664 | 20 | 1 |  | Manual | 1 | Floor lamp | Incandescent |  | Standard A Lamp | 1 | 60 | Living Room | 1066420 | Living Room | 0.2054%
10664 | 20 | 2 |  | Manual | 1 | Table | Incandescent |  | Standard A Lamp | 1 | 100 | Living Room | 1066420 | Living Room | 0.2054%
10664 | 20 | 3 |  | Manual | 1 | Table | Compact Fluorescent |  | Twist | 1 | 13 | Living Room | 1066420 | Living Room | 0.2054%
10664 | 21 | 1 |  | Dimmer | 1 | Wall Mount | Incandescent |  | Globe | 6 | 40 | Bathroom | 1066421 | Bathroom | 0.2054%
10664 | 22 | 1 |  | Manual | 1 | Table | Incandescent |  | Standard A Lamp | 1 | 60 | Master Bedroom | 1066422 | Master Bedroom | 0.2054%
10664 | 23 | 1 |  | Manual | 1 | Ceiling Fixture | Incandescent |  | Standard A Lamp | 1 | 60 | Closet | 1066423 | Closet | 0.2054%
10664 | 24 | 1 |  | Manual | 1 | Ceiling Fixture | Incandescent |  | Standard A Lamp | 2 | 60 | Hall | 1066424 | Hall | 0.2054%
10681 | 1 | 1 |  | Manual | 2 | Ceiling Fixture | Incandescent |  | Standard A Lamp | 2 | 40 | Bedroom | 106811 | Bedroom | 0.04979%
10681 | 2 | 1 |  | Manual | 3 | Ceiling Fixture | Linear Fluorescent | 96 | T-12 | 2 | 40 | Bedroom | 106812 | Bedroom | 0.04979%
10681 | 2 | 2 |  | Manual | 3 | Table | Incandescent |  | Standard A Lamp | 1 | 60 | Bedroom | 106812 | Bedroom | 0.04979%
10681 | 2 | 3 |  | Dimmer | 1 | Floor lamp | Compact Fluorescent |  | Twist | 1 | 15 | Bedroom | 106812 | Bedroom | 0.04979%
10681 | 3 | 1 |  | Manual | 14 | Recessed Can | Compact Fluorescent |  | Reflector | 1 | 15 | Kitchen | 106813 | Kitchen | 0.04979%
10681 | 3 | 2 |  | Manual | 1 | Table | Compact Fluorescent |  | Twist | 1 | 15 | Kitchen | 106813 | Kitchen | 0.04979%
10681 | 3 | 3 |  | Motion | 6 | Track | Halogen |  | PAR | 1 | 50 | Kitchen | 106813 | Kitchen | 0.04979%
10681 | 3 | 4 |  | Dimmer | 3 | Recessed Can | Incandescent |  | Reflector | 1 | 60 | Kitchen | 106813 | Kitchen | 0.04979%
10681 | 4 | 1 |  | Manual | 1 | Ceiling Fixture | Incandescent |  | Standard A Lamp | 3 | 40 | Master Bedroom | 106814 | Master Bedroom | 0.04979%
10681 | 4 | 2 |  | Manual | 2 | Table | Incandescent |  | 3-Way Incandescent | 1 | 125 | Master Bedroom | 106814 | Master Bedroom | 0.04979%
10681 | 4 | 3 |  | Manual | 2 | Wall Mount | Incandescent |  | Mini base | 1 | 25 | Master Bedroom | 106814 | Master Bedroom | 0.04979%
10681 | 5 | 1 |  | Manual | 6 | Recessed Can | Compact Fluorescent |  | Reflector | 1 | 15 | Bathroom | 106815 | Bathroom | 0.04979%
10681 | 5 | 2 |  | Manual | 1 | Wall Mount | Halogen |  | PAR | 1 | 50 | Bathroom | 106815 | Bathroom | 0.04979%
10681 | 6 | 1 |  | Manual | 1 | Ceiling Fixture | Incandescent |  | Standard A Lamp | 2 | 60 | Closet | 106816 | Closet | 0.04979%
10681 | 7 | 1 |  | Manual | 2 | Ceiling Fixture | Incandescent |  | Decorative | 1 | 60 | Bedroom | 106817 | Bedroom | 0.04979%
10681 | 8 | 1 |  | Manual | 2 | Ceiling Fixture | Linear Fluorescent | 48 | T-12 | 1 | 40 | Other | 106818 | Other | 0.04979%
10681 | 9 | 1 |  | Manual | 1 | Ceiling Fixture | Compact Fluorescent |  | Twist | 1 | 15 | Hall | 106819 | Hall | 0.04979%
10681 | 10 | 1 |  | Manual | 2 | Wall Mount | Compact Fluorescent |  | Twist | 3 | 15 | Bathroom | 1068110 | Bathroom | 0.04979%
10681 | 11 | 1 |  | Manual | 1 | Ceiling Fixture | Incandescent |  | Globe | 4 | 40 | Family Room | 1068111 | Family Room | 0.04979%
10681 | 11 | 2 |  | Manual | 1 | Ceiling Fixture | Compact Fluorescent |  | Twist | 4 | 15 | Family Room | 1068111 | Family Room | 0.04979%
10681 | 11 | 3 |  | Manual | 1 | Table | Incandescent |  | Standard A Lamp | 1 | 60 | Family Room | 1068111 | Family Room | 0.04979%
10681 | 11 | 4 |  | Manual | 1 | Floor lamp | Incandescent |  | Standard A Lamp | 1 | 60 | Family Room | 1068111 | Family Room | 0.04979%
10681 | 12 | 1 |  | Manual | 2 | Ceiling Fixture | Linear Fluorescent | 96 | T-12 | 1 | 40 | Office | 1068112 | Office | 0.04979%
10681 | 13 | 1 |  | Manual | 1 | Ceiling Fixture | Incandescent |  | Standard A Lamp | 2 | 60 | Laundry Room | 1068113 | Laundry Room | 0.04979%
10681 | 14 | 1 |  | Manual | 2 | Ceiling Fan | Linear Fluorescent | 48 | T-12 | 2 | 40 | Garage | 1068114 | Garage | 0.04979%
10681 | 14 | 2 |  | Manual | 1 | Garage door opener | Incandescent |  | Standard A Lamp | 2 | 40 | Garage | 1068114 | Garage | 0.04979%
10681 | 15 | 1 |  | Manual | 1 | Ceiling Fixture | Compact Fluorescent |  | Twist | 2 | 15 | Hall | 1068115 | Hall | 0.04979%
10681 | 16 | 1 |  | Dimmer | 1 | Chandelier (Hanging) | Incandescent |  | Standard A Lamp | 5 | 60 | Dining Room | 1068116 | Dining Room | 0.04979%
10681 | 16 | 2 |  | Dimmer | 2 | Ceiling Fixture | Halogen |  | PAR | 1 | 50 | Dining Room | 1068116 | Dining Room | 0.04979%
10681 | 17 | 1 |  | Manual | 4 | Recessed Can | Compact Fluorescent |  | Twist | 1 | 15 | Living Room | 1068117 | Living Room | 0.04979%
10681 | 17 | 2 |  | Manual | 1 | Floor lamp | Incandescent |  | Standard A Lamp | 1 | 100 | Living Room | 1068117 | Living Room | 0.04979%
10681 | 17 | 3 |  | Manual | 1 | Floor lamp | Halogen |  | Quartz Tube | 1 | 100 | Living Room | 1068117 | Living Room | 0.04979%
10681 | 17 | 4 |  | Manual | 1 | Table | Compact Fluorescent |  | Twist | 1 | 22 | Living Room | 1068117 | Living Room | 0.04979%
10681 | 17 | 5 |  | Manual | 1 | Chandelier (Hanging) | Incandescent |  | Decorative | 3 | 25 | Living Room | 1068117 | Living Room | 0.04979%
10681 | 18 | 1 |  | Manual | 2 | Wall Mount | Incandescent |  | Standard A Lamp | 1 | 100 | Hall | 1068118 | Hall | 0.04979%
10681 | 19 | 1 |  | Manual | 1 | Wall Mount | Incandescent |  | Standard A Lamp | 4 | 60 | Bathroom | 1068119 | Bathroom | 0.04979%
10681 | 19 | 2 |  | Manual | 1 | Recessed - other | Compact Fluorescent |  | Decorative | 1 | 15 | Bathroom | 1068119 | Bathroom | 0.04979%
10681 | 20 | 1 |  | Manual | 1 | Ceiling Fixture | Incandescent |  | Standard A Lamp | 2 | 40 | Bedroom | 1068120 | Bedroom | 0.04979%
10681 | 20 | 2 |  | Manual | 1 | Table | Incandescent |  | Standard A Lamp | 1 | 60 | Bedroom | 1068120 | Bedroom | 0.04979%
10688 | 1 | 1 |  | Manual | 1 | Wall Mount | Incandescent |  | Standard A Lamp | 1 | 60 | Bathroom | 106881 | Bathroom | 0.0286%
10688 | 1 | 2 |  | Manual | 1 | Ceiling Fixture | Incandescent |  | Standard A Lamp | 1 | 60 | Bathroom | 106881 | Bathroom | 0.0286%
10688 | 2 | 1 |  | Manual | 1 | Ceiling Fixture | Compact Fluorescent |  | Twist | 1 | 13 | Bathroom | 106882 | Bathroom | 0.0286%
10688 | 2 | 2 |  | Manual | 1 | Wall Mount | Compact Fluorescent |  | Twist | 1 | 15 | Bathroom | 106882 | Bathroom | 0.0286%
10688 | 3 | 1 |  | Manual | 1 | Ceiling Fixture | Compact Fluorescent |  | Twist | 1 | 15 | Other | 106883 | Other | 0.0286%
10688 | 3 | 2 |  | Manual | 1 | Ceiling Fixture | Incandescent |  | Standard A Lamp | 2 | 40 | Other | 106883 | Other | 0.0286%
10688 | 4 | 1 |  | Manual | 1 | Ceiling Fixture | Linear Fluorescent | 48 | Fluorescent Other | 2 | 40 | Garage | 106884 | Garage | 0.0286%
10688 | 4 | 2 |  | Manual | 1 | Garage door opener | Incandescent |  | Clear | 1 | 25 | Garage | 106884 | Garage | 0.0286%
10688 | 4 | 3 |  | Manual | 1 | Ceiling Fixture | Compact Fluorescent |  | Twist | 1 | 22 | Garage | 106884 | Garage | 0.0286%
10688 | 5 | 1 |  | Manual | 1 | Ceiling Fixture | Compact Fluorescent |  | Twist | 2 | 15 | Kitchen | 106885 | Kitchen | 0.0286%
10688 | 5 | 2 |  | Manual | 1 | Wall Mount | Compact Fluorescent |  | Straight Tube | 1 | 20 | Kitchen | 106885 | Kitchen | 0.0286%
10688 | 5 | 3 |  | Manual | 1 | Other | Incandescent |  | Mini base | 1 | 5 | Kitchen | 106885 | Kitchen | 0.0286%
10688 | 5 | 4 |  | Manual | 1 | Chandelier (Hanging) | Incandescent |  | Standard A Lamp | 4 | 40 | Kitchen | 106885 | Kitchen | 0.0286%
10688 | 6 | 1 |  | Manual | 1 | Ceiling Fan | Compact Fluorescent |  | Twist | 4 | 15 | Bedroom | 106886 | Bedroom | 0.0286%
10688 | 6 | 2 |  | Manual | 2 | Table | Compact Fluorescent |  | Twist | 1 | 15 | Bedroom | 106886 | Bedroom | 0.0286%
10688 | 6 | 3 |  | Manual | 1 | Floor lamp | Compact Fluorescent |  | Twist | 1 | 9 | Bedroom | 106886 | Bedroom | 0.0286%
10688 | 7 | 1 |  | Manual | 1 | Ceiling Fixture | Incandescent |  | Standard A Lamp | 2 | 40 | Bedroom | 106887 | Bedroom | 0.0286%
10688 | 7 | 2 |  | Manual | 1 | Wall Mount | Linear Fluorescent | 48 | Fluorescent Other | 2 | 40 | Bedroom | 106887 | Bedroom | 0.0286%
10688 | 7 | 3 |  | Manual | 1 | Other | Incandescent |  | Mini base | 1 | 5 | Bedroom | 106887 | Bedroom | 0.0286%
10688 | 7 | 4 |  | Manual | 1 | Other | Compact Fluorescent |  | Twist | 1 | 15 | Bedroom | 106887 | Bedroom | 0.0286%
10688 | 8 | 1 |  | Manual | 1 | Ceiling Fixture | Incandescent |  | Standard A Lamp | 2 | 60 | Bedroom | 106888 | Bedroom | 0.0286%
10690 | 1 | 1 |  | Manual | 1 | Ceiling Fixture | Compact Fluorescent |  | Twist | 1 | 22 | Other | 106901 | Other | 0.0286%
10690 | 1 | 2 |  | Manual | 2 | Ceiling Fixture | Incandescent |  | Standard A Lamp | 1 | 60 | Other | 106901 | Other | 0.0286%
10690 | 2 | 1 |  | Manual | 2 | Ceiling Fixture | Compact Fluorescent |  | Twist | 1 | 22 | Bathroom | 106902 | Bathroom | 0.0286%
10690 | 2 | 2 |  | Manual | 1 | Recessed - other | Incandescent |  | Heat Lamp | 1 | 250 | Bathroom | 106902 | Bathroom | 0.0286%
10690 | 2 | 3 |  | Manual | 1 | Recessed - other | Incandescent |  | Standard A Lamp | 1 | 100 | Bathroom | 106902 | Bathroom | 0.0286%
10690 | 2 | 4 |  | Manual | 1 | Wall Mount | Incandescent |  | Globe | 6 | 40 | Bathroom | 106902 | Bathroom | 0.0286%
10690 | 3 | 1 |  | Manual | 1 | Recessed - other | Incandescent |  | Standard A Lamp | 1 | 60 | Bathroom | 106903 | Bathroom | 0.0286%
10690 | 4 | 1 |  | Manual | 1 | Ceiling Fixture | Compact Fluorescent |  | Twist | 1 | 15 | Bedroom | 106904 | Bedroom | 0.0286%
10690 | 5 | 1 |  | Manual | 2 | Wall Mount | Compact Fluorescent |  | Twist | 1 | 15 | Master Bedroom | 106905 | Master Bedroom | 0.0286%
10690 | 5 | 2 |  | Manual | 2 | Chandelier (Hanging) | Compact Fluorescent |  | Twist | 1 | 15 | Master Bedroom | 106905 | Master Bedroom | 0.0286%
10690 | 6 | 1 |  | Manual | 1 | Ceiling Fixture | Compact Fluorescent |  | Twist | 2 | 15 | Bedroom | 106906 | Bedroom | 0.0286%
10690 | 6 | 2 |  | Manual | 1 | Table | Incandescent |  | Standard A Lamp | 1 | 60 | Bedroom | 106906 | Bedroom | 0.0286%
10690 | 7 | 1 |  | Manual | 1 | Chandelier (Hanging) | Compact Fluorescent |  | Twist | 5 | 13 | Office | 106907 | Office | 0.0286%
10690 | 7 | 2 |  | Manual | 1 | Chandelier (Hanging) | Incandescent |  | Decorative | 5 | 40 | Office | 106907 | Office | 0.0286%
10690 | 7 | 3 |  | Manual | 1 | Table | Linear Fluorescent | 18 | T-8 | 1 | 15 | Office | 106907 | Office | 0.0286%
10690 | 8 | 1 |  | Manual | 1 | Recessed Can | Other |  | LED Interior | 1 | 7 | Hall | 106908 | Hall | 0.0286%
10690 | 9 | 1 |  | Manual | 1 | Ceiling Fixture | Other |  | LED Interior | 4 | 15 | Kitchen | 106909 | Kitchen | 0.0286%
10690 | 9 | 2 |  | Manual | 1 | Architectural | Compact Fluorescent |  | Twist | 1 | 15 | Kitchen | 106909 | Kitchen | 0.0286%
10690 | 10 | 1 |  | Manual | 1 | Recessed Can | Other |  | LED Interior | 1 | 12 | Laundry Room | 1069010 | Laundry Room | 0.0286%
10690 | 11 | 1 |  | Manual | 1 | Ceiling Fan | Compact Fluorescent |  | Twist | 4 | 15 | Living Room | 1069011 | Living Room | 0.0286%
10690 | 11 | 2 |  | Manual | 1 | Chandelier (Hanging) | Compact Fluorescent |  | Twist | 1 | 28 | Living Room | 1069011 | Living Room | 0.0286%
10690 | 11 | 3 |  | Manual | 1 | Table | Incandescent |  | Other | 1 | 40 | Living Room | 1069011 | Living Room | 0.0286%
10690 | 12 | 1 |  | Manual | 16 | Recessed Can | Incandescent |  | Decorative | 1 | 40 | Office | 1069012 | Office | 0.0286%
10695 | 1 | 1 |  | Manual | 1 | Track | Incandescent |  | Standard A Lamp | 1 | 60 | Laundry Room | 106951 | Laundry Room | 0.0364%
10695 | 2 | 1 |  | Manual | 1 | Ceiling Fan | Incandescent |  | Standard A Lamp | 1 | 60 | Family Room | 106952 | Family Room | 0.0364%
10695 | 2 | 2 |  | Manual | 1 | Table | Incandescent |  | Standard A Lamp | 1 | 75 | Family Room | 106952 | Family Room | 0.0364%
10695 | 3 | 1 |  | Manual | 1 | Ceiling Fixture | Linear Fluorescent | 48 | T-12 | 2 | 40 | Kitchen | 106953 | Kitchen | 0.0364%
10695 | 4 | 1 |  | Manual | 1 | Table | Compact Fluorescent |  | Twist | 1 | 15 | Bedroom | 106954 | Bedroom | 0.0364%
10695 | 5 | 1 |  | Manual | 1 | Ceiling Fixture | Linear Fluorescent | 48 | T-12 | 1 | 40 | Laundry Room | 106955 | Laundry Room | 0.0364%
10695 | 6 | 1 |  | Manual | 1 | Wall Mount | Incandescent |  | Globe | 6 | 40 | Bathroom | 106956 | Bathroom | 0.0364%
10695 | 7 | 1 |  | Manual | 2 | Ceiling Fixture | Compact Fluorescent |  | Twist | 1 | 15 | Bedroom | 106957 | Bedroom | 0.0364%
10696 | 1 | 1 |  | Manual | 1 | Chandelier (Hanging) | Incandescent |  | Globe | 5 | 60 | Dining Room | 106961 | Dining Room | 0.0364%
10696 | 2 | 1 |  | Manual | 1 | Ceiling Fixture | Compact Fluorescent |  | Twist | 2 | 15 | Office | 106962 | Office | 0.0364%
10696 | 2 | 2 |  | Manual | 1 | Other | Compact Fluorescent |  | Straight Tube | 1 | 22 | Office | 106962 | Office | 0.0364%
10696 | 3 | 1 |  | Manual | 1 | Ceiling Fixture | Compact Fluorescent |  | Twist | 2 | 22 | Other | 106963 | Other | 0.0364%
10696 | 4 | 1 |  | Manual | 1 | Wall Mount | Incandescent |  | Standard A Lamp | 2 | 60 | Bathroom | 106964 | Bathroom | 0.0364%
10696 | 5 | 1 |  | Manual | 1 | Ceiling Fixture | Incandescent |  | Standard A Lamp | 1 | 40 | Hall | 106965 | Hall | 0.0364%
10696 | 6 | 1 |  | Manual | 1 | Ceiling Fixture | Compact Fluorescent |  | Twist | 1 | 22 | Garage | 106966 | Garage | 0.0364%
10696 | 7 | 1 |  | Manual | 1 | Ceiling Fixture | Incandescent |  | Standard A Lamp | 2 | 60 | Laundry Room | 106967 | Laundry Room | 0.0364%
10696 | 7 | 2 |  | Manual | 1 | Table | Incandescent |  | Standard A Lamp | 1 | 100 | Laundry Room | 106967 | Laundry Room | 0.0364%
10696 | 8 | 1 |  | Manual | 2 | Table | Compact Fluorescent |  | Twist | 1 | 15 | Living Room | 106968 | Living Room | 0.0364%
10696 | 8 | 2 |  | Manual | 1 | Floor lamp | Incandescent |  | Standard A Lamp | 1 | 60 | Living Room | 106968 | Living Room | 0.0364%
10696 | 8 | 3 |  | Manual | 1 | Floor lamp | Halogen |  | MR | 1 | 100 | Living Room | 106968 | Living Room | 0.0364%
10696 | 9 | 1 |  | Manual | 2 | Ceiling Fixture | Incandescent |  | Standard A Lamp | 1 | 60 | Hall | 106969 | Hall | 0.0364%
10696 | 10 | 1 |  | Manual | 1 | Ceiling Fixture | Incandescent |  | Heat Lamp | 1 | 250 | Bathroom | 1069610 | Bathroom | 0.0364%
10696 | 10 | 2 |  | Manual | 1 | Wall Mount | Incandescent |  | Standard A Lamp | 2 | 40 | Bathroom | 1069610 | Bathroom | 0.0364%
10696 | 11 | 1 |  | Manual | 1 | Ceiling Fixture | Compact Fluorescent |  | Twist | 3 | 15 | Kitchen | 1069611 | Kitchen | 0.0364%
10696 | 11 | 2 |  | Manual | 1 | Ceiling Fixture | Incandescent |  | Standard A Lamp | 1 | 40 | Kitchen | 1069611 | Kitchen | 0.0364%
10696 | 12 | 1 |  | Manual | 1 | Garage door opener | Incandescent |  | Standard A Lamp | 1 | 60 | Hall | 1069612 | Hall | 0.0364%
10696 | 13 | 1 |  | Manual | 1 | Wall Mount | Incandescent |  | Standard A Lamp | 2 | 40 | Bathroom | 1069613 | Bathroom | 0.0364%
10696 | 13 | 2 |  | Manual | 1 | Ceiling Fixture | Incandescent |  | Heat Lamp | 2 | 250 | Bathroom | 1069613 | Bathroom | 0.0364%
10696 | 14 | 1 |  | Manual | 1 | Ceiling Fixture | Compact Fluorescent |  | Twist | 2 | 15 | Bedroom | 1069614 | Bedroom | 0.0364%
10696 | 15 | 1 |  | Manual | 1 | Ceiling Fixture | Compact Fluorescent |  | Twist | 2 | 15 | Master Bedroom | 1069615 | Master Bedroom | 0.0364%
10697 | 1 | 1 |  | Manual | 1 | Architectural | Incandescent |  | Standard A Lamp | 1 | 100 | Other | 106971 | Other | 0.03789%
10697 | 2 | 1 |  | Manual | 5 | Architectural | Incandescent |  | Standard A Lamp | 1 | 100 | Other | 106972 | Other | 0.03789%
10697 | 3 | 1 |  | Manual | 1 | Ceiling Fixture | Compact Fluorescent |  | Twist | 1 | 26 | Bathroom | 106973 | Bathroom | 0.03789%
10697 | 4 | 1 |  | Manual | 1 | Ceiling Fixture | Compact Fluorescent |  | Twist | 3 | 13 | Bedroom | 106974 | Bedroom | 0.03789%
10697 | 4 | 2 |  | Manual | 1 | Table | Compact Fluorescent |  | Twist | 1 | 13 | Bedroom | 106974 | Bedroom | 0.03789%
10697 | 5 | 1 |  | Manual | 1 | Ceiling Fixture | Incandescent |  | Standard A Lamp | 1 | 60 | Hall | 106975 | Hall | 0.03789%
10697 | 6 | 1 |  | Manual | 1 | Ceiling Fixture | Compact Fluorescent |  | A shape bulb | 2 | 15 | Kitchen | 106976 | Kitchen | 0.03789%
10697 | 6 | 2 |  | Manual | 1 | Ceiling Fixture | Incandescent |  | Standard A Lamp | 1 | 60 | Kitchen | 106976 | Kitchen | 0.03789%
10697 | 7 | 1 |  | Manual | 1 | Floor lamp | Compact Fluorescent |  | Twist | 1 | 20 | Living Room | 106977 | Living Room | 0.03789%
10697 | 7 | 2 |  | Manual | 1 | Table | Incandescent |  | Standard A Lamp | 1 | 60 | Living Room | 106977 | Living Room | 0.03789%
10697 | 8 | 1 |  | Manual | 1 | Table | Halogen |  | Other | 1 | 20 | Office | 106978 | Office | 0.03789%
10697 | 8 | 2 |  | Manual | 1 | Floor lamp | Compact Fluorescent |  | 3-Way CFL | 2 | 32 | Office | 106978 | Office | 0.03789%
10697 | 8 | 3 |  | Manual | 1 | Table | Compact Fluorescent |  | Twist | 1 | 13 | Office | 106978 | Office | 0.03789%
10697 | 9 | 1 |  | Manual | 1 | Architectural | Incandescent |  | Standard A Lamp | 1 | 60 | Garage | 106979 | Garage | 0.03789%
10699 | 1 | 1 |  | Manual | 1 | Wall Mount | Incandescent |  | Standard A Lamp | 6 | 75 | Bathroom | 106991 | Bathroom | 0.1723%
10699 | 1 | 2 |  | Manual | 1 | Ceiling Fixture | Halogen |  | PAR | 2 | 150 | Bathroom | 106991 | Bathroom | 0.1723%
10699 | 2 | 1 |  | Manual | 1 | Ceiling Fixture | Incandescent |  | Standard A Lamp | 2 | 60 | Bedroom | 106992 | Bedroom | 0.1723%
10699 | 3 | 1 |  | Manual | 1 | Ceiling Fixture | Incandescent |  | Standard A Lamp | 2 | 60 | Bedroom | 106993 | Bedroom | 0.1723%
10699 | 3 | 2 |  | Manual | 1 | Floor lamp | Incandescent |  | Standard A Lamp | 1 | 95 | Bedroom | 106993 | Bedroom | 0.1723%
10699 | 4 | 1 |  | Manual | 1 | Ceiling Fixture | Incandescent |  | Standard A Lamp | 1 | 60 | Hall | 106994 | Hall | 0.1723%
10699 | 5 | 1 |  | Manual | 1 | Ceiling Fan | Compact Fluorescent |  | Twist | 4 | 20 | Kitchen | 106995 | Kitchen | 0.1723%
10699 | 6 | 1 |  | Manual | 4 | Floor lamp | Compact Fluorescent |  | Twist | 1 | 13 | Living Room | 106996 | Living Room | 0.1723%
10699 | 6 | 2 |  | Dimmer | 2 | Floor lamp | Incandescent |  | Standard A Lamp | 1 | 100 | Living Room | 106996 | Living Room | 0.1723%
10699 | 7 | 1 |  | Manual | 1 | Ceiling Fan | Incandescent |  | Standard A Lamp | 1 | 100 | Bedroom | 106997 | Bedroom | 0.1723%
10701 | 1 | 1 |  | Manual | 1 | Ceiling Fixture | Incandescent |  | Standard A Lamp | 1 | 60 | Bathroom | 107011 | Bathroom | 0.1232%
10701 | 2 | 1 |  | Manual | 1 | Wall Mount | Incandescent |  | Globe | 2 | 60 | Bathroom | 107012 | Bathroom | 0.1232%
10701 | 2 | 2 |  | Manual | 1 | Ceiling Fixture | Incandescent |  | Standard A Lamp | 1 | 60 | Bathroom | 107012 | Bathroom | 0.1232%
10701 | 3 | 1 |  | Manual | 2 | Recessed Can | Incandescent |  | Standard A Lamp | 1 | 65 | Closet | 107013 | Closet | 0.1232%
10701 | 4 | 1 |  | Dimmer | 1 | Chandelier (Hanging) | Incandescent |  | Standard A Lamp | 3 | 60 | Dining Room | 107014 | Dining Room | 0.1232%
10701 | 5 | 1 |  | Manual | 3 | Ceiling Fixture | Incandescent |  | Standard A Lamp | 1 | 60 | Hall | 107015 | Hall | 0.1232%
10701 | 6 | 1 |  | Manual | 1 | Ceiling Fixture | Incandescent |  | Standard A Lamp | 2 | 60 | Family Room | 107016 | Family Room | 0.1232%
10701 | 6 | 2 |  | Manual | 1 | Wall Mount | Incandescent |  | Mini base | 1 | 7 | Family Room | 107016 | Family Room | 0.1232%
10701 | 7 | 1 |  | Manual | 4 | Ceiling Fixture | Incandescent |  | Standard A Lamp | 1 | 100 | Garage | 107017 | Garage | 0.1232%
10701 | 7 | 2 |  | Manual | 1 | Garage door opener | Incandescent |  | Standard A Lamp | 1 | 60 | Garage | 107017 | Garage | 0.1232%
10701 | 8 | 1 |  | Manual | 2 | Ceiling Fixture | Incandescent |  | Standard A Lamp | 1 | 60 | Hall | 107018 | Hall | 0.1232%
10701 | 9 | 1 |  | Manual | 6 | Recessed Can | Incandescent |  | Reflector | 1 | 65 | Kitchen | 107019 | Kitchen | 0.1232%
10701 | 10 | 1 |  | Manual | 1 | Ceiling Fixture | Incandescent |  | Standard A Lamp | 2 | 60 | Laundry Room | 1070110 | Laundry Room | 0.1232%
10701 | 11 | 1 |  | Manual | 1 | Ceiling Fan | Incandescent |  | Standard A Lamp | 1 | 60 | Living Room | 1070111 | Living Room | 0.1232%
10701 | 11 | 2 |  | Manual | 2 | Recessed Can | Incandescent |  | Reflector | 1 | 65 | Living Room | 1070111 | Living Room | 0.1232%
10701 | 11 | 3 |  | Manual | 1 | Table | Incandescent |  | Standard A Lamp | 1 | 60 | Living Room | 1070111 | Living Room | 0.1232%
10701 | 11 | 4 |  | Manual | 1 | Table | Incandescent |  | Standard A Lamp | 1 | 75 | Living Room | 1070111 | Living Room | 0.1232%
10701 | 11 | 5 |  | Manual | 1 | Table | Compact Fluorescent |  | Twist | 1 | 22 | Living Room | 1070111 | Living Room | 0.1232%
10701 | 12 | 1 |  | Manual | 3 | Wall Mount | Halogen |  | PAR | 1 | 75 | Bathroom | 1070112 | Bathroom | 0.1232%
10701 | 12 | 2 |  | Manual | 1 | Wall Mount | Incandescent |  | Globe | 1 | 60 | Bathroom | 1070112 | Bathroom | 0.1232%
10701 | 12 | 3 |  | Manual | 1 | Ceiling Fixture | Incandescent |  | Standard A Lamp | 1 | 60 | Bathroom | 1070112 | Bathroom | 0.1232%
10701 | 13 | 1 |  | Manual | 1 | Ceiling Fixture | Incandescent |  | Standard A Lamp | 2 | 60 | Bedroom | 1070113 | Bedroom | 0.1232%
10701 | 13 | 2 |  | Manual | 1 | Chandelier (Hanging) | Incandescent |  | Standard A Lamp | 1 | 100 | Bedroom | 1070113 | Bedroom | 0.1232%
10701 | 13 | 3 |  | Manual | 1 | Table | Incandescent |  | Standard A Lamp | 1 | 60 | Bedroom | 1070113 | Bedroom | 0.1232%
10701 | 13 | 4 |  | Manual | 1 | Table | Incandescent |  | Standard A Lamp | 1 | 75 | Bedroom | 1070113 | Bedroom | 0.1232%
10701 | 14 | 1 |  | Manual | 1 | Ceiling Fixture | Incandescent |  | Mini base | 1 | 65 | Office | 1070114 | Office | 0.1232%
10701 | 15 | 1 |  | Manual | 1 | Ceiling Fixture | Compact Fluorescent |  | Twist | 2 | 15 | Office | 1070115 | Office | 0.1232%
10705 | 1 | 1 |  | Manual | 1 | Wall Mount | Compact Fluorescent |  | Twist | 3 | 13 | Bathroom | 107051 | Bathroom | 0.0364%
10705 | 2 | 1 |  | Dimmer | 1 | Wall Mount | Incandescent |  | Globe | 7 | 50 | Bathroom | 107052 | Bathroom | 0.0364%
10705 | 3 | 1 |  | Manual | 1 | Recessed Can | Compact Fluorescent |  | Reflector | 1 | 15 | Bedroom | 107053 | Bedroom | 0.0364%
10705 | 3 | 2 |  | Manual | 1 | Table | Incandescent |  | Mini base | 3 | 15 | Bedroom | 107053 | Bedroom | 0.0364%
10705 | 4 | 1 |  | Manual | 1 | Recessed Can | Incandescent |  | Reflector | 1 | 75 | Bedroom | 107054 | Bedroom | 0.0364%
10705 | 4 | 2 |  | Manual | 1 | Floor lamp | Incandescent |  | 3-Way Incandescent | 1 | 75 | Bedroom | 107054 | Bedroom | 0.0364%
10705 | 5 | 1 |  | Manual | 1 | Recessed Can | Incandescent |  | Reflector | 1 | 75 | Closet | 107055 | Closet | 0.0364%
10705 | 6 | 1 |  | Dimmer | 1 | Chandelier (Hanging) | Incandescent |  | Decorative | 6 | 40 | Dining Room | 107056 | Dining Room | 0.0364%
10705 | 7 | 1 |  | Manual | 1 | Recessed Can | Incandescent |  | Reflector | 1 | 65 | Hall | 107057 | Hall | 0.0364%
10705 | 8 | 1 |  | Manual | 1 | Torchiere | Halogen |  | Quartz Tube | 1 | 250 | Family Room | 107058 | Family Room | 0.0364%
10705 | 9 | 1 |  | Manual | 1 | Ceiling Fixture | Compact Fluorescent |  | Twist | 1 | 13 | Garage | 107059 | Garage | 0.0364%
10705 | 9 | 2 |  | Manual | 2 | Ceiling Fixture | Incandescent |  | Standard A Lamp | 1 | 60 | Garage | 107059 | Garage | 0.0364%
10705 | 9 | 3 |  | Manual | 3 | Garage door opener | Incandescent |  | Standard A Lamp | 1 | 60 | Garage | 107059 | Garage | 0.0364%
10705 | 10 | 1 |  | Manual | 1 | Wall Mount | Compact Fluorescent |  | Twist | 1 | 13 | Hall | 1070510 | Hall | 0.0364%
10705 | 11 | 1 |  | Manual | 1 | Recessed Can | Compact Fluorescent |  | Reflector | 1 | 15 | Hall | 1070511 | Hall | 0.0364%
10705 | 12 | 1 |  | Dimmer | 5 | Recessed Can | Compact Fluorescent |  | Reflector | 1 | 15 | Kitchen | 1070512 | Kitchen | 0.0364%
10705 | 12 | 2 |  | Manual | 5 | Recessed Can | Incandescent |  | Reflector | 1 | 65 | Kitchen | 1070512 | Kitchen | 0.0364%
10705 | 13 | 1 |  | Manual | 2 | Recessed Can | Incandescent |  | Reflector | 1 | 75 | Laundry Room | 1070513 | Laundry Room | 0.0364%
10705 | 14 | 1 |  | Manual | 1 | Floor lamp | Compact Fluorescent |  | Twist | 2 | 20 | Living Room | 1070514 | Living Room | 0.0364%
10705 | 15 | 1 |  | Dimmer | 2 | Recessed Can | Incandescent |  | Reflector | 1 | 65 | Bathroom | 1070515 | Bathroom | 0.0364%
10705 | 15 | 2 |  | Dimmer | 1 | Wall Mount | Incandescent |  | Globe | 8 | 60 | Bathroom | 1070515 | Bathroom | 0.0364%
10705 | 16 | 1 |  | Manual | 1 | Recessed Can | Compact Fluorescent |  | Reflector | 1 | 15 | Office | 1070516 | Office | 0.0364%
10705 | 16 | 2 |  | Manual | 1 | Table | Compact Fluorescent |  | Twist | 1 | 13 | Office | 1070516 | Office | 0.0364%
10705 | 17 | 1 |  | Manual | 1 | Recessed Can | Incandescent |  | Reflector | 1 | 75 | Master Bedroom | 1070517 | Master Bedroom | 0.0364%
10705 | 17 | 2 |  | Manual | 1 | Table | Incandescent |  | Standard A Lamp | 3 | 60 | Master Bedroom | 1070517 | Master Bedroom | 0.0364%
10705 | 18 | 1 |  | Manual | 2 | Wall Mount | Compact Fluorescent |  | Twist | 1 | 13 | Other | 1070518 | Other | 0.0364%
10709 | 1 | 1 |  | Manual | 2 | Wall Mount | Incandescent |  | Standard A Lamp | 3 | 60 | Bathroom | 107091 | Bathroom | 0.03789%
10709 | 2 | 1 |  | Manual | 1 | Chandelier (Hanging) | Incandescent |  | Standard A Lamp | 2 | 60 | Bedroom | 107092 | Bedroom | 0.03789%
10709 | 3 | 1 |  | Manual | 1 | Chandelier (Hanging) | Incandescent |  | Standard A Lamp | 1 | 60 | Bedroom | 107093 | Bedroom | 0.03789%
10709 | 4 | 1 |  | Manual | 1 | Chandelier (Hanging) | Incandescent |  | Globe | 1 | 100 | Dining Room | 107094 | Dining Room | 0.03789%
10709 | 5 | 1 |  | Manual | 2 | Ceiling Fixture | Compact Fluorescent |  | A shape bulb | 1 | 15 | Other | 107095 | Other | 0.03789%
10709 | 6 | 1 |  | Manual | 1 | Chandelier (Hanging) | Incandescent |  | Decorative | 2 | 25 | Hall | 107096 | Hall | 0.03789%
10709 | 7 | 1 |  | Dimmer | 10 | Recessed Can | Incandescent |  | Reflector | 1 | 60 | Family Room | 107097 | Family Room | 0.03789%
10709 | 7 | 2 |  | Manual | 1 | Chandelier (Hanging) | Incandescent |  | Globe | 3 | 60 | Family Room | 107097 | Family Room | 0.03789%
10709 | 8 | 1 |  | Manual | 1 | Ceiling Fixture | Incandescent |  | Standard A Lamp | 1 | 100 | Kitchen | 107098 | Kitchen | 0.03789%
10709 | 9 | 1 |  | Manual | 1 | Ceiling Fixture | Incandescent |  | Standard A Lamp | 1 | 100 | Hall | 107099 | Hall | 0.03789%
10709 | 10 | 1 |  | Manual | 5 | Recessed Can | Incandescent |  | Reflector | 1 | 75 | Hall | 1070910 | Hall | 0.03789%
10709 | 11 | 1 |  | Manual | 1 | Ceiling Fixture | Incandescent |  | Standard A Lamp | 1 | 100 | Kitchen | 1070911 | Kitchen | 0.03789%
10709 | 11 | 2 |  | Manual | 1 | Chandelier (Hanging) | Incandescent |  | Decorative | 1 | 40 | Kitchen | 1070911 | Kitchen | 0.03789%
10709 | 12 | 1 |  | Manual | 1 | Ceiling Fixture | Incandescent |  | Standard A Lamp | 1 | 60 | Laundry Room | 1070912 | Laundry Room | 0.03789%
10709 | 13 | 1 |  | Manual | 2 | Floor lamp | Compact Fluorescent |  | Twist | 1 | 15 | Living Room | 1070913 | Living Room | 0.03789%
10709 | 14 | 1 |  | Manual | 4 | Wall Mount | Incandescent |  | Standard A Lamp | 1 | 40 | Bathroom | 1070914 | Bathroom | 0.03789%
10709 | 14 | 2 |  | Manual | 1 | Floor lamp | Incandescent |  | Globe | 3 | 25 | Bathroom | 1070914 | Bathroom | 0.03789%
10709 | 14 | 3 |  | Manual | 1 | Ceiling Fixture | Incandescent |  | Mini base | 4 | 25 | Bathroom | 1070914 | Bathroom | 0.03789%
10709 | 15 | 1 |  | Manual | 7 | Recessed Can | Halogen |  | PAR | 1 | 20 | Master Bedroom | 1070915 | Master Bedroom | 0.03789%
10709 | 15 | 2 |  | Manual | 1 | Chandelier (Hanging) | Incandescent |  | Standard A Lamp | 5 | 40 | Master Bedroom | 1070915 | Master Bedroom | 0.03789%
10709 | 15 | 3 |  | Manual | 1 | Table | Compact Fluorescent |  | Twist | 1 | 15 | Master Bedroom | 1070915 | Master Bedroom | 0.03789%
10709 | 15 | 4 |  | Manual | 1 | Floor lamp | Incandescent |  | Standard A Lamp | 1 | 65 | Master Bedroom | 1070915 | Master Bedroom | 0.03789%
10709 | 16 | 1 |  | Manual | 1 | Chandelier (Hanging) | Compact Fluorescent |  | Twist | 3 | 15 | Dining Room | 1070916 | Dining Room | 0.03789%
10709 | 17 | 1 |  | Manual | 1 | Chandelier (Hanging) | Incandescent |  | Standard A Lamp | 2 | 60 | Office | 1070917 | Office | 0.03789%
10709 | 18 | 1 |  | Manual | 1 | Wall Mount | Compact Fluorescent |  | Twist | 2 | 15 | Hall | 1070918 | Hall | 0.03789%
10709 | 18 | 2 |  | Manual | 1 | Ceiling Fixture | Incandescent |  | Standard A Lamp | 1 | 60 | Hall | 1070918 | Hall | 0.03789%
10709 | 19 | 1 |  | Manual | 1 | Ceiling Fixture | Incandescent |  | Standard A Lamp | 1 | 40 | Other | 1070919 | Other | 0.03789%
10710 | 1 | 1 |  | Manual | 1 | Wall Mount | Incandescent |  | Standard A Lamp | 3 | 60 | Bathroom | 107101 | Bathroom | 0.1723%
10710 | 2 | 1 |  | Manual | 1 | Floor lamp | Compact Fluorescent |  | Twist | 2 | 13 | Other | 107102 | Other | 0.1723%
10710 | 2 | 2 |  | Manual | 7 | Wall Mount | Incandescent |  | Mini base | 1 | 35 | Other | 107102 | Other | 0.1723%
10710 | 2 | 3 |  | Manual | 1 | Ceiling Fan | Incandescent |  | Decorative | 3 | 25 | Other | 107102 | Other | 0.1723%
10710 | 2 | 4 |  | Manual | 1 | Ceiling Fixture | Incandescent |  | Standard A Lamp | 2 | 60 | Other | 107102 | Other | 0.1723%
10710 | 3 | 1 |  | Manual | 2 | Chandelier (Hanging) | Incandescent |  | Decorative | 5 | 40 | Family Room | 107103 | Family Room | 0.1723%
10710 | 4 | 1 |  | Manual | 6 | Ceiling Fixture | Incandescent |  | Standard A Lamp | 1 | 60 | Garage | 107104 | Garage | 0.1723%
10710 | 4 | 2 |  | Manual | 2 | Garage door opener | Incandescent |  | Standard A Lamp | 1 | 40 | Garage | 107104 | Garage | 0.1723%
10710 | 5 | 1 |  | Manual | 1 | Ceiling Fixture | Incandescent |  | Decorative | 5 | 60 | Bedroom | 107105 | Bedroom | 0.1723%
10710 | 6 | 1 |  | Manual | 1 | Ceiling Fixture | Incandescent |  | Decorative | 3 | 40 | Hall | 107106 | Hall | 0.1723%
10710 | 7 | 1 |  | Manual | 2 | Ceiling Fixture | Incandescent |  | Standard A Lamp | 1 | 40 | Kitchen | 107107 | Kitchen | 0.1723%
10710 | 8 | 1 |  | Manual | 2 | Floor lamp | Incandescent |  | Standard A Lamp | 1 | 60 | Living Room | 107108 | Living Room | 0.1723%
10710 | 8 | 2 |  | Manual | 1 | Floor lamp | Incandescent |  | Standard A Lamp | 1 | 100 | Living Room | 107108 | Living Room | 0.1723%
10710 | 9 | 1 |  | Manual | 1 | Wall Mount | Incandescent |  | Standard A Lamp | 3 | 60 | Bathroom | 107109 | Bathroom | 0.1723%
10710 | 9 | 2 |  | Manual | 6 | Recessed Can | Incandescent |  | Reflector | 1 | 65 | Bathroom | 107109 | Bathroom | 0.1723%
10710 | 10 | 1 |  | Manual | 6 | Recessed Can | Incandescent |  | Reflector | 1 | 65 | Master Bedroom | 1071010 | Master Bedroom | 0.1723%
10710 | 10 | 2 |  | Manual | 2 | Floor lamp | Compact Fluorescent |  | Twist | 1 | 13 | Master Bedroom | 1071010 | Master Bedroom | 0.1723%
10710 | 11 | 1 |  | Manual | 1 | Chandelier (Hanging) | Incandescent |  | Decorative | 5 | 40 | Office | 1071011 | Office | 0.1723%
10710 | 11 | 2 |  | Manual | 1 | Floor lamp | Incandescent |  | Standard A Lamp | 1 | 40 | Office | 1071011 | Office | 0.1723%
10710 | 12 | 1 |  | Manual | 1 | Ceiling Fixture | Incandescent |  | Standard A Lamp | 2 | 60 | Office | 1071012 | Office | 0.1723%
10710 | 12 | 2 |  | Manual | 1 | Floor lamp | Compact Fluorescent |  | Twist | 1 | 23 | Office | 1071012 | Office | 0.1723%
10710 | 13 | 1 |  | Manual | 2 | Ceiling Fixture | Incandescent |  | Standard A Lamp | 2 | 60 | Bedroom | 1071013 | Bedroom | 0.1723%
10713 | 1 | 1 |  | Manual | 1 | Wall Mount | Incandescent |  | Standard A Lamp | 3 | 40 | Bathroom | 107131 | Bathroom | 0.1723%
10713 | 1 | 2 |  | Manual | 1 | Ceiling Fixture | Incandescent |  | Heat Lamp | 1 | 250 | Bathroom | 107131 | Bathroom | 0.1723%
10713 | 1 | 3 |  | Manual | 1 | Ceiling Fixture | Incandescent |  | Standard A Lamp | 1 | 40 | Bathroom | 107131 | Bathroom | 0.1723%
10713 | 1 | 4 |  | Manual | 1 | Wall Mount | Incandescent |  | Globe | 4 | 40 | Bathroom | 107131 | Bathroom | 0.1723%
10713 | 2 | 1 |  | Manual | 2 | Recessed Can | Halogen |  | PAR | 1 | 75 | Dining Room | 107132 | Dining Room | 0.1723%
10713 | 2 | 2 |  | Dimmer | 1 | Chandelier (Hanging) | Incandescent |  | Standard A Lamp | 3 | 100 | Dining Room | 107132 | Dining Room | 0.1723%
10713 | 3 | 1 |  | Manual | 1 | Wall Mount | Incandescent |  | Standard A Lamp | 3 | 25 | Bathroom | 107133 | Bathroom | 0.1723%
10713 | 4 | 1 |  | Dimmer | 1 | Chandelier (Hanging) | Incandescent |  | Decorative | 12 | 60 | Other | 107134 | Other | 0.1723%
10713 | 5 | 1 |  | Manual | 3 | Recessed Can | Halogen |  | PAR | 1 | 75 | Family Room | 107135 | Family Room | 0.1723%
10713 | 5 | 2 |  | Manual | 1 | Floor lamp | Incandescent |  | 3-Way Incandescent | 1 | 150 | Family Room | 107135 | Family Room | 0.1723%
10713 | 5 | 3 |  | Dimmer | 1 | Floor lamp | Incandescent |  | Other | 1 | 250 | Family Room | 107135 | Family Room | 0.1723%
10713 | 6 | 1 |  | Manual | 3 | Ceiling Fixture | Incandescent |  | Standard A Lamp | 1 | 60 | Garage | 107136 | Garage | 0.1723%
10713 | 6 | 2 |  | Manual | 1 | Ceiling Fixture | Linear Fluorescent | 48 | T-12 | 2 | 25 | Garage | 107136 | Garage | 0.1723%
10713 | 6 | 3 |  | Manual | 2 | Garage door opener | Incandescent |  | Standard A Lamp | 2 | 60 | Garage | 107136 | Garage | 0.1723%
10713 | 7 | 1 |  | Manual | 4 | Recessed Can | Halogen |  | PAR | 1 | 75 | Hall | 107137 | Hall | 0.1723%
10713 | 8 | 1 |  | Manual | 10 | Recessed Can | Halogen |  | PAR | 1 | 75 | Kitchen | 107138 | Kitchen | 0.1723%
10713 | 8 | 2 |  | Manual | 1 | Chandelier (Hanging) | Incandescent |  | Standard A Lamp | 3 | 60 | Kitchen | 107138 | Kitchen | 0.1723%
10713 | 8 | 3 |  | Manual | 6 | Wall Mount | Linear Fluorescent | 24 | T-8 | 1 | 40 | Kitchen | 107138 | Kitchen | 0.1723%
10713 | 9 | 1 |  | Manual | 1 | Ceiling Fixture | Linear Fluorescent | 48 | T-12 | 4 | 40 | Laundry Room | 107139 | Laundry Room | 0.1723%
10713 | 10 | 1 |  | Manual | 2 | Floor lamp | Incandescent |  | Other | 1 | 60 | Living Room | 1071310 | Living Room | 0.1723%
10713 | 10 | 2 |  | Dimmer | 2 | Wall Mount | Incandescent |  | Decorative | 2 | 60 | Living Room | 1071310 | Living Room | 0.1723%
10713 | 11 | 1 |  | Manual | 2 | Wall Mount | Incandescent |  | Standard A Lamp | 3 | 40 | Bathroom | 1071311 | Bathroom | 0.1723%
10713 | 11 | 2 |  | Manual | 1 | Ceiling Fixture | Incandescent |  | Heat Lamp | 1 | 250 | Bathroom | 1071311 | Bathroom | 0.1723%
10713 | 12 | 1 |  | Manual | 2 | Floor lamp | Incandescent |  | Standard A Lamp | 1 | 100 | Master Bedroom | 1071312 | Master Bedroom | 0.1723%
10713 | 13 | 1 |  | Manual | 2 | Wall Mount | Linear Fluorescent | 48 | T-12 | 2 | 40 | Closet | 1071313 | Closet | 0.1723%
10713 | 14 | 1 |  | Manual | 2 | Floor lamp | Compact Fluorescent |  | Twist | 1 | 26 | Office | 1071314 | Office | 0.1723%
10713 | 15 | 1 |  | Manual | 2 | Recessed Can | Halogen |  | PAR | 1 | 75 | Bedroom | 1071315 | Bedroom | 0.1723%
10713 | 15 | 2 |  | Manual | 1 | Floor lamp | Other |  | LED Interior | 1 | 3 | Bedroom | 1071315 | Bedroom | 0.1723%
10713 | 15 | 3 |  | Manual | 1 | Floor lamp | Compact Fluorescent |  | Twist | 1 | 26 | Bedroom | 1071315 | Bedroom | 0.1723%
10713 | 16 | 1 |  | Manual | 1 | Wall Mount | Incandescent |  | Globe | 4 | 40 | Bathroom | 1071316 | Bathroom | 0.1723%
10713 | 16 | 2 |  | Manual | 1 | Ceiling Fixture | Incandescent |  | Heat Lamp | 1 | 250 | Bathroom | 1071316 | Bathroom | 0.1723%
10713 | 16 | 3 |  | Manual | 1 | Ceiling Fixture | Compact Fluorescent |  | Twist | 1 | 26 | Bathroom | 1071316 | Bathroom | 0.1723%
10713 | 17 | 1 |  | Manual | 2 | Recessed Can | Halogen |  | PAR | 1 | 75 | Office | 1071317 | Office | 0.1723%
10713 | 17 | 2 |  | Manual | 1 | Floor lamp | Compact Fluorescent |  | Twist | 2 | 13 | Office | 1071317 | Office | 0.1723%
10713 | 18 | 1 |  | Manual | 1 | Wall Mount | Linear Fluorescent | 24 | T-12 | 2 | 20 | Closet | 1071318 | Closet | 0.1723%
10713 | 19 | 1 |  | Manual | 1 | Recessed Can | Halogen |  | PAR | 1 | 75 | Closet | 1071319 | Closet | 0.1723%
10713 | 20 | 1 |  | Manual | 1 | Wall Mount | Incandescent |  | Globe | 4 | 40 | Bathroom | 1071320 | Bathroom | 0.1723%
10713 | 21 | 1 |  | Manual | 1 | Floor lamp | Compact Fluorescent |  | Twist | 3 | 26 | Bedroom | 1071321 | Bedroom | 0.1723%
10713 | 21 | 2 |  | Manual | 2 | Floor lamp | Incandescent |  | Standard A Lamp | 1 | 60 | Bedroom | 1071321 | Bedroom | 0.1723%
10713 | 21 | 3 |  | Manual | 1 | Recessed Can | Halogen |  | PAR | 1 | 75 | Bedroom | 1071321 | Bedroom | 0.1723%
10713 | 22 | 1 |  | Manual | 5 | Recessed Can | Halogen |  | PAR | 1 | 75 | Hall | 1071322 | Hall | 0.1723%
10713 | 23 | 1 |  | Manual | 1 | Recessed Can | Halogen |  | PAR | 1 | 75 | Bedroom | 1071323 | Bedroom | 0.1723%
10713 | 23 | 2 |  | Manual | 1 | Floor lamp | Incandescent |  | Standard A Lamp | 5 | 40 | Bedroom | 1071323 | Bedroom | 0.1723%
10713 | 23 | 3 |  | Manual | 1 | Floor lamp | Other |  | LED Interior | 1 | 1 | Bedroom | 1071323 | Bedroom | 0.1723%
10715 | 1 | 1 |  | Manual | 4 | Ceiling Fixture | Linear Fluorescent | 48 | T-12 | 2 | 40 | Other | 107151 | Other | 0.1232%
10715 | 2 | 1 |  | Manual | 1 | Ceiling Fixture | Compact Fluorescent |  | Twist | 2 | 28 | Bathroom | 107152 | Bathroom | 0.1232%
10715 | 2 | 2 |  | Manual | 1 | Wall Mount | Compact Fluorescent |  | Twist | 1 | 22 | Bathroom | 107152 | Bathroom | 0.1232%
10715 | 3 | 1 |  | Manual | 1 | Wall Mount | Compact Fluorescent |  | Twist | 2 | 15 | Bathroom | 107153 | Bathroom | 0.1232%
10715 | 3 | 2 |  | Manual | 1 | Ceiling Fixture | Compact Fluorescent |  | Twist | 1 | 15 | Bathroom | 107153 | Bathroom | 0.1232%
10715 | 4 | 1 |  | Manual | 4 | Wall Mount | Incandescent |  | Standard A Lamp | 1 | 40 | Bedroom | 107154 | Bedroom | 0.1232%
10715 | 4 | 2 |  | Manual | 1 | Ceiling Fixture | Compact Fluorescent |  | Twist | 2 | 15 | Bedroom | 107154 | Bedroom | 0.1232%
10715 | 5 | 1 |  | Manual | 1 | Ceiling Fixture | Compact Fluorescent |  | Twist | 2 | 15 | Bedroom | 107155 | Bedroom | 0.1232%
10715 | 5 | 2 |  | Manual | 1 | Floor lamp | Compact Fluorescent |  | Twist | 1 | 15 | Bedroom | 107155 | Bedroom | 0.1232%
10715 | 5 | 3 |  | Manual | 1 | Table | Halogen |  | Quartz Tube | 1 | 20 | Bedroom | 107155 | Bedroom | 0.1232%
10715 | 6 | 1 |  | Manual | 1 | Ceiling Fixture | Compact Fluorescent |  | Twist | 2 | 15 | Bedroom | 107156 | Bedroom | 0.1232%
10715 | 6 | 2 |  | Manual | 2 | Table | Compact Fluorescent |  | Twist | 2 | 15 | Bedroom | 107156 | Bedroom | 0.1232%
10715 | 7 | 1 |  | Manual | 1 | Ceiling Fixture | Compact Fluorescent |  | Twist | 1 | 15 | Bedroom | 107157 | Bedroom | 0.1232%
10715 | 7 | 2 |  | Manual | 1 | Table | Compact Fluorescent |  | Twist | 1 | 15 | Bedroom | 107157 | Bedroom | 0.1232%
10715 | 8 | 1 |  | Manual | 1 | Ceiling Fixture | Compact Fluorescent |  | Twist | 1 | 15 | Hall | 107158 | Hall | 0.1232%
10715 | 8 | 2 |  | Manual | 1 | Table | Compact Fluorescent |  | Twist | 1 | 15 | Hall | 107158 | Hall | 0.1232%
10715 | 9 | 1 |  | Manual | 1 | Ceiling Fan | Compact Fluorescent |  | Twist | 2 | 15 | Kitchen | 107159 | Kitchen | 0.1232%
10715 | 9 | 2 |  | Dimmer | 1 | Chandelier (Hanging) | Incandescent |  | Decorative | 5 | 40 | Kitchen | 107159 | Kitchen | 0.1232%
10715 | 9 | 3 |  | Manual | 3 | Recessed Can | Compact Fluorescent |  | Reflector | 1 | 15 | Kitchen | 107159 | Kitchen | 0.1232%
10715 | 9 | 4 |  | Manual | 1 | Chandelier (Hanging) | Incandescent |  | Standard A Lamp | 1 | 60 | Kitchen | 107159 | Kitchen | 0.1232%
10715 | 9 | 5 |  | Manual | 7 | Ceiling Fixture | Halogen |  | PAR | 1 | 20 | Kitchen | 107159 | Kitchen | 0.1232%
10715 | 10 | 1 |  | Manual | 2 | Ceiling Fixture | Compact Fluorescent |  | Twist | 2 | 22 | Laundry Room | 1071510 | Laundry Room | 0.1232%
10715 | 11 | 1 |  | Manual | 2 | Table | Compact Fluorescent |  | Twist | 1 | 22 | Living Room | 1071511 | Living Room | 0.1232%
10715 | 11 | 2 |  | Manual | 2 | Ceiling Fixture | Compact Fluorescent |  | Twist | 1 | 15 | Living Room | 1071511 | Living Room | 0.1232%
10715 | 11 | 3 |  | Manual | 1 | Wall Mount | Halogen |  | PAR | 3 | 20 | Living Room | 1071511 | Living Room | 0.1232%
10715 | 11 | 4 |  | Photo | 1 | Other | Other |  | LED Interior | 1 | 1 | Living Room | 1071511 | Living Room | 0.1232%
10715 | 12 | 1 |  | Manual | 1 | Ceiling Fixture | Compact Fluorescent |  | Twist | 1 | 15 | Office | 1071512 | Office | 0.1232%
10728 | 1 | 1 |  | Manual | 12 | Ceiling Fixture | Compact Fluorescent |  | Twist | 1 | 23 | Other | 107281 | Other | 0.04979%
10728 | 1 | 2 |  | Manual | 2 | Ceiling Fixture | Linear Fluorescent | 48 | T-12 | 2 | 40 | Other | 107281 | Other | 0.04979%
10728 | 1 | 3 |  | Manual | 2 | Exterior | Incandescent |  | Standard A Lamp | 1 | 60 | Other | 107281 | Other | 0.04979%
10728 | 2 | 1 |  | Manual | 2 | Ceiling Fixture | Compact Fluorescent |  | Twist | 2 | 13 | Hall | 107282 | Hall | 0.04979%
10728 | 3 | 1 |  | Manual | 2 | Ceiling Fixture | Linear Fluorescent | 96 | T-12 | 1 | 72 | Other | 107283 | Other | 0.04979%
10728 | 4 | 1 |  | Manual | 4 | Recessed Can | Compact Fluorescent |  | Twist | 1 | 13 | Bathroom | 107284 | Bathroom | 0.04979%
10728 | 4 | 2 |  | Manual | 1 | Ceiling Fixture | Compact Fluorescent |  | Straight Tube | 2 | 23 | Bathroom | 107284 | Bathroom | 0.04979%
10728 | 5 | 1 |  | Manual | 3 | Recessed Can | Compact Fluorescent |  | Twist | 1 | 23 | Bathroom | 107285 | Bathroom | 0.04979%
10728 | 5 | 2 |  | Manual | 1 | Ceiling Fixture | Compact Fluorescent |  | Reflector | 2 | 23 | Bathroom | 107285 | Bathroom | 0.04979%
10728 | 6 | 1 |  | Manual | 2 | Ceiling Fixture | Compact Fluorescent |  | Twist | 2 | 13 | Bedroom | 107286 | Bedroom | 0.04979%
10728 | 6 | 2 |  | Manual | 1 | Table | Compact Fluorescent |  | Twist | 1 | 23 | Bedroom | 107286 | Bedroom | 0.04979%
10728 | 7 | 1 |  | Manual | 1 | Ceiling Fixture | Compact Fluorescent |  | Twist | 1 | 13 | Closet | 107287 | Closet | 0.04979%
10728 | 8 | 1 |  | Dimmer | 1 | Chandelier (Hanging) | Incandescent |  | Decorative | 5 | 40 | Dining Room | 107288 | Dining Room | 0.04979%
10728 | 9 | 1 |  | Dimmer | 2 | Chandelier (Hanging) | Incandescent |  | Decorative | 8 | 40 | Family Room | 107289 | Family Room | 0.04979%
10728 | 9 | 2 |  | Manual | 2 | Ceiling Fixture | Incandescent |  | Reflector | 2 | 65 | Family Room | 107289 | Family Room | 0.04979%
10728 | 9 | 3 |  | Manual | 4 | Table | Compact Fluorescent |  | Twist | 1 | 13 | Family Room | 107289 | Family Room | 0.04979%
10728 | 10 | 1 |  | Manual | 4 | Ceiling Fixture | Linear Fluorescent | 96 | T-12 | 2 | 56 | Garage | 1072810 | Garage | 0.04979%
10728 | 11 | 1 |  | Manual | 1 | Ceiling Fixture | Compact Fluorescent |  | Twist | 1 | 13 | Hall | 1072811 | Hall | 0.04979%
10728 | 12 | 1 |  | Manual | 2 | Ceiling Fixture | Compact Fluorescent |  | Twist | 1 | 13 | Hall | 1072812 | Hall | 0.04979%
10728 | 13 | 1 |  | Manual | 2 | Track | Compact Fluorescent |  | Twist | 3 | 13 | Kitchen | 1072813 | Kitchen | 0.04979%
10728 | 13 | 2 |  | Manual | 2 | Chandelier (Hanging) | Incandescent |  | Decorative | 1 | 60 | Kitchen | 1072813 | Kitchen | 0.04979%
10728 | 14 | 1 |  | Manual | 1 | Ceiling Fixture | Compact Fluorescent |  | Twist | 1 | 27 | Laundry Room | 1072814 | Laundry Room | 0.04979%
10728 | 15 | 1 |  | Manual | 4 | Recessed Can | Compact Fluorescent |  | Twist | 1 | 13 | Master Bedroom | 1072815 | Master Bedroom | 0.04979%
10728 | 15 | 2 |  | Manual | 3 | Table | Compact Fluorescent |  | Twist | 1 | 23 | Master Bedroom | 1072815 | Master Bedroom | 0.04979%
10728 | 16 | 1 |  | Manual | 1 | Ceiling Fixture | Compact Fluorescent |  | Twist | 2 | 13 | Office | 1072816 | Office | 0.04979%
10728 | 16 | 2 |  | Manual | 1 | Wall Mount | Compact Fluorescent |  | Twist | 1 | 13 | Office | 1072816 | Office | 0.04979%
10728 | 16 | 3 |  | Manual | 1 | Ceiling Fixture | Linear Fluorescent | 24 | T-12 | 4 | 20 | Office | 1072816 | Office | 0.04979%
10728 | 17 | 1 |  | Manual | 1 | Ceiling Fixture | Compact Fluorescent |  | Twist | 2 | 27 | Other | 1072817 | Other | 0.04979%
10728 | 18 | 1 |  | Manual | 2 | Ceiling Fixture | Compact Fluorescent |  | Twist | 1 | 13 | Other | 1072818 | Other | 0.04979%
10728 | 18 | 2 |  | Motion | 1 | Exterior | Halogen |  | Quartz Tube | 1 | 100 | Other | 1072818 | Other | 0.04979%
10733 | 1 | 1 |  | Manual | 2 | Table | Compact Fluorescent |  | Twist | 1 | 15 | Office | 107331 | Office | 0.03789%
10733 | 1 | 2 |  | Manual | 1 | Ceiling Fixture | Incandescent |  | Standard A Lamp | 1 | 75 | Office | 107331 | Office | 0.03789%
10733 | 1 | 3 |  | Manual | 1 | Floor lamp | Compact Fluorescent |  | Twist | 1 | 15 | Office | 107331 | Office | 0.03789%
10733 | 2 | 1 |  | Manual | 1 | Wall Mount | Halogen |  | Quartz Tube | 4 | 75 | Bathroom | 107332 | Bathroom | 0.03789%
10733 | 3 | 1 |  | Manual | 1 | Ceiling Fixture | Incandescent |  | Standard A Lamp | 1 | 60 | Master Bedroom | 107333 | Master Bedroom | 0.03789%
10733 | 3 | 2 |  | Manual | 1 | Table | Incandescent |  | Standard A Lamp | 1 | 60 | Master Bedroom | 107333 | Master Bedroom | 0.03789%
10733 | 3 | 3 |  | Manual | 1 | Table | Compact Fluorescent |  | Twist | 1 | 15 | Master Bedroom | 107333 | Master Bedroom | 0.03789%
10733 | 4 | 1 |  | Manual | 1 | Wall Mount | Incandescent |  | Standard A Lamp | 3 | 40 | Bathroom | 107334 | Bathroom | 0.03789%
10733 | 4 | 2 |  | Manual | 1 | Recessed Can | Incandescent |  | Reflector | 1 | 65 | Bathroom | 107334 | Bathroom | 0.03789%
10733 | 5 | 1 |  | Dimmer | 6 | Recessed Can | Incandescent |  | Reflector | 1 | 65 | Bedroom | 107335 | Bedroom | 0.03789%
10733 | 5 | 2 |  | Manual | 1 | Table | Incandescent |  | Standard A Lamp | 1 | 60 | Bedroom | 107335 | Bedroom | 0.03789%
10733 | 6 | 1 |  | Manual | 2 | Recessed Can | Incandescent |  | Reflector | 1 | 65 | Hall | 107336 | Hall | 0.03789%
10733 | 7 | 1 |  | Manual | 1 | Ceiling Fixture | Incandescent |  | Standard A Lamp | 1 | 75 | Laundry Room | 107337 | Laundry Room | 0.03789%
10733 | 7 | 2 |  | Manual | 1 | Ceiling Fixture | Incandescent |  | Standard A Lamp | 1 | 100 | Laundry Room | 107337 | Laundry Room | 0.03789%
10733 | 8 | 1 |  | Manual | 1 | Track | Halogen |  | MR | 5 | 50 | Dining Room | 107338 | Dining Room | 0.03789%
10733 | 8 | 2 |  | Manual | 1 | Table | Compact Fluorescent |  | Twist | 1 | 15 | Dining Room | 107338 | Dining Room | 0.03789%
10733 | 9 | 1 |  | Manual | 10 | Recessed Can | Incandescent |  | Reflector | 1 | 65 | Family Room | 107339 | Family Room | 0.03789%
10733 | 10 | 1 |  | Manual | 1 | Ceiling Fixture | Compact Fluorescent |  | Twist | 1 | 22 | Hall | 1073310 | Hall | 0.03789%
10733 | 11 | 1 |  | Manual | 1 | Ceiling Fixture | Compact Fluorescent |  | Twist | 1 | 15 | Kitchen | 1073311 | Kitchen | 0.03789%
10733 | 11 | 2 |  | Manual | 1 | Wall Mount | Halogen |  | MR | 3 | 30 | Kitchen | 1073311 | Kitchen | 0.03789%
10733 | 12 | 1 |  | Manual | 1 | Floor lamp | Compact Fluorescent |  | Twist | 1 | 15 | Living Room | 1073312 | Living Room | 0.03789%
10738 | 1 | 1 |  | Manual | 1 | Wall Mount | Compact Fluorescent |  | Twist | 3 | 15 | Bathroom | 107381 | Bathroom | 0.02952%
10738 | 1 | 2 |  | Manual | 1 | Ceiling Fixture | Compact Fluorescent |  | Twist | 1 | 15 | Bathroom | 107381 | Bathroom | 0.02952%
10738 | 2 | 1 |  | Manual | 1 | Ceiling Fixture | Incandescent |  | Standard A Lamp | 2 | 75 | Bedroom | 107382 | Bedroom | 0.02952%
10738 | 3 | 1 |  | Manual | 2 | Table | Compact Fluorescent |  | Twist | 1 | 15 | Bedroom | 107383 | Bedroom | 0.02952%
10738 | 3 | 2 |  | Manual | 1 | Ceiling Fixture | Incandescent |  | Standard A Lamp | 2 | 60 | Bedroom | 107383 | Bedroom | 0.02952%
10738 | 4 | 1 |  | Manual | 2 | Table | Compact Fluorescent |  | Twist | 1 | 28 | Family Room | 107384 | Family Room | 0.02952%
10738 | 4 | 2 |  | Manual | 1 | Ceiling Fan | Compact Fluorescent |  | Twist | 3 | 28 | Family Room | 107384 | Family Room | 0.02952%
10738 | 5 | 1 |  | Manual | 1 | Ceiling Fixture | Incandescent |  | Standard A Lamp | 2 | 75 | Kitchen | 107385 | Kitchen | 0.02952%
10738 | 6 | 1 |  | Manual | 1 | Ceiling Fixture | Compact Fluorescent |  | Twist | 1 | 15 | Laundry Room | 107386 | Laundry Room | 0.02952%
10738 | 6 | 2 |  | Manual | 1 | Ceiling Fixture | Incandescent |  | Standard A Lamp | 1 | 75 | Laundry Room | 107386 | Laundry Room | 0.02952%
10738 | 7 | 1 |  | Manual | 1 | Table | Incandescent |  | Standard A Lamp | 1 | 100 | Living Room | 107387 | Living Room | 0.02952%
10738 | 7 | 2 |  | Manual | 2 | Floor lamp | Halogen |  | Quartz Tube | 1 | 100 | Living Room | 107387 | Living Room | 0.02952%
10738 | 7 | 3 |  | Manual | 1 | Floor lamp | Incandescent |  | Clear | 1 | 75 | Living Room | 107387 | Living Room | 0.02952%
10738 | 7 | 4 |  | Manual | 3 | Ceiling Fixture | Incandescent |  | Standard A Lamp | 2 | 60 | Living Room | 107387 | Living Room | 0.02952%
10741 | 1 | 1 |  | Manual | 1 | Ceiling Fixture | Compact Fluorescent |  | Twist | 1 | 28 | Closet | 107411 | Closet | 0.03789%
10741 | 2 | 1 |  | Manual | 1 | Table | Incandescent |  | Standard A Lamp | 1 | 40 | Laundry Room | 107412 | Laundry Room | 0.03789%
10741 | 3 | 1 |  | Manual | 1 | Ceiling Fixture | Incandescent |  | Standard A Lamp | 1 | 60 | Hall | 107413 | Hall | 0.03789%
10741 | 4 | 1 |  | Manual | 1 | Ceiling Fixture | Incandescent |  | Standard A Lamp | 1 | 100 | Garage | 107414 | Garage | 0.03789%
10741 | 5 | 1 |  | Dimmer | 1 | Ceiling Fixture | Incandescent |  | Standard A Lamp | 2 | 60 | Kitchen | 107415 | Kitchen | 0.03789%
10741 | 6 | 1 |  | Manual | 1 | Ceiling Fixture | Incandescent |  | Standard A Lamp | 2 | 25 | Dining Room | 107416 | Dining Room | 0.03789%
10741 | 6 | 2 |  | Manual | 1 | Table | Incandescent |  | Standard A Lamp | 1 | 25 | Dining Room | 107416 | Dining Room | 0.03789%
10741 | 6 | 3 |  | Manual | 1 | Table | Halogen |  | MR | 1 | 100 | Dining Room | 107416 | Dining Room | 0.03789%
10741 | 7 | 1 |  | Manual | 1 | Ceiling Fixture | Incandescent |  | Standard A Lamp | 1 | 40 | Living Room | 107417 | Living Room | 0.03789%
10741 | 7 | 2 |  | Manual | 1 | Table | Incandescent |  | Standard A Lamp | 1 | 40 | Living Room | 107417 | Living Room | 0.03789%
10741 | 7 | 3 |  | Manual | 1 | Table | Incandescent |  | Standard A Lamp | 1 | 100 | Living Room | 107417 | Living Room | 0.03789%
10741 | 7 | 4 |  | Manual | 1 | Table | Incandescent |  | Reflector | 1 | 60 | Living Room | 107417 | Living Room | 0.03789%
10741 | 7 | 5 |  | Manual | 2 | Floor lamp | Incandescent |  | Standard A Lamp | 1 | 150 | Living Room | 107417 | Living Room | 0.03789%
10741 | 7 | 6 |  | Manual | 1 | Floor lamp | Halogen |  | MR | 1 | 30 | Living Room | 107417 | Living Room | 0.03789%
10741 | 8 | 1 |  | Dimmer | 1 | Ceiling Fixture | Incandescent |  | Standard A Lamp | 2 | 60 | Office | 107418 | Office | 0.03789%
10741 | 8 | 2 |  | Manual | 1 | Table | Halogen |  | MR | 1 | 30 | Office | 107418 | Office | 0.03789%
10741 | 9 | 1 |  | Manual | 1 | Ceiling Fixture | Incandescent |  | Reflector | 1 | 40 | Master Bedroom | 107419 | Master Bedroom | 0.03789%
10741 | 9 | 2 |  | Manual | 2 | Table | Incandescent |  | Standard A Lamp | 1 | 40 | Master Bedroom | 107419 | Master Bedroom | 0.03789%
10741 | 9 | 3 |  | Manual | 2 | Table | Incandescent |  | Standard A Lamp | 1 | 60 | Master Bedroom | 107419 | Master Bedroom | 0.03789%
10741 | 9 | 4 |  | Manual | 1 | Other | Incandescent |  |  | 1 | 5 | Master Bedroom | 107419 | Master Bedroom | 0.03789%
10741 | 10 | 1 |  | Manual | 1 | Ceiling Fixture | Incandescent |  | Standard A Lamp | 1 | 25 | Closet | 1074110 | Closet | 0.03789%
10741 | 11 | 1 |  | Manual | 1 | Ceiling Fixture | Compact Fluorescent |  | Twist | 1 | 15 | Bathroom | 1074111 | Bathroom | 0.03789%
10752 | 1 | 1 |  | Manual | 1 | Floor lamp | Incandescent |  | 3-Way Incandescent | 1 | 100 | Laundry Room | 107521 | Laundry Room | 0.1232%
10752 | 1 | 2 |  | Manual | 2 | Table | Incandescent |  | Standard A Lamp | 1 | 40 | Laundry Room | 107521 | Laundry Room | 0.1232%
10752 | 1 | 3 |  | Manual | 1 | Table | Compact Fluorescent |  | Twist | 1 | 15 | Laundry Room | 107521 | Laundry Room | 0.1232%
10752 | 2 | 1 |  | Manual | 1 | Ceiling Fixture | Compact Fluorescent |  | Twist | 2 | 15 | Bedroom | 107522 | Bedroom | 0.1232%
10752 | 2 | 2 |  | Manual | 1 | Table | Incandescent |  | 3-Way Incandescent | 1 | 100 | Bedroom | 107522 | Bedroom | 0.1232%
10752 | 3 | 1 |  | Manual | 2 | Wall Mount | Incandescent |  | Clear | 2 | 60 | Bathroom | 107523 | Bathroom | 0.1232%
10752 | 4 | 1 |  | Manual | 2 | Ceiling Fixture | Incandescent |  | Standard A Lamp | 1 | 40 | Bathroom | 107524 | Bathroom | 0.1232%
10752 | 5 | 1 |  | Manual | 1 | Ceiling Fixture | Compact Fluorescent |  | Twist | 2 | 15 | Master Bedroom | 107525 | Master Bedroom | 0.1232%
10752 | 5 | 2 |  | Manual | 1 | Track | Halogen |  | MR | 3 | 50 | Master Bedroom | 107525 | Master Bedroom | 0.1232%
10752 | 5 | 3 |  | Manual | 3 | Table | Incandescent |  | Standard A Lamp | 3 | 60 | Master Bedroom | 107525 | Master Bedroom | 0.1232%
10752 | 6 | 1 |  | Manual | 2 | Wall Mount | Incandescent |  | Globe | 2 | 40 | Bathroom | 107526 | Bathroom | 0.1232%
10752 | 6 | 2 |  | Manual | 1 | Ceiling Fixture | Incandescent |  | Standard A Lamp | 1 | 40 | Bathroom | 107526 | Bathroom | 0.1232%
10752 | 7 | 1 |  | Manual | 1 | Ceiling Fixture | Incandescent |  | Standard A Lamp | 1 | 40 | Closet | 107527 | Closet | 0.1232%
10752 | 8 | 1 |  | Manual | 1 | Wall Mount | Incandescent |  | Standard A Lamp | 2 | 60 | Bathroom | 107528 | Bathroom | 0.1232%
10752 | 9 | 1 |  | Manual | 2 | Ceiling Fixture | Incandescent |  | Standard A Lamp | 1 | 60 | Garage | 107529 | Garage | 0.1232%
10752 | 9 | 2 |  | Manual | 1 | Garage door opener | Incandescent |  | Standard A Lamp | 2 | 60 | Garage | 107529 | Garage | 0.1232%
10752 | 10 | 1 |  | Manual | 1 | Ceiling Fixture | Compact Fluorescent |  | A shape bulb | 2 | 15 | Hall | 1075210 | Hall | 0.1232%
10752 | 10 | 2 |  | Dimmer | 1 | Ceiling Fixture | Incandescent |  | Standard A Lamp | 2 | 60 | Hall | 1075210 | Hall | 0.1232%
10752 | 11 | 1 |  | Manual | 1 | Track | Halogen |  | MR | 5 | 50 | Office | 1075211 | Office | 0.1232%
10752 | 12 | 1 |  | Manual | 1 | Ceiling Fixture | Incandescent |  | Standard A Lamp | 5 | 60 | Dining Room | 1075212 | Dining Room | 0.1232%
10752 | 13 | 1 |  | Manual | 5 | Recessed Can | Compact Fluorescent |  | Reflector | 1 | 22 | Kitchen | 1075213 | Kitchen | 0.1232%
10752 | 13 | 2 |  | Manual | 5 | Other | Linear Fluorescent | 12 | T-4 | 5 | 13 | Kitchen | 1075213 | Kitchen | 0.1232%
10752 | 14 | 1 |  | Manual | 1 | Track | Halogen |  | MR | 3 | 50 | Living Room | 1075214 | Living Room | 0.1232%
10752 | 14 | 2 |  | Manual | 1 | Ceiling Fixture | Compact Fluorescent |  | A shape bulb | 2 | 22 | Living Room | 1075214 | Living Room | 0.1232%
10752 | 15 | 1 |  | Manual | 1 | Ceiling Fixture | Incandescent |  | Standard A Lamp | 2 | 60 | Hall | 1075215 | Hall | 0.1232%
10752 | 16 | 1 |  | Manual | 1 | Table | Incandescent |  | Standard A Lamp | 1 | 60 | Bedroom | 1075216 | Bedroom | 0.1232%
10752 | 16 | 2 |  | Manual | 1 | Ceiling Fixture | Incandescent |  | Standard A Lamp | 3 | 60 | Bedroom | 1075216 | Bedroom | 0.1232%
10752 | 17 | 1 |  | Manual | 1 | Track | Halogen |  | MR | 5 | 50 | Bedroom | 1075217 | Bedroom | 0.1232%
10752 | 17 | 2 |  | Manual | 1 | Table | Compact Fluorescent |  | Twist | 2 | 15 | Bedroom | 1075217 | Bedroom | 0.1232%
10752 | 17 | 3 |  | Dimmer | 1 | Table | Incandescent |  | Standard A Lamp | 1 | 60 | Bedroom | 1075217 | Bedroom | 0.1232%
10752 | 17 | 4 |  | Manual | 1 | Table | Halogen |  | MR | 1 | 50 | Bedroom | 1075217 | Bedroom | 0.1232%
10764 | 1 | 1 |  | Manual | 1 | Wall Mount | Incandescent |  | Globe | 6 | 40 | Bathroom | 107641 | Bathroom | 0.03789%
10764 | 1 | 2 |  | Manual | 1 | Ceiling Fixture | Incandescent |  | Heat Lamp | 2 | 150 | Bathroom | 107641 | Bathroom | 0.03789%
10764 | 2 | 1 |  | Manual | 1 | Wall Mount | Incandescent |  | Globe | 6 | 40 | Bathroom | 107642 | Bathroom | 0.03789%
10764 | 3 | 1 |  | Manual | 1 | Ceiling Fixture | Incandescent |  | Standard A Lamp | 3 | 60 | Bedroom | 107643 | Bedroom | 0.03789%
10764 | 3 | 2 |  | Manual | 1 | Floor lamp | Incandescent |  | Standard A Lamp | 2 | 75 | Bedroom | 107643 | Bedroom | 0.03789%
10764 | 4 | 1 |  | Manual | 1 | Ceiling Fixture | Incandescent |  | Standard A Lamp | 3 | 60 | Bedroom | 107644 | Bedroom | 0.03789%
10764 | 4 | 2 |  | Manual | 1 | Table | Incandescent |  | Standard A Lamp | 1 | 60 | Bedroom | 107644 | Bedroom | 0.03789%
10764 | 5 | 1 |  | Dimmer | 4 | Recessed Can | Halogen |  | PAR | 1 | 50 | Family Room | 107645 | Family Room | 0.03789%
10764 | 6 | 1 |  | Manual | 1 | Ceiling Fixture | Halogen |  | PAR | 1 | 75 | Garage | 107646 | Garage | 0.03789%
10764 | 6 | 2 |  | Manual | 2 | Ceiling Fixture | Compact Fluorescent |  | Straight Tube | 1 | 25 | Garage | 107646 | Garage | 0.03789%
10764 | 7 | 1 |  | Manual | 1 | Ceiling Fixture | Incandescent |  | Standard A Lamp | 2 | 60 | Hall | 107647 | Hall | 0.03789%
10764 | 8 | 1 |  | Dimmer | 1 | Chandelier (Hanging) | Incandescent |  | Colored | 1 | 40 | Kitchen | 107648 | Kitchen | 0.03789%
10764 | 8 | 2 |  | Dimmer | 4 | Recessed Can | Halogen |  | PAR | 1 | 50 | Kitchen | 107648 | Kitchen | 0.03789%
10764 | 8 | 3 |  | Dimmer | 2 | Recessed Can | Halogen |  | PAR | 1 | 40 | Kitchen | 107648 | Kitchen | 0.03789%
10764 | 9 | 1 |  | Manual | 1 | Ceiling Fixture | Incandescent |  | Standard A Lamp | 2 | 60 | Laundry Room | 107649 | Laundry Room | 0.03789%
10764 | 10 | 1 |  | Manual | 1 | Table | Compact Fluorescent |  | Twist | 1 | 20 | Living Room | 1076410 | Living Room | 0.03789%
10764 | 10 | 2 |  | Manual | 1 | Floor lamp | Incandescent |  | Standard A Lamp | 2 | 75 | Living Room | 1076410 | Living Room | 0.03789%
10764 | 10 | 3 |  | Manual | 1 | Table | Incandescent |  | Standard A Lamp | 1 | 75 | Living Room | 1076410 | Living Room | 0.03789%
10764 | 11 | 1 |  | Manual | 1 | Ceiling Fixture | Incandescent |  | Standard A Lamp | 2 | 60 | Master Bedroom | 1076411 | Master Bedroom | 0.03789%
10764 | 11 | 2 |  | Manual | 1 | Table | Incandescent |  | Clear | 1 | 40 | Master Bedroom | 1076411 | Master Bedroom | 0.03789%
10786 | 1 | 1 |  | Manual | 3 | Ceiling Fixture | Incandescent |  | Standard A Lamp | 1 | 60 | Other | 107861 | Other | 0.04979%
10786 | 2 | 1 |  | Manual | 1 | Wall Mount | Incandescent |  | Standard A Lamp | 3 | 75 | Bathroom | 107862 | Bathroom | 0.04979%
10786 | 2 | 2 |  | Manual | 1 | Ceiling Fixture | Compact Fluorescent |  | Twist | 1 | 15 | Bathroom | 107862 | Bathroom | 0.04979%
10786 | 3 | 1 |  | Manual | 1 | Chandelier (Hanging) | Incandescent |  | Mini base | 5 | 5 | Bedroom | 107863 | Bedroom | 0.04979%
10786 | 3 | 2 |  | Manual | 1 | Chandelier (Hanging) | Compact Fluorescent |  | Twist | 1 | 15 | Bedroom | 107863 | Bedroom | 0.04979%
10786 | 4 | 1 |  | Manual | 8 | Ceiling Fixture | Linear Fluorescent | 48 | T-12 | 2 | 32 | Other | 107864 | Other | 0.04979%
10786 | 4 | 2 |  | Manual | 2 | Ceiling Fixture | Incandescent |  | Standard A Lamp | 1 | 60 | Other | 107864 | Other | 0.04979%
10786 | 5 | 1 |  | Manual | 1 | Ceiling Fixture | Linear Fluorescent | 48 | T-12 | 2 | 32 | Closet | 107865 | Closet | 0.04979%
10786 | 6 | 1 |  | Manual | 1 | Ceiling Fixture | Incandescent |  | Standard A Lamp | 2 | 60 | Office | 107866 | Office | 0.04979%
10786 | 6 | 2 |  | Manual | 2 | Table | Compact Fluorescent |  | Twist | 1 | 15 | Office | 107866 | Office | 0.04979%
10786 | 6 | 3 |  | Manual | 1 | Chandelier (Hanging) | Incandescent |  | Decorative | 1 | 60 | Office | 107866 | Office | 0.04979%
10786 | 7 | 1 |  | Manual | 1 | Chandelier (Hanging) | Incandescent |  | Standard A Lamp | 3 | 60 | Dining Room | 107867 | Dining Room | 0.04979%
10786 | 8 | 1 |  | Manual | 1 | Ceiling Fixture | Incandescent |  | Standard A Lamp | 2 | 60 | Hall | 107868 | Hall | 0.04979%
10786 | 9 | 1 |  | Manual | 3 | Recessed - other | Linear Fluorescent | 48 | T-12 | 3 | 32 | Kitchen | 107869 | Kitchen | 0.04979%
10786 | 10 | 1 |  | Manual | 2 | Table | Compact Fluorescent |  | Twist | 1 | 15 | Living Room | 1078610 | Living Room | 0.04979%
10786 | 10 | 2 |  | Manual | 1 | Chandelier (Hanging) | Incandescent |  | Standard A Lamp | 3 | 60 | Living Room | 1078610 | Living Room | 0.04979%
10786 | 11 | 1 |  | Manual | 1 | Ceiling Fixture | Compact Fluorescent |  | Twist | 2 | 15 | Office | 1078611 | Office | 0.04979%
10786 | 12 | 1 |  | Manual | 2 | Ceiling Fixture | Incandescent |  | Standard A Lamp | 1 | 60 | Hall | 1078612 | Hall | 0.04979%
10795 | 1 | 1 |  | Manual | 1 | Wall Mount | Incandescent |  | Standard A Lamp | 3 | 75 | Bathroom | 107951 | Bathroom | 0.1723%
10795 | 2 | 1 |  | Manual | 1 | Ceiling Fixture | Incandescent |  | Standard A Lamp | 3 | 60 | Dining Room | 107952 | Dining Room | 0.1723%
10795 | 3 | 1 |  | Manual | 2 | Ceiling Fixture | Linear Fluorescent | 24 | T-12 | 2 | 40 | Garage | 107953 | Garage | 0.1723%
10795 | 4 | 1 |  | Manual | 1 | Track | Incandescent |  | Mini base | 4 | 40 | Hall | 107954 | Hall | 0.1723%
10795 | 5 | 1 |  | Manual | 3 | Recessed Can | Incandescent |  | Reflector | 1 | 65 | Kitchen | 107955 | Kitchen | 0.1723%
10795 | 5 | 2 |  | Manual | 1 | Recessed Can | Incandescent |  | Reflector | 1 | 45 | Kitchen | 107955 | Kitchen | 0.1723%
10795 | 6 | 1 |  | Manual | 1 | Torchiere | Halogen |  | Quartz Tube | 1 | 300 | Living Room | 107956 | Living Room | 0.1723%
10795 | 6 | 2 |  | Manual | 1 | Floor lamp | Incandescent |  | 3-Way Incandescent | 1 | 150 | Living Room | 107956 | Living Room | 0.1723%
10795 | 7 | 1 |  | Manual | 1 | Ceiling Fixture | Incandescent |  | Standard A Lamp | 2 | 60 | Master Bedroom | 107957 | Master Bedroom | 0.1723%
10795 | 7 | 2 |  | Manual | 3 | Floor lamp | Incandescent |  | Standard A Lamp | 1 | 60 | Master Bedroom | 107957 | Master Bedroom | 0.1723%
10795 | 7 | 3 |  | Manual | 1 | Wall Mount | Incandescent |  | Standard A Lamp | 4 | 60 | Master Bedroom | 107957 | Master Bedroom | 0.1723%
10795 | 8 | 1 |  | Manual | 4 | Ceiling Fixture | Incandescent |  | Standard A Lamp | 1 | 60 | Office | 107958 | Office | 0.1723%
10795 | 8 | 2 |  | Manual | 1 | Floor lamp | Incandescent |  | Mini base | 1 | 40 | Office | 107958 | Office | 0.1723%
10801 | 1 | 1 |  | Manual | 1 | Wall Mount | Incandescent |  | Globe | 5 | 40 | Bathroom | 108011 | Bathroom | 0.1232%
10801 | 1 | 2 |  | Manual | 1 | Recessed - other | Incandescent |  | Heat Lamp | 1 | 250 | Bathroom | 108011 | Bathroom | 0.1232%
10801 | 2 | 1 |  | Manual | 1 | Ceiling Fan | Compact Fluorescent |  | Twist | 3 | 15 | Bedroom | 108012 | Bedroom | 0.1232%
10801 | 3 | 1 |  | Manual | 1 | Ceiling Fan | Compact Fluorescent |  | Twist | 3 | 15 | Bedroom | 108013 | Bedroom | 0.1232%
10801 | 4 | 1 |  | Manual | 1 | Ceiling Fan | Compact Fluorescent |  | Twist | 3 | 15 | Other | 108014 | Other | 0.1232%
10801 | 5 | 1 |  | Dimmer | 1 | Chandelier (Hanging) | Compact Fluorescent |  | Twist | 4 | 15 | Dining Room | 108015 | Dining Room | 0.1232%
10801 | 6 | 1 |  | Manual | 1 | Chandelier (Hanging) | Incandescent |  | Standard A Lamp | 4 | 40 | Dining Room | 108016 | Dining Room | 0.1232%
10801 | 7 | 1 |  | Manual | 2 | Ceiling Fixture | Linear Fluorescent | 48 | T-12 | 2 | 40 | Garage | 108017 | Garage | 0.1232%
10801 | 7 | 2 |  | Manual | 2 | Ceiling Fixture | Incandescent |  | Standard A Lamp | 1 | 60 | Garage | 108017 | Garage | 0.1232%
10801 | 7 | 3 |  | Manual | 1 | Garage door opener | Incandescent |  | Standard A Lamp | 1 | 60 | Garage | 108017 | Garage | 0.1232%
10801 | 8 | 1 |  | Manual | 1 | Wall Mount | Compact Fluorescent |  | Twist | 1 | 15 | Hall | 108018 | Hall | 0.1232%
10801 | 9 | 1 |  | Manual | 3 | Ceiling Fixture | Compact Fluorescent |  | Twist | 1 | 15 | Hall | 108019 | Hall | 0.1232%
10801 | 10 | 1 |  | Manual | 1 | Ceiling Fixture | Incandescent |  | Standard A Lamp | 1 | 60 | Kitchen | 1080110 | Kitchen | 0.1232%
10801 | 10 | 2 |  | Manual | 4 | Recessed Can | Incandescent |  | Reflector | 1 | 65 | Kitchen | 1080110 | Kitchen | 0.1232%
10801 | 11 | 1 |  | Manual | 1 | Ceiling Fixture | Compact Fluorescent |  | Twist | 1 | 15 | Laundry Room | 1080111 | Laundry Room | 0.1232%
10801 | 12 | 1 |  | Manual | 1 | Ceiling Fan | Incandescent |  | Standard A Lamp | 4 | 60 | Living Room | 1080112 | Living Room | 0.1232%
10801 | 13 | 1 |  | Manual | 1 | Wall Mount | Incandescent |  | Standard A Lamp | 4 | 60 | Bathroom | 1080113 | Bathroom | 0.1232%
10801 | 14 | 1 |  | Manual | 1 | Ceiling Fan | Compact Fluorescent |  | Twist | 3 | 15 | Master Bedroom | 1080114 | Master Bedroom | 0.1232%
10801 | 15 | 1 |  | Manual | 1 | Wall Mount | Compact Fluorescent |  | Twist | 1 | 15 | Other | 1080115 | Other | 0.1232%
10807 | 1 | 1 |  | Manual | 1 | Wall Mount | Incandescent |  | Standard A Lamp | 3 | 60 | Bathroom | 108071 | Bathroom | 0.03789%
10807 | 1 | 2 |  | Manual | 4 | Recessed Can | Compact Fluorescent |  | Twist | 1 | 22 | Bathroom | 108071 | Bathroom | 0.03789%
10807 | 2 | 1 |  | Manual | 1 | Wall Mount | Compact Fluorescent |  | Twist | 2 | 15 | Bathroom | 108072 | Bathroom | 0.03789%
10807 | 2 | 2 |  | Manual | 2 | Recessed Can | Incandescent |  | Reflector | 1 | 60 | Bathroom | 108072 | Bathroom | 0.03789%
10807 | 3 | 1 |  | Manual | 3 | Recessed Can | Incandescent |  | Reflector | 1 | 60 | Other | 108073 | Other | 0.03789%
10807 | 4 | 1 |  | Dimmer | 1 | Chandelier (Hanging) | Incandescent |  | Clear | 1 | 100 | Dining Room | 108074 | Dining Room | 0.03789%
10807 | 4 | 2 |  | Dimmer | 4 | Recessed Can | Incandescent |  | Reflector | 1 | 60 | Dining Room | 108074 | Dining Room | 0.03789%
10807 | 4 | 3 |  | Manual | 1 | Table | Compact Fluorescent |  | Twist | 1 | 15 | Dining Room | 108074 | Dining Room | 0.03789%
10807 | 5 | 1 |  | Manual | 3 | Recessed Can | Incandescent |  | Standard A Lamp | 1 | 100 | Other | 108075 | Other | 0.03789%
10807 | 6 | 1 |  | Manual | 10 | Recessed Can | Incandescent |  | Reflector | 1 | 60 | Kitchen | 108076 | Kitchen | 0.03789%
10807 | 6 | 2 |  | Manual | 10 | Architectural | Halogen |  | Other | 1 | 10 | Kitchen | 108076 | Kitchen | 0.03789%
10807 | 6 | 3 |  | Manual | 10 | Other | Halogen |  | Other | 1 | 10 | Kitchen | 108076 | Kitchen | 0.03789%
10807 | 6 | 4 |  | Manual | 1 | Chandelier (Hanging) | Compact Fluorescent |  | Twist | 1 | 15 | Kitchen | 108076 | Kitchen | 0.03789%
10807 | 7 | 1 |  | Manual | 1 | Recessed Can | Incandescent |  | Reflector | 1 | 60 | Living Room | 108077 | Living Room | 0.03789%
10807 | 7 | 2 |  | Manual | 1 | Floor lamp | Compact Fluorescent |  | Twist | 1 | 7 | Living Room | 108077 | Living Room | 0.03789%
10807 | 7 | 3 |  | Manual | 1 | Table | Incandescent |  | 3-Way Incandescent | 1 | 100 | Living Room | 108077 | Living Room | 0.03789%
10807 | 7 | 4 |  | Manual | 1 | Table | Incandescent |  | Standard A Lamp | 1 | 75 | Living Room | 108077 | Living Room | 0.03789%
10807 | 8 | 1 |  | Manual | 7 | Recessed Can | Halogen |  | PAR | 1 | 60 | Master Bedroom | 108078 | Master Bedroom | 0.03789%
10807 | 8 | 2 |  | Manual | 2 | Table | Compact Fluorescent |  | Twist | 2 | 15 | Master Bedroom | 108078 | Master Bedroom | 0.03789%
10807 | 9 | 1 |  | Manual | 1 | Recessed Can | Compact Fluorescent |  | Twist | 1 | 22 | Closet | 108079 | Closet | 0.03789%
10807 | 10 | 1 |  | Manual | 2 | Recessed Can | Incandescent |  | Reflector | 1 | 60 | Hall | 1080710 | Hall | 0.03789%
10807 | 11 | 1 |  | Manual | 2 | Recessed Can | Incandescent |  | Standard A Lamp | 1 | 60 | Office | 1080711 | Office | 0.03789%
10807 | 11 | 2 |  | Manual | 2 | Recessed Can | Compact Fluorescent |  | Twist | 1 | 22 | Office | 1080711 | Office | 0.03789%
10807 | 11 | 3 |  | Manual | 1 | Table | Compact Fluorescent |  | Twist | 1 | 15 | Office | 1080711 | Office | 0.03789%
10807 | 12 | 1 |  | Manual | 4 | Recessed Can | Compact Fluorescent |  | Twist | 1 | 22 | Hall | 1080712 | Hall | 0.03789%
10807 | 13 | 1 |  | Manual | 2 | Recessed Can | Compact Fluorescent |  | Twist | 1 | 15 | Other | 1080713 | Other | 0.03789%
10807 | 13 | 2 |  | Manual | 2 | Recessed Can | Compact Fluorescent |  | Flood | 1 | 22 | Other | 1080713 | Other | 0.03789%
10807 | 14 | 1 |  | Manual | 1 | Recessed Can | Compact Fluorescent |  | Twist | 1 | 15 | Other | 1080714 | Other | 0.03789%
10807 | 14 | 2 |  | Manual | 1 | Ceiling Fixture | Linear Fluorescent | 18 | T-8 | 1 | 20 | Other | 1080714 | Other | 0.03789%
10809 | 1 | 1 |  | Manual | 1 | Chandelier (Hanging) | Compact Fluorescent |  | Twist | 8 | 15 | Living Room | 108091 | Living Room | 0.1232%
10809 | 1 | 2 |  | Manual | 1 | Table | Compact Fluorescent |  | Twist | 2 | 15 | Living Room | 108091 | Living Room | 0.1232%
10809 | 1 | 3 |  | Manual | 1 | Ceiling Fixture | Halogen |  | MR | 1 | 50 | Living Room | 108091 | Living Room | 0.1232%
10809 | 2 | 1 |  | Manual | 1 | Track | Halogen |  | MR | 4 | 50 | Office | 108092 | Office | 0.1232%
10809 | 2 | 2 |  | Manual | 1 | Table | Incandescent |  | Standard A Lamp | 1 | 60 | Office | 108092 | Office | 0.1232%
10809 | 2 | 3 |  | Manual | 1 | Table | Compact Fluorescent |  | Twist | 2 | 15 | Office | 108092 | Office | 0.1232%
10809 | 3 | 1 |  | Manual | 1 | Ceiling Fixture | Compact Fluorescent |  | Twist | 3 | 15 | Laundry Room | 108093 | Laundry Room | 0.1232%
10809 | 4 | 1 |  | Manual | 1 | Wall Mount | Compact Fluorescent |  | Twist | 3 | 15 | Bathroom | 108094 | Bathroom | 0.1232%
10809 | 5 | 1 |  | Manual | 5 | Recessed Can | Incandescent |  | Reflector | 1 | 65 | Hall | 108095 | Hall | 0.1232%
10809 | 6 | 1 |  | Manual | 1 | Ceiling Fixture | Compact Fluorescent |  | Twist | 3 | 15 | Bedroom | 108096 | Bedroom | 0.1232%
10809 | 6 | 2 |  | Manual | 2 | Table | Compact Fluorescent |  | Twist | 1 | 15 | Bedroom | 108096 | Bedroom | 0.1232%
10809 | 7 | 1 |  | Manual | 1 | Ceiling Fixture | Compact Fluorescent |  | Twist | 3 | 15 | Bedroom | 108097 | Bedroom | 0.1232%
10809 | 7 | 2 |  | Manual | 1 | Table | Compact Fluorescent |  | Twist | 1 | 15 | Bedroom | 108097 | Bedroom | 0.1232%
10809 | 8 | 1 |  | Manual | 1 | Chandelier (Hanging) | Compact Fluorescent |  | Twist | 3 | 15 | Dining Room | 108098 | Dining Room | 0.1232%
10809 | 8 | 2 |  | Manual | 2 | Recessed Can | Incandescent |  | Reflector | 1 | 65 | Dining Room | 108098 | Dining Room | 0.1232%
10809 | 8 | 3 |  | Manual | 1 | Table | Compact Fluorescent |  | Twist | 1 | 15 | Dining Room | 108098 | Dining Room | 0.1232%
10809 | 9 | 1 |  | Manual | 8 | Recessed Can | Incandescent |  | Reflector | 1 | 65 | Kitchen | 108099 | Kitchen | 0.1232%
10809 | 9 | 2 |  | Manual | 2 | Ceiling Fixture | Compact Fluorescent |  | Twist | 1 | 15 | Kitchen | 108099 | Kitchen | 0.1232%
10809 | 9 | 3 |  | Manual | 3 | Other | Linear Fluorescent | 12 | T-5 | 1 | 16 | Kitchen | 108099 | Kitchen | 0.1232%
10809 | 10 | 1 |  | Manual | 4 | Ceiling Fixture | Compact Fluorescent |  | Twist | 1 | 15 | Garage | 1080910 | Garage | 0.1232%
10809 | 10 | 2 |  | Manual | 1 | Garage door opener | Compact Fluorescent |  | Twist | 1 | 15 | Garage | 1080910 | Garage | 0.1232%
10809 | 11 | 1 |  | Manual | 2 | Recessed Can | Incandescent |  | Reflector | 1 | 65 | Hall | 1080911 | Hall | 0.1232%
10809 | 11 | 2 |  | Manual | 1 | Ceiling Fixture | Halogen |  | MR | 1 | 50 | Hall | 1080911 | Hall | 0.1232%
10809 | 11 | 3 |  | Manual | 1 | Ceiling Fixture | Compact Fluorescent |  | Twist | 2 | 15 | Hall | 1080911 | Hall | 0.1232%
10809 | 12 | 1 |  | Manual | 1 | Ceiling Fixture | Compact Fluorescent |  | Twist | 2 | 15 | Bathroom | 1080912 | Bathroom | 0.1232%
10809 | 12 | 2 |  | Manual | 1 | Recessed Can | Incandescent |  | Reflector | 1 | 65 | Bathroom | 1080912 | Bathroom | 0.1232%
10809 | 13 | 1 |  | Manual | 4 | Recessed Can | Incandescent |  | Reflector | 1 | 65 | Master Bedroom | 1080913 | Master Bedroom | 0.1232%
10809 | 13 | 2 |  | Manual | 3 | Table | Compact Fluorescent |  | Twist | 1 | 15 | Master Bedroom | 1080913 | Master Bedroom | 0.1232%
10809 | 14 | 1 |  | Manual | 1 | Ceiling Fixture | Compact Fluorescent |  | Twist | 3 | 15 | Closet | 1080914 | Closet | 0.1232%
10809 | 14 | 2 |  | Manual | 1 | Ceiling Fixture | Compact Fluorescent |  | Twist | 1 | 15 | Closet | 1080914 | Closet | 0.1232%
10809 | 15 | 1 |  | Manual | 2 | Wall Mount | Compact Fluorescent |  | Twist | 3 | 15 | Bathroom | 1080915 | Bathroom | 0.1232%
10809 | 15 | 2 |  | Manual | 1 | Recessed Can | Compact Fluorescent |  | Twist | 1 | 15 | Bathroom | 1080915 | Bathroom | 0.1232%
10811 | 1 | 1 |  | Manual | 1 | Wall Mount | Incandescent |  | Globe | 4 | 40 | Bathroom | 108111 | Bathroom | 0.04979%
10811 | 1 | 2 |  | Manual | 1 | Ceiling Fan | Incandescent |  | Heat Lamp | 2 | 250 | Bathroom | 108111 | Bathroom | 0.04979%
10811 | 2 | 1 |  | Manual | 1 | Ceiling Fixture | Incandescent |  | Standard A Lamp | 2 | 40 | Bedroom | 108112 | Bedroom | 0.04979%
10811 | 2 | 2 |  | Manual | 1 | Table | Compact Fluorescent |  | Twist | 1 | 13 | Bedroom | 108112 | Bedroom | 0.04979%
10811 | 3 | 1 |  | Dimmer | 1 | Chandelier (Hanging) | Incandescent |  | Globe | 5 | 40 | Family Room | 108113 | Family Room | 0.04979%
10811 | 4 | 1 |  | Manual | 1 | Recessed - other | Incandescent |  | Standard A Lamp | 3 | 75 | Office | 108114 | Office | 0.04979%
10811 | 5 | 1 |  | Manual | 1 | Ceiling Fixture | Incandescent |  | Standard A Lamp | 2 | 60 | Kitchen | 108115 | Kitchen | 0.04979%
10811 | 5 | 2 |  | Manual | 1 | Recessed Can | Compact Fluorescent |  | Reflector | 1 | 15 | Kitchen | 108115 | Kitchen | 0.04979%
10811 | 5 | 3 |  | Manual | 1 | Other | Halogen |  | MR | 2 | 20 | Kitchen | 108115 | Kitchen | 0.04979%
10811 | 5 | 4 |  | Manual | 1 | Architectural | Incandescent |  | Standard A Lamp | 1 | 90 | Kitchen | 108115 | Kitchen | 0.04979%
10811 | 6 | 1 |  | Manual | 1 | Floor lamp | Linear Fluorescent | 48 | T-4 | 0 | 40 | Living Room | 108116 | Living Room | 0.04979%
10811 | 6 | 2 |  | Manual | 1 | Ceiling Fixture | Incandescent |  | Standard A Lamp | 2 | 60 | Living Room | 108116 | Living Room | 0.04979%
10811 | 6 | 3 |  | Manual | 1 | Floor lamp | Compact Fluorescent |  | Twist | 1 | 13 | Living Room | 108116 | Living Room | 0.04979%
10811 | 6 | 4 |  | Manual | 2 | Table | Compact Fluorescent |  | Twist | 1 | 13 | Living Room | 108116 | Living Room | 0.04979%
10811 | 7 | 1 |  | Manual | 1 | Wall Mount | Incandescent |  | Standard A Lamp | 2 | 60 | Bathroom | 108117 | Bathroom | 0.04979%
10811 | 7 | 2 |  | Manual | 1 | Ceiling Fan | Incandescent |  | Standard A Lamp | 1 | 60 | Bathroom | 108117 | Bathroom | 0.04979%
10811 | 8 | 1 |  | Manual | 1 | Ceiling Fan | Incandescent |  | Standard A Lamp | 3 | 40 | Bedroom | 108118 | Bedroom | 0.04979%
10811 | 8 | 2 |  | Manual | 1 | Table | Compact Fluorescent |  | Twist | 1 | 15 | Bedroom | 108118 | Bedroom | 0.04979%
10811 | 8 | 3 |  | Manual | 1 | Table | Compact Fluorescent |  | Twist | 1 | 15 | Bedroom | 108118 | Bedroom | 0.04979%
10811 | 9 | 1 |  | Manual | 1 | Ceiling Fixture | Incandescent |  | Standard A Lamp | 2 | 60 | Bedroom | 108119 | Bedroom | 0.04979%
10822 | 1 | 1 |  | Manual | 1 | Ceiling Fixture | Compact Fluorescent |  | Twist | 1 | 15 | Bedroom | 108221 | Bedroom | 0.04979%
10822 | 2 | 1 |  | Manual | 1 | Ceiling Fixture | Compact Fluorescent |  | Twist | 1 | 15 | Dining Room | 108222 | Dining Room | 0.04979%
10822 | 3 | 1 |  | Manual | 1 | Ceiling Fixture | Compact Fluorescent |  | Twist | 2 | 15 | Hall | 108223 | Hall | 0.04979%
10822 | 4 | 1 |  | Manual | 1 | Recessed - other | Incandescent |  | Standard A Lamp | 1 | 60 | Kitchen | 108224 | Kitchen | 0.04979%
10822 | 4 | 2 |  | Manual | 1 | Ceiling Fixture | Compact Fluorescent |  | Twist | 3 | 15 | Kitchen | 108224 | Kitchen | 0.04979%
10822 | 5 | 1 |  | Manual | 1 | Ceiling Fan | Compact Fluorescent |  | Twist | 1 | 15 | Laundry Room | 108225 | Laundry Room | 0.04979%
10822 | 6 | 1 |  | Manual | 3 | Recessed Can | Compact Fluorescent |  | Twist | 1 | 15 | Living Room | 108226 | Living Room | 0.04979%
10822 | 6 | 2 |  | Manual | 1 | Wall Mount | Compact Fluorescent |  | Twist | 1 | 15 | Living Room | 108226 | Living Room | 0.04979%
10822 | 7 | 1 |  | None | 1 | Table | Incandescent |  | Mini base | 1 | 25 | Master Bedroom | 108227 | Master Bedroom | 0.04979%
10822 | 7 | 2 |  | Manual | 1 | Floor lamp | Compact Fluorescent |  | Twist | 3 | 15 | Master Bedroom | 108227 | Master Bedroom | 0.04979%
10822 | 7 | 3 |  | Manual | 1 | Table | Incandescent |  | Standard A Lamp | 1 | 100 | Master Bedroom | 108227 | Master Bedroom | 0.04979%
10822 | 7 | 4 |  | Manual | 1 | Table | Incandescent |  | Globe | 2 | 40 | Master Bedroom | 108227 | Master Bedroom | 0.04979%
10822 | 8 | 1 |  | Manual | 1 | Wall Mount | Incandescent |  | Globe | 8 | 40 | Bathroom | 108228 | Bathroom | 0.04979%
10822 | 9 | 1 |  | Manual | 1 | Ceiling Fixture | Compact Fluorescent |  | Twist | 2 | 15 | Bedroom | 108229 | Bedroom | 0.04979%
10822 | 9 | 2 |  | Manual | 1 | Table | Incandescent |  | Mini base | 1 | 25 | Bedroom | 108229 | Bedroom | 0.04979%
10822 | 10 | 1 |  | Manual | 1 | Ceiling Fixture | Compact Fluorescent |  | Twist | 1 | 15 | Bedroom | 1082210 | Bedroom | 0.04979%
10822 | 11 | 1 |  | Manual | 1 | Ceiling Fixture | Compact Fluorescent |  | Twist | 1 | 15 | Bedroom | 1082211 | Bedroom | 0.04979%
10822 | 12 | 1 |  | Manual | 1 | Ceiling Fixture | Compact Fluorescent |  | Twist | 2 | 15 | Hall | 1082212 | Hall | 0.04979%
10822 | 13 | 1 |  | Manual | 1 | Ceiling Fixture | Compact Fluorescent |  | Twist | 1 | 15 | Closet | 1082213 | Closet | 0.04979%
10822 | 14 | 1 |  | Manual | 1 | Ceiling Fixture | Compact Fluorescent |  | Twist | 2 | 15 | Bedroom | 1082214 | Bedroom | 0.04979%
10822 | 15 | 1 |  | Manual | 1 | Ceiling Fixture | Compact Fluorescent |  | Twist | 2 | 15 | Hall | 1082215 | Hall | 0.04979%
10823 | 1 | 1 |  | Manual | 1 | Ceiling Fixture | Incandescent |  | Standard A Lamp | 1 | 60 | Bathroom | 108231 | Bathroom | 0.03789%
10823 | 2 | 1 |  | Manual | 1 | Architectural | Incandescent |  | Standard A Lamp | 1 | 40 | Closet | 108232 | Closet | 0.03789%
10823 | 3 | 1 |  | Manual | 1 | Ceiling Fixture | Compact Fluorescent |  | A shape bulb | 2 | 15 | Bedroom | 108233 | Bedroom | 0.03789%
10823 | 4 | 1 |  | Dimmer | 1 | Chandelier (Hanging) | Incandescent |  | Mini base | 6 | 40 | Dining Room | 108234 | Dining Room | 0.03789%
10823 | 4 | 2 |  | Manual | 1 | Floor lamp | Incandescent |  | Standard A Lamp | 3 | 60 | Dining Room | 108234 | Dining Room | 0.03789%
10823 | 4 | 3 |  | Manual | 1 | Floor lamp | Incandescent |  | 3-Way Incandescent | 1 | 100 | Dining Room | 108234 | Dining Room | 0.03789%
10823 | 5 | 1 |  | Manual | 1 | Wall Mount | Incandescent |  | Globe | 3 | 40 | Bathroom | 108235 | Bathroom | 0.03789%
10823 | 5 | 2 |  | Manual | 1 | Ceiling Fixture | Incandescent |  | Heat Lamp | 1 | 250 | Bathroom | 108235 | Bathroom | 0.03789%
10823 | 6 | 1 |  | Manual | 1 | Chandelier (Hanging) | Incandescent |  | Clear | 1 | 60 | Hall | 108236 | Hall | 0.03789%
10823 | 7 | 1 |  | Manual | 1 | Ceiling Fixture | Incandescent |  | Globe | 1 | 40 | Bedroom | 108237 | Bedroom | 0.03789%
10823 | 7 | 2 |  | Manual | 1 | Table | Incandescent |  | Clear | 1 | 40 | Bedroom | 108237 | Bedroom | 0.03789%
10823 | 8 | 1 |  | Dimmer | 6 | Recessed Can | Incandescent |  | Reflector | 1 | 65 | Kitchen | 108238 | Kitchen | 0.03789%
10823 | 8 | 2 |  | Dimmer | 2 | Ceiling Fixture | Incandescent |  | Standard A Lamp | 1 | 60 | Kitchen | 108238 | Kitchen | 0.03789%
10823 | 8 | 3 |  | Manual | 1 | Low bay | Linear Fluorescent | 34 | T-8 | 1 | 25 | Kitchen | 108238 | Kitchen | 0.03789%
10823 | 9 | 1 |  | Manual | 1 | High bay | Linear Fluorescent | 47 | T-12 | 2 | 40 | Laundry Room | 108239 | Laundry Room | 0.03789%
10823 | 9 | 2 |  | Manual | 1 | Architectural | Compact Fluorescent |  | Twist | 1 | 9 | Laundry Room | 108239 | Laundry Room | 0.03789%
10823 | 10 | 1 |  | Manual | 1 | Ceiling Fixture | Compact Fluorescent |  | A shape bulb | 3 | 15 | Master Bedroom | 1082310 | Master Bedroom | 0.03789%
10823 | 10 | 2 |  | Manual | 2 | Table | Compact Fluorescent |  | Twist | 1 | 23 | Master Bedroom | 1082310 | Master Bedroom | 0.03789%
10823 | 11 | 1 |  | Manual | 1 | Ceiling Fixture | Incandescent |  | Clear | 2 | 40 | Office | 1082311 | Office | 0.03789%
10823 | 11 | 2 |  | Manual | 1 | Table | Incandescent |  | Clear | 1 | 40 | Office | 1082311 | Office | 0.03789%
10823 | 12 | 1 |  | Manual | 1 | Table | Incandescent |  | Standard A Lamp | 1 | 60 | Living Room | 1082312 | Living Room | 0.03789%
10823 | 12 | 2 |  | Manual | 1 | Floor lamp | Incandescent |  | Standard A Lamp | 1 | 60 | Living Room | 1082312 | Living Room | 0.03789%
10823 | 12 | 3 |  | Manual | 1 | Table | Incandescent |  | Standard A Lamp | 1 | 60 | Living Room | 1082312 | Living Room | 0.03789%
10823 | 12 | 4 |  | Manual | 1 | Floor lamp | Incandescent |  | Standard A Lamp | 1 | 100 | Living Room | 1082312 | Living Room | 0.03789%
10823 | 12 | 5 |  | Manual | 1 | Table | Incandescent |  | Clear | 2 | 40 | Living Room | 1082312 | Living Room | 0.03789%
10823 | 13 | 1 |  | Manual | 1 | High bay | Compact Fluorescent |  | Twist | 1 | 9 | Hall | 1082313 | Hall | 0.03789%
10823 | 14 | 1 |  | Manual | 2 | High bay | Linear Fluorescent | 47 | T-12 | 2 | 32 | Other | 1082314 | Other | 0.03789%
10823 | 15 | 1 |  | Manual | 7 | Recessed Can | Incandescent |  | Standard A Lamp | 1 | 60 | Family Room | 1082315 | Family Room | 0.03789%
10823 | 16 | 1 |  | Manual | 2 | Wall Mount | Incandescent |  | Standard A Lamp | 1 | 40 | Bathroom | 1082316 | Bathroom | 0.03789%
10823 | 17 | 1 |  | Manual | 1 | Ceiling Fixture | Incandescent |  | Standard A Lamp | 1 | 60 | Hall | 1082317 | Hall | 0.03789%
10840 | 1 | 1 |  | Manual | 3 | Ceiling Fixture | Compact Fluorescent |  | Twist | 1 | 15 | Other | 108401 | Other | 0.03789%
10840 | 1 | 2 |  | Manual | 1 | Wall Mount | Incandescent |  | Standard A Lamp | 1 | 60 | Other | 108401 | Other | 0.03789%
10840 | 2 | 1 |  | Manual | 1 | Wall Mount | Incandescent |  | Globe | 3 | 40 | Bathroom | 108402 | Bathroom | 0.03789%
10840 | 3 | 1 |  | Manual | 1 | Ceiling Fixture | Compact Fluorescent |  | Twist | 1 | 15 | Bedroom | 108403 | Bedroom | 0.03789%
10840 | 4 | 1 |  | Manual | 1 | Ceiling Fixture | Compact Fluorescent |  | Twist | 1 | 15 | Bedroom | 108404 | Bedroom | 0.03789%
10840 | 5 | 1 |  | Dimmer | 1 | Ceiling Fixture | Incandescent |  | Standard A Lamp | 2 | 75 | Dining Room | 108405 | Dining Room | 0.03789%
10840 | 6 | 1 |  | Manual | 1 | Ceiling Fixture | Incandescent |  | Standard A Lamp | 2 | 60 | Hall | 108406 | Hall | 0.03789%
10840 | 7 | 1 |  | None | 1 | Garage door opener | Incandescent |  | Standard A Lamp | 1 | 60 | Garage | 108407 | Garage | 0.03789%
10840 | 8 | 1 |  | Manual | 1 | Ceiling Fixture | Incandescent |  | Standard A Lamp | 1 | 60 | Hall | 108408 | Hall | 0.03789%
10840 | 9 | 1 |  | Manual | 3 | Ceiling Fixture | Compact Fluorescent |  | Twist | 1 | 15 | Kitchen | 108409 | Kitchen | 0.03789%
10840 | 10 | 1 |  | Manual | 1 | Table | Incandescent |  | Standard A Lamp | 1 | 60 | Living Room | 1084010 | Living Room | 0.03789%
10840 | 10 | 2 |  | Manual | 3 | Table | Compact Fluorescent |  | Twist | 1 | 15 | Living Room | 1084010 | Living Room | 0.03789%
10840 | 11 | 1 |  | Manual | 1 | Ceiling Fixture | Incandescent |  | Standard A Lamp | 2 | 60 | Other | 1084011 | Other | 0.03789%
10840 | 11 | 2 |  | Manual | 1 | Ceiling Fixture | Compact Fluorescent |  | Twist | 1 | 15 | Other | 1084011 | Other | 0.03789%
10843 | 1 | 1 |  | Manual | 2 | Wall Mount | Incandescent |  | Standard A Lamp | 2 | 60 | Bathroom | 108431 | Bathroom | 0.04979%
10843 | 1 | 2 |  | Manual | 1 | Recessed Can | Incandescent |  | Reflector | 1 | 40 | Bathroom | 108431 | Bathroom | 0.04979%
10843 | 2 | 1 |  | Manual | 1 | Ceiling Fixture | Compact Fluorescent |  | A shape bulb | 2 | 15 | Bathroom | 108432 | Bathroom | 0.04979%
10843 | 3 | 1 |  | Manual | 1 | Chandelier (Hanging) | Compact Fluorescent |  | Twist | 2 | 15 | Bedroom | 108433 | Bedroom | 0.04979%
10843 | 4 | 1 |  | Manual | 1 | Ceiling Fixture | Compact Fluorescent |  | A shape bulb | 2 | 15 | Bedroom | 108434 | Bedroom | 0.04979%
10843 | 5 | 1 |  | Manual | 3 | Recessed Can | Incandescent |  | Reflector | 1 | 25 | Dining Room | 108435 | Dining Room | 0.04979%
10843 | 6 | 1 |  | Dimmer | 1 | Chandelier (Hanging) | Compact Fluorescent |  | Twist | 3 | 15 | Family Room | 108436 | Family Room | 0.04979%
10843 | 7 | 1 |  | Manual | 1 | Wall Mount | Compact Fluorescent |  | Twist | 1 | 15 | Kitchen | 108437 | Kitchen | 0.04979%
10843 | 8 | 1 |  | Manual | 5 | Recessed Can | Compact Fluorescent |  | Reflector | 1 | 15 | Kitchen | 108438 | Kitchen | 0.04979%
10843 | 9 | 1 |  | Manual | 1 | Ceiling Fan | Incandescent |  | Mini base | 6 | 25 | Living Room | 108439 | Living Room | 0.04979%
10843 | 10 | 1 |  | Manual | 2 | Ceiling Fixture | Compact Fluorescent |  | Twist | 2 | 15 | Master Bedroom | 1084310 | Master Bedroom | 0.04979%
10843 | 11 | 1 |  | Manual | 1 | Chandelier (Hanging) | Compact Fluorescent |  | Twist | 3 | 15 | Office | 1084311 | Office | 0.04979%
10843 | 11 | 2 |  | Manual | 1 | Wall Mount | Compact Fluorescent |  | Twist | 1 | 15 | Office | 1084311 | Office | 0.04979%
10843 | 12 | 1 |  | Manual | 1 | Wall Mount | Compact Fluorescent |  | Twist | 1 | 15 | Hall | 1084312 | Hall | 0.04979%
10843 | 13 | 1 |  | Manual | 1 | Ceiling Fixture | Linear Fluorescent | 48 | T-8 | 2 | 32 | Laundry Room | 1084313 | Laundry Room | 0.04979%
10848 | 1 | 1 |  | Manual | 1 | Wall Mount | Compact Fluorescent |  | Twist | 3 | 15 | Bathroom | 108481 | Bathroom | 0.03789%
10848 | 2 | 1 |  | Manual | 1 | Ceiling Fixture | Incandescent |  | Standard A Lamp | 1 | 60 | Bedroom | 108482 | Bedroom | 0.03789%
10848 | 2 | 2 |  | Manual | 2 | Table | Incandescent |  | Decorative | 1 | 40 | Bedroom | 108482 | Bedroom | 0.03789%
10848 | 3 | 1 |  | Manual | 1 | Ceiling Fixture | Compact Fluorescent |  | Circline (Screw Base) | 1 | 22 | Bedroom | 108483 | Bedroom | 0.03789%
10848 | 3 | 2 |  | Manual | 1 | Table | Incandescent |  | Standard A Lamp | 1 | 75 | Bedroom | 108483 | Bedroom | 0.03789%
10848 | 4 | 1 |  | Manual | 1 | Track | Compact Fluorescent |  | Twist | 2 | 15 | Kitchen | 108484 | Kitchen | 0.03789%
10848 | 4 | 2 |  | Dimmer | 1 | Chandelier (Hanging) | Incandescent |  | Standard A Lamp | 3 | 60 | Kitchen | 108484 | Kitchen | 0.03789%
10848 | 4 | 3 |  | Manual | 1 | Ceiling Fixture | Incandescent |  | Standard A Lamp | 1 | 40 | Kitchen | 108484 | Kitchen | 0.03789%
10848 | 5 | 1 |  | Manual | 1 | Ceiling Fixture | Compact Fluorescent |  | Straight Tube | 1 | 15 | Laundry Room | 108485 | Laundry Room | 0.03789%
10848 | 6 | 1 |  | Manual | 1 | Floor lamp | Compact Fluorescent |  | Twist | 5 | 15 | Living Room | 108486 | Living Room | 0.03789%
10848 | 6 | 2 |  | Manual | 1 | Wall Mount | Compact Fluorescent |  | Twist | 1 | 15 | Living Room | 108486 | Living Room | 0.03789%
10848 | 7 | 1 |  | Manual | 1 | Wall Mount | Compact Fluorescent |  | Twist | 1 | 22 | Other | 108487 | Other | 0.03789%
10848 | 8 | 1 |  | Manual | 1 | Ceiling Fixture | Compact Fluorescent |  | Twist | 1 | 15 | Office | 108488 | Office | 0.03789%
10848 | 8 | 2 |  | Manual | 1 | Table | Incandescent |  | Standard A Lamp | 1 | 60 | Office | 108488 | Office | 0.03789%
10852 | 1 | 1 |  | Manual | 1 | Ceiling Fixture | Linear Fluorescent | 96 | T-12 | 2 | 100 | Garage | 108521 | Garage | 0.02952%
10852 | 1 | 2 |  | Manual | 2 | Ceiling Fixture | Linear Fluorescent | 36 | T-12 | 2 | 40 | Garage | 108521 | Garage | 0.02952%
10852 | 2 | 1 |  | Manual | 1 | Ceiling Fixture | Incandescent |  | Standard A Lamp | 2 | 60 | Bedroom | 108522 | Bedroom | 0.02952%
10852 | 2 | 2 |  | Manual | 1 | Floor lamp | Incandescent |  | Standard A Lamp | 2 | 60 | Bedroom | 108522 | Bedroom | 0.02952%
10852 | 3 | 1 |  | Manual | 1 | Ceiling Fixture | Compact Fluorescent |  | Twist | 1 | 22 | Hall | 108523 | Hall | 0.02952%
10852 | 4 | 1 |  | Manual | 1 | Chandelier (Hanging) | Incandescent |  | Clear | 4 | 40 | Kitchen | 108524 | Kitchen | 0.02952%
10852 | 4 | 2 |  | Manual | 1 | Ceiling Fixture | Compact Fluorescent |  | Twist | 3 | 15 | Kitchen | 108524 | Kitchen | 0.02952%
10852 | 4 | 3 |  | Manual | 1 | Wall Mount | Linear Fluorescent | 16 | T-8 | 1 | 16 | Kitchen | 108524 | Kitchen | 0.02952%
10852 | 4 | 4 |  | Manual | 1 | Wall Mount | Incandescent |  | Standard A Lamp | 1 | 25 | Kitchen | 108524 | Kitchen | 0.02952%
10852 | 4 | 5 |  | Manual | 1 | Recessed Can | Compact Fluorescent |  | Twist | 1 | 22 | Kitchen | 108524 | Kitchen | 0.02952%
10852 | 5 | 1 |  | Manual | 2 | Floor lamp | Incandescent |  | Standard A Lamp | 1 | 75 | Living Room | 108525 | Living Room | 0.02952%
10852 | 5 | 2 |  | Manual | 1 | Floor lamp | Compact Fluorescent |  | Twist | 1 | 22 | Living Room | 108525 | Living Room | 0.02952%
10852 | 6 | 1 |  | Manual | 1 | Ceiling Fixture | Compact Fluorescent |  | Twist | 1 | 15 | Bedroom | 108526 | Bedroom | 0.02952%
10852 | 6 | 2 |  | Dimmer | 2 | Table | Incandescent |  | Mini base | 3 | 25 | Bedroom | 108526 | Bedroom | 0.02952%
10852 | 6 | 3 |  | Manual | 1 | Wall Mount | Linear Fluorescent | 16 | T-5 | 1 | 16 | Bedroom | 108526 | Bedroom | 0.02952%
10852 | 6 | 4 |  | Manual | 1 | Wall Mount | Incandescent |  | Heat Lamp | 1 | 60 | Bedroom | 108526 | Bedroom | 0.02952%
10852 | 7 | 1 |  | Manual | 1 | Wall Mount | Incandescent |  | Standard A Lamp | 6 | 40 | Bathroom | 108527 | Bathroom | 0.02952%
10866 | 1 | 1 |  | Manual | 1 | Recessed Can | Incandescent |  | Reflector | 1 | 65 | Family Room | 108661 | Family Room | 0.04979%
10866 | 1 | 2 |  | Manual | 2 | Floor lamp | Incandescent |  | Mini base | 3 | 40 | Family Room | 108661 | Family Room | 0.04979%
10866 | 1 | 3 |  | Manual | 1 | Table | Incandescent |  | Standard A Lamp | 1 | 60 | Family Room | 108661 | Family Room | 0.04979%
10866 | 2 | 1 |  | Manual | 1 | Table | Incandescent |  | Standard A Lamp | 1 | 25 | Living Room | 108662 | Living Room | 0.04979%
10866 | 2 | 2 |  | Manual | 1 | Floor lamp | Compact Fluorescent |  | Twist | 1 | 22 | Living Room | 108662 | Living Room | 0.04979%
10866 | 3 | 1 |  | Manual | 1 | Wall Mount | Compact Fluorescent |  | Twist | 2 | 15 | Bathroom | 108663 | Bathroom | 0.04979%
10866 | 3 | 2 |  | Manual | 1 | Recessed Can | Compact Fluorescent |  | Reflector | 1 | 15 | Bathroom | 108663 | Bathroom | 0.04979%
10866 | 4 | 1 |  | None | 6 | Recessed Can | Incandescent |  | Reflector | 1 | 65 | Kitchen | 108664 | Kitchen | 0.04979%
10866 | 5 | 1 |  | Manual | 1 | Ceiling Fan | Compact Fluorescent |  | Twist | 2 | 15 | Laundry Room | 108665 | Laundry Room | 0.04979%
10866 | 6 | 1 |  | Manual | 3 | Ceiling Fixture | Compact Fluorescent |  | Twist | 3 | 22 | Garage | 108666 | Garage | 0.04979%
10866 | 6 | 2 |  | Manual | 1 | Garage door opener | Incandescent |  | Standard A Lamp | 2 | 60 | Garage | 108666 | Garage | 0.04979%
10866 | 7 | 1 |  | Manual | 1 | Ceiling Fixture | Compact Fluorescent |  | Twist | 2 | 15 | Office | 108667 | Office | 0.04979%
10866 | 7 | 2 |  | Manual | 1 | Table | Linear Fluorescent | 48 | Fluorescent Unknown | 1 | 20 | Office | 108667 | Office | 0.04979%
10866 | 8 | 1 |  | Manual | 2 | Recessed Can | Incandescent |  | Reflector | 1 | 60 | Hall | 108668 | Hall | 0.04979%
10866 | 8 | 2 |  | Manual | 2 | Recessed Can | Compact Fluorescent |  | Twist | 2 | 22 | Hall | 108668 | Hall | 0.04979%
10866 | 9 | 1 |  | Manual | 1 | Ceiling Fixture | Linear Fluorescent |  | T-4 | 3 | 60 | Master Bedroom | 108669 | Master Bedroom | 0.04979%
10866 | 9 | 2 |  | Manual | 1 | Table | Incandescent |  | Standard A Lamp | 1 | 60 | Master Bedroom | 108669 | Master Bedroom | 0.04979%
10866 | 9 | 3 |  | Manual | 1 | Table | Compact Fluorescent |  | Twist | 1 | 15 | Master Bedroom | 108669 | Master Bedroom | 0.04979%
10866 | 10 | 1 |  | Manual | 1 | Wall Mount | Compact Fluorescent |  | Twist | 2 | 15 | Bathroom | 1086610 | Bathroom | 0.04979%
10866 | 10 | 2 |  | Manual | 1 | Wall Mount | Incandescent |  | Standard A Lamp | 6 | 60 | Bathroom | 1086610 | Bathroom | 0.04979%
10866 | 10 | 3 |  | Manual | 1 | Ceiling Fixture | Incandescent |  | Reflector | 1 | 60 | Bathroom | 1086610 | Bathroom | 0.04979%
10866 | 11 | 1 |  | Manual | 1 | Ceiling Fixture | Incandescent |  | Standard A Lamp | 2 | 60 | Closet | 1086611 | Closet | 0.04979%
10866 | 12 | 1 |  | Manual | 1 | Ceiling Fixture | Incandescent |  | Standard A Lamp | 2 | 60 | Bedroom | 1086612 | Bedroom | 0.04979%
10866 | 12 | 2 |  | Manual | 1 | Floor lamp | Incandescent |  | Standard A Lamp | 1 | 60 | Bedroom | 1086612 | Bedroom | 0.04979%
10866 | 13 | 1 |  | Manual | 1 | Ceiling Fixture | Compact Fluorescent |  | Reflector | 1 | 15 | Bathroom | 1086613 | Bathroom | 0.04979%
10866 | 13 | 2 |  | Manual | 1 | Wall Mount | Incandescent |  | Globe | 8 | 40 | Bathroom | 1086613 | Bathroom | 0.04979%
10866 | 14 | 1 |  | Manual | 1 | Ceiling Fixture | Compact Fluorescent |  | Twist | 2 | 15 | Bedroom | 1086614 | Bedroom | 0.04979%
10866 | 15 | 1 |  | Manual | 2 | Recessed Can | Compact Fluorescent |  | Reflector | 1 | 15 | Family Room | 1086615 | Family Room | 0.04979%
10866 | 15 | 2 |  | Manual | 1 | Floor lamp | Compact Fluorescent |  | Straight Tube | 1 | 22 | Family Room | 1086615 | Family Room | 0.04979%
10866 | 16 | 1 |  | Dimmer | 2 | Recessed Can | Incandescent |  | Reflector | 1 | 65 | Dining Room | 1086616 | Dining Room | 0.04979%
10866 | 16 | 2 |  | Dimmer | 1 | Chandelier (Hanging) | Incandescent |  | Mini base | 6 | 40 | Dining Room | 1086616 | Dining Room | 0.04979%
10866 | 16 | 3 |  | Manual | 1 | Table | Incandescent |  | Mini base | 1 | 40 | Dining Room | 1086616 | Dining Room | 0.04979%
10866 | 17 | 1 |  | Manual | 1 | Recessed Can | Compact Fluorescent |  | Reflector | 1 | 22 | Hall | 1086617 | Hall | 0.04979%
10866 | 18 | 1 |  | Manual | 1 | Wall Mount | Halogen |  | MR | 1 | 50 | Closet | 1086618 | Closet | 0.04979%
10866 | 19 | 1 |  | Manual | 1 | Ceiling Fixture | Compact Fluorescent |  | Twist | 2 | 22 | Office | 1086619 | Office | 0.04979%
10866 | 19 | 2 |  | Manual | 1 | Table | Compact Fluorescent |  | Mini base | 1 | 15 | Office | 1086619 | Office | 0.04979%
10866 | 19 | 3 |  | Manual | 1 | Table | Compact Fluorescent |  | Twist | 1 | 15 | Office | 1086619 | Office | 0.04979%
10866 | 19 | 4 |  | Manual | 1 | Table | Halogen |  | PAR | 1 | 30 | Office | 1086619 | Office | 0.04979%
10866 | 20 | 1 |  | Manual | 1 | Wall Mount | Compact Fluorescent |  | Twist | 1 | 22 | Closet | 1086620 | Closet | 0.04979%
10887 | 1 | 1 |  | Manual | 1 | Table | Incandescent |  | Decorative | 1 | 40 | Bedroom | 108871 | Bedroom | 0.0364%
10887 | 1 | 2 |  | Dimmer | 1 | Track | Incandescent |  | Reflector | 3 | 50 | Bedroom | 108871 | Bedroom | 0.0364%
10887 | 1 | 3 |  | Manual | 1 | Table | Incandescent |  | Standard A Lamp | 2 | 60 | Bedroom | 108871 | Bedroom | 0.0364%
10887 | 1 | 4 |  | Manual | 1 | Table | Incandescent |  | Mini base | 1 | 5 | Bedroom | 108871 | Bedroom | 0.0364%
10887 | 2 | 1 |  | Dimmer | 1 | Chandelier (Hanging) | Incandescent |  | Mini base | 5 | 60 | Family Room | 108872 | Family Room | 0.0364%
10887 | 3 | 1 |  | Manual | 1 | Chandelier (Hanging) | Incandescent |  | Standard A Lamp | 1 | 100 | Dining Room | 108873 | Dining Room | 0.0364%
10887 | 3 | 2 |  | Manual | 1 | Table | Incandescent |  | Mini base | 1 | 5 | Dining Room | 108873 | Dining Room | 0.0364%
10887 | 4 | 1 |  | Manual | 1 | Wall Mount | Incandescent |  | Standard A Lamp | 3 | 40 | Bathroom | 108874 | Bathroom | 0.0364%
10887 | 5 | 1 |  | Manual | 1 | Ceiling Fixture | Compact Fluorescent |  | Straight Tube | 1 | 29 | Office | 108875 | Office | 0.0364%
10887 | 5 | 2 |  | Manual | 1 | Table | Incandescent |  | Other | 1 | 40 | Office | 108875 | Office | 0.0364%
10887 | 6 | 1 |  | Manual | 1 | Ceiling Fixture | Incandescent |  | Standard A Lamp | 2 | 40 | Hall | 108876 | Hall | 0.0364%
10887 | 6 | 2 |  | Manual | 1 | Wall Mount | Incandescent |  | Mini base | 1 | 5 | Hall | 108876 | Hall | 0.0364%
10887 | 6 | 3 |  | Manual | 1 | Ceiling Fixture | Compact Fluorescent |  | Twist | 1 | 13 | Hall | 108876 | Hall | 0.0364%
10887 | 7 | 1 |  | Manual | 1 | Chandelier (Hanging) | Incandescent |  | Globe | 1 | 100 | Kitchen | 108877 | Kitchen | 0.0364%
10887 | 7 | 2 |  | Manual | 1 | Recessed Can | Incandescent |  | Standard A Lamp | 1 | 75 | Kitchen | 108877 | Kitchen | 0.0364%
10887 | 7 | 3 |  | Manual | 1 | Recessed Can | Incandescent |  | Standard A Lamp | 1 | 100 | Kitchen | 108877 | Kitchen | 0.0364%
10887 | 8 | 1 |  | Manual | 1 | Ceiling Fixture | Incandescent |  | Standard A Lamp | 2 | 60 | Living Room | 108878 | Living Room | 0.0364%
10887 | 8 | 2 |  | Manual | 2 | Floor lamp | Incandescent |  | Standard A Lamp | 1 | 100 | Living Room | 108878 | Living Room | 0.0364%
10887 | 8 | 3 |  | Manual | 1 | Table | Compact Fluorescent |  | Twist | 1 | 26 | Living Room | 108878 | Living Room | 0.0364%
10887 | 8 | 4 |  | Manual | 3 | Wall Mount | Incandescent |  | Decorative | 1 | 40 | Living Room | 108878 | Living Room | 0.0364%
10887 | 8 | 5 |  | Manual | 1 | Floor lamp | Incandescent |  | Decorative | 1 | 60 | Living Room | 108878 | Living Room | 0.0364%
10887 | 9 | 1 |  | Manual | 1 | Table | Incandescent |  | 3-Way Incandescent | 1 | 100 | Bedroom | 108879 | Bedroom | 0.0364%
10887 | 9 | 2 |  | Manual | 1 | Table | Incandescent |  | Standard A Lamp | 1 | 60 | Bedroom | 108879 | Bedroom | 0.0364%
10887 | 10 | 1 |  | Manual | 1 | Ceiling Fixture | Compact Fluorescent |  | Twist | 1 | 13 | Hall | 1088710 | Hall | 0.0364%
10887 | 11 | 1 |  | Manual | 1 | Wall Mount | Incandescent |  | Standard A Lamp | 3 | 60 | Bathroom | 1088711 | Bathroom | 0.0364%
10887 | 11 | 2 |  | Manual | 1 | Recessed - other | Incandescent |  | Standard A Lamp | 1 | 75 | Bathroom | 1088711 | Bathroom | 0.0364%
10887 | 12 | 1 |  | Manual | 1 | Wall Mount | Incandescent |  | 3-Way Incandescent | 1 | 150 | Master Bedroom | 1088712 | Master Bedroom | 0.0364%
10887 | 12 | 2 |  | Manual | 2 | Table | Incandescent |  | Standard A Lamp | 1 | 60 | Master Bedroom | 1088712 | Master Bedroom | 0.0364%
10887 | 13 | 1 |  | Manual | 1 | Ceiling Fixture | Incandescent |  | Standard A Lamp | 1 | 60 | Closet | 1088713 | Closet | 0.0364%
10887 | 14 | 1 |  | Manual | 1 | Ceiling Fixture | Incandescent |  | Standard A Lamp | 1 | 60 | Other | 1088714 | Other | 0.0364%
10887 | 14 | 2 |  | Manual | 1 | Ceiling Fixture | Incandescent |  | Standard A Lamp | 1 | 100 | Other | 1088714 | Other | 0.0364%
10887 | 15 | 1 |  | Manual | 1 | Wall Mount | Incandescent |  | Standard A Lamp | 1 | 40 | Laundry Room | 1088715 | Laundry Room | 0.0364%
10887 | 16 | 1 |  | Manual | 2 | Ceiling Fixture | Linear Fluorescent | 48 | T-12 | 2 | 40 | Garage | 1088716 | Garage | 0.0364%
10887 | 16 | 2 |  | Manual | 1 | Ceiling Fixture | Incandescent |  | Standard A Lamp | 1 | 75 | Garage | 1088716 | Garage | 0.0364%
10895 | 1 | 1 |  | Manual | 1 | Wall Mount | Incandescent |  | Standard A Lamp | 1 | 60 | Bathroom | 108951 | Bathroom | 0.03789%
10895 | 1 | 2 |  | Manual | 3 | Ceiling Fixture | Linear Fluorescent | 48 | T-12 | 2 | 40 | Bathroom | 108951 | Bathroom | 0.03789%
10895 | 1 | 3 |  | Manual | 1 | Wall Mount | Compact Fluorescent |  | Twist | 1 | 15 | Bathroom | 108951 | Bathroom | 0.03789%
10895 | 1 | 4 |  | Manual | 1 | Ceiling Fixture | Incandescent |  | Heat Lamp | 1 | 250 | Bathroom | 108951 | Bathroom | 0.03789%
10895 | 2 | 1 |  | Manual | 2 | Ceiling Fixture | Linear Fluorescent | 48 | T-12 | 2 | 40 | Bathroom | 108952 | Bathroom | 0.03789%
10895 | 3 | 1 |  | Manual | 1 | Ceiling Fixture | Compact Fluorescent |  | Twist | 2 | 22 | Bedroom | 108953 | Bedroom | 0.03789%
10895 | 3 | 2 |  | Manual | 1 | Wall Mount | Compact Fluorescent |  | Twist | 1 | 15 | Bedroom | 108953 | Bedroom | 0.03789%
10895 | 4 | 1 |  | Manual | 1 | Ceiling Fixture | Compact Fluorescent |  | Twist | 2 | 22 | Bedroom | 108954 | Bedroom | 0.03789%
10895 | 4 | 2 |  | Manual | 1 | Table | Compact Fluorescent |  | Straight Tube | 1 | 42 | Bedroom | 108954 | Bedroom | 0.03789%
10895 | 5 | 1 |  | Manual | 1 | Ceiling Fixture | Compact Fluorescent |  | Twist | 2 | 15 | Bedroom | 108955 | Bedroom | 0.03789%
10895 | 6 | 1 |  | Manual | 1 | Ceiling Fixture | Compact Fluorescent |  | Twist | 2 | 15 | Other | 108956 | Other | 0.03789%
10895 | 6 | 2 |  | Manual | 1 | Ceiling Fixture | Incandescent |  | Standard A Lamp | 1 | 60 | Other | 108956 | Other | 0.03789%
10895 | 7 | 1 |  | Manual | 1 | Chandelier (Hanging) | Incandescent |  | Mini base | 4 | 40 | Family Room | 108957 | Family Room | 0.03789%
10895 | 7 | 2 |  | Manual | 5 | Ceiling Fixture | Compact Fluorescent |  | Twist | 1 | 15 | Family Room | 108957 | Family Room | 0.03789%
10895 | 8 | 1 |  | Manual | 2 | Ceiling Fixture | Linear Fluorescent | 48 | T-12 | 2 | 40 | Kitchen | 108958 | Kitchen | 0.03789%
10895 | 9 | 1 |  | Manual | 1 | Ceiling Fixture | Compact Fluorescent |  | Twist | 3 | 15 | Laundry Room | 108959 | Laundry Room | 0.03789%
10895 | 10 | 1 |  | Manual | 1 | Floor lamp | Incandescent |  | Standard A Lamp | 1 | 40 | Living Room | 1089510 | Living Room | 0.03789%
10895 | 10 | 2 |  | Manual | 1 | Floor lamp | Compact Fluorescent |  | Twist | 2 | 15 | Living Room | 1089510 | Living Room | 0.03789%
10895 | 10 | 3 |  | Manual | 1 | Table | Incandescent |  | Standard A Lamp | 2 | 60 | Living Room | 1089510 | Living Room | 0.03789%
10895 | 10 | 4 |  | Manual | 1 | Wall Mount | Compact Fluorescent |  | Straight Tube | 1 | 15 | Living Room | 1089510 | Living Room | 0.03789%
10895 | 10 | 5 |  | Manual | 1 | Wall Mount | Compact Fluorescent |  | Twist | 1 | 22 | Living Room | 1089510 | Living Room | 0.03789%
10895 | 10 | 6 |  | Manual | 1 | Table | Compact Fluorescent |  | Twist | 1 | 22 | Living Room | 1089510 | Living Room | 0.03789%
10895 | 10 | 7 |  | Manual | 1 | Ceiling Fan | Incandescent |  | Standard A Lamp | 1 | 25 | Living Room | 1089510 | Living Room | 0.03789%
10895 | 11 | 1 |  | Manual | 1 | Wall Mount | Incandescent |  | Standard A Lamp | 1 | 60 | Garage | 1089511 | Garage | 0.03789%
10911 | 1 | 1 |  | Manual | 1 | Ceiling Fixture | Compact Fluorescent |  | Twist | 1 | 15 | Other | 109111 | Other | 0.0364%
10911 | 1 | 2 |  | Manual | 1 | Floor lamp | Incandescent |  | Standard A Lamp | 1 | 60 | Other | 109111 | Other | 0.0364%
10911 | 2 | 1 |  | Manual | 1 | Ceiling Fixture | Incandescent |  | Standard A Lamp | 1 | 60 | Bedroom | 109112 | Bedroom | 0.0364%
10911 | 2 | 2 |  | Manual | 1 | Wall Mount | Compact Fluorescent |  | Twist | 1 | 15 | Bedroom | 109112 | Bedroom | 0.0364%
10911 | 3 | 1 |  | Manual | 1 | Wall Mount | Compact Fluorescent |  | Globe | 4 | 7 | Bathroom | 109113 | Bathroom | 0.0364%
10911 | 4 | 1 |  | Manual | 1 | Ceiling Fixture | Compact Fluorescent |  | Twist | 1 | 15 | Bedroom | 109114 | Bedroom | 0.0364%
10911 | 5 | 1 |  | Manual | 1 | Ceiling Fan | Compact Fluorescent |  | Twist | 1 | 15 | Bedroom | 109115 | Bedroom | 0.0364%
10911 | 5 | 2 |  | Manual | 1 | Table | Compact Fluorescent |  | Twist | 1 | 15 | Bedroom | 109115 | Bedroom | 0.0364%
10911 | 6 | 1 |  | Manual | 1 | Ceiling Fixture | Compact Fluorescent |  | Twist | 1 | 15 | Hall | 109116 | Hall | 0.0364%
10911 | 7 | 1 |  | Manual | 2 | Ceiling Fixture | Compact Fluorescent |  | Twist | 1 | 15 | Kitchen | 109117 | Kitchen | 0.0364%
10911 | 8 | 1 |  | Manual | 1 | Ceiling Fan | Compact Fluorescent |  | Twist | 1 | 15 | Laundry Room | 109118 | Laundry Room | 0.0364%
10911 | 9 | 1 |  | Manual | 2 | Table | Compact Fluorescent |  | Twist | 2 | 15 | Living Room | 109119 | Living Room | 0.0364%
10915 | 1 | 1 |  | Manual | 1 | Wall Mount | Compact Fluorescent |  | Twist | 1 | 20 | Bathroom | 109151 | Bathroom | 0.0364%
10915 | 2 | 1 |  | Manual | 1 | Ceiling Fixture | Compact Fluorescent |  | Twist | 1 | 13 | Bedroom | 109152 | Bedroom | 0.0364%
10915 | 3 | 1 |  | Manual | 1 | Ceiling Fixture | Compact Fluorescent |  | Twist | 1 | 13 | Bedroom | 109153 | Bedroom | 0.0364%
10915 | 4 | 1 |  | Manual | 1 | Ceiling Fixture | Compact Fluorescent |  | Twist | 1 | 13 | Bedroom | 109154 | Bedroom | 0.0364%
10915 | 5 | 1 |  | Manual | 1 | Ceiling Fixture | Compact Fluorescent |  | Twist | 1 | 20 | Bedroom | 109155 | Bedroom | 0.0364%
10915 | 6 | 1 |  | Manual | 1 | Ceiling Fixture | Compact Fluorescent |  | Twist | 1 | 20 | Other | 109156 | Other | 0.0364%
10915 | 7 | 1 |  | Manual | 1 | Table | Compact Fluorescent |  | Twist | 1 | 13 | Family Room | 109157 | Family Room | 0.0364%
10915 | 8 | 1 |  | Manual | 1 | Ceiling Fixture | Compact Fluorescent |  | Twist | 1 | 13 | Hall | 109158 | Hall | 0.0364%
10915 | 9 | 1 |  | Manual | 1 | Ceiling Fixture | Compact Fluorescent |  | Twist | 1 | 13 | Kitchen | 109159 | Kitchen | 0.0364%
10915 | 9 | 2 |  | Manual | 1 | Ceiling Fixture | Linear Fluorescent | 24 | T-12 | 2 | 20 | Kitchen | 109159 | Kitchen | 0.0364%
10915 | 10 | 1 |  | Manual | 1 | Wall Mount | Compact Fluorescent |  | Twist | 2 | 20 | Laundry Room | 1091510 | Laundry Room | 0.0364%
10927 | 1 | 1 |  | Manual | 1 | Wall Mount | Incandescent |  | Globe | 3 | 25 | Bathroom | 109271 | Bathroom | 0.03789%
10927 | 1 | 2 |  | Manual | 1 | Ceiling Fixture | Compact Fluorescent |  | Circline (Screw Base) | 1 | 15 | Bathroom | 109271 | Bathroom | 0.03789%
10927 | 2 | 1 |  | Manual | 2 | Track | Compact Fluorescent |  | Twist | 3 | 22 | Laundry Room | 109272 | Laundry Room | 0.03789%
10927 | 3 | 1 |  | Manual | 1 | Wall Mount | Incandescent |  | Globe | 3 | 25 | Bathroom | 109273 | Bathroom | 0.03789%
10927 | 4 | 1 |  | Manual | 1 | Ceiling Fixture | Compact Fluorescent |  | Twist | 1 | 15 | Bedroom | 109274 | Bedroom | 0.03789%
10927 | 5 | 1 |  | Manual | 1 | Ceiling Fixture | Compact Fluorescent |  | Twist | 1 | 15 | Garage | 109275 | Garage | 0.03789%
10927 | 6 | 1 |  | Manual | 2 | Ceiling Fixture | Compact Fluorescent |  | Twist | 1 | 15 | Living Room | 109276 | Living Room | 0.03789%
10927 | 6 | 2 |  | Manual | 1 | Floor lamp | Incandescent |  | Mini base | 3 | 40 | Living Room | 109276 | Living Room | 0.03789%
10927 | 7 | 1 |  | Manual | 1 | Ceiling Fixture | Incandescent |  | Standard A Lamp | 2 | 60 | Master Bedroom | 109277 | Master Bedroom | 0.03789%
10927 | 7 | 2 |  | Manual | 1 | Ceiling Fixture | Incandescent |  | Standard A Lamp | 1 | 60 | Master Bedroom | 109277 | Master Bedroom | 0.03789%
10927 | 7 | 3 |  | Manual | 1 | Table | Incandescent |  | Standard A Lamp | 1 | 60 | Master Bedroom | 109277 | Master Bedroom | 0.03789%
10927 | 8 | 1 |  | Manual | 1 | Ceiling Fixture | Compact Fluorescent |  | Twist | 1 | 15 | Office | 109278 | Office | 0.03789%
10927 | 8 | 2 |  | Manual | 1 | Table | Halogen |  | Quartz Tube | 1 | 75 | Office | 109278 | Office | 0.03789%
10946 | 1 | 1 |  | Manual | 1 | Recessed Can | Incandescent |  | Reflector | 1 | 75 | Bathroom | 109461 | Bathroom | 0.1232%
10946 | 2 | 1 |  | Dimmer | 2 | Recessed Can | Halogen |  | PAR | 1 | 75 | Bathroom | 109462 | Bathroom | 0.1232%
10946 | 2 | 2 |  | Manual | 1 | Recessed Can | Incandescent |  | Standard A Lamp | 1 | 60 | Bathroom | 109462 | Bathroom | 0.1232%
10946 | 2 | 3 |  | Dimmer | 3 | Wall Mount | Incandescent |  | Standard A Lamp | 2 | 40 | Bathroom | 109462 | Bathroom | 0.1232%
10946 | 2 | 4 |  | Manual | 1 | Wall Mount | Incandescent |  | Mini base | 1 | 75 | Bathroom | 109462 | Bathroom | 0.1232%
10946 | 3 | 1 |  | Dimmer | 7 | Recessed Can | Halogen |  | PAR | 1 | 75 | Bedroom | 109463 | Bedroom | 0.1232%
10946 | 3 | 2 |  | Manual | 1 | Table | Incandescent |  | 3-Way Incandescent | 1 | 150 | Bedroom | 109463 | Bedroom | 0.1232%
10946 | 3 | 3 |  | Manual | 1 | Table | Incandescent |  | Standard A Lamp | 1 | 60 | Bedroom | 109463 | Bedroom | 0.1232%
10946 | 3 | 4 |  | Manual | 1 | Table | Incandescent |  | Reflector | 1 | 60 | Bedroom | 109463 | Bedroom | 0.1232%
10946 | 4 | 1 |  | Manual | 1 | Table | Incandescent |  | Standard A Lamp | 1 | 60 | Bedroom | 109464 | Bedroom | 0.1232%
10946 | 4 | 2 |  | Dimmer |  | Garage door opener | Halogen |  | PAR | 1 | 75 | Bedroom | 109464 | Bedroom | 0.1232%
10946 | 5 | 1 |  | Dimmer | 4 | Recessed Can | Halogen |  | PAR | 1 | 75 | Bedroom | 109465 | Bedroom | 0.1232%
10946 | 5 | 2 |  | Manual | 2 | Table | Halogen |  | Other | 1 | 50 | Bedroom | 109465 | Bedroom | 0.1232%
10946 | 6 | 1 |  | Dimmer | 1 | Chandelier (Hanging) | Halogen |  | MR | 2 | 50 | Dining Room | 109466 | Dining Room | 0.1232%
10946 | 6 | 2 |  | Dimmer | 4 | Wall Mount | Halogen |  | PAR | 1 | 50 | Dining Room | 109466 | Dining Room | 0.1232%
10946 | 7 | 1 |  | Dimmer | 1 | Recessed Can | Halogen |  | PAR | 1 | 75 | Hall | 109467 | Hall | 0.1232%
10946 | 7 | 2 |  | Manual | 1 | Recessed Can | Halogen |  | PAR | 1 | 50 | Hall | 109467 | Hall | 0.1232%
10946 | 7 | 3 |  | Photo | 1 | Wall Mount | Incandescent |  | Mini base | 1 | 75 | Hall | 109467 | Hall | 0.1232%
10946 | 8 | 1 |  | Manual | 1 | Wall Mount | Incandescent |  | Standard A Lamp | 1 | 60 | Closet | 109468 | Closet | 0.1232%
10946 | 9 | 1 |  | Manual | 1 | Ceiling Fixture | Incandescent |  | Standard A Lamp | 1 | 60 | Other | 109469 | Other | 0.1232%
10946 | 10 | 1 |  | Manual | 1 | Wall Mount | Incandescent |  | Standard A Lamp | 1 | 60 | Other | 1094610 | Other | 0.1232%
10946 | 11 | 1 |  | Manual | 6 | Ceiling Fixture | Incandescent |  | Standard A Lamp | 1 | 60 | Garage | 1094611 | Garage | 0.1232%
10946 | 11 | 2 |  | Manual | 1 | Garage door opener | Incandescent |  | Standard A Lamp | 1 | 60 | Garage | 1094611 | Garage | 0.1232%
10946 | 12 | 1 |  | Dimmer | 5 | Recessed Can | Halogen |  | PAR | 1 | 75 | Hall | 1094612 | Hall | 0.1232%
10946 | 12 | 2 |  | Dimmer | 1 | Recessed Can | Halogen |  | PAR | 1 | 50 | Hall | 1094612 | Hall | 0.1232%
10946 | 13 | 1 |  | Dimmer | 5 | Recessed Can | Incandescent |  | Reflector | 1 | 60 | Hall | 1094613 | Hall | 0.1232%
10946 | 14 | 1 |  | Manual | 1 | Wall Mount | Linear Fluorescent | 48 | T-12 | 1 | 40 | Closet | 1094614 | Closet | 0.1232%
10946 | 15 | 1 |  | Manual | 1 | Wall Mount | Linear Fluorescent | 48 | T-12 | 1 | 40 | Closet | 1094615 | Closet | 0.1232%
10946 | 16 | 1 |  | Dimmer | 8 | Other | Halogen |  | Other | 1 | 25 | Kitchen | 1094616 | Kitchen | 0.1232%
10946 | 16 | 2 |  | Dimmer | 11 | Recessed Can | Halogen |  | PAR | 1 | 75 | Kitchen | 1094616 | Kitchen | 0.1232%
10946 | 16 | 3 |  | Dimmer | 4 | Recessed Can | Halogen |  | PAR | 1 | 50 | Kitchen | 1094616 | Kitchen | 0.1232%
10946 | 16 | 4 |  | Dimmer | 3 | Recessed - other | Halogen |  | PAR | 1 | 50 | Kitchen | 1094616 | Kitchen | 0.1232%
10946 | 16 | 5 |  | Manual | 2 | Recessed - other | Incandescent |  | Heat Lamp | 1 | 250 | Kitchen | 1094616 | Kitchen | 0.1232%
10946 | 17 | 1 |  | Manual | 4 | Recessed Can | Halogen |  | Other | 1 | 35 | Laundry Room | 1094617 | Laundry Room | 0.1232%
10946 | 17 | 2 |  | Dimmer | 6 | Recessed Can | Halogen |  | PAR | 1 | 50 | Laundry Room | 1094617 | Laundry Room | 0.1232%
10946 | 18 | 1 |  | Dimmer | 14 | Recessed Can | Halogen |  | PAR | 1 | 75 | Living Room | 1094618 | Living Room | 0.1232%
10946 | 18 | 2 |  | Dimmer | 2 | Track | Halogen |  | PAR | 2 | 75 | Living Room | 1094618 | Living Room | 0.1232%
10946 | 18 | 3 |  | Manual | 1 | Floor lamp | Incandescent |  | Standard A Lamp | 1 | 75 | Living Room | 1094618 | Living Room | 0.1232%
10946 | 19 | 1 |  | Dimmer | 1 | Recessed Can | Halogen |  | PAR | 1 | 75 | Family Room | 1094619 | Family Room | 0.1232%
10946 | 19 | 2 |  | Manual | 1 | Table | Compact Fluorescent |  | Pin base | 1 | 5 | Family Room | 1094619 | Family Room | 0.1232%
10946 | 19 | 3 |  | Dimmer | 2 | Wall Mount | Halogen |  | PAR | 1 | 75 | Family Room | 1094619 | Family Room | 0.1232%
10946 | 19 | 4 |  | Manual | 1 | Table | Compact Fluorescent |  | Pin base | 1 | 15 | Family Room | 1094619 | Family Room | 0.1232%
10946 | 19 | 5 |  | Manual | 1 | Floor lamp | Incandescent |  | Other | 1 | 100 | Family Room | 1094619 | Family Room | 0.1232%
10946 | 19 | 6 |  | Manual | 1 | Floor lamp | Incandescent |  | Standard A Lamp | 1 | 60 | Family Room | 1094619 | Family Room | 0.1232%
10946 | 20 | 1 |  | Manual | 1 | Wall Mount | Incandescent |  | Standard A Lamp | 1 | 60 | Closet | 1094620 | Closet | 0.1232%
10946 | 21 | 1 |  | Dimmer | 4 | Recessed Can | Incandescent |  | Standard A Lamp | 1 | 60 | Family Room | 1094621 | Family Room | 0.1232%
10946 | 21 | 2 |  | Dimmer | 4 | Recessed Can | Halogen |  | PAR | 1 | 75 | Family Room | 1094621 | Family Room | 0.1232%
10946 | 21 | 3 |  | Dimmer | 4 | Recessed Can | Incandescent |  | Reflector | 1 | 60 | Family Room | 1094621 | Family Room | 0.1232%
10946 | 21 | 4 |  | Photo | 1 | Wall Mount | Incandescent |  | Mini base | 1 | 75 | Family Room | 1094621 | Family Room | 0.1232%
10946 | 22 | 1 |  | Dimmer | 3 | Recessed Can | Halogen |  | PAR | 1 | 75 | Bathroom | 1094622 | Bathroom | 0.1232%
10946 | 22 | 2 |  | Dimmer | 1 | Wall Mount | Incandescent |  | Other | 1 | 60 | Bathroom | 1094622 | Bathroom | 0.1232%
10946 | 23 | 1 |  | Dimmer | 1 | Recessed Can | Incandescent |  | Reflector | 1 | 60 | Bathroom | 1094623 | Bathroom | 0.1232%
10946 | 23 | 2 |  | Dimmer | 2 | Wall Mount | Incandescent |  | Reflector | 1 | 50 | Bathroom | 1094623 | Bathroom | 0.1232%
10948 | 1 | 1 |  | Manual | 2 | Ceiling Fixture | Incandescent |  | Standard A Lamp | 1 | 60 | Other | 109481 | Other | 0.04979%
10948 | 2 | 1 |  | Manual | 4 | High bay | Linear Fluorescent | 48 | T-8 | 2 | 32 | Other | 109482 | Other | 0.04979%
10948 | 2 | 2 |  | Manual | 2 | Ceiling Fixture | Compact Fluorescent |  | Twist | 1 | 15 | Other | 109482 | Other | 0.04979%
10948 | 2 | 3 |  | Manual | 1 | Ceiling Fixture | Incandescent |  | Standard A Lamp | 1 | 75 | Other | 109482 | Other | 0.04979%
10948 | 3 | 1 |  | Manual | 1 | Ceiling Fixture | Incandescent |  | Standard A Lamp | 1 | 60 | Other | 109483 | Other | 0.04979%
10948 | 3 | 2 |  | Manual | 1 | Ceiling Fixture | Incandescent |  | Standard A Lamp | 2 | 60 | Other | 109483 | Other | 0.04979%
10948 | 4 | 1 |  | Manual | 1 | Wall Mount | Incandescent |  | Standard A Lamp | 1 | 60 | Bathroom | 109484 | Bathroom | 0.04979%
10948 | 4 | 2 |  | Manual | 1 | Wall Mount | Compact Fluorescent |  | Twist | 1 | 13 | Bathroom | 109484 | Bathroom | 0.04979%
10948 | 5 | 1 |  | Manual | 1 | Ceiling Fixture | Compact Fluorescent |  | Twist | 2 | 15 | Bedroom | 109485 | Bedroom | 0.04979%
10948 | 6 | 1 |  | Manual | 1 | Ceiling Fixture | Incandescent |  | Mini base | 2 | 40 | Bedroom | 109486 | Bedroom | 0.04979%
10948 | 7 | 1 |  | Manual | 1 | Ceiling Fixture | Compact Fluorescent |  | Twist | 2 | 15 | Dining Room | 109487 | Dining Room | 0.04979%
10948 | 8 | 1 |  | Manual | 1 | Ceiling Fixture | Compact Fluorescent |  | Twist | 1 | 13 | Hall | 109488 | Hall | 0.04979%
10948 | 9 | 1 |  | Manual | 1 | Wall Mount | Incandescent |  | Mini base | 1 | 40 | Hall | 109489 | Hall | 0.04979%
10948 | 10 | 1 |  | Manual | 1 | Ceiling Fixture | Compact Fluorescent |  | Twist | 2 | 15 | Kitchen | 1094810 | Kitchen | 0.04979%
10948 | 12 | 1 |  | Manual | 1 | Ceiling Fixture | Incandescent |  | Colored | 1 | 60 | Hall | 1094812 | Hall | 0.04979%
10951 | 1 | 1 |  | Manual | 1 | Wall Mount | Incandescent |  | Standard A Lamp | 4 | 60 | Bathroom | 109511 | Bathroom | 0.1232%
10951 | 1 | 2 |  | Manual | 1 | Ceiling Fixture | Compact Fluorescent |  | Twist | 2 | 14 | Bathroom | 109511 | Bathroom | 0.1232%
10951 | 2 | 1 |  | Manual | 1 | Wall Mount | Incandescent |  | Standard A Lamp | 3 | 60 | Bathroom | 109512 | Bathroom | 0.1232%
10951 | 2 | 2 |  | Manual | 4 | Recessed Can | Halogen |  | PAR | 1 | 75 | Bathroom | 109512 | Bathroom | 0.1232%
10951 | 3 | 1 |  | Manual | 1 | Recessed Can | Incandescent |  | Standard A Lamp | 1 | 25 | Bedroom | 109513 | Bedroom | 0.1232%
10951 | 3 | 2 |  | Manual | 1 | Floor lamp | Incandescent |  | Standard A Lamp | 1 | 60 | Bedroom | 109513 | Bedroom | 0.1232%
10951 | 3 | 3 |  | Manual | 1 | Table | Incandescent |  | Standard A Lamp | 1 | 60 | Bedroom | 109513 | Bedroom | 0.1232%
10951 | 4 | 1 |  | Manual | 1 | Recessed Can | Incandescent |  | Standard A Lamp | 1 | 60 | Bedroom | 109514 | Bedroom | 0.1232%
10951 | 4 | 2 |  | Manual | 1 | Table | Incandescent |  | Standard A Lamp | 1 | 60 | Bedroom | 109514 | Bedroom | 0.1232%
10951 | 4 | 3 |  | Manual | 1 | Floor lamp | Compact Fluorescent |  | Twist | 1 | 18 | Bedroom | 109514 | Bedroom | 0.1232%
10951 | 5 | 1 |  | Manual | 2 | Chandelier (Hanging) | Halogen |  | MR | 1 | 40 | Dining Room | 109515 | Dining Room | 0.1232%
10951 | 5 | 2 |  | Manual | 1 | Floor lamp | Compact Fluorescent |  | Twist | 3 | 14 | Dining Room | 109515 | Dining Room | 0.1232%
10951 | 6 | 1 |  | Manual | 1 | Chandelier (Hanging) | Incandescent |  | Decorative | 3 | 40 | Family Room | 109516 | Family Room | 0.1232%
10951 | 6 | 2 |  | Manual | 1 | Table | Compact Fluorescent |  | Twist | 1 | 23 | Family Room | 109516 | Family Room | 0.1232%
10951 | 6 | 3 |  | Manual | 1 | Chandelier (Hanging) | Incandescent |  | Standard A Lamp | 3 | 60 | Family Room | 109516 | Family Room | 0.1232%
10951 | 7 | 1 |  | Manual | 2 | Ceiling Fixture | Linear Fluorescent | 96 | T-12 | 2 | 75 | Garage | 109517 | Garage | 0.1232%
10951 | 7 | 2 |  | Manual | 1 | Garage door opener | Compact Fluorescent |  | A shape bulb | 2 | 14 | Garage | 109517 | Garage | 0.1232%
10951 | 8 | 1 |  | Manual | 3 | Recessed Can | Incandescent |  | Reflector | 1 | 65 | Hall | 109518 | Hall | 0.1232%
10951 | 9 | 1 |  | Manual | 1 | Ceiling Fixture | Halogen |  | MR | 4 | 50 | Kitchen | 109519 | Kitchen | 0.1232%
10951 | 9 | 2 |  | Manual | 6 | Recessed Can | Halogen |  | PAR | 1 | 75 | Kitchen | 109519 | Kitchen | 0.1232%
10951 | 10 | 1 |  | Manual | 1 | Ceiling Fixture | Halogen |  | MR | 4 | 50 | Laundry Room | 1095110 | Laundry Room | 0.1232%
10951 | 10 | 2 |  | Manual | 1 | Ceiling Fixture | Halogen |  | MR | 3 | 50 | Laundry Room | 1095110 | Laundry Room | 0.1232%
10951 | 11 | 1 |  | Manual | 2 | Floor lamp | Compact Fluorescent |  | Twist | 1 | 20 | Master Bedroom | 1095111 | Master Bedroom | 0.1232%
10951 | 11 | 2 |  | Manual | 2 | Table | Incandescent |  | Standard A Lamp | 1 | 40 | Master Bedroom | 1095111 | Master Bedroom | 0.1232%
10965 | 1 | 1 |  | Manual | 1 | Wall Mount | Incandescent |  | Clear | 3 | 40 | Bathroom | 109651 | Bathroom | 0.1232%
10965 | 1 | 2 |  | Manual | 1 | Recessed - other | Incandescent |  | Heat Lamp | 1 | 250 | Bathroom | 109651 | Bathroom | 0.1232%
10965 | 2 | 1 |  | Manual | 1 | Ceiling Fixture | Incandescent |  | Standard A Lamp | 3 | 60 | Bedroom | 109652 | Bedroom | 0.1232%
10965 | 3 | 1 |  | Manual | 1 | Ceiling Fixture | Compact Fluorescent |  | Twist | 2 | 15 | Bedroom | 109653 | Bedroom | 0.1232%
10965 | 4 | 1 |  | Manual | 1 | Ceiling Fixture | Incandescent |  | Standard A Lamp | 3 | 60 | Hall | 109654 | Hall | 0.1232%
10965 | 5 | 1 |  | Manual | 1 | Ceiling Fixture | Incandescent |  | Standard A Lamp | 3 | 60 | Kitchen | 109655 | Kitchen | 0.1232%
10965 | 6 | 1 |  | Manual | 2 | Floor lamp | Halogen |  | MR | 1 | 30 | Living Room | 109656 | Living Room | 0.1232%
10978 | 1 | 1 |  | Manual | 1 | Ceiling Fixture | Compact Fluorescent |  | A shape bulb | 1 | 15 | Bathroom | 109781 | Bathroom | 0.03789%
10978 | 1 | 2 |  | Manual | 1 | Ceiling Fan | Compact Fluorescent |  | Twist | 1 | 15 | Bathroom | 109781 | Bathroom | 0.03789%
10978 | 1 | 3 |  | Manual | 1 | Ceiling Fixture | Incandescent |  | Reflector | 1 | 250 | Bathroom | 109781 | Bathroom | 0.03789%
10978 | 1 | 4 |  | Manual | 2 | Ceiling Fixture | Halogen |  | Quartz Tube | 1 | 50 | Bathroom | 109781 | Bathroom | 0.03789%
10978 | 2 | 1 |  | Manual | 1 | Ceiling Fixture | Compact Fluorescent |  | Twist | 1 | 7 | Closet | 109782 | Closet | 0.03789%
10978 | 3 | 1 |  | Manual | 1 | Track | Compact Fluorescent |  | Reflector | 4 | 15 | Dining Room | 109783 | Dining Room | 0.03789%
10978 | 4 | 1 |  | Manual | 1 | Ceiling Fixture | Compact Fluorescent |  | Twist | 1 | 15 | Garage | 109784 | Garage | 0.03789%
10978 | 4 | 2 |  | Manual | 2 | Ceiling Fixture | Incandescent |  | Standard A Lamp | 1 | 100 | Garage | 109784 | Garage | 0.03789%
10978 | 4 | 3 |  | Manual | 1 | Exterior | Linear Fluorescent | 48 | T-12 | 2 | 40 | Garage | 109784 | Garage | 0.03789%
10978 | 4 | 4 |  | Manual | 1 | Table | Compact Fluorescent |  | Twist | 1 | 15 | Garage | 109784 | Garage | 0.03789%
10978 | 5 | 1 |  | Manual | 1 | Ceiling Fixture | Compact Fluorescent |  | Twist | 1 | 22 | Hall | 109785 | Hall | 0.03789%
10978 | 6 | 1 |  | Manual | 1 | Ceiling Fixture | Compact Fluorescent |  | Twist | 1 | 22 | Hall | 109786 | Hall | 0.03789%
10978 | 7 | 1 |  | Manual | 1 | Ceiling Fixture | Compact Fluorescent |  | Twist | 2 | 15 | Kitchen | 109787 | Kitchen | 0.03789%
10978 | 7 | 2 |  | Manual | 1 | Other | Linear Fluorescent | 36 | Fluorescent Other | 1 | 16 | Kitchen | 109787 | Kitchen | 0.03789%
10978 | 8 | 1 |  | Manual | 1 | Wall Mount | Compact Fluorescent |  | Twist | 1 | 15 | Living Room | 109788 | Living Room | 0.03789%
10978 | 8 | 2 |  | Manual | 1 | Table | Compact Fluorescent |  | Twist | 1 | 22 | Living Room | 109788 | Living Room | 0.03789%
10978 | 8 | 3 |  | Manual | 3 | Recessed - other | Halogen |  | MR | 1 | 50 | Living Room | 109788 | Living Room | 0.03789%
10978 | 8 | 4 |  | Manual | 1 | Ceiling Fixture | Compact Fluorescent |  | Twist | 1 | 15 | Living Room | 109788 | Living Room | 0.03789%
10978 | 9 | 1 |  | Manual | 1 | Ceiling Fixture | Compact Fluorescent |  | Twist | 2 | 15 | Master Bedroom | 109789 | Master Bedroom | 0.03789%
10978 | 10 | 1 |  | Manual | 1 | Chandelier (Hanging) | Compact Fluorescent |  | Twist | 2 | 15 | Master Bedroom | 1097810 | Master Bedroom | 0.03789%
10978 | 11 | 1 |  | Manual | 1 | Ceiling Fixture | Compact Fluorescent |  | Twist | 1 | 22 | Other | 1097811 | Other | 0.03789%
10978 | 11 | 2 |  | Manual | 1 | Wall Mount | Compact Fluorescent |  | Twist | 1 | 22 | Other | 1097811 | Other | 0.03789%
10978 | 12 | 1 |  | Manual | 2 | Ceiling Fixture | Compact Fluorescent |  | Twist | 1 | 15 | Office | 1097812 | Office | 0.03789%
10978 | 12 | 2 |  | Manual | 3 | Track | Compact Fluorescent |  | Twist | 1 | 15 | Office | 1097812 | Office | 0.03789%
10986 | 1 | 1 |  | Dimmer | 2 | Ceiling Fixture | Incandescent |  | Standard A Lamp | 2 | 60 | Family Room | 109861 | Family Room | 0.04979%
10986 | 1 | 2 |  | Manual | 1 | Floor lamp | Compact Fluorescent |  | Twist | 1 | 28 | Family Room | 109861 | Family Room | 0.04979%
10986 | 1 | 3 |  | Manual | 1 | Floor lamp | Compact Fluorescent |  | Twist | 1 | 22 | Family Room | 109861 | Family Room | 0.04979%
10986 | 2 | 1 |  | Dimmer | 1 | Chandelier (Hanging) | Incandescent |  | Mini base | 8 | 40 | Living Room | 109862 | Living Room | 0.04979%
10986 | 3 | 1 |  | Manual | 1 | Ceiling Fixture | Compact Fluorescent |  | Twist | 1 | 15 | Hall | 109863 | Hall | 0.04979%
10986 | 4 | 1 |  | Manual | 1 | Ceiling Fixture | Compact Fluorescent |  | Twist | 1 | 15 | Bedroom | 109864 | Bedroom | 0.04979%
10986 | 4 | 2 |  | Manual | 1 | Floor lamp | Incandescent |  | 3-Way Incandescent | 1 | 100 | Bedroom | 109864 | Bedroom | 0.04979%
10986 | 5 | 1 |  | Manual | 1 | Ceiling Fixture | Incandescent |  | Standard A Lamp | 2 | 60 | Bedroom | 109865 | Bedroom | 0.04979%
10986 | 5 | 2 |  | Manual | 1 | Table | Compact Fluorescent |  | Twist | 1 | 22 | Bedroom | 109865 | Bedroom | 0.04979%
10986 | 6 | 1 |  | Manual | 1 | Ceiling Fixture | Compact Fluorescent |  | Twist | 2 | 15 | Office | 109866 | Office | 0.04979%
10986 | 7 | 1 |  | Manual | 1 | Ceiling Fixture | Compact Fluorescent |  | Twist | 2 | 15 | Master Bedroom | 109867 | Master Bedroom | 0.04979%
10986 | 7 | 2 |  | Manual | 2 | Table | Incandescent |  | Standard A Lamp | 1 | 100 | Master Bedroom | 109867 | Master Bedroom | 0.04979%
10986 | 7 | 3 |  | Manual | 1 | Table | Incandescent |  | Standard A Lamp | 1 | 100 | Master Bedroom | 109867 | Master Bedroom | 0.04979%
10986 | 8 | 1 |  | Manual | 2 | Ceiling Fixture | Linear Fluorescent | 48 | Fluorescent Unknown | 1 | 40 | Bathroom | 109868 | Bathroom | 0.04979%
10986 | 9 | 1 |  | Manual | 2 | Table | Incandescent |  | Standard A Lamp | 1 | 75 | Living Room | 109869 | Living Room | 0.04979%
10986 | 9 | 2 |  | Manual | 1 | Floor lamp | Compact Fluorescent |  | Twist | 4 | 22 | Living Room | 109869 | Living Room | 0.04979%
10986 | 10 | 1 |  | Manual | 1 | Ceiling Fixture | Incandescent |  | Clear | 2 | 40 | Hall | 1098610 | Hall | 0.04979%
10986 | 11 | 1 |  | Manual | 3 | Ceiling Fixture | Linear Fluorescent | 48 | T-12 | 1 | 40 | Kitchen | 1098611 | Kitchen | 0.04979%
10986 | 12 | 1 |  | Manual | 1 | Ceiling Fixture | Compact Fluorescent |  | Twist | 2 | 15 | Laundry Room | 1098612 | Laundry Room | 0.04979%
10986 | 13 | 1 |  | Manual | 12 | Ceiling Fixture | Linear Fluorescent | 48 | T-12 | 2 | 40 | Garage | 1098613 | Garage | 0.04979%
10986 | 14 | 1 |  | Manual | 1 | Ceiling Fixture | Compact Fluorescent |  | Twist | 2 | 15 | Bathroom | 1098614 | Bathroom | 0.04979%
10986 | 15 | 1 |  | Manual | 2 | Ceiling Fixture | Linear Fluorescent | 48 | T-12 | 1 | 40 | Bathroom | 1098615 | Bathroom | 0.04979%
10986 | 15 | 2 |  | Manual | 1 | Wall Mount | Incandescent |  | Globe | 4 | 40 | Bathroom | 1098615 | Bathroom | 0.04979%
10990 | 1 | 1 |  | Manual | 1 | Table | Incandescent |  | Standard A Lamp | 1 | 100 | Master Bedroom | 109901 | Master Bedroom | 0.04979%
10990 | 1 | 2 |  | Manual | 1 | Table | Incandescent |  | Standard A Lamp | 1 | 75 | Master Bedroom | 109901 | Master Bedroom | 0.04979%
10990 | 1 | 3 |  | Manual | 2 | Recessed Can | Compact Fluorescent |  | Twist | 1 | 15 | Master Bedroom | 109901 | Master Bedroom | 0.04979%
10990 | 2 | 1 |  | Manual | 1 | Table | Compact Fluorescent |  | Twist | 2 | 15 | Living Room | 109902 | Living Room | 0.04979%
10990 | 2 | 2 |  | Manual | 1 | Table | Compact Fluorescent |  | Twist | 1 | 22 | Living Room | 109902 | Living Room | 0.04979%
10990 | 2 | 3 |  | Manual | 1 | Torchiere | Incandescent |  | Mini base | 5 | 25 | Living Room | 109902 | Living Room | 0.04979%
10990 | 3 | 1 |  | Dimmer | 2 | Ceiling Fixture | Incandescent |  | Standard A Lamp | 1 | 75 | Kitchen | 109903 | Kitchen | 0.04979%
10990 | 4 | 1 |  | Manual | 1 | Ceiling Fixture | Incandescent |  | Mini base | 2 | 40 | Bedroom | 109904 | Bedroom | 0.04979%
10990 | 4 | 2 |  | Manual | 1 | Table | Incandescent |  | Standard A Lamp | 2 | 75 | Bedroom | 109904 | Bedroom | 0.04979%
10990 | 4 | 3 |  | Manual | 1 | Floor lamp | Compact Fluorescent |  | Twist | 3 | 15 | Bedroom | 109904 | Bedroom | 0.04979%
10990 | 5 | 1 |  | Manual | 1 | Wall Mount | Incandescent |  | Globe | 10 | 40 | Bathroom | 109905 | Bathroom | 0.04979%
10990 | 5 | 2 |  | Manual | 1 | Recessed Can | Incandescent |  | Standard A Lamp | 1 | 75 | Bathroom | 109905 | Bathroom | 0.04979%
10990 | 6 | 1 |  | Manual | 1 | Ceiling Fixture | Incandescent |  | Mini base | 2 | 40 | Hall | 109906 | Hall | 0.04979%
10990 | 7 | 1 |  | Manual | 1 | Other | Other |  | Other | 1 | 12 | Hall | 109907 | Hall | 0.04979%
10990 | 8 | 1 |  | Dimmer | 1 | Chandelier (Hanging) | Incandescent |  | Mini base | 7 | 25 | Dining Room | 109908 | Dining Room | 0.04979%
10990 | 9 | 1 |  | Manual | 3 | Ceiling Fixture | Incandescent |  | Mini base | 2 | 40 | Office | 109909 | Office | 0.04979%
10990 | 9 | 2 |  | Manual | 1 | Table | Compact Fluorescent |  | Twist | 1 | 15 | Office | 109909 | Office | 0.04979%
10990 | 10 | 1 |  | Manual | 1 | Ceiling Fixture | Incandescent |  | Standard A Lamp | 1 | 25 | Bathroom | 1099010 | Bathroom | 0.04979%
10990 | 10 | 2 |  | Manual | 1 | Wall Mount | Incandescent |  | Mini base | 4 | 40 | Bathroom | 1099010 | Bathroom | 0.04979%
10990 | 11 | 1 |  | Manual | 1 | Ceiling Fixture | Incandescent |  | Standard A Lamp | 1 | 40 | Closet | 1099011 | Closet | 0.04979%
10990 | 12 | 1 |  | Manual | 1 | Track | Compact Fluorescent |  | Twist | 1 | 15 | Laundry Room | 1099012 | Laundry Room | 0.04979%
10990 | 12 | 2 |  | Manual | 1 | Track | Incandescent |  | Standard A Lamp | 1 | 60 | Laundry Room | 1099012 | Laundry Room | 0.04979%
10990 | 13 | 1 |  | Manual | 1 | Ceiling Fixture | Incandescent |  | Mini base | 2 | 60 | Bedroom | 1099013 | Bedroom | 0.04979%
10990 | 13 | 2 |  | Manual | 1 | Table | Compact Fluorescent |  | Twist | 1 | 22 | Bedroom | 1099013 | Bedroom | 0.04979%
10995 | 1 | 1 |  | Manual | 1 | Ceiling Fixture | Compact Fluorescent |  | Twist | 1 | 15 | Closet | 109951 | Closet | 0.1232%
10995 | 2 | 1 |  | Manual | 1 | Ceiling Fixture | Compact Fluorescent |  | Twist | 2 | 15 | Hall | 109952 | Hall | 0.1232%
10995 | 3 | 1 |  | Manual | 1 | Ceiling Fixture | Linear Fluorescent | 48 | T-12 | 2 | 40 | Kitchen | 109953 | Kitchen | 0.1232%
10995 | 4 | 1 |  | Manual | 1 | Wall Mount | Compact Fluorescent |  | Globe | 3 | 15 | Bathroom | 109954 | Bathroom | 0.1232%
10995 | 5 | 1 |  | Manual | 1 | Ceiling Fixture | Compact Fluorescent |  | Twist | 2 | 15 | Laundry Room | 109955 | Laundry Room | 0.1232%
10995 | 6 | 1 |  | Manual | 2 | Ceiling Fixture | Compact Fluorescent |  | Twist | 2 | 15 | Garage | 109956 | Garage | 0.1232%
10995 | 7 | 1 |  | Dimmer | 2 | Table | Incandescent |  | Standard A Lamp | 1 | 60 | Master Bedroom | 109957 | Master Bedroom | 0.1232%
10995 | 8 | 1 |  | Manual | 1 | Wall Mount | Compact Fluorescent |  | Globe | 3 | 15 | Bathroom | 109958 | Bathroom | 0.1232%
10995 | 9 | 1 |  | Manual | 1 | Wall Mount | Compact Fluorescent |  | Globe | 3 | 15 | Bathroom | 109959 | Bathroom | 0.1232%
10995 | 9 | 2 |  | Manual | 1 | Recessed - other | Incandescent |  | Heat Lamp | 1 | 150 | Bathroom | 109959 | Bathroom | 0.1232%
10995 | 10 | 1 |  | Manual | 1 | Ceiling Fixture | Compact Fluorescent |  | Twist | 2 | 15 | Bedroom | 1099510 | Bedroom | 0.1232%
10995 | 10 | 2 |  | Manual | 1 | Table | Incandescent |  | Mini base | 1 | 40 | Bedroom | 1099510 | Bedroom | 0.1232%
10995 | 11 | 1 |  | Manual | 1 | Ceiling Fixture | Compact Fluorescent |  | Twist | 2 | 15 | Bedroom | 1099511 | Bedroom | 0.1232%
10995 | 12 | 1 |  | Manual | 1 | Chandelier (Hanging) | Compact Fluorescent |  | Twist | 1 | 15 | Hall | 1099512 | Hall | 0.1232%
10995 | 13 | 1 |  | Manual | 1 | Ceiling Fixture | Halogen |  | MR | 1 | 50 | Living Room | 1099513 | Living Room | 0.1232%
10995 | 14 | 1 |  | Manual | 1 | Chandelier (Hanging) | Compact Fluorescent |  | Twist | 4 | 15 | Dining Room | 1099514 | Dining Room | 0.1232%
11003 | 1 | 1 |  | Dimmer | 1 | Ceiling Fixture | Incandescent |  | Standard A Lamp | 3 | 60 | Living Room | 110031 | Living Room | 0.04979%
11003 | 1 | 2 |  | Manual | 2 | Table | Compact Fluorescent |  | Twist | 1 | 15 | Living Room | 110031 | Living Room | 0.04979%
11003 | 1 | 3 |  | Manual | 1 | Floor lamp | Incandescent |  | Standard A Lamp | 1 | 60 | Living Room | 110031 | Living Room | 0.04979%
11003 | 2 | 1 |  | Manual | 1 | Ceiling Fixture | Other |  | Other | 1 | 15 | Closet | 110032 | Closet | 0.04979%
11003 | 3 | 1 |  | Dimmer | 1 | Ceiling Fan | Incandescent |  | Standard A Lamp | 4 | 60 | Dining Room | 110033 | Dining Room | 0.04979%
11003 | 3 | 2 |  | Manual | 1 | Ceiling Fixture | Incandescent |  | Standard A Lamp | 1 | 60 | Dining Room | 110033 | Dining Room | 0.04979%
11003 | 4 | 1 |  | Manual | 1 | Table | Incandescent |  | Standard A Lamp | 1 | 60 | Bedroom | 110034 | Bedroom | 0.04979%
11003 | 4 | 2 |  | Manual | 1 | Chandelier (Hanging) | Incandescent |  | Standard A Lamp | 1 | 60 | Bedroom | 110034 | Bedroom | 0.04979%
11003 | 5 | 1 |  | Manual | 1 | Ceiling Fixture | Incandescent |  | Standard A Lamp | 1 | 60 | Hall | 110035 | Hall | 0.04979%
11003 | 6 | 1 |  | Manual | 1 | Ceiling Fixture | Incandescent |  | Standard A Lamp | 1 | 60 | Bedroom | 110036 | Bedroom | 0.04979%
11003 | 7 | 1 |  | Manual | 1 | Wall Mount | Incandescent |  | Standard A Lamp | 1 | 40 | Bathroom | 110037 | Bathroom | 0.04979%
11003 | 8 | 1 |  | Manual | 2 | Ceiling Fixture | Compact Fluorescent |  | Twist | 1 | 15 | Kitchen | 110038 | Kitchen | 0.04979%
11003 | 9 | 1 |  | Manual | 1 | Ceiling Fixture | Linear Fluorescent | 48 | T-8 | 2 | 32 | Laundry Room | 110039 | Laundry Room | 0.04979%
11006 | 1 | 1 |  | Manual | 6 | Recessed Can | Incandescent |  | Standard A Lamp | 1 | 100 | Office | 110061 | Office | 0.03789%
11006 | 1 | 2 |  | Manual | 2 | Ceiling Fixture | Compact Fluorescent |  | Twist | 1 | 22 | Office | 110061 | Office | 0.03789%
11006 | 1 | 3 |  | Manual | 1 | Ceiling Fixture | Compact Fluorescent |  | Twist | 1 | 15 | Office | 110061 | Office | 0.03789%
11006 | 1 | 4 |  | Manual | 1 | Ceiling Fixture | Incandescent |  | Standard A Lamp | 1 | 100 | Office | 110061 | Office | 0.03789%
11006 | 2 | 1 |  | Manual | 1 | Wall Mount | Incandescent |  | Standard A Lamp | 1 | 100 | Bathroom | 110062 | Bathroom | 0.03789%
11006 | 2 | 2 |  | Manual | 1 | Ceiling Fixture | Incandescent |  | Standard A Lamp | 1 | 60 | Bathroom | 110062 | Bathroom | 0.03789%
11006 | 3 | 1 |  | Manual | 1 | Ceiling Fixture | Incandescent |  | Standard A Lamp | 2 | 60 | Bedroom | 110063 | Bedroom | 0.03789%
11006 | 3 | 2 |  | Dimmer | 1 | Table | Incandescent |  | Standard A Lamp | 2 | 60 | Bedroom | 110063 | Bedroom | 0.03789%
11006 | 3 | 3 |  | Manual | 1 | Table | Incandescent |  | Standard A Lamp | 1 | 60 | Bedroom | 110063 | Bedroom | 0.03789%
11006 | 4 | 1 |  | Manual | 1 | Ceiling Fixture | Incandescent |  | Standard A Lamp | 2 | 60 | Bedroom | 110064 | Bedroom | 0.03789%
11006 | 4 | 2 |  | Manual | 2 | Table | Incandescent |  | Standard A Lamp | 2 | 60 | Bedroom | 110064 | Bedroom | 0.03789%
11006 | 5 | 1 |  | Manual | 1 | Ceiling Fixture | Incandescent |  | Standard A Lamp | 4 | 100 | Dining Room | 110065 | Dining Room | 0.03789%
11006 | 6 | 1 |  | Manual | 1 | Ceiling Fixture | Incandescent |  | Standard A Lamp | 1 | 100 | Hall | 110066 | Hall | 0.03789%
11006 | 7 | 1 |  | Manual | 3 | Recessed Can | Incandescent |  | Standard A Lamp | 1 | 100 | Kitchen | 110067 | Kitchen | 0.03789%
11006 | 7 | 2 |  | Manual | 1 | Chandelier (Hanging) | Incandescent |  | Colored | 3 | 40 | Kitchen | 110067 | Kitchen | 0.03789%
11006 | 8 | 1 |  | Manual | 1 | Ceiling Fixture | Incandescent |  | Standard A Lamp | 1 | 100 | Laundry Room | 110068 | Laundry Room | 0.03789%
11006 | 9 | 1 |  | Manual | 4 | Table | Incandescent |  | Standard A Lamp | 1 | 100 | Living Room | 110069 | Living Room | 0.03789%
11014 | 1 | 1 |  | Manual | 1 | Ceiling Fixture | Incandescent |  | Decorative | 1 | 40 | Bathroom | 110141 | Bathroom | 0.02952%
11014 | 1 | 2 |  | Manual | 3 | Wall Mount | Incandescent |  | Decorative | 1 | 40 | Bathroom | 110141 | Bathroom | 0.02952%
11014 | 1 | 3 |  | Manual | 1 | Chandelier (Hanging) | Incandescent |  | Heat Lamp | 1 | 500 | Bathroom | 110141 | Bathroom | 0.02952%
11014 | 2 | 1 |  | Manual | 1 | Wall Mount | Incandescent |  | Globe | 3 | 40 | Bathroom | 110142 | Bathroom | 0.02952%
11014 | 2 | 2 |  | Manual | 1 | Ceiling Fixture | Incandescent |  | Heat Lamp | 1 | 500 | Bathroom | 110142 | Bathroom | 0.02952%
11014 | 2 | 3 |  | Manual | 1 | Ceiling Fixture | Incandescent |  | Clear | 5 | 40 | Bathroom | 110142 | Bathroom | 0.02952%
11014 | 3 | 1 |  | Manual | 2 | Ceiling Fixture | Incandescent |  | Standard A Lamp | 3 | 60 | Bedroom | 110143 | Bedroom | 0.02952%
11014 | 3 | 2 |  | Manual | 1 | Table | Compact Fluorescent |  | Twist | 2 | 15 | Bedroom | 110143 | Bedroom | 0.02952%
11014 | 3 | 3 |  | Manual | 1 | Wall Mount | Halogen |  | Other | 1 | 40 | Bedroom | 110143 | Bedroom | 0.02952%
11014 | 4 | 1 |  | Manual | 1 | Table | Compact Fluorescent |  | Twist | 1 | 15 | Bedroom | 110144 | Bedroom | 0.02952%
11014 | 4 | 2 |  | Manual | 1 | Ceiling Fixture | Incandescent |  | Standard A Lamp | 1 | 60 | Bedroom | 110144 | Bedroom | 0.02952%
11014 | 4 | 3 |  | Manual | 1 | Table | Incandescent |  | Standard A Lamp | 1 | 60 | Bedroom | 110144 | Bedroom | 0.02952%
11014 | 5 | 1 |  | Manual | 1 | Ceiling Fixture | Incandescent |  | Standard A Lamp | 1 | 60 | Dining Room | 110145 | Dining Room | 0.02952%
11014 | 6 | 1 |  | Manual | 1 | Ceiling Fixture | Compact Fluorescent |  | Twist | 1 | 15 | Living Room | 110146 | Living Room | 0.02952%
11014 | 6 | 2 |  | Manual | 3 | Wall Mount | Compact Fluorescent |  | Twist | 1 | 15 | Living Room | 110146 | Living Room | 0.02952%
11014 | 7 | 1 |  | Manual | 3 | Ceiling Fixture | Linear Fluorescent | 48 | T-12 | 2 | 40 | Garage | 110147 | Garage | 0.02952%
11014 | 7 | 2 |  | Manual | 2 | Garage door opener | Incandescent |  | Clear | 1 | 60 | Garage | 110147 | Garage | 0.02952%
11014 | 8 | 1 |  | Manual | 1 | Ceiling Fixture | Incandescent |  | Standard A Lamp | 1 | 60 | Hall | 110148 | Hall | 0.02952%
11014 | 8 | 2 |  | Manual | 1 | Ceiling Fixture | Compact Fluorescent |  | Twist | 1 | 15 | Hall | 110148 | Hall | 0.02952%
11014 | 9 | 1 |  | Manual | 2 | Ceiling Fixture | Incandescent |  | Globe | 1 | 40 | Kitchen | 110149 | Kitchen | 0.02952%
11014 | 9 | 2 |  | Manual | 4 | Recessed Can | Incandescent |  | Reflector | 1 | 65 | Kitchen | 110149 | Kitchen | 0.02952%
11014 | 10 | 1 |  | Manual | 2 | Ceiling Fixture | Halogen |  | PAR | 1 | 65 | Living Room | 1101410 | Living Room | 0.02952%
11014 | 10 | 2 |  | Manual | 1 | Table | Compact Fluorescent |  | Twist | 1 | 22 | Living Room | 1101410 | Living Room | 0.02952%
11014 | 10 | 3 |  | Manual | 1 | Floor lamp | Compact Fluorescent |  | Twist | 1 | 22 | Living Room | 1101410 | Living Room | 0.02952%
11014 | 11 | 1 |  | Manual | 1 | Ceiling Fixture | Halogen |  | MR | 3 | 50 | Bedroom | 1101411 | Bedroom | 0.02952%
11014 | 11 | 2 |  | Manual | 1 | Ceiling Fixture | Incandescent |  | Decorative | 1 | 40 | Bedroom | 1101411 | Bedroom | 0.02952%
11014 | 11 | 3 |  | Manual | 1 | Table | Compact Fluorescent |  | Twist | 2 | 15 | Bedroom | 1101411 | Bedroom | 0.02952%
11014 | 11 | 4 |  | Manual | 1 | Floor lamp | Incandescent |  | Decorative | 5 | 40 | Bedroom | 1101411 | Bedroom | 0.02952%
11014 | 12 | 1 |  | Manual | 1 | Ceiling Fixture | Compact Fluorescent |  | Twist | 2 | 22 | Bedroom | 1101412 | Bedroom | 0.02952%
11021 | 1 | 1 |  | Manual | 1 | Ceiling Fixture | Compact Fluorescent |  | Twist | 1 | 13 | Bathroom | 110211 | Bathroom | 0.0364%
11021 | 1 | 2 |  | Manual | 2 | Wall Mount | Compact Fluorescent |  | Twist | 1 | 13 | Bathroom | 110211 | Bathroom | 0.0364%
11021 | 2 | 1 |  | Manual | 1 | Ceiling Fixture | Compact Fluorescent |  | Twist | 2 | 13 | Bedroom | 110212 | Bedroom | 0.0364%
11021 | 3 | 1 |  | Manual | 1 | Ceiling Fixture | Compact Fluorescent |  | Twist | 1 | 13 | Bedroom | 110213 | Bedroom | 0.0364%
11021 | 3 | 2 |  | Manual | 1 | Ceiling Fixture | Compact Fluorescent |  | Twist | 1 | 20 | Bedroom | 110213 | Bedroom | 0.0364%
11021 | 4 | 1 |  | Manual | 1 | Ceiling Fixture | Incandescent |  | Mini base | 3 | 40 | Dining Room | 110214 | Dining Room | 0.0364%
11021 | 5 | 1 |  | Manual | 1 | Ceiling Fixture | Incandescent |  | Decorative | 1 | 40 | Other | 110215 | Other | 0.0364%
11021 | 5 | 2 |  | Manual | 1 | Ceiling Fixture | Compact Fluorescent |  | Twist | 1 | 20 | Other | 110215 | Other | 0.0364%
11021 | 6 | 1 |  | Manual | 1 | Floor lamp | Compact Fluorescent |  | Twist | 1 | 20 | Family Room | 110216 | Family Room | 0.0364%
11021 | 6 | 2 |  | Manual | 1 | Other | Linear Fluorescent | 24 | T-8 | 1 | 20 | Family Room | 110216 | Family Room | 0.0364%
11021 | 7 | 1 |  | Manual | 1 | Ceiling Fan | Compact Fluorescent |  | Twist | 3 | 14 | Kitchen | 110217 | Kitchen | 0.0364%
11021 | 7 | 2 |  | Manual | 1 | Ceiling Fixture | Compact Fluorescent |  | Twist | 1 | 13 | Kitchen | 110217 | Kitchen | 0.0364%
11021 | 8 | 1 |  | Manual | 2 | Ceiling Fixture | Compact Fluorescent |  | Twist | 1 | 20 | Master Bedroom | 110218 | Master Bedroom | 0.0364%
11030 | 1 | 1 |  | Manual | 1 | Ceiling Fixture | Linear Fluorescent | 24 | T-8 | 2 | 16 | Bathroom | 110301 | Bathroom | 0.0364%
11030 | 2 | 1 |  | Manual | 1 | Ceiling Fixture | Incandescent |  | Standard A Lamp | 1 | 60 | Bedroom | 110302 | Bedroom | 0.0364%
11030 | 3 | 1 |  | Manual | 1 | Ceiling Fixture | Incandescent |  | Standard A Lamp | 1 | 60 | Bedroom | 110303 | Bedroom | 0.0364%
11030 | 4 | 1 |  | Manual | 1 | Ceiling Fixture | Incandescent |  | Standard A Lamp | 1 | 60 | Dining Room | 110304 | Dining Room | 0.0364%
11030 | 4 | 2 |  | Manual | 1 | Table | Incandescent |  | Standard A Lamp | 1 | 100 | Dining Room | 110304 | Dining Room | 0.0364%
11030 | 5 | 1 |  | Manual | 1 | Ceiling Fixture | Linear Fluorescent | 48 | T-12 | 2 | 40 | Kitchen | 110305 | Kitchen | 0.0364%
11030 | 6 | 1 |  | Manual | 1 | Ceiling Fixture | Incandescent |  | Standard A Lamp | 1 | 60 | Laundry Room | 110306 | Laundry Room | 0.0364%
11030 | 7 | 1 |  | Manual | 1 | Ceiling Fixture | Incandescent |  | Standard A Lamp | 1 | 60 | Living Room | 110307 | Living Room | 0.0364%
11032 | 1 | 1 |  | Manual | 1 | Ceiling Fixture | Compact Fluorescent |  | Twist | 1 | 22 | Bathroom | 110321 | Bathroom | 0.02952%
11032 | 1 | 2 |  | Manual | 1 | Floor lamp | Compact Fluorescent |  | Twist | 1 | 13 | Bathroom | 110321 | Bathroom | 0.02952%
11032 | 2 | 1 |  | Manual | 1 | Ceiling Fixture | Compact Fluorescent |  | Twist | 1 | 22 | Bedroom | 110322 | Bedroom | 0.02952%
11032 | 3 | 1 |  | Manual | 1 | Wall Mount | Compact Fluorescent |  | Twist | 1 | 23 | Bedroom | 110323 | Bedroom | 0.02952%
11032 | 3 | 2 |  | Manual | 1 | Table | Compact Fluorescent |  | Pin base | 1 | 13 | Bedroom | 110323 | Bedroom | 0.02952%
11032 | 4 | 1 |  | Manual | 1 | Ceiling Fixture | Compact Fluorescent |  | Twist | 1 | 22 | Kitchen | 110324 | Kitchen | 0.02952%
11032 | 4 | 2 |  | Manual | 1 | Ceiling Fixture | Compact Fluorescent |  | Twist | 1 | 13 | Kitchen | 110324 | Kitchen | 0.02952%
11035 | 1 | 1 |  | Manual | 1 | Ceiling Fixture | Linear Fluorescent | 36 | T-8 | 2 | 20 | Bathroom | 110351 | Bathroom | 0.0286%
11035 | 2 | 1 |  | Manual | 1 | Ceiling Fixture | Incandescent |  | Standard A Lamp | 1 | 60 | Bedroom | 110352 | Bedroom | 0.0286%
11035 | 2 | 2 |  | Manual | 1 | Table | Incandescent |  | Standard A Lamp | 1 | 60 | Bedroom | 110352 | Bedroom | 0.0286%
11035 | 3 | 1 |  | Manual | 1 | Ceiling Fixture | Incandescent |  | Standard A Lamp | 2 | 60 | Bedroom | 110353 | Bedroom | 0.0286%
11035 | 4 | 1 |  | Manual | 2 | Recessed Can | Incandescent |  | Reflector | 1 | 75 | Hall | 110354 | Hall | 0.0286%
11035 | 5 | 1 |  | Manual | 1 | Chandelier (Hanging) | Incandescent |  | Decorative | 4 | 40 | Living Room | 110355 | Living Room | 0.0286%
11035 | 6 | 1 |  | Manual | 1 | Chandelier (Hanging) | Incandescent |  | Decorative | 4 | 25 | Hall | 110356 | Hall | 0.0286%
11035 | 7 | 1 |  | Manual | 5 | Recessed Can | Compact Fluorescent |  | Reflector | 1 | 22 | Kitchen | 110357 | Kitchen | 0.0286%
11035 | 7 | 2 |  | Manual | 2 | Recessed Can | Incandescent |  | Reflector | 2 | 75 | Kitchen | 110357 | Kitchen | 0.0286%
11035 | 7 | 3 |  | Manual | 10 | Architectural | Linear Fluorescent | 48 | T-12 | 2 | 40 | Kitchen | 110357 | Kitchen | 0.0286%
11035 | 7 | 4 |  | Manual | 5 | Architectural | Linear Fluorescent | 36 | T-12 | 2 | 32 | Kitchen | 110357 | Kitchen | 0.0286%
11035 | 8 | 1 |  | Manual | 1 | Ceiling Fixture | Incandescent |  | Standard A Lamp | 2 | 60 | Laundry Room | 110358 | Laundry Room | 0.0286%
11035 | 9 | 1 |  | Manual | 6 | Architectural | Linear Fluorescent | 36 | T-12 | 2 | 32 | Living Room | 110359 | Living Room | 0.0286%
11035 | 9 | 2 |  | Manual | 1 | Torchiere | Halogen |  | Quartz Tube | 1 | 150 | Living Room | 110359 | Living Room | 0.0286%
11035 | 9 | 3 |  | Manual | 1 | Chandelier (Hanging) | Incandescent |  | Standard A Lamp | 3 | 60 | Living Room | 110359 | Living Room | 0.0286%
11035 | 9 | 4 |  | Manual | 1 | Chandelier (Hanging) | Incandescent |  | Decorative | 24 | 25 | Living Room | 110359 | Living Room | 0.0286%
11035 | 10 | 1 |  | Manual | 1 | Ceiling Fan | Incandescent |  | Standard A Lamp | 1 | 75 | Bathroom | 1103510 | Bathroom | 0.0286%
11035 | 10 | 2 |  | Manual | 1 | Wall Mount | Incandescent |  | Globe | 8 | 40 | Bathroom | 1103510 | Bathroom | 0.0286%
11035 | 11 | 1 |  | Manual | 4 | Recessed Can | Halogen |  | PAR | 1 | 100 | Master Bedroom | 1103511 | Master Bedroom | 0.0286%
11035 | 11 | 2 |  | Manual | 4 | Architectural | Halogen |  | PAR | 1 | 75 | Master Bedroom | 1103511 | Master Bedroom | 0.0286%
11035 | 12 | 1 |  | Manual | 1 | Ceiling Fixture | Incandescent |  | Standard A Lamp | 2 | 60 | Closet | 1103512 | Closet | 0.0286%
11035 | 13 | 1 |  | Manual | 1 | Ceiling Fixture | Incandescent |  | Standard A Lamp | 2 | 60 | Office | 1103513 | Office | 0.0286%
11035 | 14 | 1 |  | Manual | 1 | Recessed - other | Linear Fluorescent | 36 | T-12 | 1 | 20 | Hall | 1103514 | Hall | 0.0286%
11035 | 15 | 1 |  | Manual | 1 | Recessed - other | Incandescent |  | Reflector | 1 | 75 | Other | 1103515 | Other | 0.0286%
11035 | 15 | 2 |  | Manual | 3 | Architectural | Linear Fluorescent | 36 | T-12 | 2 | 32 | Other | 1103515 | Other | 0.0286%
11035 | 16 | 1 |  | Manual | 2 | Wall Mount | Compact Fluorescent |  | Mini base | 7 | 15 | Bathroom | 1103516 | Bathroom | 0.0286%
11035 | 16 | 2 |  | Manual | 1 | Recessed Can | Incandescent |  | Reflector | 1 | 75 | Bathroom | 1103516 | Bathroom | 0.0286%
11041 | 1 | 1 |  | Manual | 1 | Recessed Can | Incandescent |  | Reflector | 1 | 65 | Hall | 110411 | Hall | 0.03789%
11041 | 2 | 1 |  | Manual | 7 | Recessed Can | Compact Fluorescent |  | Reflector | 1 | 15 | Family Room | 110412 | Family Room | 0.03789%
11041 | 3 | 1 |  | Manual | 1 | Wall Mount | Compact Fluorescent |  | Twist | 2 | 13 | Bathroom | 110413 | Bathroom | 0.03789%
11041 | 4 | 1 |  | Manual | 1 | Ceiling Fixture | Compact Fluorescent |  | Twist | 2 | 13 | Bedroom | 110414 | Bedroom | 0.03789%
11041 | 5 | 1 |  | Manual | 2 | Ceiling Fixture | Compact Fluorescent |  | Twist | 2 | 13 | Bedroom | 110415 | Bedroom | 0.03789%
11041 | 6 | 1 |  | Manual | 1 | Wall Mount | Compact Fluorescent |  | Twist | 1 | 13 | Closet | 110416 | Closet | 0.03789%
11041 | 7 | 1 |  | Manual | 1 | Wall Mount | Compact Fluorescent |  | Twist | 1 | 13 | Closet | 110417 | Closet | 0.03789%
11041 | 8 | 1 |  | Manual | 1 | Chandelier (Hanging) | Compact Fluorescent |  | Twist | 7 | 13 | Dining Room | 110418 | Dining Room | 0.03789%
11041 | 9 | 1 |  | Manual | 1 | Ceiling Fixture | Compact Fluorescent |  | Twist | 2 | 13 | Hall | 110419 | Hall | 0.03789%
11041 | 10 | 1 |  | Manual | 1 | Ceiling Fixture | Compact Fluorescent |  | Twist | 1 | 23 | Hall | 1104110 | Hall | 0.03789%
11041 | 11 | 1 |  | Manual | 1 | Chandelier (Hanging) | Compact Fluorescent |  | Twist | 3 | 13 | Hall | 1104111 | Hall | 0.03789%
11041 | 12 | 1 |  | Manual | 4 | Recessed Can | Incandescent |  | Reflector | 1 | 65 | Kitchen | 1104112 | Kitchen | 0.03789%
11041 | 12 | 2 |  | Manual | 2 | Chandelier (Hanging) | Incandescent |  | Mini base | 1 | 40 | Kitchen | 1104112 | Kitchen | 0.03789%
11041 | 14 | 1 |  | Manual | 1 | Ceiling Fixture | Compact Fluorescent |  | Twist | 2 | 13 | Master Bedroom | 1104114 | Master Bedroom | 0.03789%
11041 | 14 | 2 |  | Manual | 2 | Table | Compact Fluorescent |  | Pin base | 1 | 14 | Master Bedroom | 1104114 | Master Bedroom | 0.03789%
11041 | 15 | 1 |  | Manual | 1 | Wall Mount | Compact Fluorescent |  | Twist | 1 | 13 | Closet | 1104115 | Closet | 0.03789%
11041 | 16 | 1 |  | Manual | 2 | Architectural | Compact Fluorescent |  | Twist | 1 | 13 | Laundry Room | 1104116 | Laundry Room | 0.03789%
11041 | 17 | 1 |  | Manual | 1 | Wall Mount | Incandescent |  | Mini base | 3 | 40 | Bathroom | 1104117 | Bathroom | 0.03789%
11047 | 1 | 1 |  | Manual | 1 | Ceiling Fixture | Compact Fluorescent |  | Twist | 2 | 15 | Bedroom | 110471 | Bedroom | 0.03789%
11047 | 1 | 2 |  | Manual | 1 | Table | Compact Fluorescent |  | Twist | 1 | 15 | Bedroom | 110471 | Bedroom | 0.03789%
11047 | 2 | 1 |  | Manual | 2 | High bay | Compact Fluorescent |  | Twist | 1 | 15 | Living Room | 110472 | Living Room | 0.03789%
11047 | 2 | 2 |  | Manual | 1 | Floor lamp | Compact Fluorescent |  | Twist | 1 | 15 | Living Room | 110472 | Living Room | 0.03789%
11047 | 3 | 1 |  | Manual | 1 | Table | Compact Fluorescent |  | Twist | 1 | 15 | Office | 110473 | Office | 0.03789%
11047 | 4 | 1 |  | Manual | 1 | Wall Mount | Incandescent |  | Reflector | 4 | 40 | Bathroom | 110474 | Bathroom | 0.03789%
11047 | 5 | 1 |  | Manual | 1 | Ceiling Fixture | Incandescent |  | Clear | 1 | 60 | Kitchen | 110475 | Kitchen | 0.03789%
11047 | 6 | 1 |  | Manual | 1 | Ceiling Fixture | Incandescent |  | Clear | 2 | 40 | Laundry Room | 110476 | Laundry Room | 0.03789%
11048 | 1 | 1 |  | Manual | 1 | Wall Mount | Incandescent |  | Standard A Lamp | 2 | 60 | Bathroom | 110481 | Bathroom | 0.0364%
11048 | 2 | 1 |  | Manual | 1 | Wall Mount | Incandescent |  | Standard A Lamp | 2 | 75 | Bathroom | 110482 | Bathroom | 0.0364%
11048 | 3 | 1 |  | Manual | 1 | Ceiling Fixture | Incandescent |  | Standard A Lamp | 1 | 60 | Bathroom | 110483 | Bathroom | 0.0364%
11048 | 4 | 1 |  | Manual | 1 | Ceiling Fixture | Incandescent |  | Standard A Lamp | 2 | 60 | Bedroom | 110484 | Bedroom | 0.0364%
11048 | 5 | 1 |  | Manual | 1 | Ceiling Fixture | Incandescent |  | Standard A Lamp | 1 | 60 | Bedroom | 110485 | Bedroom | 0.0364%
11048 | 5 | 2 |  | Manual | 2 | Table | Incandescent |  | Standard A Lamp | 1 | 60 | Bedroom | 110485 | Bedroom | 0.0364%
11048 | 6 | 1 |  | Manual | 1 | Ceiling Fixture | Incandescent |  | Standard A Lamp | 2 | 60 | Bedroom | 110486 | Bedroom | 0.0364%
11048 | 7 | 1 |  | Dimmer | 1 | Chandelier (Hanging) | Incandescent |  | Decorative | 10 | 25 | Dining Room | 110487 | Dining Room | 0.0364%
11048 | 8 | 1 |  | Manual | 2 | Ceiling Fixture | Incandescent |  | Standard A Lamp | 3 | 60 | Family Room | 110488 | Family Room | 0.0364%
11048 | 9 | 1 |  | Manual | 3 | Ceiling Fixture | Incandescent |  | Standard A Lamp | 1 | 60 | Garage | 110489 | Garage | 0.0364%
11048 | 10 | 1 |  | Manual | 1 | Ceiling Fixture | Incandescent |  | Standard A Lamp | 1 | 60 | Hall | 1104810 | Hall | 0.0364%
11048 | 11 | 1 |  | Manual | 2 | Recessed Can | Incandescent |  | Reflector | 1 | 65 | Hall | 1104811 | Hall | 0.0364%
11048 | 12 | 1 |  | Manual | 1 | Ceiling Fixture | Incandescent |  | Standard A Lamp | 2 | 60 | Kitchen | 1104812 | Kitchen | 0.0364%
11048 | 12 | 2 |  | Manual | 1 | Recessed - other | Incandescent |  | Standard A Lamp | 1 | 60 | Kitchen | 1104812 | Kitchen | 0.0364%
11048 | 13 | 1 |  | Manual | 1 | Ceiling Fixture | Incandescent |  | Standard A Lamp | 2 | 60 | Laundry Room | 1104813 | Laundry Room | 0.0364%
11048 | 14 | 1 |  | Manual | 2 | Table | Compact Fluorescent |  | Straight Tube | 1 | 22 | Living Room | 1104814 | Living Room | 0.0364%
11051 | 1 | 1 |  | Manual | 1 | Ceiling Fixture | Linear Fluorescent | 48 | T-12 | 2 | 40 | Bathroom | 110511 | Bathroom | 0.1723%
11051 | 2 | 1 |  | Manual | 2 | Table | Compact Fluorescent |  | Twist | 1 | 15 | Master Bedroom | 110512 | Master Bedroom | 0.1723%
11051 | 2 | 2 |  | Manual | 1 | Ceiling Fixture | Incandescent |  | Standard A Lamp | 3 | 60 | Master Bedroom | 110512 | Master Bedroom | 0.1723%
11051 | 3 | 1 |  | Manual | 1 | Ceiling Fixture | Incandescent |  | Standard A Lamp | 1 | 60 | Bedroom | 110513 | Bedroom | 0.1723%
11051 | 3 | 2 |  | Manual | 1 | Table | Incandescent |  | Other | 1 | 60 | Bedroom | 110513 | Bedroom | 0.1723%
11051 | 4 | 1 |  | Manual | 1 | Chandelier (Hanging) | Incandescent |  | Standard A Lamp | 1 | 100 | Dining Room | 110514 | Dining Room | 0.1723%
11051 | 5 | 1 |  | Manual | 1 | Garage door opener | Incandescent |  | Decorative | 2 | 40 | Garage | 110515 | Garage | 0.1723%
11051 | 5 | 2 |  | Manual | 1 | Ceiling Fixture | Incandescent |  | Standard A Lamp | 1 | 60 | Garage | 110515 | Garage | 0.1723%
11051 | 6 | 1 |  | Manual | 1 | Recessed - other | Incandescent |  | Standard A Lamp | 1 | 60 | Hall | 110516 | Hall | 0.1723%
11051 | 7 | 1 |  | Manual | 1 | Ceiling Fixture | Linear Fluorescent | 48 | T-12 | 4 | 40 | Kitchen | 110517 | Kitchen | 0.1723%
11051 | 8 | 1 |  | Manual | 1 | Torchiere | Compact Fluorescent |  | Twist | 1 | 28 | Living Room | 110518 | Living Room | 0.1723%
11051 | 8 | 2 |  | Manual | 1 | Table | Incandescent |  | Standard A Lamp | 1 | 100 | Living Room | 110518 | Living Room | 0.1723%
11051 | 8 | 3 |  | Manual | 1 | Table | Incandescent |  | Standard A Lamp | 1 | 75 | Living Room | 110518 | Living Room | 0.1723%
11051 | 8 | 4 |  | Manual | 1 | Table | Incandescent |  | Decorative | 1 | 25 | Living Room | 110518 | Living Room | 0.1723%
11054 | 1 | 1 |  | Manual | 1 | Floor lamp | Halogen |  | MR | 3 | 50 | Living Room | 110541 | Living Room | 0.04979%
11054 | 2 | 1 |  | Manual | 1 | Ceiling Fixture | Halogen |  | MR | 3 | 50 | Bedroom | 110542 | Bedroom | 0.04979%
11054 | 2 | 2 |  | Manual | 1 | Table | Incandescent |  | Decorative | 1 | 40 | Bedroom | 110542 | Bedroom | 0.04979%
11054 | 3 | 1 |  | Manual | 1 | Floor lamp | Halogen |  | Quartz Tube | 2 | 50 | Master Bedroom | 110543 | Master Bedroom | 0.04979%
11054 | 4 | 1 |  | Manual | 1 | Wall Mount | Incandescent |  | Globe | 8 | 40 | Bathroom | 110544 | Bathroom | 0.04979%
11054 | 4 | 2 |  | Manual | 1 | Ceiling Fixture | Incandescent |  | Standard A Lamp | 1 | 100 | Bathroom | 110544 | Bathroom | 0.04979%
11054 | 5 | 1 |  | Manual | 1 | Ceiling Fixture | Incandescent |  | Standard A Lamp | 3 | 60 | Closet | 110545 | Closet | 0.04979%
11054 | 6 | 1 |  | Manual | 1 | Chandelier (Hanging) | Incandescent |  | Mini base | 6 | 40 | Dining Room | 110546 | Dining Room | 0.04979%
11054 | 7 | 1 |  | Manual | 1 | Ceiling Fixture | Linear Fluorescent | 48 | T-12 | 6 | 40 | Kitchen | 110547 | Kitchen | 0.04979%
11054 | 8 | 1 |  | Manual | 2 | Ceiling Fixture | Linear Fluorescent | 48 | T-12 | 2 | 40 | Garage | 110548 | Garage | 0.04979%
11054 | 8 | 2 |  | Manual | 1 | Garage door opener | Incandescent |  | Standard A Lamp | 1 | 60 | Garage | 110548 | Garage | 0.04979%
11054 | 8 | 3 |  | Manual | 1 | Ceiling Fixture | Compact Fluorescent |  | A shape bulb | 1 | 19 | Garage | 110548 | Garage | 0.04979%
11054 | 9 | 1 |  | Manual | 2 | Ceiling Fixture | Halogen |  | Quartz Tube | 1 | 50 | Laundry Room | 110549 | Laundry Room | 0.04979%
11054 | 10 | 1 |  | Manual | 1 | Wall Mount | Halogen |  | Quartz Tube | 3 | 35 | Bathroom | 1105410 | Bathroom | 0.04979%
11054 | 11 | 1 |  | Manual | 1 | Ceiling Fixture | Halogen |  | MR | 3 | 50 | Bedroom | 1105411 | Bedroom | 0.04979%
11054 | 12 | 1 |  | Manual | 1 | Wall Mount | Incandescent |  | Standard A Lamp | 1 | 100 | Hall | 1105412 | Hall | 0.04979%
11054 | 13 | 1 |  | Manual | 1 | Ceiling Fixture | Halogen |  | MR | 3 | 50 | Bedroom | 1105413 | Bedroom | 0.04979%
11054 | 14 | 1 |  | Manual | 1 | Ceiling Fixture | Halogen |  | MR | 3 | 50 | Living Room | 1105414 | Living Room | 0.04979%
11054 | 14 | 2 |  | Manual | 1 | Floor lamp | Incandescent |  | Standard A Lamp | 1 | 100 | Living Room | 1105414 | Living Room | 0.04979%
11054 | 15 | 1 |  | Manual | 1 | Ceiling Fixture | Compact Fluorescent |  | Twist | 3 | 19 | Dining Room | 1105415 | Dining Room | 0.04979%
11054 | 16 | 1 |  | Manual | 1 | Chandelier (Hanging) | Incandescent |  | Standard A Lamp | 9 | 60 | Hall | 1105416 | Hall | 0.04979%
11054 | 17 | 1 |  | Manual | 1 | Ceiling Fixture | Halogen |  | MR | 3 | 50 | Office | 1105417 | Office | 0.04979%
11054 | 17 | 2 |  | Manual | 1 | Table | Incandescent |  | Clear | 1 | 100 | Office | 1105417 | Office | 0.04979%
11055 | 1 | 1 |  | Manual | 1 | Wall Mount | Incandescent |  | Standard A Lamp | 4 | 100 | Bathroom | 110551 | Bathroom | 0.0364%
11055 | 2 | 1 |  | Manual | 1 | Ceiling Fixture | Incandescent |  | Standard A Lamp | 2 | 60 | Bedroom | 110552 | Bedroom | 0.0364%
11055 | 2 | 2 |  | Manual | 1 | Table | Incandescent |  | 3-Way Incandescent | 1 | 150 | Bedroom | 110552 | Bedroom | 0.0364%
11055 | 3 | 1 |  | Manual | 1 | Ceiling Fixture | Incandescent |  | Standard A Lamp | 2 | 60 | Closet | 110553 | Closet | 0.0364%
11055 | 4 | 1 |  | Dimmer | 3 | Recessed Can | Incandescent |  | Reflector | 1 | 45 | Family Room | 110554 | Family Room | 0.0364%
11055 | 4 | 2 |  | Manual | 1 | Torchiere | Incandescent |  | 3-Way Incandescent | 1 | 150 | Family Room | 110554 | Family Room | 0.0364%
11055 | 4 | 3 |  | Manual | 1 | Table | Incandescent |  | 3-Way Incandescent | 1 | 150 | Family Room | 110554 | Family Room | 0.0364%
11055 | 4 | 4 |  | Manual | 3 | Ceiling Fixture | Incandescent |  | Standard A Lamp | 2 | 60 | Family Room | 110554 | Family Room | 0.0364%
11055 | 4 | 5 |  | Manual | 2 | Recessed Can | Incandescent |  | Reflector | 2 | 65 | Family Room | 110554 | Family Room | 0.0364%
11055 | 5 | 1 |  | Manual | 2 | Ceiling Fixture | Incandescent |  | Standard A Lamp | 1 | 60 | Hall | 110555 | Hall | 0.0364%
11055 | 6 | 1 |  | Manual | 1 | Ceiling Fixture | Incandescent |  | Standard A Lamp | 2 | 60 | Kitchen | 110556 | Kitchen | 0.0364%
11055 | 7 | 1 |  | Manual | 2 | Ceiling Fixture | Incandescent |  | Standard A Lamp | 2 | 60 | Office | 110557 | Office | 0.0364%
11055 | 7 | 2 |  | Manual | 1 | Table | Incandescent |  | 3-Way Incandescent | 1 | 150 | Office | 110557 | Office | 0.0364%
11055 | 8 | 1 |  | Manual | 1 | Chandelier (Hanging) | Incandescent |  | Decorative | 5 | 40 | Office | 110558 | Office | 0.0364%
11055 | 9 | 1 |  | Manual | 2 | Ceiling Fixture | Incandescent |  | Standard A Lamp | 1 | 60 | Hall | 110559 | Hall | 0.0364%
11055 | 10 | 1 |  | Manual | 3 | Ceiling Fixture | Incandescent |  | Standard A Lamp | 1 | 200 | Garage | 1105510 | Garage | 0.0364%
11055 | 10 | 2 |  | Manual | 1 | Ceiling Fixture | Compact Fluorescent |  | Twist | 1 | 42 | Garage | 1105510 | Garage | 0.0364%
11055 | 10 | 3 |  | Timer | 3 | Garage door opener | Compact Fluorescent |  | Twist | 2 | 15 | Garage | 1105510 | Garage | 0.0364%
11055 | 11 | 1 |  | Manual | 1 | Recessed Can | Incandescent |  | Reflector | 1 | 65 | Living Room | 1105511 | Living Room | 0.0364%
11055 | 11 | 2 |  | Manual | 1 | Table | Incandescent |  | 3-Way Incandescent | 1 | 150 | Living Room | 1105511 | Living Room | 0.0364%
11055 | 12 | 1 |  | Manual | 1 | Wall Mount | Incandescent |  | Standard A Lamp | 1 | 75 | Bathroom | 1105512 | Bathroom | 0.0364%
11055 | 12 | 2 |  | Manual | 1 | Wall Mount | Incandescent |  | Standard A Lamp | 2 | 60 | Bathroom | 1105512 | Bathroom | 0.0364%
11055 | 12 | 3 |  | Manual | 1 | Recessed Can | Halogen |  | MR | 1 | 50 | Bathroom | 1105512 | Bathroom | 0.0364%
11055 | 13 | 1 |  | Manual | 1 | Chandelier (Hanging) | Incandescent |  | Standard A Lamp | 5 | 60 | Dining Room | 1105513 | Dining Room | 0.0364%
11055 | 14 | 1 |  | Manual | 1 | Floor lamp | Incandescent |  | Standard A Lamp | 1 | 100 | Hall | 1105514 | Hall | 0.0364%
11055 | 14 | 2 |  | Manual | 1 | Chandelier (Hanging) | Incandescent |  | Mini base | 18 | 40 | Hall | 1105514 | Hall | 0.0364%
11055 | 15 | 1 |  | Manual | 1 | Table | Incandescent |  | 3-Way Incandescent | 1 | 150 | Family Room | 1105515 | Family Room | 0.0364%
11055 | 15 | 2 |  | Manual | 2 | Recessed Can | Incandescent |  | Reflector | 1 | 45 | Family Room | 1105515 | Family Room | 0.0364%
11055 | 15 | 3 |  | Manual | 1 | Floor lamp | Incandescent |  | 3-Way Incandescent | 1 | 150 | Family Room | 1105515 | Family Room | 0.0364%
11055 | 15 | 4 |  | Manual | 1 | Torchiere | Incandescent |  | 3-Way Incandescent | 1 | 150 | Family Room | 1105515 | Family Room | 0.0364%
11055 | 15 | 5 |  | Manual | 1 | Recessed Can | Incandescent |  | Reflector | 1 | 65 | Family Room | 1105515 | Family Room | 0.0364%
11055 | 16 | 1 |  | Manual | 1 | Chandelier (Hanging) | Incandescent |  | Standard A Lamp | 10 | 60 | Dining Room | 1105516 | Dining Room | 0.0364%
11055 | 17 | 1 |  | Manual | 2 | Recessed Can | Incandescent |  | Reflector | 1 | 60 | Hall | 1105517 | Hall | 0.0364%
11055 | 17 | 2 |  | Manual | 1 | Recessed Can | Incandescent |  | Reflector | 1 | 65 | Hall | 1105517 | Hall | 0.0364%
11055 | 18 | 1 |  | Manual | 8 | Recessed Can | Incandescent |  | Reflector | 1 | 65 | Kitchen | 1105518 | Kitchen | 0.0364%
11055 | 18 | 2 |  | Other | 1 | Other | Incandescent |  | Other | 5 | 30 | Kitchen | 1105518 | Kitchen | 0.0364%
11055 | 19 | 1 |  | Manual | 2 | Ceiling Fixture | Incandescent |  | Standard A Lamp | 2 | 60 | Laundry Room | 1105519 | Laundry Room | 0.0364%
11055 | 20 | 1 |  | Manual | 2 | Other | Incandescent |  | Other | 3 | 30 | Other | 1105520 | Other | 0.0364%
11055 | 20 | 2 |  | Manual | 1 | Recessed Can | Incandescent |  | Reflector | 1 | 75 | Other | 1105520 | Other | 0.0364%
11055 | 21 | 1 |  | Manual | 1 | Ceiling Fixture | Incandescent |  | Standard A Lamp | 2 | 60 | Closet | 1105521 | Closet | 0.0364%
11055 | 22 | 1 |  | Manual | 7 | Recessed Can | Incandescent |  | Reflector | 1 | 65 | Hall | 1105522 | Hall | 0.0364%
11055 | 23 | 1 |  | Manual | 1 | Wall Mount | Incandescent |  | Standard A Lamp | 4 | 60 | Bathroom | 1105523 | Bathroom | 0.0364%
11055 | 24 | 1 |  | Manual | 1 | Ceiling Fixture | Incandescent |  | Reflector | 1 | 65 | Bathroom | 1105524 | Bathroom | 0.0364%
11055 | 25 | 1 |  | Manual | 1 | Ceiling Fixture | Incandescent |  | Standard A Lamp | 1 | 60 | Closet | 1105525 | Closet | 0.0364%
11055 | 26 | 1 |  | Manual | 2 | Recessed Can | Incandescent |  | Standard A Lamp | 1 | 60 | Bathroom | 1105526 | Bathroom | 0.0364%
11055 | 26 | 2 |  | Manual | 2 | Wall Mount | Incandescent |  | Standard A Lamp | 3 | 100 | Bathroom | 1105526 | Bathroom | 0.0364%
11055 | 26 | 3 |  | Manual | 1 | Recessed Can | Incandescent |  | Reflector | 1 | 65 | Bathroom | 1105526 | Bathroom | 0.0364%
11055 | 26 | 4 |  | Manual | 3 | Recessed Can | Incandescent |  | Standard A Lamp | 3 | 60 | Bathroom | 1105526 | Bathroom | 0.0364%
11055 | 27 | 1 |  | Manual | 1 | Recessed Can | Incandescent |  | Heat Lamp | 1 | 250 | Bathroom | 1105527 | Bathroom | 0.0364%
11055 | 28 | 1 |  | Manual | 2 | Ceiling Fixture | Incandescent |  | Standard A Lamp | 2 | 60 | Closet | 1105528 | Closet | 0.0364%
11055 | 29 | 1 |  | Manual | 2 | Recessed Can | Incandescent |  | Reflector | 1 | 60 | Master Bedroom | 1105529 | Master Bedroom | 0.0364%
11055 | 29 | 2 |  | Manual | 2 | Wall Mount | Incandescent |  | Standard A Lamp | 1 | 60 | Master Bedroom | 1105529 | Master Bedroom | 0.0364%
11055 | 29 | 3 |  | Manual | 1 | Table | Incandescent |  | Mini base | 1 | 25 | Master Bedroom | 1105529 | Master Bedroom | 0.0364%
11055 | 29 | 4 |  | Manual | 1 | Recessed Can | Incandescent |  | Reflector | 1 | 65 | Master Bedroom | 1105529 | Master Bedroom | 0.0364%
11055 | 30 | 1 |  | Manual | 1 | Ceiling Fixture | Incandescent |  | Standard A Lamp | 1 | 60 | Bedroom | 1105530 | Bedroom | 0.0364%
11055 | 31 | 1 |  | Manual | 1 | Ceiling Fixture | Incandescent |  | Standard A Lamp | 1 | 60 | Closet | 1105531 | Closet | 0.0364%
11055 | 32 | 1 |  | Manual | 1 | Ceiling Fixture | Incandescent |  | Standard A Lamp | 2 | 60 | Office | 1105532 | Office | 0.0364%
11055 | 32 | 2 |  | Manual | 1 | Table | Incandescent |  | Standard A Lamp | 1 | 100 | Office | 1105532 | Office | 0.0364%
11055 | 32 | 3 |  | Manual | 1 | Table | Incandescent |  | Standard A Lamp | 2 | 60 | Office | 1105532 | Office | 0.0364%
11055 | 33 | 1 |  | Manual | 1 | Ceiling Fixture | Incandescent |  | Standard A Lamp | 1 | 60 | Closet | 1105533 | Closet | 0.0364%
11055 | 34 | 1 |  | Manual | 1 | Ceiling Fixture | Incandescent |  | Standard A Lamp | 2 | 60 | Bedroom | 1105534 | Bedroom | 0.0364%
11055 | 34 | 2 |  | Manual | 1 | Floor lamp | Incandescent |  | Standard A Lamp | 1 | 100 | Bedroom | 1105534 | Bedroom | 0.0364%
11055 | 34 | 3 |  | Manual | 1 | Wall Mount | Incandescent |  | Mini base | 1 | 5 | Bedroom | 1105534 | Bedroom | 0.0364%
11055 | 35 | 1 |  | Manual | 1 | Ceiling Fixture | Incandescent |  | Standard A Lamp | 1 | 60 | Closet | 1105535 | Closet | 0.0364%
11061 | 1 | 1 |  | Manual | 1 | Wall Mount | Incandescent |  | Standard A Lamp | 3 | 60 | Bathroom | 110611 | Bathroom | 0.1723%
11061 | 1 | 2 |  | Manual | 1 | Recessed Can | Incandescent |  | Reflector | 1 | 65 | Bathroom | 110611 | Bathroom | 0.1723%
11061 | 2 | 1 |  | Manual | 2 | Recessed Can | Incandescent |  | Reflector | 1 | 65 | Bathroom | 110612 | Bathroom | 0.1723%
11061 | 2 | 2 |  | Manual | 1 | Wall Mount | Compact Fluorescent |  | Twist | 3 | 13 | Bathroom | 110612 | Bathroom | 0.1723%
11061 | 3 | 1 |  | Manual | 1 | Ceiling Fixture | Compact Fluorescent |  | Twist | 1 | 13 | Bedroom | 110613 | Bedroom | 0.1723%
11061 | 3 | 2 |  | Manual | 1 | Torchiere | Incandescent |  | Standard A Lamp | 1 | 120 | Bedroom | 110613 | Bedroom | 0.1723%
11061 | 4 | 1 |  | Manual | 2 | Chandelier (Hanging) | Compact Fluorescent |  | Twist | 1 | 13 | Dining Room | 110614 | Dining Room | 0.1723%
11061 | 4 | 2 |  | Manual | 1 | Recessed Can | Incandescent |  | Reflector | 1 | 65 | Dining Room | 110614 | Dining Room | 0.1723%
11061 | 5 | 1 |  | Dimmer | 4 | Recessed Can | Incandescent |  | Reflector | 1 | 65 | Family Room | 110615 | Family Room | 0.1723%
11061 | 6 | 1 |  | Manual | 1 | Ceiling Fixture | Incandescent |  | Standard A Lamp | 1 | 40 | Other | 110616 | Other | 0.1723%
11061 | 7 | 1 |  | Manual | 1 | Ceiling Fixture | Compact Fluorescent |  | Twist | 1 | 13 | Hall | 110617 | Hall | 0.1723%
11061 | 7 | 2 |  | Manual | 1 | Recessed Can | Incandescent |  | Reflector | 1 | 65 | Hall | 110617 | Hall | 0.1723%
11061 | 8 | 1 |  | Dimmer | 4 | Recessed Can | Incandescent |  | Reflector | 1 | 65 | Kitchen | 110618 | Kitchen | 0.1723%
11061 | 8 | 2 |  | Manual | 1 | Track | Incandescent |  | Mini base | 1 | 40 | Kitchen | 110618 | Kitchen | 0.1723%
11061 | 9 | 1 |  | Manual | 2 | Wall Mount | Incandescent |  | Standard A Lamp | 1 | 60 | Other | 110619 | Other | 0.1723%
11061 | 10 | 1 |  | Manual | 2 | Recessed Can | Incandescent |  | Reflector | 1 | 65 | Laundry Room | 1106110 | Laundry Room | 0.1723%
11061 | 10 | 2 |  | Manual | 1 | Ceiling Fixture | Incandescent |  | Standard A Lamp | 1 | 60 | Laundry Room | 1106110 | Laundry Room | 0.1723%
11061 | 10 | 3 |  | Manual | 1 | Ceiling Fixture | Compact Fluorescent |  | Twist | 1 | 13 | Laundry Room | 1106110 | Laundry Room | 0.1723%
11061 | 11 | 1 |  | Manual | 4 | Floor lamp | Compact Fluorescent |  | Twist | 1 | 15 | Living Room | 1106111 | Living Room | 0.1723%
11061 | 12 | 1 |  | Dimmer | 1 | Ceiling Fixture | Incandescent |  | Decorative | 2 | 40 | Other | 1106112 | Other | 0.1723%
11061 | 13 | 1 |  | Manual | 4 | Recessed Can | Halogen |  | PAR | 1 | 75 | Bathroom | 1106113 | Bathroom | 0.1723%
11061 | 13 | 2 |  | Manual | 1 | Wall Mount | Compact Fluorescent |  | Twist | 3 | 13 | Bathroom | 1106113 | Bathroom | 0.1723%
11061 | 13 | 3 |  | Manual | 1 | Wall Mount | Incandescent |  | Decorative | 1 | 40 | Bathroom | 1106113 | Bathroom | 0.1723%
11061 | 14 | 1 |  | Manual | 1 | Track | Halogen |  | PAR | 3 | 75 | Master Bedroom | 1106114 | Master Bedroom | 0.1723%
11061 | 15 | 1 |  | Manual | 1 | Ceiling Fixture | Compact Fluorescent |  | Twist | 1 | 13 | Office | 1106115 | Office | 0.1723%
11061 | 16 | 1 |  | Manual | 2 | Recessed Can | Incandescent |  | Reflector | 1 | 65 | Bedroom | 1106116 | Bedroom | 0.1723%
11061 | 16 | 2 |  | Manual | 1 | Floor lamp | Incandescent |  | Standard A Lamp | 1 | 40 | Bedroom | 1106116 | Bedroom | 0.1723%
11061 | 17 | 1 |  | Manual | 1 | Recessed Can | Incandescent |  | Reflector | 1 | 65 | Hall | 1106117 | Hall | 0.1723%
11061 | 17 | 2 |  | Manual | 1 | Wall Mount | Incandescent |  | Decorative | 1 | 40 | Hall | 1106117 | Hall | 0.1723%
11084 | 1 | 1 |  | Manual | 1 | Ceiling Fixture | Incandescent |  | Standard A Lamp | 1 | 60 | Closet | 110841 | Closet | 0.04979%
11084 | 2 | 1 |  | Manual | 2 | Table | Incandescent |  | Standard A Lamp | 2 | 40 | Living Room | 110842 | Living Room | 0.04979%
11084 | 2 | 2 |  | Manual | 1 | Table | Incandescent |  | Standard A Lamp | 1 | 60 | Living Room | 110842 | Living Room | 0.04979%
11084 | 2 | 3 |  | Dimmer | 1 | Table | Incandescent |  | Mini base | 1 | 40 | Living Room | 110842 | Living Room | 0.04979%
11084 | 3 | 1 |  | Manual | 2 | Ceiling Fixture | Incandescent |  | Standard A Lamp | 1 | 60 | Other | 110843 | Other | 0.04979%
11084 | 3 | 2 |  | Dimmer | 2 | Ceiling Fixture | Compact Fluorescent |  | Twist | 2 | 15 | Other | 110843 | Other | 0.04979%
11084 | 4 | 1 |  | Manual | 2 | Ceiling Fixture | Incandescent |  | Standard A Lamp | 1 | 60 | Hall | 110844 | Hall | 0.04979%
11084 | 4 | 2 |  | Manual | 1 | Table | Incandescent |  | Standard A Lamp | 1 | 40 | Hall | 110844 | Hall | 0.04979%
11084 | 5 | 1 |  | Manual | 2 | Ceiling Fixture | Incandescent |  | Standard A Lamp | 1 | 60 | Master Bedroom | 110845 | Master Bedroom | 0.04979%
11084 | 5 | 2 |  | Manual | 2 | Table | Incandescent |  | Standard A Lamp | 1 | 60 | Master Bedroom | 110845 | Master Bedroom | 0.04979%
11084 | 5 | 3 |  | Manual | 1 | Floor lamp | Incandescent |  | Standard A Lamp | 1 | 60 | Master Bedroom | 110845 | Master Bedroom | 0.04979%
11084 | 6 | 1 |  | Manual | 1 | Ceiling Fixture | Incandescent |  | Standard A Lamp | 1 | 75 | Closet | 110846 | Closet | 0.04979%
11084 | 7 | 1 |  | Manual | 1 | Ceiling Fixture | Compact Fluorescent |  | Twist | 2 | 15 | Bedroom | 110847 | Bedroom | 0.04979%
11084 | 7 | 2 |  | Manual | 2 | Table | Incandescent |  | Standard A Lamp | 1 | 60 | Bedroom | 110847 | Bedroom | 0.04979%
11084 | 8 | 1 |  | Manual | 1 | Ceiling Fixture | Incandescent |  | Standard A Lamp | 1 | 60 | Bathroom | 110848 | Bathroom | 0.04979%
11084 | 8 | 2 |  | Manual | 1 | Wall Mount | Incandescent |  | Standard A Lamp | 1 | 60 | Bathroom | 110848 | Bathroom | 0.04979%
11084 | 9 | 1 |  | Manual | 1 | Ceiling Fixture | Incandescent |  | Standard A Lamp | 2 | 60 | Bedroom | 110849 | Bedroom | 0.04979%
11084 | 9 | 2 |  | Manual | 1 | Table | Incandescent |  | Standard A Lamp | 1 | 60 | Bedroom | 110849 | Bedroom | 0.04979%
11084 | 10 | 1 |  | Manual | 1 | Ceiling Fixture | Incandescent |  | Standard A Lamp | 2 | 60 | Other | 1108410 | Other | 0.04979%
11084 | 11 | 1 |  | Manual | 6 | Ceiling Fixture | Compact Fluorescent |  | Twist | 1 | 22 | Garage | 1108411 | Garage | 0.04979%
11084 | 11 | 2 |  | Manual | 1 | Ceiling Fixture | Linear Fluorescent | 48 | T-12 | 2 | 40 | Garage | 1108411 | Garage | 0.04979%
11084 | 12 | 1 |  | Manual | 1 | Table | Linear Fluorescent | 48 | Fluorescent Unknown | 2 | 40 | Dining Room | 1108412 | Dining Room | 0.04979%
11084 | 12 | 2 |  | Dimmer | 1 | Chandelier (Hanging) | Incandescent |  | Standard A Lamp | 4 | 60 | Dining Room | 1108412 | Dining Room | 0.04979%
11084 | 12 | 3 |  | Manual | 1 | Table | Incandescent |  | Standard A Lamp | 1 | 40 | Dining Room | 1108412 | Dining Room | 0.04979%
11084 | 13 | 1 |  | Manual | 1 | Ceiling Fixture | Incandescent |  | Standard A Lamp | 2 | 60 | Family Room | 1108413 | Family Room | 0.04979%
11084 | 13 | 2 |  | Manual | 1 | Wall Mount | Incandescent |  | Standard A Lamp | 1 | 40 | Family Room | 1108413 | Family Room | 0.04979%
11084 | 14 | 1 |  | Manual | 1 | Ceiling Fixture | Incandescent |  | Standard A Lamp | 2 | 60 | Bedroom | 1108414 | Bedroom | 0.04979%
11084 | 15 | 1 |  | Manual | 1 | Ceiling Fixture | Incandescent |  | Standard A Lamp | 1 | 60 | Closet | 1108415 | Closet | 0.04979%
11084 | 16 | 1 |  | Manual | 5 | Ceiling Fixture | Incandescent |  | Standard A Lamp | 1 | 60 | Kitchen | 1108416 | Kitchen | 0.04979%
11084 | 16 | 2 |  | Manual | 1 | Chandelier (Hanging) | Incandescent |  | Standard A Lamp | 3 | 60 | Kitchen | 1108416 | Kitchen | 0.04979%
11084 | 16 | 3 |  | Manual | 1 | Table | Incandescent |  | Standard A Lamp | 1 | 25 | Kitchen | 1108416 | Kitchen | 0.04979%
11084 | 17 | 1 |  | Manual | 1 | Ceiling Fixture | Incandescent |  | Standard A Lamp | 2 | 60 | Closet | 1108417 | Closet | 0.04979%
11084 | 18 | 1 |  | Manual | 1 | Wall Mount | Incandescent |  | Standard A Lamp | 1 | 60 | Laundry Room | 1108418 | Laundry Room | 0.04979%
11084 | 18 | 2 |  | Manual | 1 | Ceiling Fixture | Incandescent |  | Standard A Lamp | 2 | 60 | Laundry Room | 1108418 | Laundry Room | 0.04979%
11084 | 19 | 1 |  | Manual | 1 | Ceiling Fixture | Incandescent |  | Standard A Lamp | 2 | 60 | Bathroom | 1108419 | Bathroom | 0.04979%
11084 | 19 | 2 |  | Manual | 1 | Wall Mount | Incandescent |  | Standard A Lamp | 1 | 60 | Bathroom | 1108419 | Bathroom | 0.04979%
11086 | 1 | 1 |  | Manual | 2 | Wall Mount | Incandescent |  | Standard A Lamp | 1 | 60 | Living Room | 110861 | Living Room | 0.1232%
11086 | 2 | 1 |  | Manual | 1 | Ceiling Fixture | Linear Fluorescent | 48 | T-12 | 1 | 40 | Bathroom | 110862 | Bathroom | 0.1232%
11086 | 3 | 1 |  | Manual | 2 | Ceiling Fixture | Incandescent |  | Standard A Lamp | 1 | 60 | Hall | 110863 | Hall | 0.1232%
11086 | 4 | 1 |  | Manual | 11 | Recessed Can | Incandescent |  | Reflector | 1 | 65 | Family Room | 110864 | Family Room | 0.1232%
11086 | 4 | 2 |  | Manual | 2 | Table | Incandescent |  | Standard A Lamp | 1 | 60 | Family Room | 110864 | Family Room | 0.1232%
11086 | 5 | 1 |  | Manual | 1 | Ceiling Fixture | Incandescent |  | Standard A Lamp | 1 | 60 | Laundry Room | 110865 | Laundry Room | 0.1232%
11086 | 5 | 2 |  | Manual | 1 | Ceiling Fixture | Incandescent |  | Standard A Lamp | 2 | 60 | Laundry Room | 110865 | Laundry Room | 0.1232%
11086 | 5 | 3 |  | Manual | 4 | Ceiling Fixture | Linear Fluorescent | 48 | T-12 | 2 | 40 | Laundry Room | 110865 | Laundry Room | 0.1232%
11086 | 6 | 1 |  | Manual | 2 | Wall Mount | Incandescent |  | Standard A Lamp | 2 | 60 | Bathroom | 110866 | Bathroom | 0.1232%
11086 | 7 | 1 |  | Manual | 1 | Track | Halogen |  | MR | 4 | 30 | Office | 110867 | Office | 0.1232%
11086 | 7 | 2 |  | Manual | 1 | Table | Incandescent |  | Colored | 1 | 25 | Office | 110867 | Office | 0.1232%
11086 | 8 | 1 |  | Manual | 1 | Ceiling Fixture | Incandescent |  | Standard A Lamp | 3 | 60 | Other | 110868 | Other | 0.1232%
11086 | 9 | 1 |  | Manual | 3 | Garage door opener | Incandescent |  | Standard A Lamp | 1 | 60 | Garage | 110869 | Garage | 0.1232%
11086 | 9 | 2 |  | Manual | 12 | Ceiling Fixture | Linear Fluorescent | 96 | T-12 | 2 | 60 | Garage | 110869 | Garage | 0.1232%
11086 | 10 | 1 |  | Manual | 6 | Recessed Can | Incandescent |  | Reflector | 1 | 65 | Dining Room | 1108610 | Dining Room | 0.1232%
11086 | 10 | 2 |  | Manual | 1 | Floor lamp | Incandescent |  | Clear | 2 | 40 | Dining Room | 1108610 | Dining Room | 0.1232%
11086 | 11 | 1 |  | Manual | 6 | Recessed Can | Incandescent |  | Reflector | 1 | 65 | Kitchen | 1108611 | Kitchen | 0.1232%
11086 | 12 | 1 |  | Manual | 1 | Ceiling Fan | Incandescent |  | Standard A Lamp | 1 | 60 | Bathroom | 1108612 | Bathroom | 0.1232%
11086 | 13 | 1 |  | Manual | 1 | Ceiling Fixture | Incandescent |  | Mini base | 4 | 40 | Hall | 1108613 | Hall | 0.1232%
11086 | 14 | 1 |  | Manual | 1 | Ceiling Fan | Incandescent |  | Standard A Lamp | 1 | 60 | Bedroom | 1108614 | Bedroom | 0.1232%
11086 | 14 | 2 |  | Manual | 1 | Table | Incandescent |  | Standard A Lamp | 2 | 60 | Bedroom | 1108614 | Bedroom | 0.1232%
11086 | 15 | 1 |  | Manual | 1 | Ceiling Fan | Incandescent |  | Standard A Lamp | 3 | 75 | Master Bedroom | 1108615 | Master Bedroom | 0.1232%
11086 | 15 | 2 |  | Manual | 1 | Table | Incandescent |  | Standard A Lamp | 1 | 60 | Master Bedroom | 1108615 | Master Bedroom | 0.1232%
11086 | 16 | 1 |  | Manual | 5 | Recessed Can | Incandescent |  | Reflector | 1 | 65 | Bathroom | 1108616 | Bathroom | 0.1232%
11086 | 17 | 1 |  | Manual | 3 | Ceiling Fixture | Incandescent |  | Mini base | 2 | 40 | Hall | 1108617 | Hall | 0.1232%
11089 | 1 | 1 |  | Manual | 1 | Wall Mount | Incandescent |  | Decorative | 4 | 60 | Bathroom | 110891 | Bathroom | 0.04979%
11089 | 1 | 2 |  | Manual | 1 | Ceiling Fixture | Incandescent |  | Heat Lamp | 1 | 125 | Bathroom | 110891 | Bathroom | 0.04979%
11089 | 2 | 1 |  | Manual | 2 | Recessed Can | Halogen |  | PAR | 1 | 50 | Master Bedroom | 110892 | Master Bedroom | 0.04979%
11089 | 2 | 2 |  | Manual | 2 | Table | Incandescent |  | 3-Way Incandescent | 1 | 100 | Master Bedroom | 110892 | Master Bedroom | 0.04979%
11089 | 2 | 3 |  | Manual | 2 | Table | Compact Fluorescent |  | Twist | 1 | 22 | Master Bedroom | 110892 | Master Bedroom | 0.04979%
11089 | 2 | 4 |  | Manual | 1 | Table | Incandescent |  | Mini base | 1 | 25 | Master Bedroom | 110892 | Master Bedroom | 0.04979%
11089 | 3 | 1 |  | Manual | 1 | Wall Mount | Incandescent |  | Standard A Lamp | 3 | 60 | Bathroom | 110893 | Bathroom | 0.04979%
11089 | 3 | 2 |  | Manual | 1 | Ceiling Fixture | Incandescent |  | Standard A Lamp | 1 | 40 | Bathroom | 110893 | Bathroom | 0.04979%
11089 | 4 | 1 |  | Manual | 1 | Ceiling Fixture | Incandescent |  | Standard A Lamp | 3 | 60 | Bedroom | 110894 | Bedroom | 0.04979%
11089 | 4 | 2 |  | Manual | 1 | Table | Incandescent |  | 3-Way Incandescent | 1 | 100 | Bedroom | 110894 | Bedroom | 0.04979%
11089 | 4 | 3 |  | Manual | 1 | Table | Incandescent |  | Standard A Lamp | 1 | 60 | Bedroom | 110894 | Bedroom | 0.04979%
11089 | 5 | 1 |  | Manual | 1 | Ceiling Fixture | Incandescent |  | Standard A Lamp | 2 | 60 | Hall | 110895 | Hall | 0.04979%
11089 | 6 | 1 |  | Manual | 4 | Table | Incandescent |  | Standard A Lamp | 1 | 60 | Bedroom | 110896 | Bedroom | 0.04979%
11089 | 6 | 2 |  | Manual | 1 | Wall Mount | Incandescent |  | Globe | 4 | 40 | Bedroom | 110896 | Bedroom | 0.04979%
11089 | 7 | 1 |  | Manual | 1 | Wall Mount | Incandescent |  | Mini base | 6 | 25 | Bathroom | 110897 | Bathroom | 0.04979%
11089 | 7 | 2 |  | Manual | 1 | Ceiling Fixture | Incandescent |  | Heat Lamp | 1 | 150 | Bathroom | 110897 | Bathroom | 0.04979%
11089 | 8 | 1 |  | Manual | 1 | Ceiling Fixture | Incandescent |  | Reflector | 2 | 40 | Bedroom | 110898 | Bedroom | 0.04979%
11089 | 8 | 2 |  | Manual | 1 | Wall Mount | Incandescent |  | Mini base | 6 | 25 | Bedroom | 110898 | Bedroom | 0.04979%
11089 | 8 | 3 |  | Manual | 1 | Table | Incandescent |  | Mini base | 1 | 60 | Bedroom | 110898 | Bedroom | 0.04979%
11089 | 9 | 1 |  | Manual | 1 | Ceiling Fixture | Incandescent |  | Reflector | 2 | 75 | Hall | 110899 | Hall | 0.04979%
11089 | 9 | 2 |  | Manual | 1 | Wall Mount | Compact Fluorescent |  | Circline (Screw Base) | 1 | 22 | Hall | 110899 | Hall | 0.04979%
11089 | 9 | 3 |  | Manual | 1 | Ceiling Fixture | Incandescent |  | Standard A Lamp | 1 | 40 | Hall | 110899 | Hall | 0.04979%
11089 | 10 | 1 |  | Manual | 1 | Wall Mount | Halogen |  | Quartz Tube | 1 | 75 | Office | 1108910 | Office | 0.04979%
11089 | 10 | 2 |  | Manual | 1 | Floor lamp | Incandescent |  | Standard A Lamp | 1 | 60 | Office | 1108910 | Office | 0.04979%
11089 | 10 | 3 |  | Manual | 2 | Table | Incandescent |  | Standard A Lamp | 1 | 60 | Office | 1108910 | Office | 0.04979%
11089 | 10 | 4 |  | Manual | 2 | Torchiere | Halogen |  | Quartz Tube | 2 | 75 | Office | 1108910 | Office | 0.04979%
11089 | 11 | 1 |  | Manual | 3 | Recessed Can | Halogen |  | PAR | 1 | 75 | Other | 1108911 | Other | 0.04979%
11089 | 12 | 1 |  | Manual | 2 | Ceiling Fixture | Halogen |  | PAR | 3 | 75 | Bedroom | 1108912 | Bedroom | 0.04979%
11089 | 12 | 2 |  | Manual | 3 | Table | Incandescent |  | Standard A Lamp | 1 | 60 | Bedroom | 1108912 | Bedroom | 0.04979%
11089 | 13 | 1 |  | Manual | 1 | Wall Mount | Incandescent |  | Globe | 6 | 40 | Bathroom | 1108913 | Bathroom | 0.04979%
11089 | 13 | 2 |  | Manual | 1 | Wall Mount | Incandescent |  | Clear | 1 | 60 | Bathroom | 1108913 | Bathroom | 0.04979%
11089 | 13 | 3 |  | Manual | 1 | Ceiling Fixture | Incandescent |  | Heat Lamp | 1 | 150 | Bathroom | 1108913 | Bathroom | 0.04979%
11089 | 14 | 1 |  | Manual | 1 | Ceiling Fixture | Incandescent |  | Standard A Lamp | 2 | 40 | Hall | 1108914 | Hall | 0.04979%
11089 | 15 | 1 |  | Manual | 1 | Ceiling Fixture | Incandescent |  | Standard A Lamp | 2 | 40 | Closet | 1108915 | Closet | 0.04979%
11089 | 16 | 1 |  | Manual | 3 | Ceiling Fixture | Linear Fluorescent | 48 | T-12 | 2 | 40 | Laundry Room | 1108916 | Laundry Room | 0.04979%
11089 | 16 | 2 |  | Manual | 1 | Other | Linear Fluorescent | 48 | T-12 | 1 | 40 | Laundry Room | 1108916 | Laundry Room | 0.04979%
11089 | 17 | 1 |  | Manual | 1 | Chandelier (Hanging) | Incandescent |  | Mini base | 4 | 60 | Dining Room | 1108917 | Dining Room | 0.04979%
11089 | 17 | 2 |  | Manual | 1 | Table | Compact Fluorescent |  | Twist | 1 | 22 | Dining Room | 1108917 | Dining Room | 0.04979%
11089 | 17 | 3 |  | Manual | 2 | Recessed - other | Halogen |  | PAR | 1 | 20 | Dining Room | 1108917 | Dining Room | 0.04979%
11089 | 18 | 1 |  | Manual | 3 | Ceiling Fixture | Linear Fluorescent | 48 | T-12 | 1 | 32 | Kitchen | 1108918 | Kitchen | 0.04979%
11089 | 19 | 1 |  | Manual | 2 | Ceiling Fixture | Incandescent |  | Standard A Lamp | 1 | 40 | Other | 1108919 | Other | 0.04979%
11089 | 20 | 1 |  | Manual | 2 | Table | Compact Fluorescent |  | Twist | 1 | 15 | Living Room | 1108920 | Living Room | 0.04979%
11089 | 20 | 2 |  | Manual | 1 | Floor lamp | Incandescent |  | Standard A Lamp | 1 | 40 | Living Room | 1108920 | Living Room | 0.04979%
11094 | 1 | 1 |  | Manual | 1 | Wall Mount | Incandescent |  | Globe | 4 | 40 | Bathroom | 110941 | Bathroom | 0.03789%
11094 | 2 | 1 |  | Manual | 1 | Wall Mount | Compact Fluorescent |  | Twist | 2 | 15 | Bathroom | 110942 | Bathroom | 0.03789%
11094 | 2 | 2 |  | Manual | 1 | Wall Mount | Compact Fluorescent |  | Globe | 2 | 15 | Bathroom | 110942 | Bathroom | 0.03789%
11094 | 2 | 3 |  | Manual | 1 | Wall Mount | Incandescent |  | Globe | 1 | 40 | Bathroom | 110942 | Bathroom | 0.03789%
11094 | 3 | 1 |  | Manual | 1 | Wall Mount | Incandescent |  | Globe | 4 | 25 | Bathroom | 110943 | Bathroom | 0.03789%
11094 | 4 | 1 |  | Manual | 1 | Torchiere | Incandescent |  | Standard A Lamp | 1 | 100 | Bedroom | 110944 | Bedroom | 0.03789%
11094 | 5 | 1 |  | Manual | 1 | Ceiling Fixture | Incandescent |  | Standard A Lamp | 1 | 100 | Bedroom | 110945 | Bedroom | 0.03789%
11094 | 6 | 1 |  | Manual | 1 | Ceiling Fixture | Incandescent |  | Standard A Lamp | 2 | 60 | Bedroom | 110946 | Bedroom | 0.03789%
11094 | 6 | 2 |  | Manual | 1 | Wall Mount | Incandescent |  | Mini base | 1 | 5 | Bedroom | 110946 | Bedroom | 0.03789%
11094 | 7 | 1 |  | Manual | 1 | Ceiling Fixture | Incandescent |  | Standard A Lamp | 1 | 60 | Bedroom | 110947 | Bedroom | 0.03789%
11094 | 7 | 2 |  | Manual | 2 | Table | Incandescent |  | Mini base | 1 | 25 | Bedroom | 110947 | Bedroom | 0.03789%
11094 | 8 | 1 |  | Dimmer | 1 | Ceiling Fixture | Incandescent |  | Standard A Lamp | 2 | 60 | Dining Room | 110948 | Dining Room | 0.03789%
11094 | 8 | 2 |  | Manual | 1 | Floor lamp | Compact Fluorescent |  | Twist | 1 | 22 | Dining Room | 110948 | Dining Room | 0.03789%
11094 | 9 | 1 |  | Manual | 1 | Floor lamp | Halogen |  | Quartz Tube | 2 | 20 | Family Room | 110949 | Family Room | 0.03789%
11094 | 9 | 2 |  | Manual | 1 | Ceiling Fixture | Incandescent |  | Standard A Lamp | 1 | 75 | Family Room | 110949 | Family Room | 0.03789%
11094 | 10 | 1 |  | Manual | 2 | Ceiling Fixture | Incandescent |  | Standard A Lamp | 1 | 150 | Garage | 1109410 | Garage | 0.03789%
11094 | 10 | 2 |  | Manual | 1 | Garage door opener | Incandescent |  | Standard A Lamp | 1 | 60 | Garage | 1109410 | Garage | 0.03789%
11094 | 11 | 1 |  | Manual | 1 | Ceiling Fixture | Incandescent |  | Standard A Lamp | 1 | 75 | Hall | 1109411 | Hall | 0.03789%
11094 | 12 | 1 |  | Manual | 2 | Recessed Can | Incandescent |  | Standard A Lamp | 1 | 75 | Hall | 1109412 | Hall | 0.03789%
11094 | 13 | 1 |  | Manual | 2 | Ceiling Fixture | Linear Fluorescent | 46 | T-8 | 2 | 40 | Kitchen | 1109413 | Kitchen | 0.03789%
11094 | 14 | 1 |  | Manual | 1 | Ceiling Fixture | Incandescent |  | Standard A Lamp | 2 | 60 | Laundry Room | 1109414 | Laundry Room | 0.03789%
11094 | 15 | 1 |  | Manual | 1 | Table | Compact Fluorescent |  | Twist | 2 | 15 | Living Room | 1109415 | Living Room | 0.03789%
11094 | 16 | 1 |  | Manual | 1 | Ceiling Fixture | Incandescent |  | Standard A Lamp | 2 | 60 | Office | 1109416 | Office | 0.03789%
11110 | 1 | 1 |  | Manual | 5 | Wall Mount | Incandescent |  | Standard A Lamp | 1 | 60 | Bathroom | 111101 | Bathroom | 0.02952%
11110 | 2 | 1 |  | Manual | 1 | Ceiling Fixture | Incandescent |  | Standard A Lamp | 2 | 60 | Bedroom | 111102 | Bedroom | 0.02952%
11110 | 2 | 2 |  | Manual | 3 | Table | Incandescent |  | Standard A Lamp | 1 | 65 | Bedroom | 111102 | Bedroom | 0.02952%
11110 | 3 | 1 |  | Manual | 1 | Ceiling Fixture | Incandescent |  | Standard A Lamp | 2 | 60 | Bedroom | 111103 | Bedroom | 0.02952%
11110 | 3 | 2 |  | Dimmer | 1 | Table | Incandescent |  | Standard A Lamp | 1 | 100 | Bedroom | 111103 | Bedroom | 0.02952%
11110 | 3 | 3 |  | Manual | 1 | Floor lamp | Incandescent |  | Standard A Lamp | 2 | 60 | Bedroom | 111103 | Bedroom | 0.02952%
11110 | 4 | 1 |  | Dimmer | 1 | Ceiling Fixture | Incandescent |  | Standard A Lamp | 1 | 60 | Dining Room | 111104 | Dining Room | 0.02952%
11110 | 5 | 1 |  | Manual | 2 | Ceiling Fixture | Incandescent |  | Standard A Lamp | 1 | 75 | Garage | 111105 | Garage | 0.02952%
11110 | 5 | 2 |  | Dimmer | 1 | Garage door opener | Incandescent |  | Standard A Lamp | 2 | 60 | Garage | 111105 | Garage | 0.02952%
11110 | 6 | 1 |  | Manual | 2 | Ceiling Fixture | Incandescent |  | Standard A Lamp | 2 | 60 | Hall | 111106 | Hall | 0.02952%
11110 | 7 | 1 |  | Manual | 2 | Ceiling Fixture | Halogen |  | MR | 4 | 50 | Kitchen | 111107 | Kitchen | 0.02952%
11110 | 7 | 2 |  | Manual | 5 | Other | Halogen |  | Quartz Tube | 1 | 50 | Kitchen | 111107 | Kitchen | 0.02952%
11110 | 7 | 3 |  | Manual | 1 | Table | Incandescent |  | Standard A Lamp | 1 | 60 | Kitchen | 111107 | Kitchen | 0.02952%
11110 | 8 | 1 |  | Manual | 1 | Ceiling Fixture | Linear Fluorescent | 44 | T-12 | 2 | 32 | Laundry Room | 111108 | Laundry Room | 0.02952%
11110 | 9 | 1 |  | Manual | 1 | Ceiling Fixture | Incandescent |  | Standard A Lamp | 2 | 60 | Living Room | 111109 | Living Room | 0.02952%
11110 | 9 | 2 |  | Manual | 5 | Table | Incandescent |  | Standard A Lamp | 1 | 60 | Living Room | 111109 | Living Room | 0.02952%
11110 | 9 | 3 |  | Manual | 2 | Table | Incandescent |  | Standard A Lamp | 2 | 60 | Living Room | 111109 | Living Room | 0.02952%
11110 | 9 | 4 |  | Manual | 1 | Floor lamp | Incandescent |  | Standard A Lamp | 1 | 60 | Living Room | 111109 | Living Room | 0.02952%
11110 | 10 | 1 |  | Manual | 1 | High bay | Incandescent |  | Clear | 5 | 75 | Bathroom | 1111010 | Bathroom | 0.02952%
11110 | 11 | 1 |  | Manual | 3 | Table | Incandescent |  | Standard A Lamp | 1 | 90 | Closet | 1111011 | Closet | 0.02952%
11118 | 1 | 1 |  | Manual | 1 | Ceiling Fixture | Compact Fluorescent |  | Twist | 1 | 13 | Bathroom | 111181 | Bathroom | 0.0286%
11118 | 1 | 2 |  | Manual | 1 | Wall Mount | Incandescent |  | Standard A Lamp | 3 | 100 | Bathroom | 111181 | Bathroom | 0.0286%
11118 | 2 | 1 |  | Manual | 1 | Ceiling Fixture | Compact Fluorescent |  | Twist | 2 | 13 | Bedroom | 111182 | Bedroom | 0.0286%
11118 | 2 | 2 |  | Manual | 1 | Floor lamp | Incandescent |  | Standard A Lamp | 1 | 60 | Bedroom | 111182 | Bedroom | 0.0286%
11118 | 3 | 1 |  | Manual | 1 | Ceiling Fixture | Compact Fluorescent |  | Twist | 2 | 23 | Bedroom | 111183 | Bedroom | 0.0286%
11118 | 4 | 1 |  | Manual | 1 | Ceiling Fixture | Compact Fluorescent |  | Twist | 2 | 13 | Bedroom | 111184 | Bedroom | 0.0286%
11118 | 5 | 1 |  | Manual | 1 | Chandelier (Hanging) | Incandescent |  | Standard A Lamp | 6 | 60 | Dining Room | 111185 | Dining Room | 0.0286%
11118 | 6 | 1 |  | Manual | 1 | Ceiling Fixture | Compact Fluorescent |  | Twist | 1 | 23 | Family Room | 111186 | Family Room | 0.0286%
11118 | 7 | 1 |  | Manual | 6 | Ceiling Fixture | Compact Fluorescent |  | Twist | 1 | 36 | Garage | 111187 | Garage | 0.0286%
11118 | 8 | 1 |  | Manual | 3 | Ceiling Fixture | Compact Fluorescent |  | Twist | 1 | 23 | Hall | 111188 | Hall | 0.0286%
11118 | 9 | 1 |  | Manual | 1 | Wall Mount | Incandescent |  | Standard A Lamp | 1 | 40 | Kitchen | 111189 | Kitchen | 0.0286%
11118 | 9 | 2 |  | Manual | 3 | Ceiling Fixture | Compact Fluorescent |  | Twist | 1 | 13 | Kitchen | 111189 | Kitchen | 0.0286%
11118 | 10 | 1 |  | Manual | 1 | Ceiling Fixture | Compact Fluorescent |  | Twist | 1 | 13 | Laundry Room | 1111810 | Laundry Room | 0.0286%
11118 | 11 | 1 |  | Manual | 1 | Chandelier (Hanging) | Incandescent |  | Decorative | 4 | 40 | Living Room | 1111811 | Living Room | 0.0286%
11118 | 12 | 1 |  | Manual | 1 | Wall Mount | Incandescent |  | Standard A Lamp | 3 | 100 | Bathroom | 1111812 | Bathroom | 0.0286%
11118 | 13 | 1 |  | Manual | 1 | Ceiling Fixture | Compact Fluorescent |  | Twist | 2 | 13 | Master Bedroom | 1111813 | Master Bedroom | 0.0286%
11118 | 13 | 2 |  | Manual | 1 | Floor lamp | Compact Fluorescent |  | Twist | 1 | 23 | Master Bedroom | 1111813 | Master Bedroom | 0.0286%
11118 | 14 | 1 |  | Manual | 1 | Chandelier (Hanging) | Incandescent |  | Decorative | 5 | 40 | Other | 1111814 | Other | 0.0286%
11118 | 14 | 2 |  | Manual | 1 | Floor lamp | Compact Fluorescent |  | Twist | 1 | 13 | Other | 1111814 | Other | 0.0286%
11119 | 1 | 1 |  | Manual | 1 | Wall Mount | Compact Fluorescent |  | Twist | 2 | 15 | Bathroom | 111191 | Bathroom | 0.04979%
11119 | 1 | 2 |  | Manual | 1 | Ceiling Fixture | Compact Fluorescent |  | Twist | 1 | 15 | Bathroom | 111191 | Bathroom | 0.04979%
11119 | 2 | 1 |  | Manual | 1 | Wall Mount | Incandescent |  | Clear | 6 | 40 | Bathroom | 111192 | Bathroom | 0.04979%
11119 | 3 | 1 |  | Manual | 2 | Ceiling Fixture | Incandescent |  | Standard A Lamp | 1 | 60 | Bedroom | 111193 | Bedroom | 0.04979%
11119 | 4 | 1 |  | Manual | 1 | Ceiling Fixture | Compact Fluorescent |  | Pin base | 1 | 15 | Bedroom | 111194 | Bedroom | 0.04979%
11119 | 4 | 2 |  | Manual | 2 | Recessed Can | Incandescent |  | Reflector | 1 | 65 | Bedroom | 111194 | Bedroom | 0.04979%
11119 | 5 | 1 |  | Dimmer | 1 | Chandelier (Hanging) | Incandescent |  | Mini base | 6 | 25 | Dining Room | 111195 | Dining Room | 0.04979%
11119 | 5 | 2 |  | Manual | 2 | Wall Mount | Incandescent |  | Reflector | 1 | 40 | Dining Room | 111195 | Dining Room | 0.04979%
11119 | 6 | 1 |  | Dimmer | 8 | Recessed Can | Incandescent |  | Reflector | 1 | 65 | Family Room | 111196 | Family Room | 0.04979%
11119 | 7 | 1 |  | Manual | 2 | Recessed Can | Incandescent |  | Reflector | 1 | 65 | Hall | 111197 | Hall | 0.04979%
11119 | 8 | 1 |  | Manual | 6 | Recessed Can | Incandescent |  | Reflector | 1 | 65 | Hall | 111198 | Hall | 0.04979%
11119 | 9 | 1 |  | Manual | 10 | Recessed Can | Incandescent |  | Reflector | 1 | 65 | Kitchen | 111199 | Kitchen | 0.04979%
11119 | 10 | 1 |  | Manual | 1 | Ceiling Fixture | Linear Fluorescent | 24 | T-5 | 2 | 16 | Laundry Room | 1111910 | Laundry Room | 0.04979%
11119 | 11 | 1 |  | Dimmer | 3 | Recessed Can | Incandescent |  | Reflector | 1 | 65 | Living Room | 1111911 | Living Room | 0.04979%
11119 | 11 | 2 |  | Manual | 1 | Floor lamp | Incandescent |  | 3-Way Incandescent | 1 | 150 | Living Room | 1111911 | Living Room | 0.04979%
11119 | 12 | 1 |  | Manual | 2 | Wall Mount | Compact Fluorescent |  | Twist | 1 | 15 | Bathroom | 1111912 | Bathroom | 0.04979%
11119 | 12 | 2 |  | Manual | 2 | Recessed Can | Incandescent |  | Reflector | 1 | 65 | Bathroom | 1111912 | Bathroom | 0.04979%
11119 | 13 | 1 |  | Dimmer | 7 | Recessed Can | Incandescent |  | Reflector | 1 | 65 | Master Bedroom | 1111913 | Master Bedroom | 0.04979%
11119 | 13 | 2 |  | Manual | 1 | Table | Compact Fluorescent |  | Twist | 1 | 7 | Master Bedroom | 1111913 | Master Bedroom | 0.04979%
11119 | 14 | 1 |  | Dimmer | 4 | Recessed Can | Compact Fluorescent |  | Twist | 1 | 15 | Family Room | 1111914 | Family Room | 0.04979%
11119 | 15 | 1 |  | Manual | 2 | Ceiling Fixture | Incandescent |  | Standard A Lamp | 2 | 60 | Kitchen | 1111915 | Kitchen | 0.04979%
11119 | 16 | 1 |  | Manual | 1 | Chandelier (Hanging) | Compact Fluorescent |  | Twist | 1 | 15 | Hall | 1111916 | Hall | 0.04979%
11138 | 1 | 1 |  | Manual | 1 | Ceiling Fixture | Incandescent |  | Standard A Lamp | 1 | 60 | Living Room | 111381 | Living Room | 0.03789%
11138 | 1 | 2 |  | Manual | 1 | Floor lamp | Incandescent |  | Standard A Lamp | 3 | 60 | Living Room | 111381 | Living Room | 0.03789%
11138 | 1 | 3 |  | Manual | 1 | Table | Incandescent |  | Standard A Lamp | 1 | 60 | Living Room | 111381 | Living Room | 0.03789%
11138 | 1 | 4 |  | Manual | 2 | Table | Compact Fluorescent |  | Twist | 1 | 15 | Living Room | 111381 | Living Room | 0.03789%
11138 | 2 | 1 |  | Manual | 1 | Wall Mount | Incandescent |  | Standard A Lamp | 1 | 25 | Bathroom | 111382 | Bathroom | 0.03789%
11138 | 2 | 2 |  | Manual | 1 | Ceiling Fan | Incandescent |  | Standard A Lamp | 1 | 100 | Bathroom | 111382 | Bathroom | 0.03789%
11138 | 3 | 1 |  | Manual | 1 | Ceiling Fixture | Compact Fluorescent |  | Twist | 2 | 15 | Bedroom | 111383 | Bedroom | 0.03789%
11138 | 3 | 2 |  | Manual | 1 | Table | Incandescent |  | Standard A Lamp | 1 | 100 | Bedroom | 111383 | Bedroom | 0.03789%
11138 | 4 | 1 |  | Manual | 1 | Ceiling Fixture | Incandescent |  | Standard A Lamp | 1 | 60 | Closet | 111384 | Closet | 0.03789%
11138 | 5 | 1 |  | Manual | 1 | Ceiling Fixture | Incandescent |  | Standard A Lamp | 1 | 60 | Bedroom | 111385 | Bedroom | 0.03789%
11138 | 5 | 2 |  | Manual | 1 | Table | Compact Fluorescent |  | Twist | 1 | 15 | Bedroom | 111385 | Bedroom | 0.03789%
11138 | 6 | 1 |  | Manual | 1 | Wall Mount | Incandescent |  | Standard A Lamp | 1 | 100 | Closet | 111386 | Closet | 0.03789%
11138 | 7 | 1 |  | Manual | 1 | Wall Mount | Compact Fluorescent |  | Twist | 1 | 22 | Closet | 111387 | Closet | 0.03789%
11138 | 8 | 1 |  | Manual | 1 | Wall Mount | Incandescent |  | Standard A Lamp | 1 | 75 | Closet | 111388 | Closet | 0.03789%
11138 | 9 | 1 |  | Manual | 6 | Ceiling Fixture | Incandescent |  | Standard A Lamp | 1 | 75 | Other | 111389 | Other | 0.03789%
11138 | 9 | 2 |  | Manual | 4 | Ceiling Fixture | Compact Fluorescent |  | Twist | 1 | 15 | Other | 111389 | Other | 0.03789%
11138 | 9 | 3 |  | Manual | 1 | Ceiling Fixture | Linear Fluorescent | 48 | T-4 | 4 | 40 | Other | 111389 | Other | 0.03789%
11138 | 9 | 4 |  | Manual | 2 | Ceiling Fixture | Linear Fluorescent | 48 | T-4 | 1 | 40 | Other | 111389 | Other | 0.03789%
11138 | 10 | 1 |  | Manual | 1 | Garage door opener | Incandescent |  | Decorative | 1 | 25 | Garage | 1113810 | Garage | 0.03789%
11138 | 11 | 1 |  | Manual | 1 | Ceiling Fixture | Incandescent |  | Standard A Lamp | 2 | 60 | Dining Room | 1113811 | Dining Room | 0.03789%
11138 | 12 | 1 |  | Manual | 1 | Ceiling Fixture | Compact Fluorescent |  | Twist | 2 | 15 | Kitchen | 1113812 | Kitchen | 0.03789%
11138 | 12 | 2 |  | Manual | 1 | Ceiling Fixture | Incandescent |  | Globe | 3 | 40 | Kitchen | 1113812 | Kitchen | 0.03789%
11138 | 12 | 3 |  | Manual | 4 | Recessed Can | Compact Fluorescent |  | Reflector | 1 | 22 | Kitchen | 1113812 | Kitchen | 0.03789%
11138 | 13 | 1 |  | Manual | 1 | Ceiling Fixture | Incandescent |  | Standard A Lamp | 1 | 60 | Living Room | 1113813 | Living Room | 0.03789%
11138 | 13 | 2 |  | Manual | 1 | Table | Incandescent |  | Standard A Lamp | 1 | 40 | Living Room | 1113813 | Living Room | 0.03789%
11138 | 13 | 3 |  | Manual | 2 | Table | Compact Fluorescent |  | Twist | 1 | 15 | Living Room | 1113813 | Living Room | 0.03789%
11138 | 14 | 1 |  | Manual | 2 | Ceiling Fixture | Incandescent |  | Decorative | 1 | 100 | Master Bedroom | 1113814 | Master Bedroom | 0.03789%
11138 | 14 | 2 |  | Manual | 3 | Table | Incandescent |  | Decorative | 1 | 75 | Master Bedroom | 1113814 | Master Bedroom | 0.03789%
11138 | 15 | 1 |  | Manual | 2 | Ceiling Fixture | Incandescent |  | Standard A Lamp | 1 | 60 | Closet | 1113815 | Closet | 0.03789%
11138 | 16 | 1 |  | Manual | 1 | Ceiling Fixture | Compact Fluorescent |  | Decorative | 1 | 36 | Bedroom | 1113816 | Bedroom | 0.03789%
11138 | 17 | 1 |  | Manual | 1 | Ceiling Fixture | Compact Fluorescent |  | Twist | 1 | 15 | Office | 1113817 | Office | 0.03789%
11138 | 17 | 2 |  | Manual | 1 | Table | Compact Fluorescent |  | Twist | 1 | 15 | Office | 1113817 | Office | 0.03789%
11138 | 17 | 3 |  | Manual | 1 | Floor lamp | Incandescent |  | Standard A Lamp | 1 | 75 | Office | 1113817 | Office | 0.03789%
11138 | 18 | 1 | surveyor selected 0, adjusted to unk | None |  | Other | Other |  | Other | 9 | 15 | Closet | 1113818 | Closet | 0.03789%
11138 | 19 | 1 |  | Manual | 2 | Ceiling Fixture | Incandescent |  | Standard A Lamp | 1 | 75 | Family Room | 1113819 | Family Room | 0.03789%
11138 | 19 | 2 |  | Manual | 1 | Wall Mount | Compact Fluorescent |  | Twist | 1 | 15 | Family Room | 1113819 | Family Room | 0.03789%
11138 | 19 | 3 |  | Manual | 1 | Table | Incandescent |  | Standard A Lamp | 1 | 75 | Family Room | 1113819 | Family Room | 0.03789%
11138 | 19 | 4 |  | Manual | 1 | Table | Incandescent |  | Standard A Lamp | 1 | 75 | Family Room | 1113819 | Family Room | 0.03789%
11145 | 1 | 1 |  | Manual | 1 | Wall Mount | Incandescent |  | Standard A Lamp | 4 | 40 | Bathroom | 111451 | Bathroom | 0.1232%
11145 | 2 | 1 |  | Manual | 1 | Ceiling Fixture | Incandescent |  | Standard A Lamp | 2 | 60 | Bedroom | 111452 | Bedroom | 0.1232%
11145 | 3 | 1 |  | Manual | 1 | Ceiling Fixture | Incandescent |  | Standard A Lamp | 2 | 60 | Bedroom | 111453 | Bedroom | 0.1232%
11145 | 4 | 1 |  | Manual | 1 | Ceiling Fixture | Incandescent |  | Standard A Lamp | 2 | 60 | Dining Room | 111454 | Dining Room | 0.1232%
11145 | 5 | 1 |  | Manual | 3 | Ceiling Fixture | Linear Fluorescent | 48 | T-12 | 2 | 40 | Garage | 111455 | Garage | 0.1232%
11145 | 6 | 1 |  | Manual | 1 | Ceiling Fixture | Compact Fluorescent |  | Twist | 2 | 15 | Hall | 111456 | Hall | 0.1232%
11145 | 7 | 1 |  | Manual | 3 | Chandelier (Hanging) | Incandescent |  | Standard A Lamp | 1 | 60 | Kitchen | 111457 | Kitchen | 0.1232%
11145 | 8 | 1 |  | Manual | 1 | Ceiling Fixture | Incandescent |  | Standard A Lamp | 1 | 60 | Laundry Room | 111458 | Laundry Room | 0.1232%
11145 | 9 | 1 |  | Manual | 1 | Track | Incandescent |  | Reflector | 4 | 65 | Living Room | 111459 | Living Room | 0.1232%
11145 | 10 | 1 |  | Manual | 1 | Ceiling Fixture | Incandescent |  | Standard A Lamp | 1 | 60 | Bathroom | 1114510 | Bathroom | 0.1232%
11145 | 10 | 2 |  | Manual | 1 | Wall Mount | Incandescent |  | Globe | 8 | 40 | Bathroom | 1114510 | Bathroom | 0.1232%
11145 | 11 | 1 |  | Manual | 1 | Ceiling Fixture | Incandescent |  | Standard A Lamp | 2 | 60 | Master Bedroom | 1114511 | Master Bedroom | 0.1232%
11145 | 12 | 1 |  | Manual | 1 | Chandelier (Hanging) | Incandescent |  | Decorative | 5 | 25 | Dining Room | 1114512 | Dining Room | 0.1232%
11154 | 1 | 1 |  | Manual | 1 | Floor lamp | Incandescent |  | Standard A Lamp | 1 | 60 | Office | 111541 | Office | 0.1723%
11154 | 1 | 2 |  | Manual | 1 | Ceiling Fixture | Incandescent |  | Decorative | 3 | 40 | Office | 111541 | Office | 0.1723%
11154 | 2 | 1 |  | Manual | 1 | Chandelier (Hanging) | Incandescent |  | Decorative | 8 | 40 | Dining Room | 111542 | Dining Room | 0.1723%
11154 | 3 | 1 |  | Manual | 1 | Wall Mount | Incandescent |  | Globe | 5 | 40 | Bathroom | 111543 | Bathroom | 0.1723%
11154 | 3 | 2 |  | Manual | 1 | Ceiling Fixture | Incandescent |  | Globe | 3 | 25 | Bathroom | 111543 | Bathroom | 0.1723%
11154 | 4 | 1 |  | Manual | 1 | Ceiling Fixture | Incandescent |  | Decorative | 4 | 40 | Hall | 111544 | Hall | 0.1723%
11154 | 5 | 1 |  | Dimmer | 2 | Chandelier (Hanging) | Incandescent |  | Decorative | 4 | 40 | Hall | 111545 | Hall | 0.1723%
11154 | 6 | 1 |  | Manual | 1 | Ceiling Fixture | Compact Fluorescent |  | Twist | 3 | 13 | Family Room | 111546 | Family Room | 0.1723%
11154 | 6 | 2 |  | Manual | 1 | Floor lamp | Compact Fluorescent |  | Pin base | 1 | 13 | Family Room | 111546 | Family Room | 0.1723%
11154 | 7 | 1 |  | Manual | 1 | Ceiling Fixture | Incandescent |  | Globe | 4 | 25 | Family Room | 111547 | Family Room | 0.1723%
11154 | 8 | 1 |  | Manual | 3 | Garage door opener | Incandescent |  | Standard A Lamp | 2 | 40 | Garage | 111548 | Garage | 0.1723%
11154 | 8 | 2 |  | Manual | 1 | Ceiling Fixture | Linear Fluorescent | 48 | T-8 | 2 | 32 | Garage | 111548 | Garage | 0.1723%
11154 | 9 | 1 |  | Manual | 1 | Wall Mount | Incandescent |  | Globe | 5 | 25 | Bathroom | 111549 | Bathroom | 0.1723%
11154 | 10 | 1 |  | Manual | 1 | Ceiling Fixture | Linear Fluorescent | 24 | T-8 | 1 | 40 | Kitchen | 1115410 | Kitchen | 0.1723%
11154 | 11 | 1 |  | Manual | 1 | Ceiling Fixture | Compact Fluorescent |  | Twist | 1 | 23 | Laundry Room | 1115411 | Laundry Room | 0.1723%
11154 | 12 | 1 |  | Manual | 2 | Ceiling Fixture | Incandescent |  | Standard A Lamp | 1 | 60 | Bathroom | 1115412 | Bathroom | 0.1723%
11154 | 13 | 1 |  | Manual | 1 | Torchiere | Compact Fluorescent |  | Twist | 1 | 22 | Master Bedroom | 1115413 | Master Bedroom | 0.1723%
11154 | 13 | 2 |  | Manual | 1 | Chandelier (Hanging) | Compact Fluorescent |  | Twist | 1 | 23 | Master Bedroom | 1115413 | Master Bedroom | 0.1723%
11154 | 14 | 1 |  | Manual | 1 | Ceiling Fixture | Incandescent |  | Standard A Lamp | 1 | 60 | Bedroom | 1115414 | Bedroom | 0.1723%
11154 | 15 | 1 |  | Manual | 1 | Ceiling Fixture | Incandescent |  | Standard A Lamp | 1 | 40 | Other | 1115415 | Other | 0.1723%
11154 | 16 | 1 |  | Manual | 2 | Wall Mount | Incandescent |  | Standard A Lamp | 1 | 60 | Bedroom | 1115416 | Bedroom | 0.1723%
11154 | 17 | 1 |  | Manual | 2 | Ceiling Fixture | Compact Fluorescent |  | Flood | 1 | 15 | Living Room | 1115417 | Living Room | 0.1723%
11154 | 17 | 2 |  | Manual | 2 | Floor lamp | Compact Fluorescent |  | Twist | 1 | 23 | Living Room | 1115417 | Living Room | 0.1723%
11154 | 18 | 1 |  | Manual | 2 | Recessed Can | Compact Fluorescent |  | Flood | 1 | 15 | Office | 1115418 | Office | 0.1723%
11154 | 18 | 2 |  | Manual | 1 | Wall Mount | Incandescent |  | Standard A Lamp | 1 | 60 | Office | 1115418 | Office | 0.1723%
11154 | 18 | 3 |  | Manual | 1 | Floor lamp | Incandescent |  | Decorative | 1 | 25 | Office | 1115418 | Office | 0.1723%
11163 | 1 | 1 |  | Manual | 1 | Ceiling Fixture | Halogen |  | Other | 2 | 52 | Bathroom | 111631 | Bathroom | 0.1232%
11163 | 2 | 1 |  | Manual | 2 | Table | Incandescent |  | 3-Way Incandescent | 1 | 100 | Bedroom | 111632 | Bedroom | 0.1232%
11163 | 3 | 1 |  | Dimmer | 1 | Chandelier (Hanging) | Incandescent |  | Mini base | 8 | 40 | Dining Room | 111633 | Dining Room | 0.1232%
11163 | 4 | 1 |  | Manual | 1 | Recessed - other | Incandescent |  | Standard A Lamp | 1 | 60 | Hall | 111634 | Hall | 0.1232%
11163 | 4 | 2 |  | Manual | 1 | Other | Linear Fluorescent | 48 | T-12 | 1 | 40 | Hall | 111634 | Hall | 0.1232%
11163 | 5 | 1 |  | Manual | 2 | Wall Mount | Incandescent |  | 3-Way Incandescent | 1 | 100 | Family Room | 111635 | Family Room | 0.1232%
11163 | 6 | 1 |  | Manual | 1 | Ceiling Fixture | Incandescent |  | Standard A Lamp | 1 | 60 | Garage | 111636 | Garage | 0.1232%
11163 | 7 | 1 |  | Manual | 2 | Recessed - other | Incandescent |  | Standard A Lamp | 1 | 60 | Hall | 111637 | Hall | 0.1232%
11163 | 8 | 1 |  | Manual | 1 | Chandelier (Hanging) | Incandescent |  | Globe | 1 | 40 | Kitchen | 111638 | Kitchen | 0.1232%
11163 | 8 | 2 |  | Manual | 1 | Other | Halogen |  | MR | 2 | 30 | Kitchen | 111638 | Kitchen | 0.1232%
11163 | 8 | 3 |  | Manual | 3 | Architectural | Linear Fluorescent | 48 | T-12 | 1 | 40 | Kitchen | 111638 | Kitchen | 0.1232%
11163 | 9 | 1 |  | Manual | 1 | Ceiling Fixture | Incandescent |  | Standard A Lamp | 1 | 60 | Laundry Room | 111639 | Laundry Room | 0.1232%
11163 | 10 | 1 |  | Manual | 1 | Chandelier (Hanging) | Incandescent |  | Mini base | 5 | 40 | Living Room | 1116310 | Living Room | 0.1232%
11163 | 10 | 2 |  | Manual | 2 | Table | Incandescent |  | 3-Way Incandescent | 1 | 100 | Living Room | 1116310 | Living Room | 0.1232%
11163 | 11 | 1 |  | Manual | 2 | Architectural | Linear Fluorescent | 48 | T-12 | 1 | 40 | Bathroom | 1116311 | Bathroom | 0.1232%
11163 | 12 | 1 |  | Manual | 2 | Architectural | Linear Fluorescent | 48 | T-12 | 1 | 40 | Bathroom | 1116312 | Bathroom | 0.1232%
11163 | 13 | 1 |  | Manual | 1 | Table | Incandescent |  | Clear | 1 | 25 | Master Bedroom | 1116313 | Master Bedroom | 0.1232%
11163 | 13 | 2 |  | Manual | 1 | Table | Incandescent |  | 3-Way Incandescent | 1 | 100 | Master Bedroom | 1116313 | Master Bedroom | 0.1232%
11163 | 13 | 3 |  | Manual | 1 | Ceiling Fixture | Incandescent |  | Standard A Lamp | 1 | 40 | Master Bedroom | 1116313 | Master Bedroom | 0.1232%
11163 | 14 | 1 |  | Manual | 1 | Table | Incandescent |  | Standard A Lamp | 1 | 75 | Office | 1116314 | Office | 0.1232%
11163 | 14 | 2 |  | Manual | 1 | Table | Incandescent |  | Standard A Lamp | 1 | 60 | Office | 1116314 | Office | 0.1232%
11163 | 15 | 1 |  | Manual | 1 | Table | Incandescent |  | 3-Way Incandescent | 1 | 100 | Bedroom | 1116315 | Bedroom | 0.1232%
11163 | 15 | 2 |  | Manual | 1 | Other | Incandescent |  | Standard A Lamp | 1 | 40 | Bedroom | 1116315 | Bedroom | 0.1232%
11178 | 1 | 1 |  | Manual | 1 | Ceiling Fixture | Compact Fluorescent |  | Twist | 1 | 15 | Hall | 111781 | Hall | 0.03789%
11178 | 2 | 1 |  | Manual | 1 | Ceiling Fixture | Compact Fluorescent |  | Twist | 1 | 15 | Bedroom | 111782 | Bedroom | 0.03789%
11178 | 3 | 1 |  | Manual | 1 | Ceiling Fixture | Compact Fluorescent |  | Twist | 1 | 15 | Closet | 111783 | Closet | 0.03789%
11178 | 4 | 1 |  | Manual | 2 | Ceiling Fixture | Compact Fluorescent |  | Twist | 1 | 15 | Bedroom | 111784 | Bedroom | 0.03789%
11178 | 4 | 2 |  | Manual | 1 | Table | Halogen |  | MR | 1 | 30 | Bedroom | 111784 | Bedroom | 0.03789%
11178 | 6 | 1 |  | Manual | 1 | Ceiling Fixture | Compact Fluorescent |  | Twist | 2 | 15 | Living Room | 111786 | Living Room | 0.03789%
11178 | 6 | 2 |  | Manual | 2 | Floor lamp | Compact Fluorescent |  | Twist | 1 | 15 | Living Room | 111786 | Living Room | 0.03789%
11178 | 7 | 1 |  | Manual | 1 | Ceiling Fixture | Compact Fluorescent |  | Twist | 1 | 15 | Dining Room | 111787 | Dining Room | 0.03789%
11178 | 8 | 1 |  | Manual | 3 | Track | Incandescent |  | Globe | 1 | 40 | Kitchen | 111788 | Kitchen | 0.03789%
11178 | 9 | 1 |  | Manual | 1 | Wall Mount | Incandescent |  | Globe | 3 | 40 | Bathroom | 111789 | Bathroom | 0.03789%
11178 | 9 | 2 |  | Manual | 1 | Ceiling Fixture | Incandescent |  | Standard A Lamp | 1 | 60 | Bathroom | 111789 | Bathroom | 0.03789%
11178 | 10 | 1 |  | Manual | 1 | Ceiling Fixture | Incandescent |  | Standard A Lamp | 1 | 75 | Hall | 1117810 | Hall | 0.03789%
11178 | 11 | 1 |  | Manual | 1 | Wall Mount | Incandescent |  | Globe | 5 | 25 | Bathroom | 1117811 | Bathroom | 0.03789%
11178 | 11 | 2 |  | Manual | 1 | Ceiling Fixture | Compact Fluorescent |  | Twist | 1 | 15 | Bathroom | 1117811 | Bathroom | 0.03789%
11178 | 12 | 1 |  | Manual | 1 | Ceiling Fixture | Incandescent |  | Reflector | 1 | 75 | Bedroom | 1117812 | Bedroom | 0.03789%
11178 | 12 | 2 |  | Manual | 1 | Table | Incandescent |  | Standard A Lamp | 1 | 40 | Bedroom | 1117812 | Bedroom | 0.03789%
11178 | 13 | 1 |  | Manual | 3 | Ceiling Fixture | Compact Fluorescent |  | Twist | 1 | 15 | Closet | 1117813 | Closet | 0.03789%
11187 | 1 | 1 |  | Manual | 1 | Ceiling Fixture | Incandescent |  | Reflector | 1 | 60 | Living Room | 111871 | Living Room | 0.03789%
11187 | 1 | 2 |  | Manual | 1 | Floor lamp | Compact Fluorescent |  | Twist | 1 | 15 | Living Room | 111871 | Living Room | 0.03789%
11187 | 1 | 3 |  | Manual | 2 | Table | Incandescent |  | Decorative | 1 | 25 | Living Room | 111871 | Living Room | 0.03789%
11187 | 2 | 1 |  | Manual | 1 | Ceiling Fixture | Halogen |  | MR | 3 | 50 | Kitchen | 111872 | Kitchen | 0.03789%
11187 | 2 | 2 |  | Manual | 1 | Recessed Can | Compact Fluorescent |  | Twist | 1 | 15 | Kitchen | 111872 | Kitchen | 0.03789%
11187 | 2 | 3 |  | Manual | 1 | Other | Incandescent |  | Standard A Lamp | 1 | 40 | Kitchen | 111872 | Kitchen | 0.03789%
11187 | 3 | 1 |  | Manual | 1 | Ceiling Fixture | Incandescent |  | Globe | 1 | 25 | Dining Room | 111873 | Dining Room | 0.03789%
11187 | 4 | 1 |  | Manual | 1 | Ceiling Fixture | Compact Fluorescent |  | Twist | 1 | 15 | Laundry Room | 111874 | Laundry Room | 0.03789%
11187 | 5 | 1 |  | Manual | 5 | Ceiling Fixture | Compact Fluorescent |  | Twist | 1 | 15 | Garage | 111875 | Garage | 0.03789%
11187 | 5 | 2 |  | Manual | 1 | Garage door opener | Incandescent |  | Standard A Lamp | 1 | 40 | Garage | 111875 | Garage | 0.03789%
11187 | 6 | 1 |  | Manual | 1 | Ceiling Fixture | Compact Fluorescent |  | Twist | 2 | 15 | Hall | 111876 | Hall | 0.03789%
11187 | 7 | 1 |  | Manual | 1 | Chandelier (Hanging) | Compact Fluorescent |  | Twist | 3 | 15 | Office | 111877 | Office | 0.03789%
11187 | 7 | 2 |  | Manual | 1 | Table | Compact Fluorescent |  | Twist | 1 | 15 | Office | 111877 | Office | 0.03789%
11187 | 8 | 1 |  | Dimmer | 1 | Ceiling Fixture | Compact Fluorescent |  | Twist | 1 | 15 | Master Bedroom | 111878 | Master Bedroom | 0.03789%
11187 | 8 | 2 |  | Manual | 1 | Table | Incandescent |  | Standard A Lamp | 1 | 75 | Master Bedroom | 111878 | Master Bedroom | 0.03789%
11187 | 8 | 3 |  | Manual | 1 | Table | Compact Fluorescent |  | Twist | 1 | 15 | Master Bedroom | 111878 | Master Bedroom | 0.03789%
11187 | 9 | 1 |  | Manual | 1 | Ceiling Fixture | Compact Fluorescent |  | Twist | 1 | 15 | Bedroom | 111879 | Bedroom | 0.03789%
11187 | 9 | 2 |  | Manual | 2 | Table | Compact Fluorescent |  | Twist | 1 | 15 | Bedroom | 111879 | Bedroom | 0.03789%
11194 | 1 | 1 |  | Manual | 1 | Ceiling Fixture | Incandescent |  | Standard A Lamp | 2 | 60 | Office | 111941 | Office | 0.1232%
11194 | 2 | 1 |  | Manual | 1 | Wall Mount | Incandescent |  | Globe | 4 | 40 | Bathroom | 111942 | Bathroom | 0.1232%
11194 | 2 | 2 |  | Manual | 1 | Recessed - other | Incandescent |  | Heat Lamp | 1 | 250 | Bathroom | 111942 | Bathroom | 0.1232%
11194 | 3 | 1 |  | Manual | 1 | Ceiling Fixture | Incandescent |  | Standard A Lamp | 2 | 60 | Bedroom | 111943 | Bedroom | 0.1232%
11194 | 4 | 1 |  | Manual | 1 | Chandelier (Hanging) | Incandescent |  | Standard A Lamp | 5 | 60 | Dining Room | 111944 | Dining Room | 0.1232%
11194 | 4 | 2 |  | Manual | 1 | Recessed - other | Incandescent |  | Standard A Lamp | 2 | 60 | Dining Room | 111944 | Dining Room | 0.1232%
11194 | 4 | 3 |  | Manual | 2 | Other | Incandescent |  | Standard A Lamp | 1 | 60 | Dining Room | 111944 | Dining Room | 0.1232%
11194 | 4 | 4 |  | Manual | 1 | Track | Incandescent |  | Reflector | 3 | 65 | Dining Room | 111944 | Dining Room | 0.1232%
11194 | 5 | 1 |  | Manual | 1 | Garage door opener | Incandescent |  | Standard A Lamp | 2 | 60 | Garage | 111945 | Garage | 0.1232%
11194 | 5 | 2 |  | Manual | 2 | Ceiling Fixture | Compact Fluorescent |  | Twist | 1 | 13 | Garage | 111945 | Garage | 0.1232%
11194 | 6 | 1 |  | Manual | 2 | Ceiling Fixture | Incandescent |  | Standard A Lamp | 1 | 60 | Hall | 111946 | Hall | 0.1232%
11194 | 7 | 1 |  | Manual | 1 | Ceiling Fixture | Incandescent |  | Standard A Lamp | 2 | 60 | Kitchen | 111947 | Kitchen | 0.1232%
11194 | 8 | 1 |  | Manual | 1 | Ceiling Fixture | Incandescent |  | Standard A Lamp | 2 | 60 | Living Room | 111948 | Living Room | 0.1232%
11194 | 9 | 1 |  | Manual | 1 | Wall Mount | Incandescent |  | Globe | 4 | 40 | Bathroom | 111949 | Bathroom | 0.1232%
11194 | 9 | 2 |  | Manual | 1 | Recessed - other | Incandescent |  | Heat Lamp | 1 | 250 | Bathroom | 111949 | Bathroom | 0.1232%
11194 | 10 | 1 |  | Manual | 1 | Ceiling Fixture | Incandescent |  | Standard A Lamp | 2 | 60 | Master Bedroom | 1119410 | Master Bedroom | 0.1232%
11194 | 11 | 1 |  | Manual | 1 | Ceiling Fixture | Incandescent |  | Standard A Lamp | 1 | 60 | Closet | 1119411 | Closet | 0.1232%
11210 | 1 | 1 |  | Manual | 1 | Wall Mount | Incandescent |  | Standard A Lamp | 2 | 60 | Bathroom | 112101 | Bathroom | 0.03789%
11210 | 2 | 1 |  | Manual | 1 | Wall Mount | Incandescent |  | Globe | 4 | 40 | Bathroom | 112102 | Bathroom | 0.03789%
11210 | 3 | 1 |  | Manual | 1 | Ceiling Fixture | Incandescent |  | Standard A Lamp | 2 | 60 | Bedroom | 112103 | Bedroom | 0.03789%
11210 | 4 | 1 |  | Manual | 1 | Ceiling Fixture | Incandescent |  | Standard A Lamp | 1 | 65 | Bedroom | 112104 | Bedroom | 0.03789%
11210 | 5 | 1 |  | Manual | 1 | Ceiling Fixture | Compact Fluorescent |  | Twist | 1 | 15 | Bedroom | 112105 | Bedroom | 0.03789%
11210 | 6 | 1 |  | Dimmer | 1 | Ceiling Fixture | Compact Fluorescent |  | A shape bulb | 1 | 15 | Hall | 112106 | Hall | 0.03789%
11210 | 7 | 1 |  | Manual | 1 | Ceiling Fixture | Incandescent |  | Standard A Lamp | 2 | 60 | Family Room | 112107 | Family Room | 0.03789%
11210 | 8 | 1 |  | Manual | 1 | Ceiling Fixture | Compact Fluorescent |  | Twist | 1 | 22 | Garage | 112108 | Garage | 0.03789%
11210 | 8 | 2 |  | Manual | 1 | Garage door opener | Incandescent |  | Standard A Lamp | 1 | 65 | Garage | 112108 | Garage | 0.03789%
11210 | 9 | 1 |  | Manual | 1 | Ceiling Fixture | Incandescent |  | Standard A Lamp | 1 | 60 | Hall | 112109 | Hall | 0.03789%
11210 | 10 | 1 |  | Manual | 2 | Ceiling Fixture | Compact Fluorescent |  | Twist | 2 | 15 | Hall | 1121010 | Hall | 0.03789%
11210 | 11 | 1 |  | Manual | 2 | Ceiling Fixture | Incandescent |  | Standard A Lamp | 2 | 60 | Kitchen | 1121011 | Kitchen | 0.03789%
11210 | 11 | 2 |  | Manual | 1 | Recessed - other | Incandescent |  | Standard A Lamp | 1 | 60 | Kitchen | 1121011 | Kitchen | 0.03789%
11210 | 12 | 1 |  | Manual | 1 | Ceiling Fixture | Linear Fluorescent | 48 | T-12 | 2 | 32 | Laundry Room | 1121012 | Laundry Room | 0.03789%
11210 | 13 | 1 |  | Manual | 1 | Floor lamp | Compact Fluorescent |  | A shape bulb | 1 | 15 | Living Room | 1121013 | Living Room | 0.03789%
11210 | 14 | 1 |  | Manual | 1 | Chandelier (Hanging) | Compact Fluorescent |  | A shape bulb | 3 | 15 | Other | 1121014 | Other | 0.03789%
11210 | 15 | 1 |  | Manual | 1 | Ceiling Fixture | Incandescent |  | Standard A Lamp | 1 | 60 | Closet | 1121015 | Closet | 0.03789%
11217 | 1 | 1 |  | Manual | 1 | Floor lamp | Incandescent |  | Standard A Lamp | 1 | 60 | Living Room | 112171 | Living Room | 0.1232%
11217 | 1 | 2 |  | Manual | 4 | Recessed Can | Compact Fluorescent |  | Reflector | 1 | 22 | Living Room | 112171 | Living Room | 0.1232%
11217 | 1 | 3 |  | Manual | 1 | Ceiling Fan | Compact Fluorescent |  | Twist | 1 | 22 | Living Room | 112171 | Living Room | 0.1232%
11217 | 2 | 1 |  | Manual | 5 | Ceiling Fixture | Linear Fluorescent | 48 | T-8 | 2 | 32 | Other | 112172 | Other | 0.1232%
11217 | 3 | 1 |  | Dimmer | 5 | Recessed Can | Compact Fluorescent |  | Reflector | 1 | 22 | Kitchen | 112173 | Kitchen | 0.1232%
11217 | 3 | 2 |  | Manual | 2 | Ceiling Fixture | Compact Fluorescent |  | Globe | 1 | 22 | Kitchen | 112173 | Kitchen | 0.1232%
11217 | 4 | 1 |  | Manual | 1 | Ceiling Fixture | Compact Fluorescent |  | Globe | 1 | 22 | Laundry Room | 112174 | Laundry Room | 0.1232%
11217 | 5 | 1 |  | Manual | 1 | Wall Mount | Compact Fluorescent |  | Globe | 3 | 15 | Bathroom | 112175 | Bathroom | 0.1232%
11217 | 5 | 2 |  | Manual | 1 | Ceiling Fixture | Compact Fluorescent |  | Globe | 1 | 15 | Bathroom | 112175 | Bathroom | 0.1232%
11217 | 6 | 1 |  | Manual | 1 | Chandelier (Hanging) | Compact Fluorescent |  | Globe | 1 | 15 | Hall | 112176 | Hall | 0.1232%
11217 | 7 | 1 |  | Manual | 1 | Ceiling Fixture | Compact Fluorescent |  | Globe | 1 | 11 | Bedroom | 112177 | Bedroom | 0.1232%
11217 | 8 | 1 |  | Manual | 1 | Wall Mount | Compact Fluorescent |  | Globe | 3 | 11 | Bathroom | 112178 | Bathroom | 0.1232%
11217 | 8 | 2 |  | Manual | 1 | Ceiling Fixture | Compact Fluorescent |  | Globe | 1 | 11 | Bathroom | 112178 | Bathroom | 0.1232%
11217 | 9 | 1 |  | Manual | 1 | Chandelier (Hanging) | Compact Fluorescent |  | Globe | 2 | 11 | Master Bedroom | 112179 | Master Bedroom | 0.1232%
11217 | 9 | 2 |  | Manual | 2 | Table | Incandescent |  | Standard A Lamp | 1 | 60 | Master Bedroom | 112179 | Master Bedroom | 0.1232%
11219 | 1 | 1 |  | Manual | 1 | Wall Mount | Incandescent |  | Globe | 3 | 40 | Bathroom | 112191 | Bathroom | 0.1232%
11219 | 2 | 1 |  | Manual | 1 | Wall Mount | Incandescent |  | Globe | 4 | 40 | Bathroom | 112192 | Bathroom | 0.1232%
11219 | 2 | 2 |  | Manual | 1 | Ceiling Fixture | Compact Fluorescent |  | Twist | 2 | 15 | Bathroom | 112192 | Bathroom | 0.1232%
11219 | 3 | 1 |  | Manual | 1 | Ceiling Fixture | Incandescent |  | Standard A Lamp | 3 | 60 | Bedroom | 112193 | Bedroom | 0.1232%
11219 | 4 | 1 |  | Manual | 1 | Ceiling Fixture | Incandescent |  | Standard A Lamp | 1 | 60 | Bedroom | 112194 | Bedroom | 0.1232%
11219 | 4 | 2 | 2nd lamp is 60w | Manual | 1 | Floor lamp | Incandescent |  | 3-Way Incandescent | 2 | 100 | Bedroom | 112194 | Bedroom | 0.1232%
11219 | 5 | 1 |  | Manual | 1 | Ceiling Fixture | Incandescent |  | Standard A Lamp | 2 | 60 | Bedroom | 112195 | Bedroom | 0.1232%
11219 | 6 | 1 |  | Manual | 1 | Ceiling Fixture | Incandescent |  | Standard A Lamp | 1 | 60 | Other | 112196 | Other | 0.1232%
11219 | 7 | 1 |  | Manual | 1 | Floor lamp | Incandescent |  | 3-Way Incandescent | 1 | 70 | Family Room | 112197 | Family Room | 0.1232%
11219 | 7 | 2 |  | Manual | 1 | Floor lamp | Compact Fluorescent |  | Twist | 2 | 23 | Family Room | 112197 | Family Room | 0.1232%
11219 | 8 | 1 |  | Manual | 5 | Ceiling Fixture | Linear Fluorescent | 48 | T-12 | 2 | 40 | Garage | 112198 | Garage | 0.1232%
11219 | 8 | 2 | auto repair lamp | Manual | 1 | Other | Incandescent |  | Standard A Lamp | 1 | 72 | Garage | 112198 | Garage | 0.1232%
11219 | 9 | 1 |  | Manual | 1 | Ceiling Fixture | Incandescent |  | Standard A Lamp | 2 | 60 | Hall | 112199 | Hall | 0.1232%
11219 | 10 | 1 |  | Manual | 8 | Recessed Can | Compact Fluorescent |  | Flood | 1 | 15 | Kitchen | 1121910 | Kitchen | 0.1232%
11219 | 10 | 2 |  | Manual | 1 | Ceiling Fixture | Incandescent |  | Standard A Lamp | 1 | 60 | Kitchen | 1121910 | Kitchen | 0.1232%
11219 | 10 | 3 |  | Manual | 1 | Track | Halogen |  | MR | 2 | 20 | Kitchen | 1121910 | Kitchen | 0.1232%
11219 | 11 | 1 |  | Manual | 1 | Ceiling Fixture | Incandescent |  | Standard A Lamp | 3 | 40 | Laundry Room | 1121911 | Laundry Room | 0.1232%
11219 | 12 | 1 |  | Manual | 1 | Ceiling Fixture | Compact Fluorescent |  | Twist | 2 | 23 | Master Bedroom | 1121912 | Master Bedroom | 0.1232%
11219 | 12 | 2 |  | Manual | 1 | Table | Halogen |  | MR | 1 | 8 | Master Bedroom | 1121912 | Master Bedroom | 0.1232%
11219 | 12 | 3 |  | Manual | 1 | Table | Compact Fluorescent |  | Twist | 1 | 15 | Master Bedroom | 1121912 | Master Bedroom | 0.1232%
11221 | 1 | 1 |  | Manual | 1 | Wall Mount | Incandescent |  | Globe | 8 | 40 | Bathroom | 112211 | Bathroom | 0.1723%
11221 | 2 | 1 |  | Manual | 1 | Floor lamp | Incandescent |  | Globe | 2 | 40 | Bedroom | 112212 | Bedroom | 0.1723%
11221 | 3 | 1 |  | Manual | 1 | Ceiling Fixture | Compact Fluorescent |  | Twist | 1 | 14 | Bedroom | 112213 | Bedroom | 0.1723%
11221 | 4 | 1 |  | Manual | 1 | Ceiling Fixture | Compact Fluorescent |  | Twist | 1 | 14 | Bedroom | 112214 | Bedroom | 0.1723%
11221 | 5 | 1 |  | Manual | 1 | Chandelier (Hanging) | Incandescent |  | Decorative | 4 | 40 | Dining Room | 112215 | Dining Room | 0.1723%
11221 | 5 | 2 |  | Manual | 1 | Chandelier (Hanging) | Incandescent |  | Reflector | 1 | 65 | Dining Room | 112215 | Dining Room | 0.1723%
11221 | 6 | 1 |  | Manual | 2 | Ceiling Fixture | Linear Fluorescent | 36 | T-12 | 2 | 40 | Garage | 112216 | Garage | 0.1723%
11221 | 7 | 1 |  | Manual | 2 | Ceiling Fixture | Compact Fluorescent |  | Twist | 1 | 14 | Hall | 112217 | Hall | 0.1723%
11221 | 8 | 1 |  | Manual | 5 | Recessed Can | Compact Fluorescent |  | Twist | 1 | 14 | Kitchen | 112218 | Kitchen | 0.1723%
11221 | 8 | 2 |  | Manual | 2 | Wall Mount | Incandescent |  | Standard A Lamp | 1 | 60 | Kitchen | 112218 | Kitchen | 0.1723%
11221 | 9 | 1 |  | Manual | 2 | Ceiling Fixture | Incandescent |  | Standard A Lamp | 1 | 60 | Laundry Room | 112219 | Laundry Room | 0.1723%
11221 | 10 | 1 |  | Manual | 1 | Floor lamp | Incandescent |  | Standard A Lamp | 1 | 75 | Living Room | 1122110 | Living Room | 0.1723%
11221 | 10 | 2 |  | Manual | 1 | Ceiling Fixture | Incandescent |  | Standard A Lamp | 2 | 60 | Living Room | 1122110 | Living Room | 0.1723%
11221 | 11 | 1 |  | Manual | 1 | Wall Mount | Compact Fluorescent |  | Twist | 4 | 14 | Bathroom | 1122111 | Bathroom | 0.1723%
11221 | 11 | 2 |  | Manual | 1 | Ceiling Fixture | Incandescent |  | Standard A Lamp | 1 | 60 | Bathroom | 1122111 | Bathroom | 0.1723%
11221 | 12 | 1 |  | Manual | 2 | Floor lamp | Incandescent |  | Standard A Lamp | 1 | 60 | Master Bedroom | 1122112 | Master Bedroom | 0.1723%
11221 | 12 | 2 |  | Manual | 2 | Ceiling Fixture | Incandescent |  | Standard A Lamp | 2 | 60 | Master Bedroom | 1122112 | Master Bedroom | 0.1723%
11221 | 13 | 1 |  | Manual | 1 | Ceiling Fixture | Incandescent |  | Standard A Lamp | 1 | 60 | Bedroom | 1122113 | Bedroom | 0.1723%
11222 | 1 | 1 |  | Manual | 3 | Recessed Can | Incandescent |  | Reflector | 1 | 75 | Master Bedroom | 112221 | Master Bedroom | 0.1232%
11222 | 1 | 2 |  | Manual | 2 | Table | Incandescent |  | Standard A Lamp | 1 | 60 | Master Bedroom | 112221 | Master Bedroom | 0.1232%
11222 | 1 | 3 |  | Manual | 1 | Table | Compact Fluorescent |  | Twist | 1 | 22 | Master Bedroom | 112221 | Master Bedroom | 0.1232%
11222 | 1 | 4 |  | Manual | 1 | Table | Incandescent |  | 3-Way Incandescent | 1 | 75 | Master Bedroom | 112221 | Master Bedroom | 0.1232%
11222 | 2 | 1 |  | Manual | 2 | Ceiling Fixture | Incandescent |  | Standard A Lamp | 1 | 60 | Closet | 112222 | Closet | 0.1232%
11222 | 3 | 1 |  | Manual | 1 | Ceiling Fixture | Incandescent |  | Standard A Lamp | 3 | 60 | Bedroom | 112223 | Bedroom | 0.1232%
11222 | 3 | 2 |  | Manual | 1 | Table | Incandescent |  | Standard A Lamp | 2 | 100 | Bedroom | 112223 | Bedroom | 0.1232%
11222 | 4 | 1 |  | Dimmer | 8 | Recessed - other | Linear Fluorescent | 18 | T-5 | 1 | 32 | Family Room | 112224 | Family Room | 0.1232%
11222 | 4 | 2 |  | Manual | 7 | Recessed Can | Incandescent |  | Reflector | 1 | 75 | Family Room | 112224 | Family Room | 0.1232%
11222 | 4 | 3 |  | Manual | 3 | Table | Incandescent |  | 3-Way Incandescent | 1 | 100 | Family Room | 112224 | Family Room | 0.1232%
11222 | 4 | 4 |  | Manual | 1 | Floor lamp | Incandescent |  | 3-Way Incandescent | 1 | 100 | Family Room | 112224 | Family Room | 0.1232%
11222 | 5 | 1 |  | Manual | 1 | Ceiling Fixture | Incandescent |  | Standard A Lamp | 2 | 60 | Laundry Room | 112225 | Laundry Room | 0.1232%
11222 | 6 | 1 |  | Manual | 1 | Wall Mount | Incandescent |  | Standard A Lamp | 2 | 25 | Bathroom | 112226 | Bathroom | 0.1232%
11222 | 7 | 1 |  | Manual | 2 | Table | Incandescent |  | 3-Way Incandescent | 1 | 100 | Living Room | 112227 | Living Room | 0.1232%
11222 | 7 | 2 |  | Manual | 1 | Table | Incandescent |  | Standard A Lamp | 1 | 60 | Living Room | 112227 | Living Room | 0.1232%
11222 | 7 | 3 |  | Manual | 1 | Floor lamp | Incandescent |  | Standard A Lamp | 1 | 100 | Living Room | 112227 | Living Room | 0.1232%
11222 | 7 | 4 |  | Manual | 1 | Table | Incandescent |  | Standard A Lamp | 1 | 40 | Living Room | 112227 | Living Room | 0.1232%
11222 | 8 | 1 |  | Dimmer | 1 | Chandelier (Hanging) | Incandescent |  | Mini base | 6 | 60 | Dining Room | 112228 | Dining Room | 0.1232%
11222 | 9 | 1 |  | Manual | 1 | Ceiling Fixture | Linear Fluorescent | 48 | T-12 | 2 | 40 | Kitchen | 112229 | Kitchen | 0.1232%
11222 | 9 | 2 |  | Manual | 2 | Other | Linear Fluorescent | 36 | T-8 | 1 | 30 | Kitchen | 112229 | Kitchen | 0.1232%
11222 | 9 | 3 |  | Manual | 1 | Recessed Can | Incandescent |  | Reflector | 1 | 60 | Kitchen | 112229 | Kitchen | 0.1232%
11222 | 9 | 4 |  | Manual | 1 | Other | Incandescent |  | Standard A Lamp | 1 | 40 | Kitchen | 112229 | Kitchen | 0.1232%
11222 | 10 | 1 |  | Manual | 1 | Ceiling Fixture | Incandescent |  | Standard A Lamp | 2 | 65 | Bedroom | 1122210 | Bedroom | 0.1232%
11222 | 11 | 1 |  | Manual | 1 | Ceiling Fixture | Incandescent |  | Mini base | 2 | 60 | Hall | 1122211 | Hall | 0.1232%
11222 | 12 | 1 |  | Manual | 3 | Recessed Can | Incandescent |  | Reflector | 1 | 40 | Bathroom | 1122212 | Bathroom | 0.1232%
11222 | 12 | 2 |  | Manual | 1 | Wall Mount | Incandescent |  | Standard A Lamp | 2 | 60 | Bathroom | 1122212 | Bathroom | 0.1232%
11222 | 12 | 3 |  | Manual | 1 | Ceiling Fan | Incandescent |  | Standard A Lamp | 2 | 60 | Bathroom | 1122212 | Bathroom | 0.1232%
11233 | 1 | 1 |  | Manual | 1 | Wall Mount | Incandescent |  | Globe | 4 | 40 | Bathroom | 112331 | Bathroom | 0.1232%
11233 | 2 | 1 |  | Manual | 1 | Wall Mount | Incandescent |  | Standard A Lamp | 2 | 60 | Bathroom | 112332 | Bathroom | 0.1232%
11233 | 3 | 1 |  | Manual | 1 | Ceiling Fixture | Incandescent |  | Standard A Lamp | 2 | 60 | Bedroom | 112333 | Bedroom | 0.1232%
11233 | 4 | 1 |  | Manual | 1 | Ceiling Fixture | Incandescent |  | Standard A Lamp | 2 | 60 | Bedroom | 112334 | Bedroom | 0.1232%
11233 | 5 | 1 |  | Manual | 1 | Ceiling Fixture | Incandescent |  | Standard A Lamp | 1 | 60 | Closet | 112335 | Closet | 0.1232%
11233 | 6 | 1 |  | Manual | 1 | Chandelier (Hanging) | Incandescent |  | Standard A Lamp | 5 | 60 | Dining Room | 112336 | Dining Room | 0.1232%
11233 | 7 | 1 |  | Manual | 2 | Ceiling Fixture | Linear Fluorescent | 48 | T-8 | 2 | 32 | Garage | 112337 | Garage | 0.1232%
11233 | 7 | 2 |  | Manual | 1 | Garage door opener | Incandescent |  | Standard A Lamp | 1 | 60 | Garage | 112337 | Garage | 0.1232%
11233 | 8 | 1 |  | Manual | 2 | Ceiling Fixture | Incandescent |  | Standard A Lamp | 2 | 60 | Hall | 112338 | Hall | 0.1232%
11233 | 9 | 1 |  | Manual | 2 | Ceiling Fixture | Incandescent |  | Standard A Lamp | 2 | 60 | Hall | 112339 | Hall | 0.1232%
11233 | 10 | 1 |  | Manual | 6 | Recessed Can | Incandescent |  | Reflector | 1 | 65 | Kitchen | 1123310 | Kitchen | 0.1232%
11233 | 11 | 1 |  | Manual | 1 | Ceiling Fixture | Incandescent |  | Standard A Lamp | 1 | 60 | Laundry Room | 1123311 | Laundry Room | 0.1232%
11233 | 12 | 1 |  | Manual | 1 | Recessed Can | Incandescent |  | Reflector | 1 | 75 | Living Room | 1123312 | Living Room | 0.1232%
11233 | 13 | 1 |  | Manual | 2 | Recessed Can | Incandescent |  | Reflector | 1 | 65 | Bathroom | 1123313 | Bathroom | 0.1232%
11233 | 13 | 2 |  | Manual | 1 | Wall Mount | Incandescent |  | Standard A Lamp | 3 | 60 | Bathroom | 1123313 | Bathroom | 0.1232%
11233 | 14 | 1 |  | Manual | 1 | Floor lamp | Incandescent |  | Clear | 2 | 60 | Master Bedroom | 1123314 | Master Bedroom | 0.1232%
11233 | 15 | 1 |  | Manual | 3 | Ceiling Fixture | Incandescent |  | Standard A Lamp | 2 | 60 | Office | 1123315 | Office | 0.1232%
11233 | 16 | 1 |  | Manual | 1 | Chandelier (Hanging) | Incandescent |  | Standard A Lamp | 1 | 60 | Hall | 1123316 | Hall | 0.1232%
11236 | 1 | 1 |  | Manual | 2 | Wall Mount | Incandescent |  | Standard A Lamp | 2 | 60 | Bathroom | 112361 | Bathroom | 0.1232%
11236 | 1 | 2 |  | Manual | 2 | Ceiling Fixture | Incandescent |  | Standard A Lamp | 1 | 100 | Bathroom | 112361 | Bathroom | 0.1232%
11236 | 2 | 1 |  | Manual | 1 | Chandelier (Hanging) | Incandescent |  | Decorative | 3 | 40 | Bedroom | 112362 | Bedroom | 0.1232%
11236 | 2 | 2 |  | Manual | 2 | Table | Incandescent |  | Standard A Lamp | 1 | 60 | Bedroom | 112362 | Bedroom | 0.1232%
11236 | 3 | 1 |  | Manual | 1 | Ceiling Fixture | Compact Fluorescent |  | Twist | 3 | 22 | Other | 112363 | Other | 0.1232%
11236 | 4 | 1 |  | Manual | 2 | Chandelier (Hanging) | Compact Fluorescent |  | Twist | 3 | 22 | Family Room | 112364 | Family Room | 0.1232%
11236 | 4 | 2 |  | Manual | 1 | Table | Compact Fluorescent |  | Twist | 1 | 22 | Family Room | 112364 | Family Room | 0.1232%
11236 | 4 | 3 |  | Manual | 2 | Recessed Can | Incandescent |  | Reflector | 1 | 40 | Family Room | 112364 | Family Room | 0.1232%
11236 | 4 | 4 |  | Manual | 3 | Ceiling Fixture | Halogen |  | PAR | 1 | 50 | Family Room | 112364 | Family Room | 0.1232%
11236 | 5 | 1 |  | Manual | 2 | Ceiling Fixture | Incandescent |  | Standard A Lamp | 3 | 60 | Hall | 112365 | Hall | 0.1232%
11236 | 6 | 1 |  | Manual | 2 | Ceiling Fixture | Compact Fluorescent |  | Twist | 3 | 22 | Kitchen | 112366 | Kitchen | 0.1232%
11236 | 6 | 2 |  | Manual | 2 | Other | Halogen |  | MR | 1 | 30 | Kitchen | 112366 | Kitchen | 0.1232%
11236 | 6 | 3 |  | Dimmer | 1 | Chandelier (Hanging) | Incandescent |  | Standard A Lamp | 5 | 60 | Kitchen | 112366 | Kitchen | 0.1232%
11236 | 7 | 1 |  | Manual | 1 | Ceiling Fixture | Linear Fluorescent | 48 | T-12 | 2 | 40 | Laundry Room | 112367 | Laundry Room | 0.1232%
11236 | 8 | 1 |  | Manual | 1 | Ceiling Fixture | Incandescent |  | Globe | 3 | 40 | Master Bedroom | 112368 | Master Bedroom | 0.1232%
11236 | 8 | 2 |  | Manual | 1 | Ceiling Fixture | Incandescent |  | Standard A Lamp | 2 | 60 | Master Bedroom | 112368 | Master Bedroom | 0.1232%
11236 | 8 | 3 |  | Manual | 1 | Table | Incandescent |  | Standard A Lamp | 1 | 60 | Master Bedroom | 112368 | Master Bedroom | 0.1232%
11236 | 9 | 1 |  | Manual | 1 | Ceiling Fixture | Incandescent |  | Standard A Lamp | 3 | 60 | Bathroom | 112369 | Bathroom | 0.1232%
11236 | 9 | 2 |  | Manual | 1 | Wall Mount | Halogen |  | MR | 3 | 100 | Bathroom | 112369 | Bathroom | 0.1232%
11236 | 9 | 3 |  | Manual | 2 | Wall Mount | Incandescent |  | Mini base | 1 | 60 | Bathroom | 112369 | Bathroom | 0.1232%
11236 | 10 | 1 |  | Manual | 4 | Chandelier (Hanging) | Incandescent |  | Standard A Lamp | 3 | 60 | Other | 1123610 | Other | 0.1232%
11236 | 10 | 2 |  | Manual | 4 | Wall Mount | Halogen |  | Other | 1 | 100 | Other | 1123610 | Other | 0.1232%
11236 | 10 | 3 |  | Manual | 1 | Table | Incandescent |  | Standard A Lamp | 1 | 40 | Other | 1123610 | Other | 0.1232%
11236 | 10 | 4 |  | Manual | 1 | Table | Linear Fluorescent |  | Fluorescent Other | 1 | 22 | Other | 1123610 | Other | 0.1232%
11246 | 1 | 1 |  | Manual | 2 | Ceiling Fixture | Incandescent |  | Standard A Lamp | 1 | 60 | Other | 112461 | Other | 0.03789%
11246 | 1 | 2 |  | Manual | 1 | Ceiling Fixture | Linear Fluorescent | 48 | T-12 | 2 | 40 | Other | 112461 | Other | 0.03789%
11246 | 1 | 3 |  | Manual | 2 | Ceiling Fixture | Linear Fluorescent | 48 | T-4 | 1 | 40 | Other | 112461 | Other | 0.03789%
11246 | 1 | 4 |  | Manual | 1 | Ceiling Fixture | Compact Fluorescent |  | Twist | 1 | 15 | Other | 112461 | Other | 0.03789%
11246 | 2 | 1 |  | Manual | 1 | Ceiling Fixture | Compact Fluorescent |  | Twist | 1 | 15 | Bathroom | 112462 | Bathroom | 0.03789%
11246 | 3 | 1 |  | Manual | 1 | Track | Compact Fluorescent |  | Twist | 3 | 15 | Bedroom | 112463 | Bedroom | 0.03789%
11246 | 4 | 1 |  | Manual | 1 | Ceiling Fixture | Compact Fluorescent |  | Twist | 1 | 15 | Closet | 112464 | Closet | 0.03789%
11246 | 5 | 1 |  | Manual | 1 | Ceiling Fixture | Compact Fluorescent |  | Twist | 1 | 15 | Bedroom | 112465 | Bedroom | 0.03789%
11246 | 6 | 1 |  | Manual | 1 | Ceiling Fixture | Incandescent |  | Globe | 1 | 60 | Bedroom | 112466 | Bedroom | 0.03789%
11246 | 6 | 2 |  | Manual | 1 | Wall Mount | Compact Fluorescent |  | Twist | 1 | 15 | Bedroom | 112466 | Bedroom | 0.03789%
11246 | 7 | 1 |  | Manual | 1 | Ceiling Fixture | Compact Fluorescent |  | Twist | 1 | 15 | Closet | 112467 | Closet | 0.03789%
11246 | 8 | 1 |  | Manual | 1 | Ceiling Fixture | Compact Fluorescent |  | Twist | 2 | 15 | Closet | 112468 | Closet | 0.03789%
11246 | 9 | 1 |  | Manual | 1 | Chandelier (Hanging) | Incandescent |  | Mini base | 7 | 60 | Dining Room | 112469 | Dining Room | 0.03789%
11246 | 10 | 1 |  | Manual | 1 | Ceiling Fixture | Incandescent |  | Mini base | 2 | 60 | Hall | 1124610 | Hall | 0.03789%
11246 | 12 | 1 |  | Manual | 1 | Other | Linear Fluorescent | 12 | T-8 | 1 | 13 | Kitchen | 1124612 | Kitchen | 0.03789%
11246 | 12 | 2 |  | Manual | 1 | Ceiling Fixture | Compact Fluorescent |  | Twist | 1 | 15 | Kitchen | 1124612 | Kitchen | 0.03789%
11246 | 12 | 3 |  | Manual | 2 | Ceiling Fixture | Compact Fluorescent |  | Twist | 2 | 15 | Kitchen | 1124612 | Kitchen | 0.03789%
11246 | 13 | 1 |  | Manual | 1 | Torchiere | Halogen |  | Quartz Tube | 1 | 500 | Living Room | 1124613 | Living Room | 0.03789%
11246 | 13 | 2 |  | Manual | 1 | Table | Incandescent |  | Standard A Lamp | 1 | 60 | Living Room | 1124613 | Living Room | 0.03789%
11273 | 1 | 1 |  | Manual | 1 | Ceiling Fixture | Compact Fluorescent |  | Twist | 1 | 15 | Bathroom | 112731 | Bathroom | 0.03789%
11273 | 1 | 2 |  | Manual | 1 | Wall Mount | Incandescent |  | Globe | 4 | 60 | Bathroom | 112731 | Bathroom | 0.03789%
11273 | 2 | 1 |  | Manual | 1 | Ceiling Fixture | Compact Fluorescent |  | Twist | 1 | 15 | Bedroom | 112732 | Bedroom | 0.03789%
11273 | 3 | 1 |  | Manual | 1 | Wall Mount | Compact Fluorescent |  | Twist | 1 | 20 | Hall | 112733 | Hall | 0.03789%
11273 | 4 | 1 |  | Manual | 1 | Ceiling Fixture | Compact Fluorescent |  | Twist | 1 | 15 | Hall | 112734 | Hall | 0.03789%
11273 | 5 | 1 |  | Manual | 3 | Recessed Can | Incandescent |  | Reflector | 1 | 75 | Kitchen | 112735 | Kitchen | 0.03789%
11273 | 6 | 1 |  | Manual | 3 | Wall Mount | Halogen |  | MR | 3 | 50 | Living Room | 112736 | Living Room | 0.03789%
11273 | 7 | 1 |  | Manual | 1 | Ceiling Fixture | Incandescent |  | Standard A Lamp | 1 | 60 | Other | 112737 | Other | 0.03789%
11273 | 8 | 1 |  | Manual | 1 | Wall Mount | Incandescent |  | Standard A Lamp | 1 | 40 | Bathroom | 112738 | Bathroom | 0.03789%
11273 | 9 | 1 |  | Manual | 1 | Track | Compact Fluorescent |  | Twist | 4 | 15 | Master Bedroom | 112739 | Master Bedroom | 0.03789%
11273 | 9 | 2 |  | Manual | 1 | Table | Compact Fluorescent |  | Twist | 1 | 15 | Master Bedroom | 112739 | Master Bedroom | 0.03789%
11273 | 9 | 3 |  | Manual | 1 | Table | Compact Fluorescent |  | Twist | 1 | 15 | Master Bedroom | 112739 | Master Bedroom | 0.03789%
11273 | 9 | 4 |  | Manual | 1 | Table | Incandescent |  | Standard A Lamp | 1 | 25 | Master Bedroom | 112739 | Master Bedroom | 0.03789%
11273 | 10 | 1 |  | Manual | 2 | Chandelier (Hanging) | Incandescent |  | Standard A Lamp | 1 | 40 | Dining Room | 1127310 | Dining Room | 0.03789%
11273 | 10 | 2 |  | Manual | 1 | Chandelier (Hanging) | Incandescent |  | Standard A Lamp | 1 | 75 | Dining Room | 1127310 | Dining Room | 0.03789%
11273 | 11 | 1 |  | Manual | 1 | Chandelier (Hanging) | Compact Fluorescent |  | A shape bulb | 1 | 15 | Hall | 1127311 | Hall | 0.03789%
11273 | 12 | 1 |  | Manual | 1 | Ceiling Fixture | Linear Fluorescent | 48 | Fluorescent Unknown | 2 | 40 | Kitchen | 1127312 | Kitchen | 0.03789%
11273 | 12 | 2 |  | Manual | 1 | Chandelier (Hanging) | Compact Fluorescent |  | Twist | 1 | 15 | Kitchen | 1127312 | Kitchen | 0.03789%
11273 | 12 | 3 |  | Manual | 3 | Other | Linear Fluorescent | 12 | T-4 | 1 | 16 | Kitchen | 1127312 | Kitchen | 0.03789%
11273 | 13 | 1 |  | Manual | 2 | Floor lamp | Compact Fluorescent |  | Other | 1 | 40 | Living Room | 1127313 | Living Room | 0.03789%
11273 | 13 | 2 |  | Manual | 2 | Floor lamp | Compact Fluorescent |  | Twist | 1 | 22 | Living Room | 1127313 | Living Room | 0.03789%
11273 | 13 | 3 |  | Manual | 1 | Table | Compact Fluorescent |  | Twist | 1 | 15 | Living Room | 1127313 | Living Room | 0.03789%
11273 | 13 | 4 |  | Manual | 1 | Other | Incandescent |  | Standard A Lamp | 1 | 60 | Living Room | 1127313 | Living Room | 0.03789%
11273 | 14 | 1 |  | Manual | 1 | Wall Mount | Incandescent |  | Globe | 6 | 60 | Bathroom | 1127314 | Bathroom | 0.03789%
11273 | 14 | 2 |  | Manual | 1 | Ceiling Fixture | Incandescent |  | Reflector | 1 | 120 | Bathroom | 1127314 | Bathroom | 0.03789%
11273 | 15 | 1 |  | Manual | 1 | Ceiling Fan | Incandescent |  | Standard A Lamp | 3 | 60 | Bedroom | 1127315 | Bedroom | 0.03789%
11273 | 15 | 2 |  | Manual | 1 | Track | Compact Fluorescent |  | Twist | 2 | 15 | Bedroom | 1127315 | Bedroom | 0.03789%
11273 | 16 | 1 |  | Manual | 1 | Table | Compact Fluorescent |  | Twist | 1 | 18 | Dining Room | 1127316 | Dining Room | 0.03789%
11273 | 16 | 2 |  | Manual | 1 | Ceiling Fixture | Compact Fluorescent |  | Other | 1 | 22 | Dining Room | 1127316 | Dining Room | 0.03789%
11273 | 17 | 1 |  | Manual | 1 | Ceiling Fixture | Compact Fluorescent |  | Twist | 1 | 15 | Hall | 1127317 | Hall | 0.03789%
11273 | 18 | 1 |  | Manual | 1 | Track | Compact Fluorescent |  | Twist | 2 | 15 | Kitchen | 1127318 | Kitchen | 0.03789%
11273 | 18 | 2 |  | Manual | 1 | Wall Mount | Halogen |  | Other | 1 | 50 | Kitchen | 1127318 | Kitchen | 0.03789%
11273 | 19 | 1 |  | Manual | 1 | Table | Halogen |  | Other | 1 | 50 | Living Room | 1127319 | Living Room | 0.03789%
11273 | 19 | 2 |  | Manual | 1 | Table | Incandescent |  | Standard A Lamp | 1 | 60 | Living Room | 1127319 | Living Room | 0.03789%
11273 | 19 | 3 |  | Manual | 1 | Track | Compact Fluorescent |  | Twist | 2 | 15 | Living Room | 1127319 | Living Room | 0.03789%
11273 | 19 | 4 |  | Manual | 1 | Table | Linear Fluorescent | 14 | T-12 | 1 | 15 | Living Room | 1127319 | Living Room | 0.03789%
11273 | 20 | 1 |  | Manual | 1 | Wall Mount | Linear Fluorescent | 16 | Fluorescent Other | 1 | 16 | Other | 1127320 | Other | 0.03789%
11273 | 21 | 1 |  | Manual | 1 | Ceiling Fixture | Compact Fluorescent |  | Twist | 1 | 15 | Hall | 1127321 | Hall | 0.03789%
11273 | 22 | 1 |  | Manual | 1 | Chandelier (Hanging) | Compact Fluorescent |  | Twist | 3 | 15 | Family Room | 1127322 | Family Room | 0.03789%
11273 | 22 | 2 |  | Manual | 1 | Table | Halogen |  | Other | 1 | 50 | Family Room | 1127322 | Family Room | 0.03789%
11273 | 23 | 1 |  | Manual | 1 | Chandelier (Hanging) | Compact Fluorescent |  | Twist | 1 | 15 | Garage | 1127323 | Garage | 0.03789%
11273 | 23 | 2 |  | Manual | 1 | Ceiling Fixture | Incandescent |  | Standard A Lamp | 1 | 75 | Garage | 1127323 | Garage | 0.03789%
11273 | 23 | 3 |  | Manual | 1 | Other | Linear Fluorescent | 48 | T-12 | 2 | 40 | Garage | 1127323 | Garage | 0.03789%
11273 | 24 | 1 |  | Manual | 1 | Ceiling Fixture | Incandescent |  | Standard A Lamp | 1 | 60 | Laundry Room | 1127324 | Laundry Room | 0.03789%
11273 | 24 | 2 |  | Manual | 1 | Wall Mount | Incandescent |  | Standard A Lamp | 1 | 100 | Laundry Room | 1127324 | Laundry Room | 0.03789%
11282 | 1 | 1 |  | Manual | 2 | High bay | Linear Fluorescent | 48 | T-12 | 2 | 40 | Other | 112821 | Other | 0.1723%
11282 | 2 | 1 |  | Manual | 8 | High bay | Linear Fluorescent | 48 | T-12 | 2 | 40 | Other | 112822 | Other | 0.1723%
11282 | 2 | 2 |  | Manual | 1 | Ceiling Fixture | Incandescent |  | Standard A Lamp | 2 | 60 | Other | 112822 | Other | 0.1723%
11282 | 3 | 1 |  | Manual | 1 | Wall Mount | Incandescent |  | Standard A Lamp | 1 | 60 | Bathroom | 112823 | Bathroom | 0.1723%
11282 | 4 | 1 |  | Manual | 3 | Wall Mount | Incandescent |  | Standard A Lamp | 1 | 60 | Hall | 112824 | Hall | 0.1723%
11282 | 5 | 1 |  | Manual | 2 | High bay | Linear Fluorescent | 48 | T-12 | 2 | 40 | Kitchen | 112825 | Kitchen | 0.1723%
11282 | 5 | 2 |  | Manual | 1 | Ceiling Fixture | Incandescent |  | Standard A Lamp | 1 | 60 | Kitchen | 112825 | Kitchen | 0.1723%
11282 | 6 | 1 |  | Dimmer | 1 | Chandelier (Hanging) | Incandescent |  | Decorative | 7 | 60 | Dining Room | 112826 | Dining Room | 0.1723%
11282 | 6 | 2 |  | Manual | 2 | Floor lamp | Incandescent |  | Standard A Lamp | 2 | 60 | Dining Room | 112826 | Dining Room | 0.1723%
11282 | 7 | 1 |  | Manual | 1 | Ceiling Fixture | Compact Fluorescent |  | Twist | 2 | 13 | Hall | 112827 | Hall | 0.1723%
11282 | 8 | 1 |  | Manual | 2 | Ceiling Fixture | Compact Fluorescent |  | Twist | 2 | 13 | Hall | 112828 | Hall | 0.1723%
11282 | 9 | 1 |  | Manual | 1 | Ceiling Fixture | Incandescent |  | Standard A Lamp | 2 | 60 | Closet | 112829 | Closet | 0.1723%
11282 | 10 | 1 |  | Manual | 1 | High bay | Linear Fluorescent | 48 | T-12 | 2 | 40 | Other | 1128210 | Other | 0.1723%
11282 | 11 | 1 |  | Manual | 1 | Ceiling Fan | Compact Fluorescent |  | Twist | 5 | 13 | Kitchen | 1128211 | Kitchen | 0.1723%
11282 | 12 | 1 |  | Manual | 1 | Ceiling Fixture | Compact Fluorescent |  | Other | 1 | 23 | Laundry Room | 1128212 | Laundry Room | 0.1723%
11282 | 12 | 2 |  | Manual | 1 | Wall Mount | Incandescent |  | Standard A Lamp | 1 | 60 | Laundry Room | 1128212 | Laundry Room | 0.1723%
11282 | 13 | 1 |  | Manual | 1 | Floor lamp | Incandescent |  | Decorative | 4 | 40 | Living Room | 1128213 | Living Room | 0.1723%
11282 | 13 | 2 |  | Manual | 2 | Ceiling Fixture | Compact Fluorescent |  | Twist | 3 | 13 | Living Room | 1128213 | Living Room | 0.1723%
11282 | 13 | 3 |  | Manual | 1 | Floor lamp | Incandescent |  | Standard A Lamp | 2 | 60 | Living Room | 1128213 | Living Room | 0.1723%
11282 | 14 | 1 |  | Manual | 1 | Ceiling Fixture | Incandescent |  | Mini base | 2 | 60 | Bathroom | 1128214 | Bathroom | 0.1723%
11282 | 14 | 2 |  | Manual | 2 | High bay | Linear Fluorescent | 24 | T-5 | 1 | 15 | Bathroom | 1128214 | Bathroom | 0.1723%
11282 | 15 | 1 |  | Manual | 1 | Ceiling Fan | Compact Fluorescent |  | Twist | 4 | 13 | Master Bedroom | 1128215 | Master Bedroom | 0.1723%
11282 | 15 | 2 |  | Manual | 2 | Table | Incandescent |  | Mini base | 3 | 60 | Master Bedroom | 1128215 | Master Bedroom | 0.1723%
11282 | 16 | 1 |  | Manual | 1 | Ceiling Fixture | Incandescent |  | Standard A Lamp | 1 | 60 | Closet | 1128216 | Closet | 0.1723%
11282 | 17 | 1 |  | Manual | 1 | Ceiling Fixture | Incandescent |  | Standard A Lamp | 2 | 60 | Bedroom | 1128217 | Bedroom | 0.1723%
11282 | 17 | 2 |  | Manual | 1 | Table | Compact Fluorescent |  | Twist | 1 | 15 | Bedroom | 1128217 | Bedroom | 0.1723%
11282 | 18 | 1 |  | Manual | 1 | Ceiling Fan | Compact Fluorescent |  | Twist | 3 | 13 | Bedroom | 1128218 | Bedroom | 0.1723%
11282 | 19 | 1 |  | Manual | 1 | Ceiling Fan | Compact Fluorescent |  | Twist | 4 | 13 | Office | 1128219 | Office | 0.1723%
11282 | 20 | 1 |  | Manual | 6 | High bay | Linear Fluorescent | 48 | T-8 | 2 | 32 | Other | 1128220 | Other | 0.1723%
11282 | 21 | 1 |  | Manual | 2 | Ceiling Fixture | Incandescent |  | Standard A Lamp | 1 | 60 | Other | 1128221 | Other | 0.1723%
11282 | 22 | 1 |  | Manual | 2 | Wall Mount | Incandescent |  | Standard A Lamp | 1 | 60 | Other | 1128222 | Other | 0.1723%
11282 | 23 | 1 |  | Manual | 1 | High bay | Linear Fluorescent | 48 | T-12 | 2 | 40 | Other | 1128223 | Other | 0.1723%
11282 | 24 | 1 |  | Manual | 1 | Ceiling Fixture | Compact Fluorescent |  | Twist | 1 | 13 | Other | 1128224 | Other | 0.1723%
11282 | 24 | 2 |  | Manual | 1 | High bay | Linear Fluorescent | 48 | T-12 | 2 | 40 | Other | 1128224 | Other | 0.1723%
11282 | 25 | 1 |  | Manual | 1 | Ceiling Fixture | Incandescent |  | Mini base | 2 | 60 | Bathroom | 1128225 | Bathroom | 0.1723%
11282 | 25 | 2 |  | Manual | 2 | High bay | Linear Fluorescent | 24 | T-5 | 1 | 15 | Bathroom | 1128225 | Bathroom | 0.1723%
11283 | 1 | 1 |  | Manual | 2 | Ceiling Fixture | Linear Fluorescent | 48 | T-12 | 2 | 40 | Other | 112831 | Other | 0.1723%
11283 | 1 | 2 |  | Manual | 1 | Ceiling Fixture | Compact Fluorescent |  | Twist | 1 | 15 | Other | 112831 | Other | 0.1723%
11283 | 1 | 3 |  | Manual | 1 | Ceiling Fixture | Incandescent |  | Standard A Lamp | 1 | 60 | Other | 112831 | Other | 0.1723%
11283 | 1 | 4 |  | Manual | 1 | Ceiling Fixture | Compact Fluorescent |  | Reflector | 1 | 22 | Other | 112831 | Other | 0.1723%
11283 | 2 | 1 |  | Manual | 1 | Wall Mount | Incandescent |  | Standard A Lamp | 1 | 60 | Bathroom | 112832 | Bathroom | 0.1723%
11283 | 2 | 2 |  | Manual | 1 | Recessed Can | Incandescent |  | Heat Lamp | 2 | 150 | Bathroom | 112832 | Bathroom | 0.1723%
11283 | 3 | 1 |  | Manual | 1 | Wall Mount | Incandescent |  | Standard A Lamp | 3 | 60 | Bathroom | 112833 | Bathroom | 0.1723%
11283 | 3 | 2 |  | Manual | 1 | Ceiling Fixture | Incandescent |  | Standard A Lamp | 1 | 40 | Bathroom | 112833 | Bathroom | 0.1723%
11283 | 3 | 3 |  | Manual | 1 | Recessed Can | Incandescent |  | Standard A Lamp | 1 | 40 | Bathroom | 112833 | Bathroom | 0.1723%
11283 | 4 | 1 |  | Manual | 1 | Wall Mount | Incandescent |  | Standard A Lamp | 1 | 60 | Bathroom | 112834 | Bathroom | 0.1723%
11283 | 4 | 2 |  | Manual | 1 | Wall Mount | Incandescent |  | Standard A Lamp | 2 | 60 | Bathroom | 112834 | Bathroom | 0.1723%
11283 | 4 | 3 |  | Manual | 1 | Recessed - other | Incandescent |  | Standard A Lamp | 1 | 40 | Bathroom | 112834 | Bathroom | 0.1723%
11283 | 5 | 1 |  | Manual | 1 | Wall Mount | Incandescent |  | Standard A Lamp | 1 | 60 | Bathroom | 112835 | Bathroom | 0.1723%
11283 | 6 | 1 |  | Manual | 2 | Wall Mount | Incandescent |  | Standard A Lamp | 1 | 60 | Master Bedroom | 112836 | Master Bedroom | 0.1723%
11283 | 6 | 2 |  | Manual | 1 | Table | Incandescent |  | Standard A Lamp | 1 | 40 | Master Bedroom | 112836 | Master Bedroom | 0.1723%
11283 | 6 | 3 |  | Manual | 4 | Recessed Can | Halogen |  | MR | 1 | 50 | Master Bedroom | 112836 | Master Bedroom | 0.1723%
11283 | 7 | 1 |  | Manual | 2 | Wall Mount | Incandescent |  | Standard A Lamp | 1 | 60 | Bedroom | 112837 | Bedroom | 0.1723%
11283 | 8 | 1 |  | Manual | 1 | Ceiling Fixture | Incandescent |  | Standard A Lamp | 1 | 60 | Bedroom | 112838 | Bedroom | 0.1723%
11283 | 8 | 2 |  | Manual | 2 | Table | Incandescent |  | Decorative | 1 | 40 | Bedroom | 112838 | Bedroom | 0.1723%
11283 | 9 | 1 |  | Manual | 1 | Ceiling Fixture | Linear Fluorescent | 48 | T-8 | 2 | 32 | Closet | 112839 | Closet | 0.1723%
11283 | 10 | 1 |  | Dimmer | 7 | Recessed - other | Halogen |  | MR | 1 | 50 | Dining Room | 1128310 | Dining Room | 0.1723%
11283 | 11 | 1 |  | Dimmer | 1 | Track | Halogen |  | MR | 7 | 50 | Family Room | 1128311 | Family Room | 0.1723%
11283 | 11 | 2 |  | Manual | 1 | Floor lamp | Halogen |  | Quartz Tube | 1 | 75 | Family Room | 1128311 | Family Room | 0.1723%
11283 | 12 | 1 |  | Dimmer | 1 | Track | Halogen |  | MR | 7 | 50 | Hall | 1128312 | Hall | 0.1723%
11283 | 12 | 2 |  | Dimmer | 1 | Recessed - other | Halogen |  | MR | 1 | 50 | Hall | 1128312 | Hall | 0.1723%
11283 | 12 | 3 |  | Manual | 2 | Ceiling Fixture | Incandescent |  | Standard A Lamp | 1 | 60 | Hall | 1128312 | Hall | 0.1723%
11283 | 12 | 4 |  | Manual | 2 | Ceiling Fixture | Incandescent |  | Standard A Lamp | 1 | 60 | Hall | 1128312 | Hall | 0.1723%
11283 | 12 | 5 |  | Manual | 1 | Ceiling Fixture | Incandescent |  | Reflector | 1 | 60 | Hall | 1128312 | Hall | 0.1723%
11283 | 13 | 1 |  | Manual | 1 | Chandelier (Hanging) | Incandescent |  | Standard A Lamp | 1 | 60 | Kitchen | 1128313 | Kitchen | 0.1723%
11283 | 13 | 2 |  | Manual | 1 | Ceiling Fixture | Incandescent |  | Reflector | 1 | 65 | Kitchen | 1128313 | Kitchen | 0.1723%
11283 | 13 | 3 |  | Manual | 1 | Recessed Can | Halogen |  | MR | 1 | 75 | Kitchen | 1128313 | Kitchen | 0.1723%
11283 | 14 | 1 |  | Manual | 2 | Recessed Can | Incandescent |  | Standard A Lamp | 1 | 60 | Laundry Room | 1128314 | Laundry Room | 0.1723%
11283 | 15 | 1 |  | Dimmer | 6 | Recessed Can | Incandescent |  | Standard A Lamp | 1 | 60 | Living Room | 1128315 | Living Room | 0.1723%
11283 | 15 | 2 |  | Manual | 2 | Recessed Can | Halogen |  | MR | 2 | 50 | Living Room | 1128315 | Living Room | 0.1723%
11283 | 15 | 3 |  | Manual | 1 | Floor lamp | Incandescent |  | 3-Way Incandescent | 1 | 100 | Living Room | 1128315 | Living Room | 0.1723%
11283 | 16 | 1 |  | Manual | 1 | Track | Halogen |  | MR | 4 | 50 | Dining Room | 1128316 | Dining Room | 0.1723%
11283 | 17 | 1 |  | Dimmer | 3 | Recessed Can | Halogen |  | MR | 1 | 50 | Office | 1128317 | Office | 0.1723%
11283 | 17 | 2 |  | Dimmer | 2 | Wall Mount | Incandescent |  | Standard A Lamp | 1 | 60 | Office | 1128317 | Office | 0.1723%
11283 | 18 | 1 |  | Manual | 2 | Ceiling Fixture | Incandescent |  | Standard A Lamp | 1 | 60 | Office | 1128318 | Office | 0.1723%
11283 | 18 | 2 |  | Manual | 1 | Table | Incandescent |  | Standard A Lamp | 2 | 60 | Office | 1128318 | Office | 0.1723%
11283 | 18 | 3 |  | Manual | 1 | Table | Halogen |  | Quartz Tube | 1 | 30 | Office | 1128318 | Office | 0.1723%
11284 | 1 | 1 |  | Manual | 1 | Table | Compact Fluorescent |  | Twist | 1 | 15 | Living Room | 112841 | Living Room | 0.03789%
11284 | 1 | 2 |  | Manual | 1 | Floor lamp | Compact Fluorescent |  | Twist | 2 | 22 | Living Room | 112841 | Living Room | 0.03789%
11284 | 2 | 1 |  | Manual | 1 | Ceiling Fixture | Halogen |  | MR | 4 | 50 | Kitchen | 112842 | Kitchen | 0.03789%
11284 | 2 | 2 |  | Manual | 2 | Other | Incandescent |  | Decorative | 2 | 40 | Kitchen | 112842 | Kitchen | 0.03789%
11284 | 3 | 1 |  | Manual | 1 | Floor lamp | Incandescent |  | Standard A Lamp | 1 | 75 | Living Room | 112843 | Living Room | 0.03789%
11284 | 3 | 2 |  | Manual | 1 | Floor lamp | Compact Fluorescent |  | Twist | 1 | 15 | Living Room | 112843 | Living Room | 0.03789%
11284 | 3 | 3 |  | Manual | 1 | Ceiling Fixture | Compact Fluorescent |  | Twist | 2 | 15 | Living Room | 112843 | Living Room | 0.03789%
11284 | 4 | 1 |  | Manual | 1 | Ceiling Fixture | Incandescent |  | Standard A Lamp | 3 | 60 | Bedroom | 112844 | Bedroom | 0.03789%
11284 | 4 | 2 |  | Manual | 1 | Wall Mount | Incandescent |  | Standard A Lamp | 1 | 60 | Bedroom | 112844 | Bedroom | 0.03789%
11284 | 4 | 3 |  | Manual | 1 | Table | Compact Fluorescent |  | Twist | 1 | 15 | Bedroom | 112844 | Bedroom | 0.03789%
11284 | 5 | 1 |  | Manual | 1 | Ceiling Fixture | Incandescent |  | Standard A Lamp | 2 | 60 | Office | 112845 | Office | 0.03789%
11284 | 5 | 2 |  | Manual | 1 | Table | Compact Fluorescent |  | Twist | 1 | 15 | Office | 112845 | Office | 0.03789%
11284 | 5 | 3 |  | Manual | 1 | Table | Incandescent |  | Standard A Lamp | 1 | 60 | Office | 112845 | Office | 0.03789%
11284 | 6 | 1 |  | Manual | 2 | Ceiling Fixture | Linear Fluorescent | 48 | T-12 | 2 | 32 | Garage | 112846 | Garage | 0.03789%
11284 | 6 | 2 |  | Manual | 1 | Garage door opener | Compact Fluorescent |  | Twist | 2 | 15 | Garage | 112846 | Garage | 0.03789%
11284 | 7 | 1 |  | Manual | 1 | Ceiling Fan | Incandescent |  | Mini base | 2 | 60 | Dining Room | 112847 | Dining Room | 0.03789%
11284 | 8 | 1 |  | Manual | 1 | Wall Mount | Incandescent |  | Standard A Lamp | 1 | 100 | Closet | 112848 | Closet | 0.03789%
11284 | 9 | 1 |  | Manual | 1 | Ceiling Fixture | Incandescent |  | Heat Lamp | 1 | 250 | Bathroom | 112849 | Bathroom | 0.03789%
11284 | 9 | 2 |  | Manual | 1 | Wall Mount | Compact Fluorescent |  | Twist | 2 | 7 | Bathroom | 112849 | Bathroom | 0.03789%
11284 | 10 | 1 |  | Manual | 1 | Ceiling Fixture | Compact Fluorescent |  | Twist | 1 | 15 | Hall | 1128410 | Hall | 0.03789%
11284 | 11 | 1 |  | Manual | 1 | Ceiling Fixture | Compact Fluorescent |  | Twist | 2 | 22 | Master Bedroom | 1128411 | Master Bedroom | 0.03789%
11284 | 11 | 2 |  | Manual | 1 | Table | Compact Fluorescent |  | Twist | 1 | 22 | Master Bedroom | 1128411 | Master Bedroom | 0.03789%
11284 | 12 | 1 |  | Manual | 1 | Ceiling Fixture | Compact Fluorescent |  | Twist | 2 | 22 | Family Room | 1128412 | Family Room | 0.03789%
11284 | 12 | 2 |  | Manual | 1 | Table | Compact Fluorescent |  | Twist | 1 | 22 | Family Room | 1128412 | Family Room | 0.03789%
11284 | 13 | 1 |  | Manual | 1 | Ceiling Fixture | Compact Fluorescent |  | Twist | 1 | 22 | Hall | 1128413 | Hall | 0.03789%
11289 | 1 | 1 |  | Manual | 4 | Recessed Can | Incandescent |  | Reflector | 1 | 65 | Laundry Room | 112891 | Laundry Room | 0.03789%
11289 | 2 | 1 |  | Manual | 4 | Recessed Can | Incandescent |  | Reflector | 1 | 65 | Living Room | 112892 | Living Room | 0.03789%
11289 | 2 | 2 |  | Manual | 1 | Wall Mount | Compact Fluorescent |  | Twist | 4 | 15 | Living Room | 112892 | Living Room | 0.03789%
11289 | 2 | 3 |  | Manual | 1 | Table | Incandescent |  | Standard A Lamp | 2 | 60 | Living Room | 112892 | Living Room | 0.03789%
11289 | 3 | 1 |  | Manual | 1 | Ceiling Fixture | Compact Fluorescent |  | Twist | 2 | 15 | Master Bedroom | 112893 | Master Bedroom | 0.03789%
11289 | 3 | 2 |  | Manual | 2 | Table | Incandescent |  | Standard A Lamp | 1 | 60 | Master Bedroom | 112893 | Master Bedroom | 0.03789%
11289 | 4 | 1 |  | Manual | 1 | Recessed - other | Incandescent |  | Reflector | 1 | 65 | Hall | 112894 | Hall | 0.03789%
11289 | 5 | 1 |  | Manual | 1 | Wall Mount | Incandescent |  | Standard A Lamp | 2 | 60 | Bathroom | 112895 | Bathroom | 0.03789%
11289 | 5 | 2 |  | Manual | 1 | Ceiling Fixture | Incandescent |  | Standard A Lamp | 2 | 60 | Bathroom | 112895 | Bathroom | 0.03789%
11289 | 6 | 1 |  | Manual | 1 | Ceiling Fixture | Compact Fluorescent |  | Twist | 2 | 15 | Bedroom | 112896 | Bedroom | 0.03789%
11289 | 6 | 2 |  | Manual | 1 | Table | Halogen |  | MR | 1 | 30 | Bedroom | 112896 | Bedroom | 0.03789%
11289 | 7 | 1 |  | Manual | 1 | Garage door opener | Incandescent |  | Standard A Lamp | 1 | 60 | Garage | 112897 | Garage | 0.03789%
11289 | 7 | 2 |  | Manual | 2 | Ceiling Fixture | Linear Fluorescent | 96 | T-12 | 2 | 40 | Garage | 112897 | Garage | 0.03789%
11289 | 7 | 3 |  | Motion | 1 | Exterior | Compact Fluorescent |  | Twist | 2 | 22 | Garage | 112897 | Garage | 0.03789%
11289 | 7 | 4 |  | Manual | 1 | Exterior | Compact Fluorescent |  | Twist | 1 | 15 | Garage | 112897 | Garage | 0.03789%
11289 | 8 | 1 |  | Manual | 1 | Wall Mount | Incandescent |  | Standard A Lamp | 2 | 60 | Bathroom | 112898 | Bathroom | 0.03789%
11289 | 8 | 2 |  | Manual | 1 | Ceiling Fixture | Incandescent |  | Reflector | 2 | 65 | Bathroom | 112898 | Bathroom | 0.03789%
11289 | 9 | 1 |  | Manual | 2 | Recessed Can | Incandescent |  | Reflector | 1 | 65 | Office | 112899 | Office | 0.03789%
11289 | 9 | 2 |  | Manual | 1 | Table | Halogen |  | MR | 1 | 20 | Office | 112899 | Office | 0.03789%
11289 | 10 | 1 |  | Manual | 2 | Recessed Can | Incandescent |  | Reflector | 1 | 65 | Bedroom | 1128910 | Bedroom | 0.03789%
11289 | 11 | 1 |  | Manual | 1 | Wall Mount | Linear Fluorescent | 18 | T-12 | 1 | 20 | Closet | 1128911 | Closet | 0.03789%
11289 | 12 | 1 |  | Manual | 6 | Recessed Can | Incandescent |  | Reflector | 1 | 65 | Family Room | 1128912 | Family Room | 0.03789%
11289 | 12 | 2 |  | Manual | 1 | Table | Compact Fluorescent |  | Twist | 2 | 15 | Family Room | 1128912 | Family Room | 0.03789%
11289 | 13 | 1 |  | Manual | 3 | Recessed Can | Incandescent |  | Reflector | 1 | 65 | Hall | 1128913 | Hall | 0.03789%
11289 | 14 | 1 |  | Manual | 6 | Recessed Can | Incandescent |  | Reflector | 1 | 65 | Kitchen | 1128914 | Kitchen | 0.03789%
11289 | 15 | 1 |  | Manual | 1 | Recessed Can | Compact Fluorescent |  | Reflector | 1 | 22 | Hall | 1128915 | Hall | 0.03789%
11302 | 1 | 1 |  | Manual | 2 | Ceiling Fixture | Compact Fluorescent |  | Twist | 1 | 15 | Other | 113021 | Other | 0.03789%
11302 | 1 | 2 |  | Manual | 3 | Ceiling Fixture | Linear Fluorescent | 48 | T-12 | 2 | 40 | Other | 113021 | Other | 0.03789%
11302 | 1 | 3 |  | Manual | 1 | Ceiling Fixture | Compact Fluorescent |  | Twist | 1 | 22 | Other | 113021 | Other | 0.03789%
11302 | 1 | 4 |  | Manual | 1 | Ceiling Fixture | Incandescent |  | Standard A Lamp | 1 | 100 | Other | 113021 | Other | 0.03789%
11302 | 1 | 5 |  | Manual | 1 | Ceiling Fixture | Incandescent |  | Reflector | 1 | 100 | Other | 113021 | Other | 0.03789%
11302 | 2 | 1 |  | Manual | 1 | Wall Mount | Incandescent |  | Clear | 4 | 40 | Bathroom | 113022 | Bathroom | 0.03789%
11302 | 2 | 2 |  | Manual | 1 | Ceiling Fixture | Compact Fluorescent |  | Twist | 1 | 22 | Bathroom | 113022 | Bathroom | 0.03789%
11302 | 3 | 1 |  | Manual | 1 | Ceiling Fixture | Incandescent |  | Standard A Lamp | 2 | 60 | Bedroom | 113023 | Bedroom | 0.03789%
11302 | 3 | 2 |  | Manual | 1 | Table | Compact Fluorescent |  | Twist | 1 | 15 | Bedroom | 113023 | Bedroom | 0.03789%
11302 | 3 | 3 |  | Manual | 1 | Wall Mount | Incandescent |  | Clear | 1 | 40 | Bedroom | 113023 | Bedroom | 0.03789%
11302 | 4 | 1 |  | Manual | 1 | Ceiling Fixture | Incandescent |  | Standard A Lamp | 2 | 60 | Bedroom | 113024 | Bedroom | 0.03789%
11302 | 4 | 2 |  | Manual | 1 | Table | Incandescent |  | Decorative | 1 | 25 | Bedroom | 113024 | Bedroom | 0.03789%
11302 | 5 | 1 |  | Manual | 1 | Ceiling Fixture | Incandescent |  | Clear | 1 | 60 | Dining Room | 113025 | Dining Room | 0.03789%
11302 | 6 | 1 |  | Manual | 1 | Table | Incandescent |  | Decorative | 1 | 40 | Family Room | 113026 | Family Room | 0.03789%
11302 | 6 | 2 |  | Manual | 1 | Table | Incandescent |  | Decorative | 1 | 25 | Family Room | 113026 | Family Room | 0.03789%
11302 | 6 | 3 |  | Manual | 1 | Floor lamp | Compact Fluorescent |  | Twist | 1 | 15 | Family Room | 113026 | Family Room | 0.03789%
11302 | 7 | 1 |  | Manual | 1 | Ceiling Fixture | Compact Fluorescent |  | Twist | 1 | 15 | Hall | 113027 | Hall | 0.03789%
11302 | 8 | 1 |  | Manual | 2 | Track | Halogen |  | Other | 4 | 50 | Kitchen | 113028 | Kitchen | 0.03789%
11302 | 8 | 2 |  | Manual | 1 | Ceiling Fixture | Linear Fluorescent | 36 | T-12 | 2 | 40 | Kitchen | 113028 | Kitchen | 0.03789%
11302 | 8 | 3 |  | Manual | 1 | Ceiling Fixture | Compact Fluorescent |  | Twist | 1 | 22 | Kitchen | 113028 | Kitchen | 0.03789%
11302 | 9 | 1 |  | Dimmer | 3 | Recessed Can | Incandescent |  | Reflector | 1 | 75 | Living Room | 113029 | Living Room | 0.03789%
11302 | 9 | 2 |  | Manual | 1 | Table | Compact Fluorescent |  | Twist | 2 | 15 | Living Room | 113029 | Living Room | 0.03789%
11302 | 9 | 3 |  | Timer | 1 | Floor lamp | Incandescent |  | Standard A Lamp | 1 | 60 | Living Room | 113029 | Living Room | 0.03789%
11302 | 10 | 1 |  | Manual | 1 | Wall Mount | Incandescent |  | Clear | 5 | 40 | Bathroom | 1130210 | Bathroom | 0.03789%
11302 | 10 | 2 |  | Dimmer | 1 | Recessed Can | Incandescent |  | Heat Lamp | 1 | 125 | Bathroom | 1130210 | Bathroom | 0.03789%
11302 | 10 | 3 |  | Manual | 3 | Recessed Can | Incandescent |  | Standard A Lamp | 1 | 60 | Bathroom | 1130210 | Bathroom | 0.03789%
11302 | 11 | 1 |  | Dimmer | 2 | Wall Mount | Incandescent |  | Standard A Lamp | 1 | 60 | Master Bedroom | 1130211 | Master Bedroom | 0.03789%
11302 | 11 | 2 |  | Manual | 2 | Wall Mount | Halogen |  | PAR | 1 | 50 | Master Bedroom | 1130211 | Master Bedroom | 0.03789%
11302 | 11 | 3 |  | Manual | 2 | Ceiling Fixture | Compact Fluorescent |  | Straight Tube | 1 | 15 | Master Bedroom | 1130211 | Master Bedroom | 0.03789%
11302 | 12 | 1 |  | Manual | 1 | Ceiling Fixture | Incandescent |  | Standard A Lamp | 1 | 100 | Office | 1130212 | Office | 0.03789%
11302 | 12 | 2 |  | Manual | 1 | Ceiling Fixture | Incandescent |  | Standard A Lamp | 1 | 60 | Office | 1130212 | Office | 0.03789%
11302 | 12 | 3 |  | Manual | 1 | Floor lamp | Incandescent |  | Standard A Lamp | 1 | 100 | Office | 1130212 | Office | 0.03789%
11302 | 12 | 4 |  | Manual | 1 | Ceiling Fixture | Incandescent |  | Standard A Lamp | 2 | 60 | Office | 1130212 | Office | 0.03789%
11302 | 13 | 1 |  | Manual | 1 | Ceiling Fixture | Linear Fluorescent | 48 | T-12 | 2 | 40 | Closet | 1130213 | Closet | 0.03789%
11302 | 14 | 1 |  | Dimmer | 1 | Recessed Can | Incandescent |  | Reflector | 1 | 75 | Hall | 1130214 | Hall | 0.03789%
11302 | 14 | 2 |  | Dimmer | 1 | Wall Mount | Incandescent |  | Standard A Lamp | 1 | 60 | Hall | 1130214 | Hall | 0.03789%
11315 | 1 | 1 |  | Manual | 2 | Recessed Can | Linear Fluorescent |  | T-12 | 2 | 65 | Bathroom | 113151 | Bathroom | 0.02952%
11315 | 1 | 2 |  | Manual | 1 | Other | Incandescent |  | Heat Lamp | 1 | 250 | Bathroom | 113151 | Bathroom | 0.02952%
11315 | 2 | 1 |  | Manual | 1 | Recessed Can | Incandescent |  | Reflector | 1 | 65 | Bedroom | 113152 | Bedroom | 0.02952%
11315 | 2 | 2 |  | Manual | 2 | Table | Incandescent |  | Standard A Lamp | 1 | 60 | Bedroom | 113152 | Bedroom | 0.02952%
11315 | 3 | 1 |  | Manual | 2 | Recessed - other | Incandescent |  | Reflector | 1 | 65 | Bedroom | 113153 | Bedroom | 0.02952%
11315 | 4 | 1 |  | Manual | 1 | Chandelier (Hanging) | Incandescent |  | Standard A Lamp | 5 | 60 | Dining Room | 113154 | Dining Room | 0.02952%
11315 | 5 | 1 |  | Manual | 2 | Ceiling Fixture | Incandescent |  | Standard A Lamp | 3 | 60 | Garage | 113155 | Garage | 0.02952%
11315 | 5 | 2 |  | Manual | 1 | Garage door opener | Incandescent |  | Standard A Lamp | 2 | 60 | Garage | 113155 | Garage | 0.02952%
11315 | 6 | 1 |  | Manual | 3 | Recessed Can | Incandescent |  | Reflector | 1 | 60 | Hall | 113156 | Hall | 0.02952%
11315 | 7 | 1 |  | Dimmer | 7 | Recessed Can | Incandescent |  | Reflector | 1 | 65 | Kitchen | 113157 | Kitchen | 0.02952%
11315 | 7 | 2 |  | Manual | 1 | Ceiling Fixture | Incandescent |  | Standard A Lamp | 2 | 60 | Kitchen | 113157 | Kitchen | 0.02952%
11315 | 8 | 1 |  | Manual | 1 | Recessed Can | Incandescent |  | Reflector | 2 | 65 | Laundry Room | 113158 | Laundry Room | 0.02952%
11315 | 9 | 1 |  | Manual | 3 | Recessed Can | Incandescent |  | Reflector | 1 | 65 | Living Room | 113159 | Living Room | 0.02952%
11315 | 9 | 2 |  | Manual | 2 | Table | Incandescent |  | Standard A Lamp | 2 | 60 | Living Room | 113159 | Living Room | 0.02952%
11315 | 10 | 1 |  | Manual | 4 | Recessed Can | Linear Fluorescent |  | T-12 | 1 | 65 | Bathroom | 1131510 | Bathroom | 0.02952%
11315 | 11 | 1 |  | Manual | 2 | Recessed Can | Incandescent |  | Reflector | 1 | 65 | Master Bedroom | 1131511 | Master Bedroom | 0.02952%
11317 | 1 | 1 |  | Manual | 1 | Wall Mount | Incandescent |  | Standard A Lamp | 2 | 60 | Bathroom | 113171 | Bathroom | 0.1723%
11317 | 1 | 2 |  | Manual | 1 | Wall Mount | Compact Fluorescent |  | Twist | 4 | 13 | Bathroom | 113171 | Bathroom | 0.1723%
11317 | 2 | 1 |  | Manual | 1 | Ceiling Fixture | Incandescent |  | Standard A Lamp | 1 | 60 | Other | 113172 | Other | 0.1723%
11317 | 3 | 1 |  | Dimmer | 1 | Chandelier (Hanging) | Incandescent |  | Decorative | 6 | 40 | Dining Room | 113173 | Dining Room | 0.1723%
11317 | 3 | 2 |  | Dimmer | 1 | Chandelier (Hanging) | Incandescent |  | Reflector | 1 | 50 | Dining Room | 113173 | Dining Room | 0.1723%
11317 | 4 | 1 |  | Manual | 1 | Table | Incandescent |  | Standard A Lamp | 1 | 60 | Bedroom | 113174 | Bedroom | 0.1723%
11317 | 4 | 2 |  | Manual | 1 | Ceiling Fixture | Compact Fluorescent |  | Twist | 2 | 13 | Bedroom | 113174 | Bedroom | 0.1723%
11317 | 4 | 3 |  | Manual | 1 | Floor lamp | Incandescent |  | Standard A Lamp | 1 | 60 | Bedroom | 113174 | Bedroom | 0.1723%
11317 | 5 | 1 |  | Manual | 1 | Table | Incandescent |  | Standard A Lamp | 1 | 60 | Family Room | 113175 | Family Room | 0.1723%
11317 | 5 | 2 |  | Manual | 1 | Track | Halogen |  | PAR | 4 | 50 | Family Room | 113175 | Family Room | 0.1723%
11317 | 6 | 1 |  | Manual | 1 | Ceiling Fixture | Incandescent |  | Standard A Lamp | 1 | 60 | Other | 113176 | Other | 0.1723%
11317 | 7 | 1 |  | Manual | 2 | Ceiling Fixture | Incandescent |  | Standard A Lamp | 1 | 60 | Hall | 113177 | Hall | 0.1723%
11317 | 8 | 1 |  | Manual | 1 | Ceiling Fixture | Incandescent |  | Standard A Lamp | 2 | 60 | Kitchen | 113178 | Kitchen | 0.1723%
11317 | 8 | 2 |  | Manual | 1 | Other | Incandescent |  | Reflector | 2 | 40 | Kitchen | 113178 | Kitchen | 0.1723%
11317 | 8 | 3 |  | Manual | 1 | Other | Linear Fluorescent | 24 | Fluorescent Other | 2 | 10 | Kitchen | 113178 | Kitchen | 0.1723%
11317 | 9 | 1 |  | Manual | 1 | Ceiling Fixture | Linear Fluorescent | 48 | T-12 | 2 | 40 | Laundry Room | 113179 | Laundry Room | 0.1723%
11317 | 10 | 1 |  | Manual | 2 | Table | Incandescent |  | Standard A Lamp | 1 | 60 | Living Room | 1131710 | Living Room | 0.1723%
11317 | 10 | 2 |  | Manual | 1 | Wall Mount | Incandescent |  | Standard A Lamp | 1 | 60 | Living Room | 1131710 | Living Room | 0.1723%
11317 | 11 | 1 |  | Manual | 1 | Ceiling Fixture | Incandescent |  | Standard A Lamp | 2 | 60 | Bedroom | 1131711 | Bedroom | 0.1723%
11317 | 11 | 2 |  | Manual | 1 | Table | Compact Fluorescent |  | Twist | 1 | 27 | Bedroom | 1131711 | Bedroom | 0.1723%
11317 | 12 | 1 |  | Manual | 1 | Ceiling Fixture | Incandescent |  | Standard A Lamp | 1 | 60 | Bedroom | 1131712 | Bedroom | 0.1723%
11317 | 12 | 2 |  | Manual | 1 | Table | Compact Fluorescent |  | Twist | 1 | 13 | Bedroom | 1131712 | Bedroom | 0.1723%
11323 | 1 | 1 |  | Manual | 2 | Ceiling Fixture | Compact Fluorescent |  | Twist | 1 | 22 | Family Room | 113231 | Family Room | 0.04979%
11323 | 1 | 2 |  | Manual | 3 | Wall Mount | Incandescent |  | Reflector | 1 | 60 | Family Room | 113231 | Family Room | 0.04979%
11323 | 1 | 3 |  | Manual | 1 | Wall Mount | Incandescent |  | Standard A Lamp | 1 | 60 | Family Room | 113231 | Family Room | 0.04979%
11323 | 2 | 1 |  | Manual | 1 | Ceiling Fixture | Incandescent |  | Standard A Lamp | 1 | 60 | Hall | 113232 | Hall | 0.04979%
11323 | 3 | 1 |  | Manual | 1 | Ceiling Fixture | Incandescent |  | Standard A Lamp | 2 | 60 | Laundry Room | 113233 | Laundry Room | 0.04979%
11323 | 4 | 1 |  | Manual | 3 | Ceiling Fixture | Linear Fluorescent | 48 | T-12 | 2 | 40 | Other | 113234 | Other | 0.04979%
11323 | 4 | 2 |  | Manual | 1 | Wall Mount | Compact Fluorescent |  | A shape bulb | 1 | 15 | Other | 113234 | Other | 0.04979%
11323 | 4 | 3 |  | Manual | 1 | Ceiling Fixture | Compact Fluorescent |  | Straight Tube | 1 | 22 | Other | 113234 | Other | 0.04979%
11323 | 5 | 1 |  | Manual | 2 | Ceiling Fixture | Incandescent |  | Standard A Lamp | 1 | 60 | Other | 113235 | Other | 0.04979%
11323 | 7 | 1 |  | Manual | 1 | Wall Mount | Incandescent |  | Standard A Lamp | 1 | 60 | Bathroom | 113237 | Bathroom | 0.04979%
11323 | 7 | 2 |  | Manual | 1 | Ceiling Fixture | Incandescent |  | Standard A Lamp | 1 | 60 | Bathroom | 113237 | Bathroom | 0.04979%
11323 | 8 | 1 |  | Manual | 1 | Chandelier (Hanging) | Compact Fluorescent |  | Twist | 5 | 15 | Dining Room | 113238 | Dining Room | 0.04979%
11323 | 8 | 2 |  | Manual | 1 | Table | Incandescent |  | Standard A Lamp | 1 | 60 | Dining Room | 113238 | Dining Room | 0.04979%
11323 | 8 | 3 |  | Manual | 1 | Chandelier (Hanging) | Incandescent |  | Standard A Lamp | 1 | 60 | Dining Room | 113238 | Dining Room | 0.04979%
11323 | 9 | 1 |  | Manual | 1 | Ceiling Fan | Incandescent |  | Standard A Lamp | 1 | 60 | Hall | 113239 | Hall | 0.04979%
11323 | 10 | 1 |  | Manual | 1 | Ceiling Fixture | Incandescent |  | Standard A Lamp | 2 | 60 | Bedroom | 1132310 | Bedroom | 0.04979%
11323 | 10 | 2 |  | Manual | 1 | Wall Mount | Incandescent |  | Standard A Lamp | 1 | 60 | Bedroom | 1132310 | Bedroom | 0.04979%
11323 | 10 | 3 |  | Manual | 1 | Table | Incandescent |  | Standard A Lamp | 1 | 60 | Bedroom | 1132310 | Bedroom | 0.04979%
11323 | 11 | 1 |  | Manual | 1 | Ceiling Fixture | Incandescent |  | Standard A Lamp | 1 | 60 | Hall | 1132311 | Hall | 0.04979%
11323 | 12 | 1 |  | Manual | 1 | Wall Mount | Compact Fluorescent |  | Twist | 3 | 22 | Bathroom | 1132312 | Bathroom | 0.04979%
11323 | 12 | 2 |  | Manual | 1 | Wall Mount | Incandescent |  | Mini base | 1 | 7 | Bathroom | 1132312 | Bathroom | 0.04979%
11323 | 12 | 3 |  | Manual | 1 | Ceiling Fixture | Incandescent |  | Standard A Lamp | 1 | 60 | Bathroom | 1132312 | Bathroom | 0.04979%
11323 | 13 | 1 |  | Manual | 1 | Ceiling Fixture | Linear Fluorescent | 48 | T-12 | 2 | 40 | Hall | 1132313 | Hall | 0.04979%
11323 | 13 | 2 |  | Manual | 1 | Ceiling Fixture | Linear Fluorescent | 24 | T-12 | 2 | 20 | Hall | 1132313 | Hall | 0.04979%
11323 | 13 | 3 |  | Manual | 1 | Wall Mount | Linear Fluorescent | 24 | T-12 | 1 | 20 | Hall | 1132313 | Hall | 0.04979%
11323 | 14 | 1 |  | Manual | 1 | Floor lamp | Incandescent |  | 3-Way Incandescent | 1 | 150 | Living Room | 1132314 | Living Room | 0.04979%
11323 | 14 | 2 |  | Manual | 1 | Table | Compact Fluorescent |  | 3-Way CFL | 1 | 26 | Living Room | 1132314 | Living Room | 0.04979%
11323 | 14 | 3 |  | Manual | 1 | Floor lamp | Compact Fluorescent |  | Twist | 1 | 15 | Living Room | 1132314 | Living Room | 0.04979%
11323 | 14 | 4 |  | Manual | 1 | Table | Compact Fluorescent |  | Twist | 1 | 23 | Living Room | 1132314 | Living Room | 0.04979%
11323 | 15 | 1 |  | Manual | 1 | Wall Mount | Incandescent |  | Standard A Lamp | 1 | 60 | Bathroom | 1132315 | Bathroom | 0.04979%
11323 | 15 | 2 |  | Manual | 1 | Wall Mount | Compact Fluorescent |  | Twist | 1 | 15 | Bathroom | 1132315 | Bathroom | 0.04979%
11323 | 16 | 1 |  | Manual | 1 | Chandelier (Hanging) | Incandescent |  | Standard A Lamp | 1 | 60 | Master Bedroom | 1132316 | Master Bedroom | 0.04979%
11323 | 16 | 2 |  | Manual | 1 | Table | Incandescent |  | Standard A Lamp | 1 | 15 | Master Bedroom | 1132316 | Master Bedroom | 0.04979%
11323 | 16 | 3 |  | Manual | 1 | Ceiling Fixture | Compact Fluorescent |  | Twist | 2 | 15 | Master Bedroom | 1132316 | Master Bedroom | 0.04979%
11323 | 17 | 1 |  | Manual | 1 | Table | Incandescent |  | Standard A Lamp | 1 | 60 | Other | 1132317 | Other | 0.04979%
11323 | 17 | 2 |  | Manual | 1 | Ceiling Fixture | Compact Fluorescent |  | Twist | 2 | 22 | Other | 1132317 | Other | 0.04979%
11327 | 1 | 1 |  | Manual | 1 | Ceiling Fixture | Incandescent |  | Standard A Lamp | 1 | 60 | Bedroom | 113271 | Bedroom | 0.04979%
11327 | 1 | 2 |  | Manual | 1 | Table | Compact Fluorescent |  | Twist | 1 | 23 | Bedroom | 113271 | Bedroom | 0.04979%
11327 | 2 | 1 |  | None | 1 | Wall Mount | Incandescent |  | Globe | 4 | 60 | Bathroom | 113272 | Bathroom | 0.04979%
11327 | 2 | 2 |  | Manual | 1 | Ceiling Fixture | Incandescent |  | Standard A Lamp | 1 | 60 | Bathroom | 113272 | Bathroom | 0.04979%
11327 | 2 | 3 |  | Manual | 1 | Wall Mount | Incandescent |  | Reflector | 1 | 7 | Bathroom | 113272 | Bathroom | 0.04979%
11327 | 3 | 1 |  | Manual | 1 | Chandelier (Hanging) | Compact Fluorescent |  | Twist | 1 | 26 | Dining Room | 113273 | Dining Room | 0.04979%
11327 | 4 | 1 |  | Manual | 1 | Chandelier (Hanging) | Incandescent |  | Standard A Lamp | 1 | 60 | Hall | 113274 | Hall | 0.04979%
11327 | 5 | 1 |  | Manual | 1 | Ceiling Fixture | Linear Fluorescent | 48 | T-12 | 1 | 40 | Garage | 113275 | Garage | 0.04979%
11327 | 5 | 2 |  | Manual | 1 | Ceiling Fixture | Linear Fluorescent | 48 | T-12 | 2 | 40 | Garage | 113275 | Garage | 0.04979%
11327 | 5 | 3 |  | Manual | 2 | Ceiling Fixture | Linear Fluorescent | 48 | T-12 | 4 | 48 | Garage | 113275 | Garage | 0.04979%
11327 | 5 | 4 |  | Manual | 1 | Garage door opener | Incandescent |  | Standard A Lamp | 2 | 60 | Garage | 113275 | Garage | 0.04979%
11327 | 6 | 1 |  | Manual | 1 | Ceiling Fixture | Incandescent |  | Standard A Lamp | 1 | 60 | Hall | 113276 | Hall | 0.04979%
11327 | 7 | 1 |  | Manual | 1 | Ceiling Fixture | Linear Fluorescent | 48 | T-12 | 1 | 40 | Kitchen | 113277 | Kitchen | 0.04979%
11327 | 7 | 2 |  | Manual | 1 | Ceiling Fixture | Incandescent |  | Standard A Lamp | 1 | 60 | Kitchen | 113277 | Kitchen | 0.04979%
11327 | 8 | 1 |  | Manual | 1 | Low bay | Linear Fluorescent | 48 | T-12 | 2 | 40 | Laundry Room | 113278 | Laundry Room | 0.04979%
11327 | 9 | 1 |  | Manual | 1 | Table | Compact Fluorescent |  | Twist | 1 | 26 | Living Room | 113279 | Living Room | 0.04979%
11327 | 9 | 2 |  | Manual | 1 | Ceiling Fan | Incandescent |  | Standard A Lamp | 3 | 60 | Living Room | 113279 | Living Room | 0.04979%
11327 | 9 | 3 |  | Manual | 1 | Floor lamp | Compact Fluorescent |  | Twist | 3 | 15 | Living Room | 113279 | Living Room | 0.04979%
11327 | 9 | 4 |  | Manual | 1 | Chandelier (Hanging) | Incandescent |  | Standard A Lamp | 1 | 60 | Living Room | 113279 | Living Room | 0.04979%
11327 | 10 | 1 |  | Manual | 1 | Ceiling Fixture | Incandescent |  | Standard A Lamp | 2 | 60 | Master Bedroom | 1132710 | Master Bedroom | 0.04979%
11327 | 10 | 2 |  | Manual | 1 | Table | Incandescent |  | Standard A Lamp | 1 | 60 | Master Bedroom | 1132710 | Master Bedroom | 0.04979%
11327 | 11 | 1 |  | Manual | 2 | Ceiling Fixture | Incandescent |  | Standard A Lamp | 2 | 60 | Office | 1132711 | Office | 0.04979%
11332 | 1 | 1 |  | Manual | 1 | Wall Mount | Incandescent |  | Globe | 4 | 40 | Bathroom | 113321 | Bathroom | 0.1232%
11332 | 2 | 1 |  | Manual | 1 | Ceiling Fixture | Compact Fluorescent |  | Twist | 2 | 15 | Bedroom | 113322 | Bedroom | 0.1232%
11332 | 3 | 1 |  | Manual | 1 | Ceiling Fixture | Incandescent |  | Standard A Lamp | 1 | 60 | Bedroom | 113323 | Bedroom | 0.1232%
11332 | 4 | 1 |  | Manual | 1 | Ceiling Fixture | Compact Fluorescent |  | Twist | 2 | 15 | Bedroom | 113324 | Bedroom | 0.1232%
11332 | 5 | 1 |  | Manual | 1 | Chandelier (Hanging) | Incandescent |  | Mini base | 5 | 25 | Dining Room | 113325 | Dining Room | 0.1232%
11332 | 6 | 1 |  | Manual | 1 | Track | Compact Fluorescent |  | Reflector | 3 | 22 | Family Room | 113326 | Family Room | 0.1232%
11332 | 6 | 2 |  | Manual | 1 | Table | Compact Fluorescent |  | Twist | 1 | 15 | Family Room | 113326 | Family Room | 0.1232%
11332 | 7 | 1 |  | Manual | 2 | Ceiling Fixture | Compact Fluorescent |  | Twist | 1 | 15 | Garage | 113327 | Garage | 0.1232%
11332 | 8 | 1 |  | Manual | 2 | Ceiling Fixture | Incandescent |  | Standard A Lamp | 1 | 60 | Hall | 113328 | Hall | 0.1232%
11332 | 9 | 1 |  | Manual | 2 | Track | Incandescent |  | Reflector | 3 | 65 | Kitchen | 113329 | Kitchen | 0.1232%
11332 | 10 | 1 |  | Manual | 2 | Floor lamp | Incandescent |  | Standard A Lamp | 1 | 60 | Living Room | 1133210 | Living Room | 0.1232%
11332 | 11 | 1 |  | Manual | 1 | Wall Mount | Incandescent |  | Globe | 4 | 40 | Bathroom | 1133211 | Bathroom | 0.1232%
11332 | 12 | 1 |  | Manual | 2 | Table | Compact Fluorescent |  | Twist | 1 | 15 | Master Bedroom | 1133212 | Master Bedroom | 0.1232%
11339 | 1 | 1 |  | Manual | 2 | Ceiling Fixture | Compact Fluorescent |  | Twist | 2 | 15 | Kitchen | 113391 | Kitchen | 0.03789%
11339 | 2 | 1 |  | Dimmer | 1 | Ceiling Fan | Compact Fluorescent |  | Twist | 5 | 15 | Dining Room | 113392 | Dining Room | 0.03789%
11339 | 3 | 1 |  | Dimmer | 3 | Recessed Can | Incandescent |  | Reflector | 1 | 65 | Living Room | 113393 | Living Room | 0.03789%
11339 | 3 | 2 |  | Dimmer | 2 | Recessed Can | Incandescent |  | Standard A Lamp | 1 | 75 | Living Room | 113393 | Living Room | 0.03789%
11339 | 3 | 3 |  | Dimmer | 1 | Recessed Can | Incandescent |  | Reflector | 1 | 100 | Living Room | 113393 | Living Room | 0.03789%
11339 | 4 | 1 |  | Manual | 2 | Ceiling Fixture | Incandescent |  | Standard A Lamp | 1 | 65 | Hall | 113394 | Hall | 0.03789%
11339 | 5 | 1 |  | Manual | 1 | Ceiling Fan | Compact Fluorescent |  | Twist | 5 | 15 | Master Bedroom | 113395 | Master Bedroom | 0.03789%
11339 | 5 | 2 |  | Manual | 1 | Table | Incandescent |  | Standard A Lamp | 1 | 60 | Master Bedroom | 113395 | Master Bedroom | 0.03789%
11339 | 5 | 3 |  | Manual | 1 | Table | Compact Fluorescent |  | Twist | 1 | 15 | Master Bedroom | 113395 | Master Bedroom | 0.03789%
11339 | 6 | 1 |  | Manual | 1 | Chandelier (Hanging) | Compact Fluorescent |  | Twist | 1 | 15 | Office | 113396 | Office | 0.03789%
11339 | 7 | 1 |  | Manual | 1 | Ceiling Fan | Incandescent |  | Standard A Lamp | 3 | 60 | Bedroom | 113397 | Bedroom | 0.03789%
11339 | 8 | 1 |  | Manual | 1 | Wall Mount | Compact Fluorescent |  | Twist | 4 | 15 | Bathroom | 113398 | Bathroom | 0.03789%
11339 | 9 | 1 |  | Manual | 2 | Ceiling Fixture | Incandescent |  | Standard A Lamp | 2 | 60 | Garage | 113399 | Garage | 0.03789%
11339 | 9 | 2 |  | Manual | 1 | Ceiling Fixture | Compact Fluorescent |  | Twist | 1 | 15 | Garage | 113399 | Garage | 0.03789%
11339 | 9 | 3 |  | Manual | 1 | Garage door opener | Incandescent |  | Standard A Lamp | 3 | 60 | Garage | 113399 | Garage | 0.03789%
11341 | 1 | 1 |  | Manual | 2 | Table | Incandescent |  | 3-Way Incandescent | 1 | 75 | Living Room | 113411 | Living Room | 0.0364%
11341 | 1 | 2 |  | Manual | 1 | Wall Mount | Compact Fluorescent |  | Twist | 2 | 23 | Living Room | 113411 | Living Room | 0.0364%
11341 | 1 | 3 |  | Manual | 2 | Wall Mount | Compact Fluorescent |  | Twist | 2 | 18 | Living Room | 113411 | Living Room | 0.0364%
11341 | 2 | 1 |  | Manual | 1 | Ceiling Fixture | Compact Fluorescent |  | Globe | 4 | 18 | Bedroom | 113412 | Bedroom | 0.0364%
11341 | 2 | 2 |  | Manual | 2 | Table | Compact Fluorescent |  | Twist | 1 | 23 | Bedroom | 113412 | Bedroom | 0.0364%
11341 | 2 | 3 |  | Manual | 1 | Table | Incandescent |  | 3-Way Incandescent | 1 | 100 | Bedroom | 113412 | Bedroom | 0.0364%
11341 | 3 | 1 |  | Manual | 1 | Ceiling Fixture | Incandescent |  | Standard A Lamp | 1 | 60 | Closet | 113413 | Closet | 0.0364%
11341 | 4 | 1 |  | Manual | 2 | Ceiling Fixture | Compact Fluorescent |  | Twist | 1 | 23 | Bathroom | 113414 | Bathroom | 0.0364%
11341 | 5 | 1 |  | Manual | 2 | Ceiling Fixture | Incandescent |  | Globe | 4 | 40 | Laundry Room | 113415 | Laundry Room | 0.0364%
11341 | 5 | 2 |  | Manual | 1 | Ceiling Fixture | Linear Fluorescent | 48 | T-12 | 1 | 40 | Laundry Room | 113415 | Laundry Room | 0.0364%
11341 | 6 | 1 |  | Manual | 1 | Ceiling Fixture | Incandescent |  | Standard A Lamp | 1 | 60 | Bathroom | 113416 | Bathroom | 0.0364%
11341 | 7 | 1 |  | Manual | 2 | Ceiling Fixture | Incandescent |  | Standard A Lamp | 1 | 60 | Garage | 113417 | Garage | 0.0364%
11341 | 7 | 2 |  | Manual | 1 | Garage door opener | Incandescent |  | Standard A Lamp | 1 | 60 | Garage | 113417 | Garage | 0.0364%
11341 | 7 | 3 |  | Manual | 1 | Wall Mount | Incandescent |  | Standard A Lamp | 1 | 60 | Garage | 113417 | Garage | 0.0364%
11341 | 8 | 1 |  | Manual | 2 | Ceiling Fixture | Compact Fluorescent |  | Twist | 1 | 23 | Other | 113418 | Other | 0.0364%
11341 | 8 | 2 |  | Manual | 3 | Ceiling Fixture | Linear Fluorescent | 48 | T-12 | 2 | 40 | Other | 113418 | Other | 0.0364%
11341 | 8 | 3 |  | Manual | 8 | Ceiling Fixture | Incandescent |  | Standard A Lamp | 1 | 100 | Other | 113418 | Other | 0.0364%
11341 | 9 | 1 |  | Manual | 3 | Ceiling Fixture | Incandescent |  | Globe | 4 | 40 | Kitchen | 113419 | Kitchen | 0.0364%
11341 | 9 | 2 |  | Manual | 1 | Chandelier (Hanging) | Incandescent |  | Globe | 3 | 40 | Kitchen | 113419 | Kitchen | 0.0364%
11341 | 10 | 1 |  | Dimmer | 1 | Chandelier (Hanging) | Incandescent |  | Mini base | 5 | 40 | Dining Room | 1134110 | Dining Room | 0.0364%
11341 | 11 | 1 |  | Manual | 1 | Table | Incandescent |  | 3-Way Incandescent | 1 | 100 | Living Room | 1134111 | Living Room | 0.0364%
11341 | 11 | 2 |  | Manual | 2 | Floor lamp | Incandescent |  | 3-Way Incandescent | 1 | 100 | Living Room | 1134111 | Living Room | 0.0364%
11341 | 11 | 3 |  | Manual | 1 | Floor lamp | Compact Fluorescent |  | Twist | 1 | 19 | Living Room | 1134111 | Living Room | 0.0364%
11341 | 12 | 1 |  | Manual | 3 | Ceiling Fixture | Incandescent |  | Globe | 4 | 40 | Hall | 1134112 | Hall | 0.0364%
11341 | 13 | 1 |  | Manual | 1 | Ceiling Fixture | Incandescent |  | Standard A Lamp | 2 | 60 | Office | 1134113 | Office | 0.0364%
11341 | 13 | 2 |  | Manual | 1 | Table | Incandescent |  | 3-Way Incandescent | 1 | 100 | Office | 1134113 | Office | 0.0364%
11341 | 14 | 1 |  | Manual | 1 | Ceiling Fixture | Compact Fluorescent |  | Twist | 2 | 19 | Bedroom | 1134114 | Bedroom | 0.0364%
11341 | 14 | 2 |  | Manual | 1 | Table | Compact Fluorescent |  | Twist | 1 | 19 | Bedroom | 1134114 | Bedroom | 0.0364%
11341 | 14 | 3 |  | Manual | 1 | Table | Incandescent |  | Standard A Lamp | 1 | 25 | Bedroom | 1134114 | Bedroom | 0.0364%
11341 | 15 | 1 |  | Manual | 3 | Ceiling Fixture | Incandescent |  | Standard A Lamp | 1 | 40 | Bathroom | 1134115 | Bathroom | 0.0364%
11341 | 15 | 2 |  | Manual | 1 | Ceiling Fixture | Incandescent |  | Heat Lamp | 1 | 250 | Bathroom | 1134115 | Bathroom | 0.0364%
11341 | 16 | 1 |  | Manual | 1 | Ceiling Fixture | Incandescent |  | Standard A Lamp | 2 | 60 | Bedroom | 1134116 | Bedroom | 0.0364%
11341 | 16 | 2 |  | Manual | 1 | Table | Incandescent |  | Standard A Lamp | 1 | 60 | Bedroom | 1134116 | Bedroom | 0.0364%
11342 | 1 | 1 |  | Manual | 2 | Floor lamp | Halogen |  | MR | 1 | 50 | Laundry Room | 113421 | Laundry Room | 0.1232%
11342 | 2 | 1 |  | Manual | 1 | Ceiling Fixture | Compact Fluorescent |  | Twist | 1 | 15 | Laundry Room | 113422 | Laundry Room | 0.1232%
11342 | 3 | 1 |  | Manual | 1 | Ceiling Fixture | Compact Fluorescent |  | Twist | 1 | 15 | Closet | 113423 | Closet | 0.1232%
11342 | 4 | 1 |  | Manual | 1 | Wall Mount | Compact Fluorescent |  | Twist | 4 | 15 | Bathroom | 113424 | Bathroom | 0.1232%
11342 | 5 | 1 |  | Manual | 4 | Table | Compact Fluorescent |  | Twist | 1 | 15 | Garage | 113425 | Garage | 0.1232%
11342 | 5 | 2 |  | Manual | 3 | Table | Incandescent |  | Standard A Lamp | 1 | 60 | Garage | 113425 | Garage | 0.1232%
11342 | 5 | 3 |  | Manual | 3 | Ceiling Fixture | Linear Fluorescent | 48 | T-12 | 2 | 40 | Garage | 113425 | Garage | 0.1232%
11342 | 6 | 1 |  | Manual | 1 | Wall Mount | Compact Fluorescent |  | A shape bulb | 3 | 15 | Bathroom | 113426 | Bathroom | 0.1232%
11342 | 7 | 1 |  | Manual | 1 | Ceiling Fan | Incandescent |  | Clear | 4 | 25 | Laundry Room | 113427 | Laundry Room | 0.1232%
11342 | 8 | 1 |  | Manual | 4 | Recessed Can | Incandescent |  | Reflector | 1 | 65 | Kitchen | 113428 | Kitchen | 0.1232%
11342 | 8 | 2 |  | Manual | 1 | Track | Halogen |  | PAR | 5 | 50 | Kitchen | 113428 | Kitchen | 0.1232%
11342 | 8 | 3 |  | Manual | 1 | Other | Linear Fluorescent | 18 | T-8 | 2 | 20 | Kitchen | 113428 | Kitchen | 0.1232%
11342 | 9 | 1 |  | Manual | 2 | Ceiling Fixture | Compact Fluorescent |  | A shape bulb | 1 | 15 | Hall | 113429 | Hall | 0.1232%
11342 | 10 | 1 |  | Manual | 1 | Chandelier (Hanging) | Compact Fluorescent |  | Twist | 5 | 15 | Dining Room | 1134210 | Dining Room | 0.1232%
11342 | 11 | 1 |  | Manual | 1 | Ceiling Fixture | Compact Fluorescent |  | Twist | 2 | 15 | Bedroom | 1134211 | Bedroom | 0.1232%
11342 | 12 | 1 |  | Manual | 2 | Ceiling Fixture | Compact Fluorescent |  | Twist | 1 | 15 | Hall | 1134212 | Hall | 0.1232%
11342 | 13 | 1 |  | Manual | 1 | Ceiling Fixture | Compact Fluorescent |  | Twist | 2 | 15 | Bedroom | 1134213 | Bedroom | 0.1232%
11342 | 13 | 2 |  | Manual | 1 | Table | Compact Fluorescent |  | Twist | 1 | 15 | Bedroom | 1134213 | Bedroom | 0.1232%
11342 | 14 | 1 |  | Manual | 1 | Table | Compact Fluorescent |  | Twist | 1 | 22 | Master Bedroom | 1134214 | Master Bedroom | 0.1232%
11346 | 1 | 1 |  | Manual | 1 | Wall Mount | Compact Fluorescent |  | Twist | 3 | 15 | Bathroom | 113461 | Bathroom | 0.1232%
11346 | 2 | 1 |  | Manual | 1 | Ceiling Fixture | Compact Fluorescent |  | Twist | 2 | 15 | Bedroom | 113462 | Bedroom | 0.1232%
11346 | 3 | 1 |  | Manual | 1 | Ceiling Fan | Compact Fluorescent |  | Twist | 2 | 15 | Bedroom | 113463 | Bedroom | 0.1232%
11346 | 3 | 2 |  | Manual | 1 | Table | Compact Fluorescent |  | Twist | 1 | 15 | Bedroom | 113463 | Bedroom | 0.1232%
11346 | 4 | 1 |  | Manual | 1 | Ceiling Fixture | Compact Fluorescent |  | Twist | 1 | 15 | Closet | 113464 | Closet | 0.1232%
11346 | 5 | 1 |  | Manual | 1 | Chandelier (Hanging) | Compact Fluorescent |  | Twist | 3 | 15 | Dining Room | 113465 | Dining Room | 0.1232%
11346 | 6 | 1 |  | Manual | 2 | Ceiling Fixture | Linear Fluorescent | 48 | T-8 | 2 | 32 | Garage | 113466 | Garage | 0.1232%
11346 | 7 | 1 |  | Manual | 1 | Recessed Can | Compact Fluorescent |  | Reflector | 1 | 22 | Hall | 113467 | Hall | 0.1232%
11346 | 8 | 1 |  | Manual | 5 | Recessed Can | Compact Fluorescent |  | Reflector | 1 | 22 | Kitchen | 113468 | Kitchen | 0.1232%
11346 | 8 | 2 |  | Manual | 3 | Chandelier (Hanging) | Halogen |  | MR | 1 | 35 | Kitchen | 113468 | Kitchen | 0.1232%
11346 | 9 | 1 |  | Manual | 1 | Ceiling Fan | Compact Fluorescent |  | Twist | 1 | 15 | Laundry Room | 113469 | Laundry Room | 0.1232%
11346 | 10 | 1 |  | Manual | 1 | Chandelier (Hanging) | Compact Fluorescent |  | Twist | 3 | 15 | Living Room | 1134610 | Living Room | 0.1232%
11346 | 10 | 2 |  | Manual | 2 | Table | Compact Fluorescent |  | Twist | 1 | 15 | Living Room | 1134610 | Living Room | 0.1232%
11346 | 11 | 1 |  | Manual | 1 | Wall Mount | Compact Fluorescent |  | Twist | 4 | 15 | Bathroom | 1134611 | Bathroom | 0.1232%
11346 | 12 | 1 |  | Manual | 1 | Ceiling Fan | Compact Fluorescent |  | Twist | 3 | 15 | Master Bedroom | 1134612 | Master Bedroom | 0.1232%
11346 | 13 | 1 |  | Manual | 1 | Ceiling Fixture | Compact Fluorescent |  | Twist | 1 | 15 | Dining Room | 1134613 | Dining Room | 0.1232%
11347 | 1 | 1 |  | Manual | 1 | Chandelier (Hanging) | Incandescent |  | Globe | 1 | 60 | Dining Room | 113471 | Dining Room | 0.1232%
11347 | 2 | 1 |  | Manual | 1 | Ceiling Fixture | Incandescent |  | Standard A Lamp | 1 | 60 | Hall | 113472 | Hall | 0.1232%
11347 | 3 | 1 |  | Manual | 2 | Ceiling Fixture | Incandescent |  | Decorative | 1 | 60 | Garage | 113473 | Garage | 0.1232%
11347 | 4 | 1 |  | Manual | 1 | Ceiling Fixture | Compact Fluorescent |  | Twist | 2 | 15 | Bedroom | 113474 | Bedroom | 0.1232%
11347 | 5 | 1 |  | Manual | 1 | Recessed Can | Compact Fluorescent |  | Reflector | 1 | 15 | Hall | 113475 | Hall | 0.1232%
11347 | 6 | 1 |  | Manual | 1 | Wall Mount | Incandescent |  | Clear | 3 | 60 | Bathroom | 113476 | Bathroom | 0.1232%
11347 | 7 | 1 |  | Manual | 1 | Ceiling Fixture | Compact Fluorescent |  | Twist | 1 | 15 | Closet | 113477 | Closet | 0.1232%
11347 | 8 | 1 |  | Manual | 5 | Recessed Can | Incandescent |  | Reflector | 1 | 100 | Kitchen | 113478 | Kitchen | 0.1232%
11347 | 9 | 1 |  | Manual | 1 | Ceiling Fixture | Incandescent |  | Standard A Lamp | 1 | 60 | Laundry Room | 113479 | Laundry Room | 0.1232%
11347 | 10 | 1 |  | Manual | 1 | Ceiling Fixture | Compact Fluorescent |  | Twist | 2 | 15 | Living Room | 1134710 | Living Room | 0.1232%
11347 | 10 | 2 |  | Manual | 1 | Floor lamp | Incandescent |  | Standard A Lamp | 1 | 100 | Living Room | 1134710 | Living Room | 0.1232%
11347 | 10 | 3 |  | Manual | 1 | Floor lamp | Incandescent |  | 3-Way Incandescent | 1 | 150 | Living Room | 1134710 | Living Room | 0.1232%
11347 | 11 | 1 |  | Manual | 1 | Wall Mount | Incandescent |  | Globe | 4 | 60 | Bathroom | 1134711 | Bathroom | 0.1232%
11347 | 12 | 1 |  | Manual | 1 | Ceiling Fixture | Compact Fluorescent |  | Twist | 2 | 15 | Master Bedroom | 1134712 | Master Bedroom | 0.1232%
11347 | 12 | 2 |  | Manual | 1 | Ceiling Fan | Incandescent |  | Standard A Lamp | 1 | 60 | Master Bedroom | 1134712 | Master Bedroom | 0.1232%
11347 | 12 | 3 |  | Manual | 1 | Table | Incandescent |  | Standard A Lamp | 1 | 100 | Master Bedroom | 1134712 | Master Bedroom | 0.1232%
11347 | 13 | 1 |  | Manual | 1 | Ceiling Fixture | Compact Fluorescent |  | Twist | 1 | 15 | Office | 1134713 | Office | 0.1232%
11347 | 13 | 2 |  | Manual | 1 | Table | Incandescent |  | Mini base | 2 | 32 | Office | 1134713 | Office | 0.1232%
11347 | 14 | 1 |  | Manual | 1 | Ceiling Fixture | Compact Fluorescent |  | Twist | 3 | 15 | Dining Room | 1134714 | Dining Room | 0.1232%
11347 | 15 | 1 |  | Manual | 13 | Wall Mount | Linear Fluorescent | 48 | T-8 | 2 | 32 | Garage | 1134715 | Garage | 0.1232%
11349 | 1 | 1 |  | Manual | 1 | Wall Mount | Incandescent |  | Clear | 3 | 40 | Bathroom | 113491 | Bathroom | 0.1232%
11349 | 2 | 1 |  | Manual | 1 | Wall Mount | Incandescent |  | Clear | 4 | 60 | Bathroom | 113492 | Bathroom | 0.1232%
11349 | 3 | 1 |  | Manual | 1 | Ceiling Fixture | Incandescent |  | Standard A Lamp | 2 | 60 | Bedroom | 113493 | Bedroom | 0.1232%
11349 | 4 | 1 |  | Manual | 1 | Ceiling Fixture | Incandescent |  | Standard A Lamp | 2 | 60 | Bedroom | 113494 | Bedroom | 0.1232%
11349 | 5 | 1 |  | Manual | 1 | Ceiling Fixture | Incandescent |  | Standard A Lamp | 1 | 60 | Closet | 113495 | Closet | 0.1232%
11349 | 6 | 1 |  | Dimmer | 1 | Chandelier (Hanging) | Incandescent |  | Clear | 5 | 60 | Dining Room | 113496 | Dining Room | 0.1232%
11349 | 7 | 1 |  | Manual | 6 | Ceiling Fixture | Linear Fluorescent | 96 | T-12 | 2 | 40 | Garage | 113497 | Garage | 0.1232%
11349 | 8 | 1 |  | Manual | 2 | Ceiling Fixture | Incandescent |  | Standard A Lamp | 2 | 60 | Hall | 113498 | Hall | 0.1232%
11349 | 9 | 1 |  | Manual | 5 | Recessed Can | Incandescent |  | Reflector | 1 | 65 | Kitchen | 113499 | Kitchen | 0.1232%
11349 | 10 | 1 |  | Manual | 1 | Ceiling Fixture | Incandescent |  | Standard A Lamp | 2 | 40 | Laundry Room | 1134910 | Laundry Room | 0.1232%
11349 | 11 | 1 |  | Manual | 2 | Floor lamp | Compact Fluorescent |  | Twist | 1 | 15 | Living Room | 1134911 | Living Room | 0.1232%
11349 | 12 | 1 |  | Manual | 1 | Wall Mount | Incandescent |  | Clear | 4 | 60 | Bathroom | 1134912 | Bathroom | 0.1232%
11349 | 13 | 1 |  | Manual | 1 | Ceiling Fixture | Incandescent |  | Standard A Lamp | 2 | 60 | Master Bedroom | 1134913 | Master Bedroom | 0.1232%
11349 | 14 | 1 |  | Manual | 2 | Ceiling Fixture | Incandescent |  | Standard A Lamp | 1 | 60 | Hall | 1134914 | Hall | 0.1232%
11352 | 1 | 1 |  | Manual | 1 | Ceiling Fixture | Incandescent |  | Standard A Lamp | 1 | 60 | Bathroom | 113521 | Bathroom | 0.1723%
11352 | 1 | 2 |  | Manual | 1 | Recessed Can | Incandescent |  | Reflector | 1 | 75 | Bathroom | 113521 | Bathroom | 0.1723%
11352 | 2 | 1 |  | Manual | 1 | Ceiling Fixture | Compact Fluorescent |  | Twist | 2 | 15 | Bedroom | 113522 | Bedroom | 0.1723%
11352 | 2 | 2 |  | Manual | 1 | Track | Compact Fluorescent |  | Twist | 3 | 20 | Bedroom | 113522 | Bedroom | 0.1723%
11352 | 3 | 1 |  | Manual | 1 | Recessed Can | Compact Fluorescent |  | Reflector | 1 | 22 | Closet | 113523 | Closet | 0.1723%
11352 | 4 | 1 |  | Manual | 1 | Chandelier (Hanging) | Incandescent |  | Standard A Lamp | 3 | 60 | Dining Room | 113524 | Dining Room | 0.1723%
11352 | 4 | 2 |  | Manual | 1 | Chandelier (Hanging) | Incandescent |  | Standard A Lamp | 2 | 40 | Dining Room | 113524 | Dining Room | 0.1723%
11352 | 5 | 1 |  | Manual | 1 | Wall Mount | Incandescent |  | Standard A Lamp | 1 | 60 | Hall | 113525 | Hall | 0.1723%
11352 | 6 | 1 |  | Manual | 1 | Ceiling Fixture | Incandescent |  | Standard A Lamp | 1 | 60 | Hall | 113526 | Hall | 0.1723%
11352 | 7 | 1 |  | Manual | 7 | Recessed Can | Incandescent |  | Reflector | 1 | 65 | Kitchen | 113527 | Kitchen | 0.1723%
11352 | 7 | 2 |  | Manual | 1 | Other | Incandescent |  | Standard A Lamp | 2 | 40 | Kitchen | 113527 | Kitchen | 0.1723%
11352 | 8 | 1 |  | Manual | 1 | Ceiling Fixture | Incandescent |  | Standard A Lamp | 2 | 60 | Laundry Room | 113528 | Laundry Room | 0.1723%
11352 | 8 | 2 |  | Manual | 2 | Ceiling Fixture | Incandescent |  | Standard A Lamp | 1 | 40 | Laundry Room | 113528 | Laundry Room | 0.1723%
11352 | 9 | 1 |  | Manual | 1 | Ceiling Fixture | Compact Fluorescent |  | Twist | 2 | 15 | Living Room | 113529 | Living Room | 0.1723%
11352 | 9 | 2 |  | Manual | 1 | Floor lamp | Incandescent |  | Standard A Lamp | 1 | 75 | Living Room | 113529 | Living Room | 0.1723%
11352 | 9 | 3 |  | Manual | 2 | Wall Mount | Incandescent |  | Mini base | 1 | 60 | Living Room | 113529 | Living Room | 0.1723%
11352 | 9 | 4 |  | Manual | 1 | Table | Incandescent |  | 3-Way Incandescent | 1 | 100 | Living Room | 113529 | Living Room | 0.1723%
11352 | 10 | 1 |  | Manual | 2 | Wall Mount | Incandescent |  | Mini base | 1 | 60 | Bathroom | 1135210 | Bathroom | 0.1723%
11352 | 10 | 2 |  | Manual | 1 | Ceiling Fixture | Incandescent |  | Standard A Lamp | 1 | 60 | Bathroom | 1135210 | Bathroom | 0.1723%
11352 | 11 | 1 |  | Manual | 4 | Wall Mount | Incandescent |  | Reflector | 1 | 30 | Master Bedroom | 1135211 | Master Bedroom | 0.1723%
11352 | 11 | 2 |  | Manual | 2 | Table | Incandescent |  | 3-Way Incandescent | 1 | 100 | Master Bedroom | 1135211 | Master Bedroom | 0.1723%
11352 | 12 | 1 |  | Manual | 1 | Ceiling Fixture | Compact Fluorescent |  | Twist | 2 | 15 | Bedroom | 1135212 | Bedroom | 0.1723%
11352 | 13 | 1 |  | Manual | 1 | Ceiling Fixture | Incandescent |  | Standard A Lamp | 2 | 60 | Office | 1135213 | Office | 0.1723%
11352 | 13 | 2 |  | Manual | 1 | Table | Incandescent |  | Standard A Lamp | 1 | 60 | Office | 1135213 | Office | 0.1723%
11375 | 1 | 1 |  | Manual | 1 | Ceiling Fixture | Compact Fluorescent |  | Twist | 2 | 15 | Bathroom | 113751 | Bathroom | 0.03789%
11375 | 2 | 1 |  | Manual | 1 | Ceiling Fixture | Compact Fluorescent |  | Twist | 1 | 15 | Bedroom | 113752 | Bedroom | 0.03789%
11375 | 2 | 2 |  | Manual | 1 | Table | Incandescent |  | Standard A Lamp | 1 | 60 | Bedroom | 113752 | Bedroom | 0.03789%
11375 | 2 | 3 |  | Manual | 1 | Table | Incandescent |  | Decorative | 1 | 40 | Bedroom | 113752 | Bedroom | 0.03789%
11375 | 2 | 4 |  | Manual | 1 | Table | Halogen |  | Quartz Tube | 1 | 50 | Bedroom | 113752 | Bedroom | 0.03789%
11375 | 3 | 1 |  | Manual | 1 | Ceiling Fan | Incandescent |  | Standard A Lamp | 1 | 60 | Other | 113753 | Other | 0.03789%
11375 | 3 | 2 |  | Manual | 1 | Floor lamp | Other |  | LED Interior | 1 | 12 | Other | 113753 | Other | 0.03789%
11375 | 4 | 1 |  | Manual | 2 | Recessed Can | Incandescent |  | Standard A Lamp | 1 | 25 | Bathroom | 113754 | Bathroom | 0.03789%
11375 | 4 | 2 |  | Manual | 1 | Wall Mount | Incandescent |  | Decorative | 2 | 25 | Bathroom | 113754 | Bathroom | 0.03789%
11375 | 5 | 1 |  | Manual | 3 | Recessed Can | Compact Fluorescent |  | Twist | 1 | 15 | Other | 113755 | Other | 0.03789%
11375 | 6 | 1 |  | Manual | 1 | Chandelier (Hanging) | Incandescent |  | Decorative | 4 | 25 | Dining Room | 113756 | Dining Room | 0.03789%
11375 | 6 | 2 |  | Manual | 1 | Table | Incandescent |  | Standard A Lamp | 1 | 60 | Dining Room | 113756 | Dining Room | 0.03789%
11375 | 7 | 1 |  | Manual | 1 | Ceiling Fixture | Compact Fluorescent |  | Straight Tube | 3 | 15 | Hall | 113757 | Hall | 0.03789%
11375 | 8 | 1 |  | Manual | 1 | Track | Halogen |  | MR | 6 | 50 | Kitchen | 113758 | Kitchen | 0.03789%
11375 | 8 | 2 |  | Manual | 1 | Architectural | Halogen |  | MR | 3 | 50 | Kitchen | 113758 | Kitchen | 0.03789%
11375 | 9 | 1 |  | Manual | 2 | Recessed Can | Compact Fluorescent |  | Twist | 1 | 15 | Laundry Room | 113759 | Laundry Room | 0.03789%
11375 | 10 | 1 |  | Manual | 2 | Table | Incandescent |  | Standard A Lamp | 1 | 60 | Living Room | 1137510 | Living Room | 0.03789%
11375 | 10 | 2 |  | Manual | 1 | Table | Compact Fluorescent |  | Twist | 1 | 15 | Living Room | 1137510 | Living Room | 0.03789%
11375 | 10 | 3 |  | Manual | 2 | Floor lamp | Halogen |  | Other | 1 | 50 | Living Room | 1137510 | Living Room | 0.03789%
11375 | 10 | 4 |  | Manual | 1 | Table | Incandescent |  | Decorative | 1 | 40 | Living Room | 1137510 | Living Room | 0.03789%
11375 | 11 | 1 |  | Manual | 2 | Recessed Can | Compact Fluorescent |  | Twist | 1 | 15 | Bathroom | 1137511 | Bathroom | 0.03789%
11375 | 11 | 2 |  | Manual | 1 | Recessed Can | Incandescent |  | Heat Lamp | 1 | 60 | Bathroom | 1137511 | Bathroom | 0.03789%
11375 | 11 | 3 |  | Manual | 2 | Wall Mount | Compact Fluorescent |  | Twist | 3 | 15 | Bathroom | 1137511 | Bathroom | 0.03789%
11375 | 12 | 1 |  | Manual | 1 | Ceiling Fixture | Compact Fluorescent |  | Straight Tube | 3 | 15 | Bedroom | 1137512 | Bedroom | 0.03789%
11375 | 12 | 2 |  | Manual | 1 | Table | Halogen |  | Other | 1 | 30 | Bedroom | 1137512 | Bedroom | 0.03789%
11375 | 12 | 3 |  | Manual | 2 | Table | Halogen |  | Other | 1 | 30 | Bedroom | 1137512 | Bedroom | 0.03789%
11375 | 12 | 4 |  | Manual | 1 | Chandelier (Hanging) | Incandescent |  | Standard A Lamp | 3 | 40 | Bedroom | 1137512 | Bedroom | 0.03789%
11375 | 13 | 1 |  | Manual | 1 | Ceiling Fixture | Compact Fluorescent |  | Twist | 1 | 15 | Closet | 1137513 | Closet | 0.03789%
11375 | 14 | 1 |  | Manual | 1 | Ceiling Fixture | Compact Fluorescent |  | Straight Tube | 3 | 15 | Office | 1137514 | Office | 0.03789%
11375 | 14 | 2 |  | Manual | 2 | Table | Halogen |  | MR | 1 | 50 | Office | 1137514 | Office | 0.03789%
11375 | 14 | 3 |  | Manual | 1 | Table | Compact Fluorescent |  | Straight Tube | 1 | 15 | Office | 1137514 | Office | 0.03789%
11375 | 14 | 4 |  | Manual | 1 | Floor lamp | Compact Fluorescent |  | Twist | 1 | 15 | Office | 1137514 | Office | 0.03789%
11375 | 15 | 1 |  | Manual | 4 | Recessed Can | Incandescent |  | Standard A Lamp | 1 | 25 | Bedroom | 1137515 | Bedroom | 0.03789%
11375 | 16 | 1 |  | Manual | 8 | Recessed Can | Incandescent |  | Standard A Lamp | 1 | 25 | Family Room | 1137516 | Family Room | 0.03789%
11375 | 16 | 2 |  | Manual | 2 | Table | Halogen |  | Other | 1 | 50 | Family Room | 1137516 | Family Room | 0.03789%
11375 | 16 | 3 |  | Manual | 1 | Ceiling Fixture | Incandescent |  | Standard A Lamp | 1 | 60 | Family Room | 1137516 | Family Room | 0.03789%
11377 | 1 | 1 |  | Manual | 1 | Wall Mount | Compact Fluorescent |  | Twist | 2 | 15 | Bathroom | 113771 | Bathroom | 0.1232%
11377 | 2 | 1 |  | Manual | 1 | Ceiling Fixture | Compact Fluorescent |  | Twist | 1 | 15 | Bathroom | 113772 | Bathroom | 0.1232%
11377 | 2 | 2 |  | Manual | 1 | Wall Mount | Compact Fluorescent |  | Globe | 8 | 22 | Bathroom | 113772 | Bathroom | 0.1232%
11377 | 3 | 1 |  | Manual | 1 | Wall Mount | Incandescent |  | Globe | 5 | 40 | Bathroom | 113773 | Bathroom | 0.1232%
11377 | 3 | 2 |  | Manual | 1 | Ceiling Fixture | Compact Fluorescent |  | Twist | 1 | 15 | Bathroom | 113773 | Bathroom | 0.1232%
11377 | 4 | 1 |  | Manual | 2 | Wall Mount | Compact Fluorescent |  | Twist | 1 | 15 | Other | 113774 | Other | 0.1232%
11377 | 5 | 1 |  | Dimmer | 2 | Floor lamp | Incandescent |  | Standard A Lamp | 1 | 150 | Family Room | 113775 | Family Room | 0.1232%
11377 | 5 | 2 |  | Manual | 2 | Floor lamp | Compact Fluorescent |  | Twist | 1 | 15 | Family Room | 113775 | Family Room | 0.1232%
11377 | 5 | 3 |  | Manual | 2 | Wall Mount | Compact Fluorescent |  | Twist | 1 | 15 | Family Room | 113775 | Family Room | 0.1232%
11377 | 6 | 1 |  | Manual | 1 | Ceiling Fixture | Compact Fluorescent |  | Twist | 1 | 15 | Family Room | 113776 | Family Room | 0.1232%
11377 | 6 | 2 |  | Manual | 1 | Floor lamp | Compact Fluorescent |  | Twist | 3 | 15 | Family Room | 113776 | Family Room | 0.1232%
11377 | 7 | 1 |  | Manual | 2 | Ceiling Fixture | Linear Fluorescent | 48 | T-12 | 2 | 40 | Garage | 113777 | Garage | 0.1232%
11377 | 7 | 2 |  | Manual | 6 | Ceiling Fixture | Linear Fluorescent | 48 | T-8 | 2 | 32 | Garage | 113777 | Garage | 0.1232%
11377 | 7 | 3 |  | Manual | 2 | Garage door opener | Incandescent |  | Standard A Lamp | 1 | 60 | Garage | 113777 | Garage | 0.1232%
11377 | 8 | 1 |  | Manual | 1 | Ceiling Fixture | Compact Fluorescent |  | Twist | 1 | 15 | Hall | 113778 | Hall | 0.1232%
11377 | 9 | 1 |  | Manual | 1 | Ceiling Fixture | Compact Fluorescent |  | Twist | 1 | 15 | Hall | 113779 | Hall | 0.1232%
11377 | 10 | 1 |  | Manual | 6 | Recessed Can | Compact Fluorescent |  | Flood | 1 | 15 | Kitchen | 1137710 | Kitchen | 0.1232%
11377 | 10 | 2 |  | Manual | 1 | Chandelier (Hanging) | Compact Fluorescent |  | Flood | 1 | 15 | Kitchen | 1137710 | Kitchen | 0.1232%
11377 | 10 | 3 |  | Manual | 1 | Ceiling Fixture | Incandescent |  | Standard A Lamp | 1 | 60 | Kitchen | 1137710 | Kitchen | 0.1232%
11377 | 10 | 4 |  | Manual | 1 | Ceiling Fixture | Compact Fluorescent |  | Twist | 1 | 15 | Kitchen | 1137710 | Kitchen | 0.1232%
11377 | 11 | 1 |  | Manual | 1 | Ceiling Fixture | Compact Fluorescent |  | A shape bulb | 1 | 15 | Laundry Room | 1137711 | Laundry Room | 0.1232%
11377 | 12 | 1 |  | Manual | 1 | Chandelier (Hanging) | Incandescent |  | Globe | 5 | 40 | Living Room | 1137712 | Living Room | 0.1232%
11377 | 12 | 2 |  | Manual | 2 | Table | Incandescent |  | 3-Way Incandescent | 1 | 75 | Living Room | 1137712 | Living Room | 0.1232%
11377 | 13 | 1 |  | Manual | 1 | Ceiling Fan | Incandescent |  | Standard A Lamp | 3 | 40 | Master Bedroom | 1137713 | Master Bedroom | 0.1232%
11377 | 13 | 2 |  | Manual | 2 | Table | Compact Fluorescent |  | Twist | 1 | 15 | Master Bedroom | 1137713 | Master Bedroom | 0.1232%
11377 | 13 | 3 |  | Manual | 2 | Table | Incandescent |  | Standard A Lamp | 1 | 60 | Master Bedroom | 1137713 | Master Bedroom | 0.1232%
11377 | 14 | 1 |  | Manual | 1 | Ceiling Fixture | Compact Fluorescent |  | Twist | 2 | 15 | Office | 1137714 | Office | 0.1232%
11377 | 14 | 2 |  | Manual | 1 | Table | Compact Fluorescent |  | Twist | 1 | 22 | Office | 1137714 | Office | 0.1232%
11377 | 14 | 3 |  | Manual | 1 | Table | Compact Fluorescent |  | Twist | 1 | 15 | Office | 1137714 | Office | 0.1232%
11377 | 15 | 1 |  | Manual | 1 | Ceiling Fixture | Compact Fluorescent |  | Twist | 1 | 15 | Other | 1137715 | Other | 0.1232%
11377 | 15 | 2 |  | Manual | 1 | Table | Compact Fluorescent |  | Twist | 1 | 15 | Other | 1137715 | Other | 0.1232%
11377 | 16 | 1 |  | Manual | 1 | Ceiling Fixture | Compact Fluorescent |  | Twist | 1 | 13 | Closet | 1137716 | Closet | 0.1232%
11377 | 17 | 1 |  | Manual | 1 | Ceiling Fixture | Compact Fluorescent |  | Twist | 1 | 15 | Other | 1137717 | Other | 0.1232%
11377 | 17 | 2 |  | Manual | 1 | Floor lamp | Compact Fluorescent |  | Twist | 2 | 15 | Other | 1137717 | Other | 0.1232%
11409 | 1 | 1 |  | Manual | 2 | High bay | Compact Fluorescent |  | Reflector | 1 | 22 | Master Bedroom | 114091 | Master Bedroom | 0.02952%
11409 | 2 | 1 |  | Manual | 1 | Ceiling Fixture | Incandescent |  | Standard A Lamp | 1 | 60 | Bedroom | 114092 | Bedroom | 0.02952%
11409 | 3 | 1 |  | Manual | 1 | Wall Mount | Incandescent |  | Standard A Lamp | 3 | 60 | Bathroom | 114093 | Bathroom | 0.02952%
11409 | 4 | 1 |  | Manual | 1 | Ceiling Fixture | Linear Fluorescent | 24 | T-8 | 2 | 32 | Garage | 114094 | Garage | 0.02952%
11409 | 4 | 2 |  | Manual | 1 | Garage door opener | Incandescent |  | Standard A Lamp | 2 | 60 | Garage | 114094 | Garage | 0.02952%
11409 | 5 | 1 |  | Manual | 2 | Wall Mount | Incandescent |  | Standard A Lamp | 2 | 60 | Bathroom | 114095 | Bathroom | 0.02952%
11409 | 6 | 1 |  | Manual | 2 | Recessed Can | Compact Fluorescent |  | Reflector | 1 | 22 | Hall | 114096 | Hall | 0.02952%
11409 | 7 | 1 |  | Manual | 3 | Ceiling Fixture | Incandescent |  | Standard A Lamp | 1 | 60 | Kitchen | 114097 | Kitchen | 0.02952%
11409 | 8 | 1 |  | Dimmer | 2 | Table | Incandescent |  | Standard A Lamp | 1 | 60 | Living Room | 114098 | Living Room | 0.02952%
11409 | 9 | 1 |  | Manual | 3 | Recessed Can | Compact Fluorescent |  | Twist | 1 | 22 | Hall | 114099 | Hall | 0.02952%
11411 | 1 | 1 |  | Manual | 2 | Ceiling Fixture | Incandescent |  | Standard A Lamp | 2 | 60 | Family Room | 114111 | Family Room | 0.0364%
11411 | 2 | 1 |  | Manual | 1 | Wall Mount | Compact Fluorescent |  | Twist | 4 | 13 | Bathroom | 114112 | Bathroom | 0.0364%
11411 | 3 | 1 |  | Manual | 1 | Ceiling Fixture | Compact Fluorescent |  | Twist | 2 | 13 | Bedroom | 114113 | Bedroom | 0.0364%
11411 | 3 | 2 |  | Manual | 1 | Table | Incandescent |  | 3-Way Incandescent | 1 | 100 | Bedroom | 114113 | Bedroom | 0.0364%
11411 | 4 | 1 |  | Manual | 1 | Ceiling Fixture | Compact Fluorescent |  | Twist | 2 | 13 | Bedroom | 114114 | Bedroom | 0.0364%
11411 | 5 | 1 |  | Manual | 1 | Ceiling Fixture | Compact Fluorescent |  | Twist | 3 | 13 | Bedroom | 114115 | Bedroom | 0.0364%
11411 | 5 | 2 |  | Manual | 1 | Table | Compact Fluorescent |  | Twist | 1 | 13 | Bedroom | 114115 | Bedroom | 0.0364%
11411 | 6 | 1 |  | Manual | 1 | Ceiling Fixture | Incandescent |  | Standard A Lamp | 1 | 60 | Closet | 114116 | Closet | 0.0364%
11411 | 7 | 1 |  | Manual | 1 | Chandelier (Hanging) | Incandescent |  | Standard A Lamp | 3 | 75 | Dining Room | 114117 | Dining Room | 0.0364%
11411 | 8 | 1 |  | Manual | 1 | Floor lamp | Incandescent |  | 3-Way Incandescent | 1 | 100 | Family Room | 114118 | Family Room | 0.0364%
11411 | 9 | 1 |  | Manual | 2 | Ceiling Fixture | Compact Fluorescent |  | Twist | 1 | 22 | Garage | 114119 | Garage | 0.0364%
11411 | 9 | 2 |  | Manual | 2 | Ceiling Fixture | Linear Fluorescent | 48 | T-12 | 2 | 40 | Garage | 114119 | Garage | 0.0364%
11411 | 9 | 3 |  | Manual | 1 | Garage door opener | Incandescent |  | Clear | 1 | 75 | Garage | 114119 | Garage | 0.0364%
11411 | 10 | 1 |  | Manual | 1 | Ceiling Fixture | Compact Fluorescent |  | Twist | 2 | 13 | Hall | 1141110 | Hall | 0.0364%
11411 | 11 | 1 |  | Manual | 2 | Ceiling Fixture | Compact Fluorescent |  | Twist | 2 | 13 | Hall | 1141111 | Hall | 0.0364%
11411 | 12 | 1 |  | Manual | 1 | Ceiling Fixture | Halogen |  | MR | 4 | 50 | Kitchen | 1141112 | Kitchen | 0.0364%
11411 | 12 | 2 |  | Manual | 1 | Wall Mount | Halogen |  | Quartz Tube | 2 | 100 | Kitchen | 1141112 | Kitchen | 0.0364%
11411 | 13 | 1 |  | Manual | 1 | Ceiling Fixture | Compact Fluorescent |  | Twist | 2 | 13 | Laundry Room | 1141113 | Laundry Room | 0.0364%
11411 | 14 | 1 |  | Manual | 1 | Ceiling Fixture | Halogen |  | MR | 4 | 50 | Office | 1141114 | Office | 0.0364%
11411 | 15 | 1 |  | Manual | 1 | Chandelier (Hanging) | Compact Fluorescent |  | Twist | 3 | 13 | Other | 1141115 | Other | 0.0364%
11414 | 1 | 1 |  | Manual | 1 | Ceiling Fan | Incandescent |  | Clear | 4 | 60 | Family Room | 114141 | Family Room | 0.1232%
11414 | 1 | 2 |  | Dimmer | 9 | Recessed Can | Incandescent |  | Reflector | 1 | 65 | Family Room | 114141 | Family Room | 0.1232%
11414 | 2 | 1 |  | Manual | 2 | Ceiling Fixture | Linear Fluorescent | 96 | T-8 | 2 | 75 | Garage | 114142 | Garage | 0.1232%
11414 | 2 | 2 |  | Manual | 1 | Ceiling Fixture | Linear Fluorescent | 48 | T-8 | 2 | 32 | Garage | 114142 | Garage | 0.1232%
11414 | 2 | 3 |  | Manual | 1 | Ceiling Fixture | Linear Fluorescent | 48 | T-12 | 2 | 40 | Garage | 114142 | Garage | 0.1232%
11414 | 2 | 4 |  | Motion | 1 | Ceiling Fixture | Incandescent |  | Standard A Lamp | 1 | 60 | Garage | 114142 | Garage | 0.1232%
11414 | 3 | 1 |  | Manual | 1 | Ceiling Fixture | Incandescent |  | Standard A Lamp | 1 | 100 | Closet | 114143 | Closet | 0.1232%
11414 | 4 | 1 |  | Manual | 2 | Ceiling Fixture | Compact Fluorescent |  | Twist | 3 | 23 | Family Room | 114144 | Family Room | 0.1232%
11414 | 4 | 2 |  | Manual | 2 | Ceiling Fixture | Compact Fluorescent |  | Circline (Screw Base) | 1 | 23 | Family Room | 114144 | Family Room | 0.1232%
11414 | 4 | 3 |  | Manual | 1 | Floor lamp | Incandescent |  | 3-Way Incandescent | 1 | 100 | Family Room | 114144 | Family Room | 0.1232%
11414 | 4 | 4 |  | Manual | 1 | Floor lamp | Incandescent |  | 3-Way Incandescent | 1 | 200 | Family Room | 114144 | Family Room | 0.1232%
11414 | 4 | 5 |  | Manual | 1 | Table | Incandescent |  | Standard A Lamp | 1 | 60 | Family Room | 114144 | Family Room | 0.1232%
11414 | 5 | 1 |  | Manual | 1 | Ceiling Fixture | Incandescent |  | Standard A Lamp | 1 | 60 | Laundry Room | 114145 | Laundry Room | 0.1232%
11414 | 6 | 1 |  | Manual | 6 | Ceiling Fixture | Incandescent |  | Standard A Lamp | 1 | 75 | Garage | 114146 | Garage | 0.1232%
11414 | 6 | 2 |  | Manual | 2 | Garage door opener | Incandescent |  | Standard A Lamp | 2 | 40 | Garage | 114146 | Garage | 0.1232%
11414 | 6 | 3 |  | Motion | 1 | Ceiling Fixture | Incandescent |  | Standard A Lamp | 2 | 60 | Garage | 114146 | Garage | 0.1232%
11414 | 7 | 1 |  | Manual | 1 | Track | Halogen |  | PAR | 4 | 50 | Kitchen | 114147 | Kitchen | 0.1232%
11414 | 7 | 2 |  | Dimmer | 1 | Ceiling Fixture | Incandescent |  | Standard A Lamp | 2 | 60 | Kitchen | 114147 | Kitchen | 0.1232%
11414 | 7 | 3 |  | Manual | 10 | Other | Halogen |  | MR | 1 | 25 | Kitchen | 114147 | Kitchen | 0.1232%
11414 | 8 | 1 |  | Manual | 2 | Torchiere | Halogen |  | Quartz Tube | 1 | 300 | Living Room | 114148 | Living Room | 0.1232%
11414 | 8 | 2 |  | Manual | 1 | Ceiling Fixture | Incandescent |  | Standard A Lamp | 1 | 75 | Living Room | 114148 | Living Room | 0.1232%
11414 | 9 | 1 |  | Manual | 2 | Ceiling Fixture | Incandescent |  | Standard A Lamp | 1 | 60 | Hall | 114149 | Hall | 0.1232%
11414 | 10 | 1 |  | Manual | 1 | Wall Mount | Incandescent |  | Standard A Lamp | 3 | 60 | Bathroom | 1141410 | Bathroom | 0.1232%
11414 | 11 | 1 |  | Manual | 1 | Ceiling Fixture | Incandescent |  | Standard A Lamp | 2 | 40 | Master Bedroom | 1141411 | Master Bedroom | 0.1232%
11414 | 11 | 2 |  | Manual | 2 | Table | Incandescent |  | Standard A Lamp | 1 | 150 | Master Bedroom | 1141411 | Master Bedroom | 0.1232%
11414 | 12 | 1 |  | Manual | 1 | Ceiling Fixture | Incandescent |  | Standard A Lamp | 2 | 75 | Bedroom | 1141412 | Bedroom | 0.1232%
11414 | 13 | 1 |  | Manual | 1 | Ceiling Fixture | Incandescent |  | Standard A Lamp | 2 | 60 | Office | 1141413 | Office | 0.1232%
11414 | 13 | 2 |  | Manual | 1 | Table | Incandescent |  | Standard A Lamp | 1 | 75 | Office | 1141413 | Office | 0.1232%
11414 | 14 | 1 |  | Manual | 1 | Chandelier (Hanging) | Incandescent |  | Standard A Lamp | 1 | 75 | Hall | 1141414 | Hall | 0.1232%
11416 | 1 | 1 |  | Manual | 2 | Wall Mount | Incandescent |  | Standard A Lamp | 3 | 75 | Bathroom | 114161 | Bathroom | 0.04979%
11416 | 2 | 1 |  | Manual | 1 | Ceiling Fixture | Compact Fluorescent |  | Twist | 2 | 15 | Bedroom | 114162 | Bedroom | 0.04979%
11416 | 2 | 2 |  | Manual | 1 | Table | Compact Fluorescent |  | Twist | 1 | 15 | Bedroom | 114162 | Bedroom | 0.04979%
11416 | 3 | 1 |  | Manual | 1 | Chandelier (Hanging) | Compact Fluorescent |  | Twist | 1 | 15 | Bedroom | 114163 | Bedroom | 0.04979%
11416 | 4 | 1 |  | Manual | 2 | Ceiling Fixture | Compact Fluorescent |  | Twist | 2 | 15 | Closet | 114164 | Closet | 0.04979%
11416 | 5 | 1 |  | Dimmer | 1 | Chandelier (Hanging) | Incandescent |  | Standard A Lamp | 5 | 60 | Dining Room | 114165 | Dining Room | 0.04979%
11416 | 6 | 1 |  | Dimmer | 1 | Chandelier (Hanging) | Compact Fluorescent |  | Twist | 3 | 15 | Hall | 114166 | Hall | 0.04979%
11416 | 7 | 1 |  | Manual | 2 | Ceiling Fixture | Compact Fluorescent |  | Twist | 1 | 22 | Garage | 114167 | Garage | 0.04979%
11416 | 7 | 2 |  | Manual | 1 | Garage door opener | Incandescent |  | Standard A Lamp | 1 | 60 | Garage | 114167 | Garage | 0.04979%
11416 | 8 | 1 |  | Manual | 4 | Recessed Can | Compact Fluorescent |  | Reflector | 2 | 15 | Kitchen | 114168 | Kitchen | 0.04979%
11416 | 9 | 1 |  | Manual | 1 | Ceiling Fixture | Incandescent |  | Standard A Lamp | 2 | 40 | Living Room | 114169 | Living Room | 0.04979%
11416 | 10 | 1 |  | Manual | 4 | Recessed Can | Compact Fluorescent |  | Twist | 1 | 15 | Other | 1141610 | Other | 0.04979%
11416 | 10 | 2 |  | Manual | 1 | Floor lamp | Halogen |  | Quartz Tube | 1 | 30 | Other | 1141610 | Other | 0.04979%
11416 | 11 | 1 |  | Manual | 1 | Floor lamp | Compact Fluorescent |  | Twist | 1 | 15 | Living Room | 1141611 | Living Room | 0.04979%
11416 | 11 | 2 |  | Manual | 2 | Table | Compact Fluorescent |  | Twist | 1 | 15 | Living Room | 1141611 | Living Room | 0.04979%
11416 | 12 | 1 |  | Manual | 2 | Wall Mount | Incandescent |  | Standard A Lamp | 3 | 75 | Bathroom | 1141612 | Bathroom | 0.04979%
11416 | 12 | 2 |  | Manual | 3 | Ceiling Fixture | Incandescent |  | Decorative | 2 | 60 | Bathroom | 1141612 | Bathroom | 0.04979%
11416 | 13 | 1 |  | Manual | 1 | Ceiling Fan | Compact Fluorescent |  | Twist | 3 | 15 | Master Bedroom | 1141613 | Master Bedroom | 0.04979%
11416 | 14 | 1 |  | Manual | 1 | Wall Mount | Incandescent |  | Standard A Lamp | 2 | 75 | Bathroom | 1141614 | Bathroom | 0.04979%
11416 | 15 | 1 |  | Manual | 1 | Chandelier (Hanging) | Incandescent |  | Standard A Lamp | 3 | 60 | Hall | 1141615 | Hall | 0.04979%
11416 | 16 | 1 |  | Manual | 4 | Recessed Can | Compact Fluorescent |  | Reflector | 1 | 15 | Family Room | 1141616 | Family Room | 0.04979%
11416 | 16 | 2 |  | Manual | 1 | Table | Compact Fluorescent |  | Twist | 2 | 15 | Family Room | 1141616 | Family Room | 0.04979%
11417 | 1 | 1 |  | Manual | 1 | Ceiling Fan | Incandescent |  | Standard A Lamp | 1 | 60 | Bedroom | 114171 | Bedroom | 0.1232%
11417 | 1 | 2 |  | Manual | 1 | Table | Incandescent |  | Standard A Lamp | 1 | 60 | Bedroom | 114171 | Bedroom | 0.1232%
11417 | 2 | 1 |  | Manual | 1 | Ceiling Fixture | Incandescent |  | Standard A Lamp | 2 | 60 | Bedroom | 114172 | Bedroom | 0.1232%
11417 | 2 | 2 |  | Manual | 1 | Table | Incandescent |  | Standard A Lamp | 1 | 60 | Bedroom | 114172 | Bedroom | 0.1232%
11417 | 3 | 1 |  | Manual | 1 | Wall Mount | Incandescent |  | Clear | 4 | 60 | Bathroom | 114173 | Bathroom | 0.1232%
11417 | 4 | 1 |  | Manual | 1 | Ceiling Fixture | Incandescent |  | Standard A Lamp | 1 | 60 | Office | 114174 | Office | 0.1232%
11417 | 4 | 2 |  | Manual | 1 | Floor lamp | Incandescent |  | Standard A Lamp | 1 | 60 | Office | 114174 | Office | 0.1232%
11417 | 5 | 1 |  | Manual | 1 | Ceiling Fixture | Linear Fluorescent | 48 | T-12 | 2 | 40 | Garage | 114175 | Garage | 0.1232%
11417 | 5 | 2 |  | Manual | 1 | Garage door opener | Incandescent |  | Standard A Lamp | 1 | 60 | Garage | 114175 | Garage | 0.1232%
11417 | 5 | 3 |  | Manual | 2 | Ceiling Fixture | Compact Fluorescent |  | A shape bulb | 1 | 22 | Garage | 114175 | Garage | 0.1232%
11417 | 6 | 1 |  | Manual | 1 | Ceiling Fixture | Compact Fluorescent |  | Twist | 2 | 15 | Master Bedroom | 114176 | Master Bedroom | 0.1232%
11417 | 6 | 2 |  | Manual | 1 | Table | Halogen |  | PAR | 1 | 20 | Master Bedroom | 114176 | Master Bedroom | 0.1232%
11417 | 6 | 3 |  | Manual | 1 | Table | Compact Fluorescent |  | Twist | 1 | 15 | Master Bedroom | 114176 | Master Bedroom | 0.1232%
11417 | 7 | 1 |  | Manual | 1 | Ceiling Fixture | Incandescent |  | Standard A Lamp | 1 | 40 | Closet | 114177 | Closet | 0.1232%
11417 | 8 | 1 |  | Manual | 2 | Ceiling Fixture | Compact Fluorescent |  | Twist | 2 | 15 | Bathroom | 114178 | Bathroom | 0.1232%
11417 | 8 | 2 |  | Manual | 1 | Wall Mount | Incandescent |  | Standard A Lamp | 4 | 60 | Bathroom | 114178 | Bathroom | 0.1232%
11417 | 9 | 1 |  | Manual | 1 | Ceiling Fixture | Incandescent |  | Standard A Lamp | 2 | 60 | Hall | 114179 | Hall | 0.1232%
11417 | 10 | 1 |  | Manual | 1 | Floor lamp | Compact Fluorescent |  | Twist | 2 | 15 | Living Room | 1141710 | Living Room | 0.1232%
11417 | 11 | 1 |  | Manual | 1 | Ceiling Fixture | Incandescent |  | Standard A Lamp | 3 | 60 | Dining Room | 1141711 | Dining Room | 0.1232%
11417 | 12 | 1 |  | Manual | 2 | Ceiling Fixture | Halogen |  | PAR | 1 | 150 | Kitchen | 1141712 | Kitchen | 0.1232%
11417 | 13 | 1 |  | Manual | 1 | Ceiling Fan | Incandescent |  | Clear | 4 | 60 | Hall | 1141713 | Hall | 0.1232%
11418 | 1 | 1 |  | Manual | 2 | Ceiling Fixture | Incandescent |  | Globe | 1 | 40 | Bathroom | 114181 | Bathroom | 0.1723%
11418 | 2 | 1 |  | Manual | 1 | Ceiling Fixture | Compact Fluorescent |  | Twist | 1 | 14 | Bedroom | 114182 | Bedroom | 0.1723%
11418 | 2 | 2 |  | Manual | 1 | Table | Incandescent |  | Mini base | 3 | 60 | Bedroom | 114182 | Bedroom | 0.1723%
11418 | 3 | 1 |  | Manual | 1 | Ceiling Fixture | Compact Fluorescent |  | Twist | 1 | 14 | Bedroom | 114183 | Bedroom | 0.1723%
11418 | 3 | 2 |  | Manual | 1 | Table | Compact Fluorescent |  | Twist | 1 | 14 | Bedroom | 114183 | Bedroom | 0.1723%
11418 | 4 | 1 |  | Manual | 1 | Chandelier (Hanging) | Compact Fluorescent |  | Twist | 1 | 14 | Dining Room | 114184 | Dining Room | 0.1723%
11418 | 5 | 1 |  | Manual | 2 | Ceiling Fixture | Incandescent |  | Standard A Lamp | 1 | 135 | Garage | 114185 | Garage | 0.1723%
11418 | 5 | 2 |  | Manual | 1 | Ceiling Fixture | Incandescent |  | Standard A Lamp | 2 | 60 | Garage | 114185 | Garage | 0.1723%
11418 | 6 | 1 |  | Manual | 2 | Ceiling Fixture | Compact Fluorescent |  | Twist | 1 | 14 | Hall | 114186 | Hall | 0.1723%
11418 | 7 | 1 |  | Manual | 1 | Ceiling Fixture | Compact Fluorescent |  | Circline (Screw Base) | 1 | 22 | Kitchen | 114187 | Kitchen | 0.1723%
11418 | 7 | 2 |  | Manual | 1 | Recessed Can | Incandescent |  | Reflector | 1 | 65 | Kitchen | 114187 | Kitchen | 0.1723%
11418 | 7 | 3 |  | Manual | 1 | Chandelier (Hanging) | Compact Fluorescent |  | Twist | 1 | 13 | Kitchen | 114187 | Kitchen | 0.1723%
11418 | 8 | 1 |  | Manual | 1 | Ceiling Fan | Compact Fluorescent |  | Twist | 1 | 14 | Living Room | 114188 | Living Room | 0.1723%
11418 | 8 | 2 |  | Manual | 1 | Ceiling Fixture | Compact Fluorescent |  | Twist | 1 | 14 | Living Room | 114188 | Living Room | 0.1723%
11418 | 8 | 3 |  | Manual | 1 | Table | Compact Fluorescent |  | Twist | 2 | 14 | Living Room | 114188 | Living Room | 0.1723%
11418 | 9 | 1 |  | Manual | 1 | Wall Mount | Compact Fluorescent |  | Twist | 3 | 14 | Bathroom | 114189 | Bathroom | 0.1723%
11418 | 10 | 1 |  | Manual | 1 | Ceiling Fan | Compact Fluorescent |  | Twist | 2 | 14 | Master Bedroom | 1141810 | Master Bedroom | 0.1723%
11418 | 10 | 2 |  | Manual | 1 | Table | Incandescent |  | Globe | 1 | 40 | Master Bedroom | 1141810 | Master Bedroom | 0.1723%
11420 | 1 | 1 |  | Manual | 1 | Ceiling Fixture | Incandescent |  | Standard A Lamp | 1 | 60 | Bathroom | 114201 | Bathroom | 0.1723%
11420 | 1 | 2 |  | Manual | 1 | Wall Mount | Incandescent |  | Standard A Lamp | 3 | 60 | Bathroom | 114201 | Bathroom | 0.1723%
11420 | 2 | 1 |  | Manual | 3 | Ceiling Fixture | Incandescent |  | Standard A Lamp | 1 | 60 | Bathroom | 114202 | Bathroom | 0.1723%
11420 | 3 | 1 |  | Manual | 2 | Table | Incandescent |  | Standard A Lamp | 1 | 60 | Bedroom | 114203 | Bedroom | 0.1723%
11420 | 3 | 2 |  | Manual | 1 | Ceiling Fan | Incandescent |  | Standard A Lamp | 3 | 65 | Bedroom | 114203 | Bedroom | 0.1723%
11420 | 3 | 3 |  | Manual | 1 | Table | Compact Fluorescent |  | Pin base | 1 | 15 | Bedroom | 114203 | Bedroom | 0.1723%
11420 | 4 | 1 |  | Manual | 3 | Table | Incandescent |  | Standard A Lamp | 1 | 60 | Bedroom | 114204 | Bedroom | 0.1723%
11420 | 4 | 2 |  | Manual | 1 | Ceiling Fan | Incandescent |  | Standard A Lamp | 3 | 60 | Bedroom | 114204 | Bedroom | 0.1723%
11420 | 5 | 1 |  | Manual | 1 | Ceiling Fixture | Incandescent |  | Standard A Lamp | 1 | 60 | Closet | 114205 | Closet | 0.1723%
11420 | 6 | 1 |  | Manual | 2 | Table | Incandescent |  | Standard A Lamp | 1 | 60 | Family Room | 114206 | Family Room | 0.1723%
11420 | 6 | 2 |  | Manual | 1 | Ceiling Fixture | Incandescent |  | Standard A Lamp | 1 | 60 | Family Room | 114206 | Family Room | 0.1723%
11420 | 6 | 3 |  | Manual | 1 | Ceiling Fan | Incandescent |  | Standard A Lamp | 3 | 60 | Family Room | 114206 | Family Room | 0.1723%
11420 | 7 | 1 |  | Manual | 2 | Ceiling Fixture | Incandescent |  | Standard A Lamp | 1 | 60 | Garage | 114207 | Garage | 0.1723%
11420 | 7 | 2 |  | Manual | 2 | Garage door opener | Incandescent |  | Standard A Lamp | 2 | 60 | Garage | 114207 | Garage | 0.1723%
11420 | 8 | 1 |  | Manual | 1 | Ceiling Fixture | Incandescent |  | Standard A Lamp | 1 | 60 | Hall | 114208 | Hall | 0.1723%
11420 | 9 | 1 |  | Manual | 2 | Ceiling Fixture | Incandescent |  | Standard A Lamp | 3 | 60 | Kitchen | 114209 | Kitchen | 0.1723%
11420 | 9 | 2 |  | Manual | 1 | Recessed - other | Incandescent |  | Standard A Lamp | 1 | 40 | Kitchen | 114209 | Kitchen | 0.1723%
11420 | 9 | 3 |  | Manual | 1 | Ceiling Fixture | Linear Fluorescent | 36 | T-12 | 1 | 40 | Kitchen | 114209 | Kitchen | 0.1723%
11420 | 10 | 1 |  | Manual | 1 | Ceiling Fixture | Incandescent |  | Standard A Lamp | 1 | 60 | Laundry Room | 1142010 | Laundry Room | 0.1723%
11420 | 11 | 1 |  | Manual | 1 | Chandelier (Hanging) | Incandescent |  | Standard A Lamp | 5 | 60 | Living Room | 1142011 | Living Room | 0.1723%
11420 | 11 | 2 |  | Manual | 2 | Floor lamp | Incandescent |  | Standard A Lamp | 1 | 60 | Living Room | 1142011 | Living Room | 0.1723%
11420 | 11 | 3 |  | Manual | 1 | Ceiling Fan | Incandescent |  | Decorative | 3 | 40 | Living Room | 1142011 | Living Room | 0.1723%
11420 | 11 | 4 |  | Manual | 1 | Ceiling Fixture | Incandescent |  | Standard A Lamp | 1 | 60 | Living Room | 1142011 | Living Room | 0.1723%
11437 | 1 | 1 |  | Manual | 1 | Wall Mount | Incandescent |  | Globe | 8 | 25 | Bathroom | 114371 | Bathroom | 0.03789%
11437 | 1 | 2 |  | Manual | 1 | Ceiling Fixture | Incandescent |  | Standard A Lamp | 2 | 100 | Bathroom | 114371 | Bathroom | 0.03789%
11437 | 2 | 1 |  | Manual | 1 | Ceiling Fixture | Incandescent |  | Standard A Lamp | 1 | 100 | Hall | 114372 | Hall | 0.03789%
11437 | 3 | 1 |  | Manual | 3 | Recessed Can | Incandescent |  | Reflector | 1 | 65 | Hall | 114373 | Hall | 0.03789%
11437 | 4 | 1 |  | Manual | 1 | Recessed Can | Incandescent |  | Reflector | 1 | 65 | Closet | 114374 | Closet | 0.03789%
11437 | 5 | 1 |  | Manual | 1 | Ceiling Fan | Compact Fluorescent |  | Twist | 4 | 13 | Other | 114375 | Other | 0.03789%
11437 | 6 | 1 |  | Manual | 1 | Floor lamp | Incandescent |  | Standard A Lamp | 2 | 100 | Dining Room | 114376 | Dining Room | 0.03789%
11437 | 6 | 2 |  | Dimmer | 1 | Chandelier (Hanging) | Incandescent |  | Reflector | 4 | 65 | Dining Room | 114376 | Dining Room | 0.03789%
11437 | 7 | 1 |  | Manual | 1 | Wall Mount | Incandescent |  | Standard A Lamp | 1 | 75 | Other | 114377 | Other | 0.03789%
11437 | 8 | 1 |  | Manual | 1 | Recessed Can | Incandescent |  | Reflector | 1 | 65 | Bedroom | 114378 | Bedroom | 0.03789%
11437 | 8 | 2 |  | Manual | 1 | Ceiling Fixture | Incandescent |  | Standard A Lamp | 1 | 65 | Bedroom | 114378 | Bedroom | 0.03789%
11437 | 9 | 1 |  | Manual | 1 | Floor lamp | Incandescent |  | Decorative | 6 | 25 | Living Room | 114379 | Living Room | 0.03789%
11437 | 9 | 2 |  | Manual | 1 | Floor lamp | Incandescent |  | Decorative | 1 | 25 | Living Room | 114379 | Living Room | 0.03789%
11437 | 9 | 3 |  | Manual | 1 | Table | Incandescent |  | Colored | 1 | 25 | Living Room | 114379 | Living Room | 0.03789%
11437 | 9 | 4 |  | Manual | 1 | Table | Compact Fluorescent |  | Twist | 1 | 13 | Living Room | 114379 | Living Room | 0.03789%
11437 | 10 | 1 |  | Manual | 8 | Recessed Can | Incandescent |  | Reflector | 1 | 65 | Family Room | 1143710 | Family Room | 0.03789%
11437 | 10 | 2 |  | Dimmer | 4 | Recessed Can | Incandescent |  | Reflector | 1 | 30 | Family Room | 1143710 | Family Room | 0.03789%
11437 | 11 | 1 |  | Manual | 1 | Wall Mount | Incandescent |  | Standard A Lamp | 3 | 100 | Garage | 1143711 | Garage | 0.03789%
11437 | 12 | 1 |  | Manual | 1 | Ceiling Fan | Incandescent |  | 3-Way Incandescent | 4 | 150 | Bedroom | 1143712 | Bedroom | 0.03789%
11437 | 12 | 2 |  | Manual | 1 | Table | Compact Fluorescent |  | A shape bulb | 1 | 15 | Bedroom | 1143712 | Bedroom | 0.03789%
11437 | 13 | 1 |  | Manual | 1 | Ceiling Fan | Incandescent |  | Standard A Lamp | 4 | 60 | Bedroom | 1143713 | Bedroom | 0.03789%
11437 | 13 | 2 |  | Manual | 1 | Table | Incandescent |  | Colored | 1 | 40 | Bedroom | 1143713 | Bedroom | 0.03789%
11437 | 14 | 1 |  | Dimmer | 6 | Recessed Can | Halogen |  | PAR | 1 | 90 | Kitchen | 1143714 | Kitchen | 0.03789%
11437 | 14 | 2 |  | Manual | 1 | Other | Halogen |  | Other | 1 | 20 | Kitchen | 1143714 | Kitchen | 0.03789%
11437 | 14 | 3 |  | Manual | 1 | Chandelier (Hanging) | Incandescent |  | Standard A Lamp | 1 | 40 | Kitchen | 1143714 | Kitchen | 0.03789%
11437 | 16 | 1 |  | Manual | 7 | Recessed Can | Incandescent |  | Reflector | 1 | 30 | Bathroom | 1143716 | Bathroom | 0.03789%
11437 | 17 | 1 |  | Manual | 1 | Ceiling Fan | Incandescent |  | Standard A Lamp | 4 | 40 | Master Bedroom | 1143717 | Master Bedroom | 0.03789%
11437 | 17 | 2 |  | Manual | 1 | Table | Incandescent |  | Standard A Lamp | 1 | 40 | Master Bedroom | 1143717 | Master Bedroom | 0.03789%
11437 | 17 | 3 |  | Manual | 1 | Wall Mount | Incandescent |  | Colored | 1 | 40 | Master Bedroom | 1143717 | Master Bedroom | 0.03789%
11437 | 18 | 1 |  | Manual | 1 | Low bay | Linear Fluorescent | 12 | T-4 | 1 | 8 | Closet | 1143718 | Closet | 0.03789%
11437 | 19 | 1 |  | Manual | 4 | Recessed Can | Incandescent |  | Reflector | 1 | 65 | Office | 1143719 | Office | 0.03789%
11437 | 20 | 1 |  | Manual | 1 | Ceiling Fixture | Incandescent |  | Standard A Lamp | 1 | 40 | Hall | 1143720 | Hall | 0.03789%
11439 | 1 | 1 |  | Manual | 1 | Wall Mount | Incandescent |  | Standard A Lamp | 2 | 40 | Bathroom | 114391 | Bathroom | 0.1723%
11439 | 1 | 2 |  | Manual | 1 | Wall Mount | Incandescent |  | Standard A Lamp | 2 | 100 | Bathroom | 114391 | Bathroom | 0.1723%
11439 | 2 | 1 |  | Manual | 1 | Ceiling Fixture | Incandescent |  | Standard A Lamp | 2 | 75 | Bedroom | 114392 | Bedroom | 0.1723%
11439 | 3 | 1 |  | Manual | 1 | Chandelier (Hanging) | Incandescent |  | Decorative | 3 | 40 | Other | 114393 | Other | 0.1723%
11439 | 4 | 1 |  | Manual | 3 | Ceiling Fixture | Linear Fluorescent | 48 | T-12 | 2 | 32 | Garage | 114394 | Garage | 0.1723%
11439 | 5 | 1 |  | Manual | 3 | Recessed Can | Incandescent |  | Reflector | 1 | 65 | Hall | 114395 | Hall | 0.1723%
11439 | 6 | 1 |  | Manual | 1 | Chandelier (Hanging) | Incandescent |  | Standard A Lamp | 1 | 40 | Kitchen | 114396 | Kitchen | 0.1723%
11439 | 6 | 2 |  | Manual | 5 | Recessed Can | Incandescent |  | Reflector | 1 | 65 | Kitchen | 114396 | Kitchen | 0.1723%
11439 | 7 | 1 |  | Manual | 1 | Floor lamp | Incandescent |  | Standard A Lamp | 1 | 100 | Living Room | 114397 | Living Room | 0.1723%
11439 | 7 | 2 |  | Manual | 1 | Floor lamp | Incandescent |  | 3-Way Incandescent | 1 | 150 | Living Room | 114397 | Living Room | 0.1723%
11439 | 7 | 3 |  | Manual | 1 | Chandelier (Hanging) | Incandescent |  | Standard A Lamp | 3 | 40 | Living Room | 114397 | Living Room | 0.1723%
11439 | 8 | 1 |  | Manual | 1 | Wall Mount | Incandescent |  | Standard A Lamp | 3 | 40 | Bathroom | 114398 | Bathroom | 0.1723%
11439 | 9 | 1 |  | Manual | 1 | Floor lamp | Incandescent |  | Standard A Lamp | 1 | 75 | Master Bedroom | 114399 | Master Bedroom | 0.1723%
11439 | 9 | 2 |  | Manual | 1 | Floor lamp | Incandescent |  | Standard A Lamp | 1 | 60 | Master Bedroom | 114399 | Master Bedroom | 0.1723%
11439 | 9 | 3 |  | Manual | 1 | Floor lamp | Compact Fluorescent |  | Twist | 2 | 23 | Master Bedroom | 114399 | Master Bedroom | 0.1723%
11439 | 10 | 1 |  | Manual | 1 | Ceiling Fixture | Incandescent |  | Standard A Lamp | 2 | 75 | Office | 1143910 | Office | 0.1723%
11439 | 10 | 2 |  | Manual | 1 | Floor lamp | Incandescent |  | Decorative | 1 | 40 | Office | 1143910 | Office | 0.1723%
11452 | 1 | 1 |  | Dimmer | 10 | Recessed Can | Incandescent |  | Standard A Lamp | 1 | 60 | Living Room | 114521 | Living Room | 0.1723%
11452 | 1 | 2 |  | Manual | 10 | Recessed Can | Incandescent |  | Reflector | 1 | 65 | Living Room | 114521 | Living Room | 0.1723%
11452 | 2 | 1 |  | Manual | 2 | Wall Mount | Incandescent |  | Standard A Lamp | 1 | 60 | Bathroom | 114522 | Bathroom | 0.1723%
11452 | 3 | 1 |  | Manual | 1 | Ceiling Fixture | Incandescent |  | Standard A Lamp | 3 | 40 | Bathroom | 114523 | Bathroom | 0.1723%
11452 | 3 | 2 |  | Manual | 1 | Wall Mount | Incandescent |  | Standard A Lamp | 2 | 40 | Bathroom | 114523 | Bathroom | 0.1723%
11452 | 4 | 1 |  | Manual | 1 | Ceiling Fixture | Incandescent |  | Standard A Lamp | 1 | 60 | Bathroom | 114524 | Bathroom | 0.1723%
11452 | 4 | 2 |  | Manual | 1 | Wall Mount | Incandescent |  | Standard A Lamp | 2 | 40 | Bathroom | 114524 | Bathroom | 0.1723%
11452 | 5 | 1 |  | Manual | 1 | Wall Mount | Incandescent |  | Standard A Lamp | 2 | 40 | Bathroom | 114525 | Bathroom | 0.1723%
11452 | 5 | 2 |  | Manual | 1 | Recessed - other | Halogen |  | MR | 2 | 75 | Bathroom | 114525 | Bathroom | 0.1723%
11452 | 6 | 1 |  | Manual | 1 | Ceiling Fixture | Incandescent |  | Standard A Lamp | 3 | 60 | Bedroom | 114526 | Bedroom | 0.1723%
11452 | 6 | 2 |  | Manual | 2 | Table | Incandescent |  | 3-Way Incandescent | 1 | 75 | Bedroom | 114526 | Bedroom | 0.1723%
11452 | 6 | 3 |  | Manual | 1 | Table | Compact Fluorescent |  | Twist | 2 | 15 | Bedroom | 114526 | Bedroom | 0.1723%
11452 | 7 | 1 |  | Manual | 2 | Table | Incandescent |  | Standard A Lamp | 2 | 60 | Master Bedroom | 114527 | Master Bedroom | 0.1723%
11452 | 7 | 2 |  | Manual | 1 | Table | Incandescent |  | Standard A Lamp | 1 | 60 | Master Bedroom | 114527 | Master Bedroom | 0.1723%
11452 | 8 | 1 |  | Manual | 1 | Ceiling Fixture | Incandescent |  | Standard A Lamp | 2 | 60 | Bedroom | 114528 | Bedroom | 0.1723%
11452 | 8 | 2 |  | Manual | 1 | Table | Incandescent |  | 3-Way Incandescent | 1 | 100 | Bedroom | 114528 | Bedroom | 0.1723%
11452 | 9 | 1 |  | Manual | 1 | Ceiling Fixture | Incandescent |  | Standard A Lamp | 2 | 60 | Bedroom | 114529 | Bedroom | 0.1723%
11452 | 10 | 1 |  | Manual | 1 | Ceiling Fixture | Incandescent |  | Standard A Lamp | 2 | 60 | Bedroom | 1145210 | Bedroom | 0.1723%
11452 | 10 | 2 |  | Manual | 1 | Table | Incandescent |  | Standard A Lamp | 1 | 60 | Bedroom | 1145210 | Bedroom | 0.1723%
11452 | 11 | 1 |  | Manual | 1 | Ceiling Fixture | Incandescent |  | Standard A Lamp | 1 | 60 | Other | 1145211 | Other | 0.1723%
11452 | 12 | 1 |  | Dimmer | 1 | Chandelier (Hanging) | Incandescent |  | Decorative | 4 | 40 | Dining Room | 1145212 | Dining Room | 0.1723%
11452 | 13 | 1 |  | Manual | 2 | Ceiling Fixture | Incandescent |  | Standard A Lamp | 1 | 60 | Other | 1145213 | Other | 0.1723%
11452 | 14 | 1 |  | Manual | 2 | Ceiling Fixture | Incandescent |  | Standard A Lamp | 1 | 60 | Hall | 1145214 | Hall | 0.1723%
11452 | 14 | 2 |  | Manual | 1 | Ceiling Fixture | Incandescent |  | Standard A Lamp | 2 | 60 | Hall | 1145214 | Hall | 0.1723%
11452 | 14 | 3 |  | Manual | 1 | Chandelier (Hanging) | Incandescent |  | Decorative | 5 | 40 | Hall | 1145214 | Hall | 0.1723%
11452 | 14 | 4 |  | Manual | 1 | Ceiling Fixture | Incandescent |  | Standard A Lamp | 1 | 60 | Hall | 1145214 | Hall | 0.1723%
11452 | 14 | 5 |  | Manual | 1 | Architectural | Linear Fluorescent | 48 | T-8 | 2 | 32 | Hall | 1145214 | Hall | 0.1723%
11452 | 15 | 1 |  | Manual | 3 | Ceiling Fixture | Compact Fluorescent |  | A shape bulb | 1 | 15 | Kitchen | 1145215 | Kitchen | 0.1723%
11452 | 15 | 2 |  | Manual | 1 | Chandelier (Hanging) | Incandescent |  | Standard A Lamp | 3 | 60 | Kitchen | 1145215 | Kitchen | 0.1723%
11452 | 15 | 3 |  | Manual | 1 | Chandelier (Hanging) | Compact Fluorescent |  | Twist | 2 | 15 | Kitchen | 1145215 | Kitchen | 0.1723%
11452 | 15 | 4 |  | Manual | 1 | Chandelier (Hanging) | Incandescent |  | Standard A Lamp | 1 | 60 | Kitchen | 1145215 | Kitchen | 0.1723%
11452 | 15 | 5 |  | Manual | 2 | Wall Mount | Incandescent |  | Standard A Lamp | 2 | 60 | Kitchen | 1145215 | Kitchen | 0.1723%
11452 | 16 | 1 |  | Manual | 1 | Ceiling Fixture | Incandescent |  | Standard A Lamp | 1 | 60 | Laundry Room | 1145216 | Laundry Room | 0.1723%
11452 | 17 | 1 |  | Dimmer | 2 | Torchiere | Halogen |  | Quartz Tube | 1 | 300 | Living Room | 1145217 | Living Room | 0.1723%
11452 | 18 | 1 |  | Manual | 1 | Ceiling Fixture | Incandescent |  | Standard A Lamp | 3 | 60 | Office | 1145218 | Office | 0.1723%
11452 | 19 | 1 |  | Manual | 1 | Ceiling Fixture | Incandescent |  | Standard A Lamp | 2 | 60 | Other | 1145219 | Other | 0.1723%
11452 | 20 | 1 |  | Dimmer | 1 | Chandelier (Hanging) | Compact Fluorescent |  | Twist | 4 | 15 | Family Room | 1145220 | Family Room | 0.1723%
11452 | 20 | 2 |  | Manual | 1 | Table | Compact Fluorescent |  | Twist | 2 | 19 | Family Room | 1145220 | Family Room | 0.1723%
11467 | 1 | 1 |  | Manual | 1 | Recessed Can | Compact Fluorescent |  | Reflector | 1 | 22 | Bathroom | 114671 | Bathroom | 0.03789%
11467 | 2 | 1 |  | Manual | 2 | Recessed Can | Incandescent |  | Reflector | 1 | 75 | Bathroom | 114672 | Bathroom | 0.03789%
11467 | 3 | 1 |  | Manual | 3 | Table | Compact Fluorescent |  | A shape bulb | 1 | 22 | Bedroom | 114673 | Bedroom | 0.03789%
11467 | 3 | 2 |  | Manual | 1 | Table | Compact Fluorescent |  | Twist | 1 | 22 | Bedroom | 114673 | Bedroom | 0.03789%
11467 | 4 | 1 |  | Manual | 1 | Table | Compact Fluorescent |  | A shape bulb | 1 | 22 | Bedroom | 114674 | Bedroom | 0.03789%
11467 | 5 | 1 |  | Manual | 1 | Ceiling Fixture | Compact Fluorescent |  | Twist | 1 | 22 | Closet | 114675 | Closet | 0.03789%
11467 | 6 | 1 |  | Manual | 1 | Chandelier (Hanging) | Incandescent |  | Mini base | 6 | 25 | Dining Room | 114676 | Dining Room | 0.03789%
11467 | 7 | 1 |  | Manual | 1 | Ceiling Fixture | Incandescent |  | Mini base | 2 | 25 | Hall | 114677 | Hall | 0.03789%
11467 | 7 | 2 |  | Manual | 1 | Table | Compact Fluorescent |  | Twist | 1 | 15 | Hall | 114677 | Hall | 0.03789%
11467 | 8 | 1 |  | Manual | 5 | Recessed Can | Incandescent |  | Reflector | 1 | 75 | Family Room | 114678 | Family Room | 0.03789%
11467 | 8 | 2 |  | Manual | 4 | Recessed Can | Compact Fluorescent |  | Reflector | 1 | 22 | Family Room | 114678 | Family Room | 0.03789%
11467 | 9 | 1 |  | Manual | 2 | Ceiling Fixture | Compact Fluorescent |  | Twist | 1 | 22 | Garage | 114679 | Garage | 0.03789%
11467 | 10 | 1 |  | Manual | 1 | Ceiling Fixture | Incandescent |  | Mini base | 2 | 25 | Hall | 1146710 | Hall | 0.03789%
11467 | 11 | 1 |  | Manual | 6 | Recessed Can | Compact Fluorescent |  | Reflector | 1 | 22 | Kitchen | 1146711 | Kitchen | 0.03789%
11467 | 11 | 2 |  | Manual | 1 | Recessed Can | Incandescent |  | Reflector | 1 | 75 | Kitchen | 1146711 | Kitchen | 0.03789%
11467 | 12 | 1 |  | Manual | 1 | Ceiling Fixture | Compact Fluorescent |  | A shape bulb | 1 | 22 | Laundry Room | 1146712 | Laundry Room | 0.03789%
11467 | 12 | 2 |  | Manual | 1 | Ceiling Fixture | Compact Fluorescent |  | Twist | 1 | 22 | Laundry Room | 1146712 | Laundry Room | 0.03789%
11467 | 13 | 1 |  | Manual | 2 | Table | Compact Fluorescent |  | Twist | 1 | 22 | Living Room | 1146713 | Living Room | 0.03789%
11467 | 13 | 2 |  | Manual | 1 | Table | Compact Fluorescent |  | A shape bulb | 1 | 22 | Living Room | 1146713 | Living Room | 0.03789%
11467 | 13 | 3 |  | Manual | 1 | Floor lamp | Compact Fluorescent |  | Twist | 2 | 15 | Living Room | 1146713 | Living Room | 0.03789%
11467 | 13 | 4 |  | Manual | 1 | Floor lamp | Compact Fluorescent |  | Twist | 1 | 22 | Living Room | 1146713 | Living Room | 0.03789%
11467 | 14 | 1 |  | Manual | 4 | Torchiere | Incandescent |  | Reflector | 1 | 75 | Bedroom | 1146714 | Bedroom | 0.03789%
11467 | 15 | 1 |  | Manual | 3 | Table | Compact Fluorescent |  | Twist | 1 | 22 | Master Bedroom | 1146715 | Master Bedroom | 0.03789%
11467 | 16 | 1 |  | Manual | 1 | Ceiling Fixture | Compact Fluorescent |  | Twist | 1 | 22 | Other | 1146716 | Other | 0.03789%
11467 | 17 | 1 |  | Manual | 1 | Table | Incandescent |  | Standard A Lamp | 2 | 60 | Office | 1146717 | Office | 0.03789%
11467 | 17 | 2 |  | Manual | 1 | Table | Compact Fluorescent |  | Twist | 1 | 22 | Office | 1146717 | Office | 0.03789%
11467 | 17 | 3 |  | Manual | 1 | Ceiling Fixture | Incandescent |  | Standard A Lamp | 1 | 60 | Office | 1146717 | Office | 0.03789%
11467 | 18 | 1 |  | Manual | 1 | Table | Incandescent |  | Standard A Lamp | 1 | 60 | Office | 1146718 | Office | 0.03789%
11467 | 18 | 2 |  | Manual | 1 | Table | Compact Fluorescent |  | Pin base | 1 | 22 | Office | 1146718 | Office | 0.03789%
11472 | 1 | 1 |  | Manual | 1 | Wall Mount | Compact Fluorescent |  | Twist | 1 | 23 | Closet | 114721 | Closet | 0.03789%
11472 | 2 | 1 |  | Manual | 2 | Ceiling Fixture | Compact Fluorescent |  | Twist | 1 | 15 | Laundry Room | 114722 | Laundry Room | 0.03789%
11472 | 3 | 1 |  | Manual | 1 | Ceiling Fixture | Compact Fluorescent |  | Twist | 1 | 22 | Other | 114723 | Other | 0.03789%
11472 | 4 | 1 |  | Manual | 1 | Chandelier (Hanging) | Compact Fluorescent |  | Twist | 1 | 15 | Hall | 114724 | Hall | 0.03789%
11472 | 5 | 1 |  | Manual | 1 | Recessed Can | Incandescent |  | Standard A Lamp | 1 | 65 | Closet | 114725 | Closet | 0.03789%
11472 | 5 | 2 |  | Manual | 1 | Recessed Can | Compact Fluorescent |  | Reflector | 1 | 15 | Closet | 114725 | Closet | 0.03789%
11472 | 6 | 1 |  | Manual | 2 | Recessed Can | Incandescent |  | Standard A Lamp | 1 | 65 | Hall | 114726 | Hall | 0.03789%
11472 | 7 | 1 |  | Manual | 2 | Recessed Can | Incandescent |  | Standard A Lamp | 1 | 65 | Hall | 114727 | Hall | 0.03789%
11472 | 8 | 1 |  | Manual | 2 | Ceiling Fixture | Incandescent |  | Standard A Lamp | 1 | 60 | Bathroom | 114728 | Bathroom | 0.03789%
11472 | 8 | 2 |  | Manual | 1 | Track | Halogen |  | MR | 4 | 40 | Bathroom | 114728 | Bathroom | 0.03789%
11472 | 8 | 3 |  | Manual | 2 | Wall Mount | Compact Fluorescent |  | Twist | 1 | 15 | Bathroom | 114728 | Bathroom | 0.03789%
11472 | 8 | 4 |  | Manual | 2 | Chandelier (Hanging) | Halogen |  |  | 1 | 50 | Bathroom | 114728 | Bathroom | 0.03789%
11472 | 9 | 1 |  | Manual | 2 | Recessed Can | Incandescent |  | Standard A Lamp | 1 | 65 | Bedroom | 114729 | Bedroom | 0.03789%
11472 | 9 | 2 |  | Manual | 2 | Table | Halogen |  | Other | 1 | 50 | Bedroom | 114729 | Bedroom | 0.03789%
11472 | 9 | 3 |  | Manual | 3 | Chandelier (Hanging) | Incandescent |  | Standard A Lamp | 1 | 40 | Bedroom | 114729 | Bedroom | 0.03789%
11472 | 10 | 1 |  | Manual | 1 | Recessed Can | Incandescent |  | Standard A Lamp | 1 | 65 | Other | 1147210 | Other | 0.03789%
11472 | 11 | 1 |  | Manual | 5 | Recessed Can | Incandescent |  | Reflector | 1 | 65 | Bedroom | 1147211 | Bedroom | 0.03789%
11472 | 11 | 2 |  | Manual | 1 | Table | Halogen |  | Other | 1 | 20 | Bedroom | 1147211 | Bedroom | 0.03789%
11472 | 12 | 1 |  | Manual | 4 | Recessed Can | Incandescent |  | Reflector | 1 | 65 | Bedroom | 1147212 | Bedroom | 0.03789%
11472 | 12 | 2 |  | Manual | 1 | Table | Halogen |  | MR | 1 | 50 | Bedroom | 1147212 | Bedroom | 0.03789%
11472 | 13 | 1 |  | Manual | 1 | Recessed Can | Incandescent |  | Standard A Lamp | 1 | 65 | Hall | 1147213 | Hall | 0.03789%
11472 | 14 | 1 |  | Manual | 4 | Track | Incandescent |  | Reflector | 1 | 30 | Dining Room | 1147214 | Dining Room | 0.03789%
11472 | 14 | 2 |  | Manual | 2 | Recessed Can | Incandescent |  | Reflector | 1 | 65 | Dining Room | 1147214 | Dining Room | 0.03789%
11472 | 15 | 1 |  | Manual | 2 | Recessed Can | Incandescent |  | Standard A Lamp | 1 | 65 | Dining Room | 1147215 | Dining Room | 0.03789%
11472 | 16 | 1 |  | Manual | 5 | Wall Mount | Incandescent |  | Globe | 1 | 60 | Bathroom | 1147216 | Bathroom | 0.03789%
11472 | 17 | 1 |  | Dimmer | 13 | Recessed Can | Incandescent |  | Reflector | 1 | 65 | Kitchen | 1147217 | Kitchen | 0.03789%
11472 | 17 | 2 |  | Manual | 2 | Ceiling Fixture | Incandescent |  | Reflector | 1 | 250 | Kitchen | 1147217 | Kitchen | 0.03789%
11472 | 18 | 1 |  | Manual | 12 | Recessed Can | Incandescent |  | Reflector | 1 | 65 | Living Room | 1147218 | Living Room | 0.03789%
11472 | 18 | 2 |  | Manual | 2 | Wall Mount | Incandescent |  | Standard A Lamp | 1 | 75 | Living Room | 1147218 | Living Room | 0.03789%
11472 | 18 | 3 |  | Manual | 1 | Table | Incandescent |  | Standard A Lamp | 4 | 75 | Living Room | 1147218 | Living Room | 0.03789%
11472 | 18 | 4 |  | Dimmer | 1 | Torchiere | Incandescent |  | Reflector | 1 | 75 | Living Room | 1147218 | Living Room | 0.03789%
11472 | 19 | 1 |  | Manual | 8 | Recessed Can | Incandescent |  | Reflector | 1 | 65 | Office | 1147219 | Office | 0.03789%
11472 | 19 | 2 |  | Manual | 5 | Other | Halogen |  | Other | 1 | 35 | Office | 1147219 | Office | 0.03789%
11472 | 20 | 1 |  | Manual | 1 | Wall Mount | Incandescent |  | Mini base | 1 | 40 | Bathroom | 1147220 | Bathroom | 0.03789%
11472 | 20 | 2 |  | Manual | 1 | Ceiling Fan | Incandescent |  | Globe | 4 | 40 | Bathroom | 1147220 | Bathroom | 0.03789%
11472 | 21 | 1 |  | Manual | 1 | Ceiling Fixture | Compact Fluorescent |  | Twist | 1 | 15 | Bathroom | 1147221 | Bathroom | 0.03789%
11472 | 22 | 1 |  | Manual | 4 | Recessed Can | Incandescent |  | Reflector | 1 | 75 | Master Bedroom | 1147222 | Master Bedroom | 0.03789%
11472 | 22 | 2 |  | Manual | 1 | Table | Incandescent |  | Standard A Lamp | 1 | 100 | Master Bedroom | 1147222 | Master Bedroom | 0.03789%
11472 | 23 | 1 |  | Manual | 2 | Torchiere | Incandescent |  | Standard A Lamp | 1 | 65 | Hall | 1147223 | Hall | 0.03789%
11472 | 24 | 1 |  | Manual | 2 | Ceiling Fixture | Linear Fluorescent | 48 | T-12 | 1 | 40 | Garage | 1147224 | Garage | 0.03789%
11472 | 24 | 2 |  | Manual | 1 | Ceiling Fixture | Linear Fluorescent | 48 | T-12 | 2 | 40 | Garage | 1147224 | Garage | 0.03789%
11472 | 24 | 3 |  | Manual | 1 | Garage door opener | Compact Fluorescent |  | Twist | 1 | 15 | Garage | 1147224 | Garage | 0.03789%
11472 | 24 | 4 |  | Manual | 1 | Garage door opener | Incandescent |  | Standard A Lamp | 2 | 60 | Garage | 1147224 | Garage | 0.03789%
11472 | 24 | 5 |  | Manual | 1 | Wall Mount | Incandescent |  | Standard A Lamp | 1 | 60 | Garage | 1147224 | Garage | 0.03789%
11475 | 1 | 1 |  | Manual | 1 | Wall Mount | Incandescent |  | Standard A Lamp | 2 | 60 | Bathroom | 114751 | Bathroom | 0.1723%
11475 | 2 | 1 |  | Manual | 1 | Wall Mount | Incandescent |  | Standard A Lamp | 2 | 60 | Bathroom | 114752 | Bathroom | 0.1723%
11475 | 3 | 1 |  | Manual | 1 | Ceiling Fixture | Incandescent |  | Standard A Lamp | 2 | 40 | Bedroom | 114753 | Bedroom | 0.1723%
11475 | 4 | 1 |  | Manual | 1 | Ceiling Fixture | Compact Fluorescent |  | Twist | 2 | 23 | Bedroom | 114754 | Bedroom | 0.1723%
11475 | 5 | 1 |  | Manual | 1 | Ceiling Fixture | Compact Fluorescent |  | Twist | 2 | 23 | Bedroom | 114755 | Bedroom | 0.1723%
11475 | 6 | 1 |  | Manual | 3 | Floor lamp | Incandescent |  | Decorative | 1 | 40 | Dining Room | 114756 | Dining Room | 0.1723%
11475 | 6 | 2 |  | Dimmer | 1 | Chandelier (Hanging) | Incandescent |  | Decorative | 5 | 60 | Dining Room | 114756 | Dining Room | 0.1723%
11475 | 6 | 3 |  | Manual | 1 | Torchiere | Halogen |  | Quartz Tube | 1 | 100 | Dining Room | 114756 | Dining Room | 0.1723%
11475 | 7 | 1 |  | Manual | 1 | Floor lamp | Compact Fluorescent |  | Twist | 1 | 13 | Family Room | 114757 | Family Room | 0.1723%
11475 | 7 | 2 |  | Manual | 1 | Floor lamp | Incandescent |  | Standard A Lamp | 1 | 60 | Family Room | 114757 | Family Room | 0.1723%
11475 | 7 | 3 |  | Manual | 1 | Floor lamp | Incandescent |  | Standard A Lamp | 1 | 38 | Family Room | 114757 | Family Room | 0.1723%
11475 | 7 | 4 |  | Manual | 1 | Ceiling Fan | Incandescent |  | Standard A Lamp | 3 | 40 | Family Room | 114757 | Family Room | 0.1723%
11475 | 8 | 1 |  | Manual | 1 | Ceiling Fixture | Incandescent |  | Standard A Lamp | 1 | 40 | Hall | 114758 | Hall | 0.1723%
11475 | 8 | 2 |  | Manual | 4 | Recessed Can | Incandescent |  | Reflector | 1 | 65 | Hall | 114758 | Hall | 0.1723%
11475 | 9 | 1 |  | Manual | 1 | Floor lamp | Incandescent |  | 3-Way Incandescent | 1 | 150 | Kitchen | 114759 | Kitchen | 0.1723%
11475 | 9 | 2 |  | Manual | 1 | Floor lamp | Compact Fluorescent |  | Twist | 2 | 23 | Kitchen | 114759 | Kitchen | 0.1723%
11475 | 9 | 3 |  | Manual | 2 | Ceiling Fan | Incandescent |  | Standard A Lamp | 3 | 40 | Kitchen | 114759 | Kitchen | 0.1723%
11475 | 9 | 4 |  | Manual | 2 | Floor lamp | Compact Fluorescent |  | Twist | 1 | 13 | Kitchen | 114759 | Kitchen | 0.1723%
11475 | 9 | 5 |  | Manual | 1 | Ceiling Fixture | Incandescent |  | Standard A Lamp | 3 | 60 | Kitchen | 114759 | Kitchen | 0.1723%
11475 | 9 | 6 |  | Manual | 1 | Chandelier (Hanging) | Incandescent |  | Standard A Lamp | 3 | 40 | Kitchen | 114759 | Kitchen | 0.1723%
11475 | 9 | 7 |  | Manual | 4 | Recessed Can | Incandescent |  | Reflector | 1 | 65 | Kitchen | 114759 | Kitchen | 0.1723%
11475 | 10 | 1 |  | Manual | 2 | Ceiling Fixture | Compact Fluorescent |  | Twist | 2 | 23 | Laundry Room | 1147510 | Laundry Room | 0.1723%
11475 | 11 | 1 |  | Manual | 1 | Floor lamp | Compact Fluorescent |  | Twist | 1 | 23 | Living Room | 1147511 | Living Room | 0.1723%
11475 | 11 | 2 |  | Manual | 1 | Floor lamp | Compact Fluorescent |  | Twist | 1 | 13 | Living Room | 1147511 | Living Room | 0.1723%
11475 | 12 | 1 |  | Manual | 1 | Ceiling Fixture | Compact Fluorescent |  | Twist | 4 | 13 | Bathroom | 1147512 | Bathroom | 0.1723%
11475 | 12 | 2 |  | Manual | 2 | Wall Mount | Incandescent |  | Standard A Lamp | 3 | 60 | Bathroom | 1147512 | Bathroom | 0.1723%
11475 | 12 | 3 |  | Manual | 1 | Recessed Can | Incandescent |  | Reflector | 1 | 65 | Bathroom | 1147512 | Bathroom | 0.1723%
11475 | 13 | 1 |  | Dimmer | 1 | Chandelier (Hanging) | Incandescent |  | Decorative | 3 | 40 | Master Bedroom | 1147513 | Master Bedroom | 0.1723%
11475 | 13 | 2 |  | Manual | 2 | Floor lamp | Incandescent |  | Decorative | 1 | 60 | Master Bedroom | 1147513 | Master Bedroom | 0.1723%
11475 | 14 | 1 |  | Manual | 1 | Ceiling Fixture | Compact Fluorescent |  | Twist | 1 | 13 | Office | 1147514 | Office | 0.1723%
11475 | 14 | 2 |  | Manual | 1 | Ceiling Fixture | Incandescent |  | Standard A Lamp | 1 | 40 | Office | 1147514 | Office | 0.1723%
11475 | 15 | 1 |  | Manual | 1 | Ceiling Fan | Compact Fluorescent |  | Twist | 2 | 13 | Office | 1147515 | Office | 0.1723%
11475 | 16 | 1 |  | Manual | 1 | Ceiling Fixture | Incandescent |  | Standard A Lamp | 1 | 60 | Other | 1147516 | Other | 0.1723%
11475 | 17 | 1 |  | Manual | 1 | Ceiling Fixture | Incandescent |  | Standard A Lamp | 2 | 40 | Bedroom | 1147517 | Bedroom | 0.1723%
11476 | 1 | 1 |  | Manual | 4 | Ceiling Fixture | Compact Fluorescent |  | Twist | 1 | 15 | Other | 114761 | Other | 0.03789%
11476 | 2 | 1 |  | Manual | 2 | Wall Mount | Incandescent |  | Standard A Lamp | 1 | 40 | Bathroom | 114762 | Bathroom | 0.03789%
11476 | 3 | 1 |  | Dimmer | 2 | Wall Mount | Compact Fluorescent |  | Twist | 2 | 15 | Bedroom | 114763 | Bedroom | 0.03789%
11476 | 4 | 1 |  | Dimmer | 2 | Wall Mount | Compact Fluorescent |  | Twist | 1 | 15 | Bedroom | 114764 | Bedroom | 0.03789%
11476 | 4 | 2 |  | Manual | 2 | Table | Incandescent |  | Mini base | 2 | 25 | Bedroom | 114764 | Bedroom | 0.03789%
11476 | 5 | 1 |  | Dimmer | 2 | Wall Mount | Incandescent |  | Standard A Lamp | 1 | 60 | Office | 114765 | Office | 0.03789%
11476 | 5 | 2 |  | Manual | 1 | Floor lamp | Compact Fluorescent |  | Twist | 1 | 15 | Office | 114765 | Office | 0.03789%
11476 | 6 | 1 |  | Dimmer | 1 | Chandelier (Hanging) | Incandescent |  | Decorative | 2 | 40 | Dining Room | 114766 | Dining Room | 0.03789%
11476 | 7 | 1 |  | Dimmer | 4 | Wall Mount | Incandescent |  | Standard A Lamp | 1 | 60 | Hall | 114767 | Hall | 0.03789%
11476 | 8 | 1 |  | Dimmer | 4 | Ceiling Fixture | Halogen |  | PAR | 1 | 30 | Kitchen | 114768 | Kitchen | 0.03789%
11476 | 9 | 1 |  | Manual | 1 | Ceiling Fixture | Compact Fluorescent |  | Circline (Screw Base) | 1 | 22 | Laundry Room | 114769 | Laundry Room | 0.03789%
11476 | 10 | 1 |  | Manual | 5 | Ceiling Fixture | Halogen |  | MR | 1 | 30 | Family Room | 1147610 | Family Room | 0.03789%
11476 | 11 | 1 |  | Motion | 4 | Wall Mount | Incandescent |  | Standard A Lamp | 1 | 40 | Living Room | 1147611 | Living Room | 0.03789%
11476 | 11 | 2 |  | Manual | 3 | Floor lamp | Compact Fluorescent |  | Twist | 1 | 15 | Living Room | 1147611 | Living Room | 0.03789%
11476 | 12 | 1 |  | Dimmer | 3 | Wall Mount | Incandescent |  | Standard A Lamp | 1 | 40 | Bathroom | 1147612 | Bathroom | 0.03789%
11476 | 13 | 1 |  | Dimmer | 4 | Wall Mount | Incandescent |  | Standard A Lamp | 2 | 60 | Master Bedroom | 1147613 | Master Bedroom | 0.03789%
11476 | 13 | 2 |  | Manual | 1 | Table | Compact Fluorescent |  | Twist | 2 | 15 | Master Bedroom | 1147613 | Master Bedroom | 0.03789%
11476 | 14 | 1 |  | Manual | 2 | Chandelier (Hanging) | Incandescent |  | Decorative | 1 | 25 | Dining Room | 1147614 | Dining Room | 0.03789%
11476 | 14 | 2 |  | Manual | 1 | Ceiling Fixture | Halogen |  | MR | 1 | 30 | Dining Room | 1147614 | Dining Room | 0.03789%
11476 | 15 | 1 |  | Dimmer | 1 | Wall Mount | Incandescent |  | Standard A Lamp | 1 | 40 | Bathroom | 1147615 | Bathroom | 0.03789%
11476 | 15 | 2 |  | Manual | 1 | Table | Compact Fluorescent |  | A shape bulb | 1 | 7 | Bathroom | 1147615 | Bathroom | 0.03789%
11476 | 16 | 1 |  | Manual | 1 | Ceiling Fixture | Incandescent |  | Standard A Lamp | 1 | 65 | Closet | 1147616 | Closet | 0.03789%
11478 | 1 | 1 |  | Manual | 1 | Wall Mount | Incandescent |  | Globe | 1 | 60 | Bathroom | 114781 | Bathroom | 0.04979%
11478 | 1 | 2 |  | Manual | 1 | Wall Mount | Incandescent |  | Standard A Lamp | 1 | 60 | Bathroom | 114781 | Bathroom | 0.04979%
11478 | 1 | 3 |  | Manual | 1 | Wall Mount | Incandescent |  | Clear | 1 | 60 | Bathroom | 114781 | Bathroom | 0.04979%
11478 | 1 | 4 |  | Manual | 1 | Wall Mount | Compact Fluorescent |  | Pin base | 1 | 13 | Bathroom | 114781 | Bathroom | 0.04979%
11478 | 2 | 1 |  | Manual | 1 | Ceiling Fixture | Compact Fluorescent |  | A shape bulb | 1 | 15 | Hall | 114782 | Hall | 0.04979%
11478 | 3 | 1 |  | Manual | 1 | Ceiling Fixture | Compact Fluorescent |  | Straight Tube | 1 | 15 | Hall | 114783 | Hall | 0.04979%
11478 | 3 | 2 |  | Manual | 1 | Recessed - other | Compact Fluorescent |  | Twist | 1 | 15 | Hall | 114783 | Hall | 0.04979%
11478 | 4 | 1 |  | Manual | 1 | Ceiling Fixture | Linear Fluorescent | 48 | T-12 | 2 | 40 | Laundry Room | 114784 | Laundry Room | 0.04979%
11478 | 5 | 1 |  | Manual | 1 | Ceiling Fixture | Compact Fluorescent |  | Straight Tube | 1 | 15 | Family Room | 114785 | Family Room | 0.04979%
11478 | 6 | 1 |  | Manual | 1 | Chandelier (Hanging) | Incandescent |  | Mini base | 2 | 60 | Dining Room | 114786 | Dining Room | 0.04979%
11478 | 7 | 1 |  | Dimmer | 2 | Recessed Can | Incandescent |  | Reflector | 1 | 65 | Family Room | 114787 | Family Room | 0.04979%
11478 | 7 | 2 |  | Manual | 1 | Other | Other |  | Other | 1 | 15 | Family Room | 114787 | Family Room | 0.04979%
11478 | 8 | 1 |  | Manual | 1 | Ceiling Fixture | Compact Fluorescent |  | Twist | 1 | 15 | Hall | 114788 | Hall | 0.04979%
11478 | 9 | 1 |  | Manual | 1 | Ceiling Fixture | Compact Fluorescent |  | Straight Tube | 1 | 22 | Other | 114789 | Other | 0.04979%
11478 | 10 | 1 |  | Manual | 1 | Ceiling Fixture | Linear Fluorescent | 48 | T-12 | 2 | 40 | Kitchen | 1147810 | Kitchen | 0.04979%
11478 | 10 | 2 |  | Manual | 1 | Recessed - other | Linear Fluorescent | 24 | T-12 | 1 | 20 | Kitchen | 1147810 | Kitchen | 0.04979%
11478 | 10 | 3 |  | Manual | 1 | Recessed - other | Linear Fluorescent | 36 | T-12 | 1 | 30 | Kitchen | 1147810 | Kitchen | 0.04979%
11478 | 10 | 4 |  | Manual | 1 | Other | Incandescent |  | Standard A Lamp | 1 | 40 | Kitchen | 1147810 | Kitchen | 0.04979%
11478 | 11 | 1 |  | Manual | 1 | Ceiling Fan | Compact Fluorescent |  | Straight Tube | 1 | 15 | Living Room | 1147811 | Living Room | 0.04979%
11478 | 12 | 1 |  | Manual | 1 | Ceiling Fixture | Compact Fluorescent |  | Twist | 2 | 15 | Master Bedroom | 1147812 | Master Bedroom | 0.04979%
11478 | 13 | 1 |  | Manual | 1 | Ceiling Fixture | Compact Fluorescent |  | Twist | 1 | 15 | Closet | 1147813 | Closet | 0.04979%
11478 | 14 | 1 |  | Manual | 1 | Wall Mount | Compact Fluorescent |  | Twist | 1 | 15 | Bedroom | 1147814 | Bedroom | 0.04979%
11478 | 15 | 1 |  | Manual | 1 | Ceiling Fixture | Compact Fluorescent |  | Straight Tube | 1 | 15 | Closet | 1147815 | Closet | 0.04979%
11478 | 16 | 1 |  | Manual | 1 | Ceiling Fixture | Compact Fluorescent |  | Twist | 1 | 15 | Bedroom | 1147816 | Bedroom | 0.04979%
11478 | 16 | 2 |  | Manual | 1 | Table | Compact Fluorescent |  | Twist | 1 | 23 | Bedroom | 1147816 | Bedroom | 0.04979%
11478 | 17 | 1 |  | Manual | 1 | Ceiling Fixture | Incandescent |  | Standard A Lamp | 1 | 60 | Other | 1147817 | Other | 0.04979%
11478 | 18 | 1 |  | Manual | 1 | Ceiling Fixture | Compact Fluorescent |  | Twist | 1 | 15 | Bathroom | 1147818 | Bathroom | 0.04979%
11478 | 18 | 2 |  | Manual | 1 | Wall Mount | Compact Fluorescent |  | Twist | 1 | 15 | Bathroom | 1147818 | Bathroom | 0.04979%
11494 | 1 | 1 |  | Manual | 2 | Ceiling Fixture | Linear Fluorescent | 96 | T-12 | 2 | 32 | Other | 114941 | Other | 0.03789%
11494 | 2 | 1 |  | Manual | 1 | Wall Mount | Incandescent |  | Standard A Lamp | 5 | 40 | Bathroom | 114942 | Bathroom | 0.03789%
11494 | 3 | 1 |  | Manual | 1 | Ceiling Fixture | Incandescent |  | Standard A Lamp | 1 | 75 | Bedroom | 114943 | Bedroom | 0.03789%
11494 | 3 | 2 |  | Manual | 1 | Table | Incandescent |  | Standard A Lamp | 1 | 25 | Bedroom | 114943 | Bedroom | 0.03789%
11494 | 4 | 1 |  | Manual | 1 | Ceiling Fixture | Incandescent |  | Standard A Lamp | 2 | 40 | Office | 114944 | Office | 0.03789%
11494 | 4 | 2 |  | Manual | 1 | Table | Incandescent |  | Standard A Lamp | 1 | 60 | Office | 114944 | Office | 0.03789%
11494 | 5 | 1 |  | Manual | 1 | Ceiling Fixture | Incandescent |  | Standard A Lamp | 3 | 40 | Dining Room | 114945 | Dining Room | 0.03789%
11494 | 6 | 1 |  | Manual | 4 | Ceiling Fixture | Linear Fluorescent | 96 | T-12 | 2 | 32 | Garage | 114946 | Garage | 0.03789%
11494 | 7 | 1 |  | Manual | 1 | Ceiling Fixture | Incandescent |  | Standard A Lamp | 1 | 40 | Hall | 114947 | Hall | 0.03789%
11494 | 8 | 1 |  | Manual | 1 | Ceiling Fixture | Incandescent |  | Standard A Lamp | 2 | 60 | Kitchen | 114948 | Kitchen | 0.03789%
11494 | 9 | 1 |  | Manual | 3 | Table | Compact Fluorescent |  | Twist | 1 | 7 | Living Room | 114949 | Living Room | 0.03789%
11494 | 9 | 2 |  | Manual | 1 | Table | Incandescent |  | Decorative | 1 | 5 | Living Room | 114949 | Living Room | 0.03789%
11494 | 10 | 1 |  | Manual | 1 | Ceiling Fixture | Incandescent |  | Standard A Lamp | 2 | 60 | Bedroom | 1149410 | Bedroom | 0.03789%
11494 | 11 | 1 |  | Manual | 1 | Ceiling Fixture | Incandescent |  | Standard A Lamp | 1 | 60 | Hall | 1149411 | Hall | 0.03789%
11494 | 12 | 1 |  | Manual | 1 | Wall Mount | Incandescent |  | Standard A Lamp | 1 | 40 | Bathroom | 1149412 | Bathroom | 0.03789%
11494 | 12 | 2 |  | Manual | 1 | Architectural | Incandescent |  | Standard A Lamp | 1 | 40 | Bathroom | 1149412 | Bathroom | 0.03789%
11494 | 13 | 1 |  | Manual | 1 | Ceiling Fixture | Incandescent |  | Standard A Lamp | 2 | 40 | Bedroom | 1149413 | Bedroom | 0.03789%
11494 | 14 | 1 |  | Manual | 1 | Ceiling Fixture | Incandescent |  | Standard A Lamp | 1 | 60 | Hall | 1149414 | Hall | 0.03789%
11496 | 1 | 1 |  | Manual | 1 | Wall Mount | Incandescent |  | Globe | 4 | 40 | Bathroom | 114961 | Bathroom | 0.1232%
11496 | 2 | 1 |  | Manual | 1 | Ceiling Fan | Incandescent |  | Standard A Lamp | 1 | 60 | Master Bedroom | 114962 | Master Bedroom | 0.1232%
11496 | 3 | 1 |  | Manual | 1 | Ceiling Fixture | Incandescent |  | Decorative | 1 | 60 | Closet | 114963 | Closet | 0.1232%
11496 | 4 | 1 |  | Manual | 1 | Chandelier (Hanging) | Incandescent |  | Decorative | 9 | 60 | Dining Room | 114964 | Dining Room | 0.1232%
11496 | 5 | 1 |  | Manual | 1 | Ceiling Fan | Incandescent |  | Standard A Lamp | 1 | 100 | Family Room | 114965 | Family Room | 0.1232%
11496 | 6 | 1 |  | Manual | 1 | Garage door opener | Incandescent |  | Standard A Lamp | 1 | 60 | Garage | 114966 | Garage | 0.1232%
11496 | 6 | 2 |  | Manual | 2 | Ceiling Fixture | Incandescent |  | Standard A Lamp | 2 | 60 | Garage | 114966 | Garage | 0.1232%
11496 | 7 | 1 |  | Manual | 6 | Recessed Can | Halogen |  | PAR | 1 | 75 | Hall | 114967 | Hall | 0.1232%
11496 | 8 | 1 |  | Manual | 4 | Recessed Can | Halogen |  | PAR | 1 | 75 | Hall | 114968 | Hall | 0.1232%
11496 | 9 | 1 |  | Manual | 6 | Recessed Can | Halogen |  | PAR | 1 | 75 | Garage | 114969 | Garage | 0.1232%
11496 | 9 | 2 |  | Dimmer | 2 | Chandelier (Hanging) | Halogen |  | MR | 1 | 30 | Garage | 114969 | Garage | 0.1232%
11496 | 10 | 1 |  | Manual | 1 | Ceiling Fixture | Incandescent |  | Standard A Lamp | 1 | 60 | Kitchen | 1149610 | Kitchen | 0.1232%
11496 | 11 | 1 |  | Manual | 1 | Track | Incandescent |  | Reflector | 2 | 65 | Other | 1149611 | Other | 0.1232%
11496 | 11 | 2 |  | Manual | 1 | Torchiere | Incandescent |  | Standard A Lamp | 1 | 60 | Other | 1149611 | Other | 0.1232%
11496 | 12 | 1 |  | Manual | 2 | Table | Incandescent |  | Standard A Lamp | 1 | 100 | Living Room | 1149612 | Living Room | 0.1232%
11496 | 13 | 1 |  | Manual | 2 | Wall Mount | Halogen |  | Quartz Tube | 3 | 30 | Bathroom | 1149613 | Bathroom | 0.1232%
11496 | 13 | 2 |  | Manual | 2 | Recessed Can | Incandescent |  | Reflector | 1 | 65 | Bathroom | 1149613 | Bathroom | 0.1232%
11496 | 14 | 1 |  | Manual | 3 | Table | Incandescent |  | Standard A Lamp | 1 | 60 | Master Bedroom | 1149614 | Master Bedroom | 0.1232%
11496 | 15 | 1 |  | Manual | 1 | Wall Mount | Incandescent |  | Standard A Lamp | 3 | 40 | Bathroom | 1149615 | Bathroom | 0.1232%
11499 | 1 | 1 |  | Manual | 1 | Ceiling Fan | Incandescent |  | Standard A Lamp | 1 | 60 | Bathroom | 114991 | Bathroom | 0.02952%
11499 | 2 | 1 |  | Manual | 1 | Ceiling Fixture | Compact Fluorescent |  | Twist | 1 | 15 | Bedroom | 114992 | Bedroom | 0.02952%
11499 | 2 | 2 |  | Manual | 1 | Table | Incandescent |  | Standard A Lamp | 1 | 60 | Bedroom | 114992 | Bedroom | 0.02952%
11499 | 3 | 1 |  | Manual | 1 | Ceiling Fixture | Incandescent |  | Decorative | 1 | 40 | Hall | 114993 | Hall | 0.02952%
11499 | 4 | 1 |  | Manual | 2 | Chandelier (Hanging) | Compact Fluorescent |  | Twist | 1 | 22 | Kitchen | 114994 | Kitchen | 0.02952%
11499 | 5 | 1 |  | Manual | 1 | Ceiling Fixture | Incandescent |  | Standard A Lamp | 2 | 100 | Living Room | 114995 | Living Room | 0.02952%
11499 | 6 | 1 |  | Manual | 1 | Ceiling Fixture | Compact Fluorescent |  | Twist | 1 | 15 | Bedroom | 114996 | Bedroom | 0.02952%
11499 | 7 | 1 |  | Manual | 2 | Ceiling Fixture | Incandescent |  | Standard A Lamp | 1 | 40 | Bedroom | 114997 | Bedroom | 0.02952%
11499 | 7 | 2 |  | Manual | 1 | Table | Compact Fluorescent |  | Twist | 1 | 15 | Bedroom | 114997 | Bedroom | 0.02952%
11503 | 1 | 1 |  | Manual | 2 | Recessed Can | Compact Fluorescent |  | Reflector | 1 | 14 | Bathroom | 115031 | Bathroom | 0.03789%
11503 | 2 | 1 |  | Manual | 1 | Wall Mount | Halogen |  | MR | 3 | 50 | Bathroom | 115032 | Bathroom | 0.03789%
11503 | 2 | 2 |  | Manual | 1 | Ceiling Fixture | Compact Fluorescent |  | Twist | 1 | 23 | Bathroom | 115032 | Bathroom | 0.03789%
11503 | 3 | 1 |  | Manual | 4 | Wall Mount | Compact Fluorescent |  | Twist | 1 | 23 | Bedroom | 115033 | Bedroom | 0.03789%
11503 | 4 | 1 |  | Manual | 1 | Ceiling Fixture | Compact Fluorescent |  | Twist | 1 | 23 | Bedroom | 115034 | Bedroom | 0.03789%
11503 | 4 | 2 |  | Manual | 1 | Table | Compact Fluorescent |  | Twist | 1 | 13 | Bedroom | 115034 | Bedroom | 0.03789%
11503 | 5 | 1 |  | Manual | 2 | Recessed Can | Other |  | LED Interior | 1 | 14 | Family Room | 115035 | Family Room | 0.03789%
11503 | 5 | 2 |  | Dimmer | 4 | Recessed Can | Incandescent |  | Reflector | 1 | 65 | Family Room | 115035 | Family Room | 0.03789%
11503 | 5 | 3 |  | Manual | 1 | Table | Compact Fluorescent |  | Twist | 1 | 14 | Family Room | 115035 | Family Room | 0.03789%
11503 | 5 | 4 |  | Manual | 1 | Floor lamp | Compact Fluorescent |  | Twist | 1 | 14 | Family Room | 115035 | Family Room | 0.03789%
11503 | 6 | 1 |  | Manual | 3 | Ceiling Fixture | Compact Fluorescent |  | Twist | 1 | 18 | Garage | 115036 | Garage | 0.03789%
11503 | 6 | 2 |  | Manual | 1 | Ceiling Fixture | Linear Fluorescent | 48 | T-12 | 2 | 40 | Garage | 115036 | Garage | 0.03789%
11503 | 6 | 3 |  | Manual | 2 | Garage door opener | Compact Fluorescent |  | Twist | 1 | 18 | Garage | 115036 | Garage | 0.03789%
11503 | 7 | 1 |  | Manual | 1 | Ceiling Fixture | Compact Fluorescent |  | Twist | 1 | 23 | Hall | 115037 | Hall | 0.03789%
11503 | 8 | 1 |  | Manual | 1 | Ceiling Fixture | Compact Fluorescent |  | Twist | 1 | 23 | Hall | 115038 | Hall | 0.03789%
11503 | 9 | 1 |  | Manual | 4 | Ceiling Fixture | Compact Fluorescent |  | Reflector | 1 | 23 | Kitchen | 115039 | Kitchen | 0.03789%
11503 | 10 | 1 |  | Manual | 2 | Ceiling Fixture | Compact Fluorescent |  | Twist | 1 | 23 | Laundry Room | 1150310 | Laundry Room | 0.03789%
11503 | 11 | 1 |  | Manual | 4 | Recessed Can | Compact Fluorescent |  | Twist | 1 | 23 | Office | 1150311 | Office | 0.03789%
11503 | 11 | 2 |  | Manual | 1 | Table | Compact Fluorescent |  | Twist | 1 | 13 | Office | 1150311 | Office | 0.03789%
11503 | 12 | 1 |  | Manual | 1 | Chandelier (Hanging) | Compact Fluorescent |  | Twist | 1 | 23 | Other | 1150312 | Other | 0.03789%
11503 | 13 | 1 |  | Manual | 1 | Ceiling Fixture | Compact Fluorescent |  | Twist | 1 | 23 | Other | 1150313 | Other | 0.03789%
11504 | 1 | 1 |  | Manual | 1 | Wall Mount | Incandescent |  | Standard A Lamp | 1 | 60 | Bathroom | 115041 | Bathroom | 0.1723%
11504 | 2 | 1 |  | Manual | 1 | Ceiling Fixture | Incandescent |  | Standard A Lamp | 1 | 60 | Hall | 115042 | Hall | 0.1723%
11504 | 3 | 1 |  | Manual | 2 | Recessed Can | Halogen |  | PAR | 1 | 60 | Living Room | 115043 | Living Room | 0.1723%
11504 | 3 | 2 |  | Manual | 1 | Ceiling Fixture | Incandescent |  | Decorative | 4 | 40 | Living Room | 115043 | Living Room | 0.1723%
11504 | 3 | 3 |  | Manual | 1 | Table | Compact Fluorescent |  | Twist | 1 | 14 | Living Room | 115043 | Living Room | 0.1723%
11504 | 3 | 4 |  | Manual | 1 | Floor lamp | Compact Fluorescent |  | Twist | 1 | 23 | Living Room | 115043 | Living Room | 0.1723%
11504 | 3 | 5 |  | Manual | 1 | Table | Incandescent |  | Standard A Lamp | 1 | 100 | Living Room | 115043 | Living Room | 0.1723%
11504 | 3 | 6 | Not able to access bulb entered a lamp wattage of 300 by applying average wattage based on lamp type selected per ecotopes instructions. | Manual | 1 | Table | Halogen |  | Quartz Tube | 1 | 300 | Living Room | 115043 | Living Room | 0.1723%
11504 | 4 | 1 |  | Manual | 1 | Ceiling Fixture | Incandescent |  | Standard A Lamp | 1 | 60 | Hall | 115044 | Hall | 0.1723%
11504 | 5 | 1 |  | Manual | 1 | Ceiling Fixture | Compact Fluorescent |  | Twist | 2 | 23 | Bedroom | 115045 | Bedroom | 0.1723%
11504 | 6 | 1 |  | Manual | 1 | Ceiling Fan | Compact Fluorescent |  | Twist | 1 | 23 | Dining Room | 115046 | Dining Room | 0.1723%
11504 | 7 | 1 |  | Manual | 1 | Wall Mount | Incandescent |  | Globe | 4 | 60 | Bathroom | 115047 | Bathroom | 0.1723%
11504 | 8 | 1 |  | Manual | 1 | Ceiling Fixture | Compact Fluorescent |  | Twist | 1 | 23 | Closet | 115048 | Closet | 0.1723%
11504 | 9 | 1 |  | Manual | 2 | Ceiling Fixture | Compact Fluorescent |  | Twist | 1 | 23 | Garage | 115049 | Garage | 0.1723%
11504 | 9 | 2 |  | Manual | 1 | High bay | Linear Fluorescent | 48 | T-8 | 2 | 32 | Garage | 115049 | Garage | 0.1723%
11504 | 9 | 3 |  | Manual | 1 | High bay | Compact Fluorescent |  | Other | 2 | 22 | Garage | 115049 | Garage | 0.1723%
11504 | 10 | 1 |  | Manual | 1 | Ceiling Fan | Incandescent |  | Decorative | 3 | 40 | Bedroom | 1150410 | Bedroom | 0.1723%
11504 | 10 | 2 |  | Manual | 1 | Table | Incandescent |  | Standard A Lamp | 1 | 60 | Bedroom | 1150410 | Bedroom | 0.1723%
11504 | 10 | 3 |  | Manual | 1 | Table | Incandescent |  | Standard A Lamp | 1 | 100 | Bedroom | 1150410 | Bedroom | 0.1723%
11504 | 11 | 1 |  | Manual | 1 | Ceiling Fixture | Compact Fluorescent |  | Twist | 1 | 23 | Hall | 1150411 | Hall | 0.1723%
11504 | 12 | 1 |  | Manual | 1 | Ceiling Fixture | Compact Fluorescent |  | Twist | 1 | 23 | Hall | 1150412 | Hall | 0.1723%
11504 | 13 | 1 |  | Manual | 1 | Ceiling Fixture | Compact Fluorescent |  | Twist | 1 | 23 | Kitchen | 1150413 | Kitchen | 0.1723%
11504 | 14 | 1 |  | Manual | 2 | Ceiling Fixture | Compact Fluorescent |  | Twist | 1 | 23 | Laundry Room | 1150414 | Laundry Room | 0.1723%
11504 | 15 | 1 | not able to remove bulb Surveyor entered a lamp wattage of unk. Changed to 300 based on reference chart. | Manual | 1 | Floor lamp | Halogen |  | Quartz Tube | 1 | 300 | Living Room | 1150415 | Living Room | 0.1723%
11504 | 15 | 2 | not able to access bulb to see watts Surveyor entered a lamp wattage of unk. Changed to 32 based on reference chart. | Manual | 1 | Floor lamp | Compact Fluorescent |  | Circline (Screw Base) | 1 | 32 | Living Room | 1150415 | Living Room | 0.1723%
11504 | 15 | 3 |  | Manual | 2 | Table | Compact Fluorescent |  | Twist | 1 | 23 | Living Room | 1150415 | Living Room | 0.1723%
11504 | 16 | 1 |  | Manual | 1 | Wall Mount | Incandescent |  | Standard A Lamp | 2 | 60 | Closet | 1150416 | Closet | 0.1723%
11504 | 17 | 1 |  | Manual | 1 | Ceiling Fan | Compact Fluorescent |  | Other | 1 | 23 | Bedroom | 1150417 | Bedroom | 0.1723%
11504 | 17 | 2 |  | Manual | 2 | Wall Mount | Incandescent |  | Standard A Lamp | 1 | 60 | Bedroom | 1150417 | Bedroom | 0.1723%
11504 | 18 | 1 |  | Manual | 1 | Ceiling Fan | Incandescent |  | Clear | 4 | 60 | Office | 1150418 | Office | 0.1723%
11504 | 18 | 2 |  | Manual | 1 | Table | Compact Fluorescent |  | Twist | 1 | 23 | Office | 1150418 | Office | 0.1723%
11512 | 1 | 1 |  | None | 1 | Ceiling Fixture | Incandescent |  | Standard A Lamp | 1 | 60 | Bathroom | 115121 | Bathroom | 0.04979%
11512 | 2 | 1 |  | Manual | 1 | Recessed - other | Incandescent |  | Standard A Lamp | 1 | 60 | Bathroom | 115122 | Bathroom | 0.04979%
11512 | 2 | 2 |  | Manual | 1 | Wall Mount | Incandescent |  | Decorative | 2 | 60 | Bathroom | 115122 | Bathroom | 0.04979%
11512 | 3 | 1 |  | Manual | 1 | Wall Mount | Incandescent |  | Standard A Lamp | 1 | 60 | Closet | 115123 | Closet | 0.04979%
11512 | 4 | 1 |  | Manual | 1 | Ceiling Fixture | Halogen |  | Other | 5 | 25 | Dining Room | 115124 | Dining Room | 0.04979%
11512 | 5 | 1 |  | Manual | 2 | Ceiling Fixture | Incandescent |  | Standard A Lamp | 1 | 60 | Other | 115125 | Other | 0.04979%
11512 | 5 | 2 |  | Manual | 1 | Wall Mount | Incandescent |  | Mini base | 1 | 7 | Other | 115125 | Other | 0.04979%
11512 | 6 | 1 |  | Dimmer | 1 | Torchiere | Halogen |  | Quartz Tube | 1 | 300 | Family Room | 115126 | Family Room | 0.04979%
11512 | 7 | 1 |  | Manual | 2 | Ceiling Fixture | Linear Fluorescent | 48 | T-12 | 2 | 40 | Garage | 115127 | Garage | 0.04979%
11512 | 7 | 2 |  | Manual | 1 | Ceiling Fixture | Incandescent |  | Standard A Lamp | 1 | 60 | Garage | 115127 | Garage | 0.04979%
11512 | 7 | 3 |  | Manual | 1 | Wall Mount | Incandescent |  | Standard A Lamp | 1 | 60 | Garage | 115127 | Garage | 0.04979%
11512 | 8 | 1 |  | Manual | 1 | Torchiere | Incandescent |  | Standard A Lamp | 1 | 60 | Hall | 115128 | Hall | 0.04979%
11512 | 8 | 2 |  | Manual | 1 | Chandelier (Hanging) | Incandescent |  | Decorative | 5 | 60 | Hall | 115128 | Hall | 0.04979%
11512 | 9 | 1 |  | Manual | 1 | Chandelier (Hanging) | Incandescent |  | Decorative | 5 | 60 | Hall | 115129 | Hall | 0.04979%
11512 | 10 | 1 |  | Manual | 1 | Track | Incandescent |  | Reflector | 3 | 65 | Kitchen | 1151210 | Kitchen | 0.04979%
11512 | 11 | 1 |  | Manual | 1 | Table | Incandescent |  | Decorative | 1 | 67 | Living Room | 1151211 | Living Room | 0.04979%
11512 | 11 | 2 |  | Manual | 1 | Table | Incandescent |  | Standard A Lamp | 1 | 40 | Living Room | 1151211 | Living Room | 0.04979%
11512 | 12 | 1 |  | Manual | 1 | Wall Mount | Incandescent |  | Standard A Lamp | 1 | 60 | Other | 1151212 | Other | 0.04979%
11512 | 12 | 2 |  | Manual | 1 | Ceiling Fixture | Incandescent |  | Standard A Lamp | 1 | 60 | Other | 1151212 | Other | 0.04979%
11512 | 13 | 1 |  | Manual | 1 | Ceiling Fan | Incandescent |  | Standard A Lamp | 1 | 40 | Bedroom | 1151213 | Bedroom | 0.04979%
11512 | 14 | 1 |  | Manual | 1 | Chandelier (Hanging) | Incandescent |  | Standard A Lamp | 1 | 60 | Office | 1151214 | Office | 0.04979%
11512 | 15 | 1 |  | Manual | 1 | Ceiling Fan | Incandescent |  | Standard A Lamp | 1 | 60 | Bedroom | 1151215 | Bedroom | 0.04979%
11516 | 1 | 1 |  | Manual | 1 | Chandelier (Hanging) | Incandescent |  | Standard A Lamp | 1 | 40 | Kitchen | 115161 | Kitchen | 0.1232%
11516 | 1 | 2 |  | Manual | 1 | Track | Compact Fluorescent |  | Reflector | 3 | 15 | Kitchen | 115161 | Kitchen | 0.1232%
11516 | 1 | 3 |  | Dimmer | 2 | Track | Incandescent |  | Reflector | 2 | 65 | Kitchen | 115161 | Kitchen | 0.1232%
11516 | 2 | 1 |  | Manual | 1 | Ceiling Fixture | Compact Fluorescent |  | Twist | 1 | 15 | Laundry Room | 115162 | Laundry Room | 0.1232%
11516 | 3 | 1 |  | Manual | 1 | Track | Incandescent |  | Reflector | 2 | 65 | Living Room | 115163 | Living Room | 0.1232%
11516 | 3 | 2 |  | Manual | 2 | Table | Incandescent |  | 3-Way Incandescent | 1 | 75 | Living Room | 115163 | Living Room | 0.1232%
11516 | 3 | 3 |  | Manual | 1 | Table | Incandescent |  | Standard A Lamp | 1 | 40 | Living Room | 115163 | Living Room | 0.1232%
11516 | 4 | 1 |  | Manual | 1 | Ceiling Fixture | Incandescent |  | Standard A Lamp | 2 | 60 | Hall | 115164 | Hall | 0.1232%
11516 | 5 | 1 |  | Manual | 1 | Ceiling Fan | Incandescent |  | Standard A Lamp | 1 | 60 | Bedroom | 115165 | Bedroom | 0.1232%
11516 | 6 | 1 |  | Manual | 1 | Ceiling Fixture | Incandescent |  | Standard A Lamp | 1 | 40 | Bathroom | 115166 | Bathroom | 0.1232%
11516 | 6 | 2 |  | Manual | 1 | Track | Compact Fluorescent |  | Twist | 2 | 15 | Bathroom | 115166 | Bathroom | 0.1232%
11516 | 7 | 1 |  | Manual | 1 | Ceiling Fan | Incandescent |  | Decorative | 1 | 60 | Office | 115167 | Office | 0.1232%
11516 | 7 | 2 |  | Manual | 1 | Floor lamp | Incandescent |  | Standard A Lamp | 1 | 25 | Office | 115167 | Office | 0.1232%
11516 | 8 | 1 |  | Manual | 1 | Ceiling Fan | Incandescent |  | Standard A Lamp | 4 | 60 | Master Bedroom | 115168 | Master Bedroom | 0.1232%
11520 | 1 | 1 |  | Manual | 1 | Recessed - other | Incandescent |  | Reflector | 1 | 75 | Bathroom | 115201 | Bathroom | 0.04979%
11520 | 1 | 2 |  | Manual | 1 | Recessed - other | Incandescent |  | Heat Lamp | 1 | 250 | Bathroom | 115201 | Bathroom | 0.04979%
11520 | 1 | 3 |  | Manual | 1 | Table | Compact Fluorescent |  | Twist | 1 | 15 | Bathroom | 115201 | Bathroom | 0.04979%
11520 | 2 | 1 |  | Manual | 1 | Ceiling Fixture | Compact Fluorescent |  | Twist | 2 | 15 | Dining Room | 115202 | Dining Room | 0.04979%
11520 | 3 | 1 |  | Manual | 1 | Ceiling Fixture | Linear Fluorescent | 48 | Fluorescent Unknown | 2 | 40 | Garage | 115203 | Garage | 0.04979%
11520 | 4 | 1 |  | Manual | 1 | Ceiling Fixture | Compact Fluorescent |  | Twist | 1 | 15 | Hall | 115204 | Hall | 0.04979%
11520 | 5 | 1 |  | Manual | 1 | Ceiling Fixture | Linear Fluorescent | 48 | T-12 | 2 | 40 | Kitchen | 115205 | Kitchen | 0.04979%
11520 | 6 | 1 |  | Manual | 1 | Torchiere | Incandescent |  | 3-Way Incandescent | 1 | 150 | Living Room | 115206 | Living Room | 0.04979%
11520 | 6 | 2 |  | Manual | 1 | Table | Compact Fluorescent |  | Twist | 1 | 15 | Living Room | 115206 | Living Room | 0.04979%
11520 | 6 | 3 |  | Manual | 1 | Floor lamp | Compact Fluorescent |  | Twist | 1 | 23 | Living Room | 115206 | Living Room | 0.04979%
11520 | 6 | 4 |  | Manual | 1 | Floor lamp | Compact Fluorescent |  | Twist | 1 | 26 | Living Room | 115206 | Living Room | 0.04979%
11520 | 6 | 5 |  | Manual | 2 | Table | Incandescent |  | Reflector | 1 | 50 | Living Room | 115206 | Living Room | 0.04979%
11520 | 6 | 6 |  | Manual | 1 | Table | Incandescent |  | Clear | 1 | 60 | Living Room | 115206 | Living Room | 0.04979%
11520 | 6 | 7 |  | Manual | 1 | Table | Compact Fluorescent |  | Twist | 1 | 15 | Living Room | 115206 | Living Room | 0.04979%
11520 | 7 | 1 |  | Manual | 1 | Ceiling Fixture | Compact Fluorescent |  | Twist | 2 | 15 | Master Bedroom | 115207 | Master Bedroom | 0.04979%
11520 | 7 | 2 |  | Manual | 2 | Table | Compact Fluorescent |  | Twist | 1 | 23 | Master Bedroom | 115207 | Master Bedroom | 0.04979%
11520 | 8 | 1 |  | Manual | 1 | Ceiling Fixture | Incandescent |  | Standard A Lamp | 1 | 60 | Closet | 115208 | Closet | 0.04979%
11520 | 9 | 1 |  | Manual | 1 | Ceiling Fixture | Incandescent |  | Standard A Lamp | 1 | 60 | Closet | 115209 | Closet | 0.04979%
11520 | 10 | 1 |  | Manual | 1 | Ceiling Fixture | Compact Fluorescent |  | Twist | 2 | 15 | Bedroom | 1152010 | Bedroom | 0.04979%
11531 | 1 | 1 |  | Manual | 1 | Wall Mount | Compact Fluorescent |  | Twist | 3 | 15 | Bathroom | 115311 | Bathroom | 0.1232%
11531 | 2 | 1 |  | Manual | 1 | Ceiling Fixture | Compact Fluorescent |  | Twist | 3 | 15 | Bedroom | 115312 | Bedroom | 0.1232%
11531 | 2 | 2 |  | Manual | 1 | Floor lamp | Compact Fluorescent |  | Twist | 1 | 15 | Bedroom | 115312 | Bedroom | 0.1232%
11531 | 3 | 1 |  | Manual | 1 | Ceiling Fixture | Compact Fluorescent |  | Twist | 2 | 15 | Master Bedroom | 115313 | Master Bedroom | 0.1232%
11531 | 3 | 2 |  | Manual | 1 | Table | Compact Fluorescent |  | Twist | 1 | 15 | Master Bedroom | 115313 | Master Bedroom | 0.1232%
11531 | 4 | 1 |  | Manual | 1 | Ceiling Fixture | Compact Fluorescent |  | Twist | 3 | 15 | Office | 115314 | Office | 0.1232%
11531 | 5 | 1 |  | Manual | 2 | Ceiling Fixture | Compact Fluorescent |  | Twist | 1 | 15 | Hall | 115315 | Hall | 0.1232%
11531 | 6 | 1 |  | Manual | 1 | Ceiling Fixture | Compact Fluorescent |  | Twist | 3 | 15 | Living Room | 115316 | Living Room | 0.1232%
11531 | 7 | 1 |  | Manual | 1 | Ceiling Fixture | Compact Fluorescent |  | Twist | 3 | 15 | Dining Room | 115317 | Dining Room | 0.1232%
11531 | 8 | 1 |  | Manual | 2 | Ceiling Fixture | Compact Fluorescent |  | Twist | 1 | 15 | Kitchen | 115318 | Kitchen | 0.1232%
11531 | 9 | 1 |  | Manual | 2 | Ceiling Fixture | Compact Fluorescent |  | Twist | 1 | 15 | Garage | 115319 | Garage | 0.1232%
11531 | 9 | 2 |  | Manual | 2 | Ceiling Fixture | Linear Fluorescent | 48 | T-8 | 2 | 32 | Garage | 115319 | Garage | 0.1232%
11531 | 9 | 3 |  | Manual | 1 | Garage door opener | Compact Fluorescent |  | Twist | 2 | 15 | Garage | 115319 | Garage | 0.1232%
11533 | 1 | 1 |  | Manual | 2 | Recessed Can | Compact Fluorescent |  | Twist | 1 | 7 | Laundry Room | 115331 | Laundry Room | 0.04979%
11533 | 2 | 1 |  | Manual | 1 | Wall Mount | Compact Fluorescent |  | Twist | 4 | 10 | Bathroom | 115332 | Bathroom | 0.04979%
11533 | 2 | 2 |  | Manual | 1 | Ceiling Fixture | Compact Fluorescent |  | Twist | 1 | 10 | Bathroom | 115332 | Bathroom | 0.04979%
11533 | 3 | 1 |  | Manual | 1 | Floor lamp | Compact Fluorescent |  | Twist | 1 | 15 | Family Room | 115333 | Family Room | 0.04979%
11533 | 3 | 2 |  | Manual | 2 | Recessed Can | Compact Fluorescent |  | Globe | 1 | 15 | Family Room | 115333 | Family Room | 0.04979%
11533 | 3 | 3 |  | Dimmer | 2 | Recessed Can | Compact Fluorescent |  | Reflector | 1 | 15 | Family Room | 115333 | Family Room | 0.04979%
11533 | 3 | 4 |  | Manual | 2 | Table | Compact Fluorescent |  | Twist | 1 | 15 | Family Room | 115333 | Family Room | 0.04979%
11533 | 4 | 1 |  | Manual | 1 | Chandelier (Hanging) | Compact Fluorescent |  | Twist | 6 | 13 | Dining Room | 115334 | Dining Room | 0.04979%
11533 | 5 | 1 |  | Manual | 1 | Ceiling Fixture | Incandescent |  | Mini base | 3 | 60 | Other | 115335 | Other | 0.04979%
11533 | 6 | 1 |  | Manual | 1 | Architectural | Compact Fluorescent |  | Twist | 2 | 10 | Other | 115336 | Other | 0.04979%
11533 | 6 | 2 |  | Manual | 1 | Architectural | Incandescent |  | Standard A Lamp | 2 | 60 | Other | 115336 | Other | 0.04979%
11533 | 6 | 3 |  | Manual | 1 | Architectural | Incandescent |  | Clear | 1 | 40 | Other | 115336 | Other | 0.04979%
11533 | 7 | 1 |  | Manual | 1 | Wall Mount | Compact Fluorescent |  | Twist | 3 | 14 | Bathroom | 115337 | Bathroom | 0.04979%
11533 | 7 | 2 |  | Manual | 1 | Chandelier (Hanging) | Compact Fluorescent |  | Twist | 1 | 14 | Bathroom | 115337 | Bathroom | 0.04979%
11533 | 8 | 1 |  | Manual | 1 | Ceiling Fixture | Incandescent |  | Mini base | 4 | 60 | Bedroom | 115338 | Bedroom | 0.04979%
11533 | 9 | 1 |  | Manual | 1 | Recessed Can | Compact Fluorescent |  | Twist | 1 | 15 | Hall | 115339 | Hall | 0.04979%
11533 | 10 | 1 |  | Manual | 2 | Recessed Can | Compact Fluorescent |  | Reflector | 1 | 15 | Hall | 1153310 | Hall | 0.04979%
11533 | 11 | 1 |  | Dimmer | 1 | Ceiling Fixture | Compact Fluorescent |  | Twist | 2 | 23 | Kitchen | 1153311 | Kitchen | 0.04979%
11533 | 11 | 2 |  | Manual | 1 | Recessed Can | Incandescent |  | Reflector | 1 | 65 | Kitchen | 1153311 | Kitchen | 0.04979%
11533 | 11 | 3 |  | Manual | 1 | Other | Incandescent |  | Standard A Lamp | 2 | 60 | Kitchen | 1153311 | Kitchen | 0.04979%
11533 | 13 | 1 |  | Manual | 1 | Wall Mount | Incandescent |  | Standard A Lamp | 4 | 40 | Bathroom | 1153313 | Bathroom | 0.04979%
11533 | 13 | 2 |  | Manual | 1 | Other | Compact Fluorescent |  | Flood | 1 | 15 | Bathroom | 1153313 | Bathroom | 0.04979%
11533 | 14 | 1 |  | Manual | 2 | Recessed Can | Compact Fluorescent |  | Reflector | 2 | 15 | Master Bedroom | 1153314 | Master Bedroom | 0.04979%
11533 | 14 | 2 |  | Manual | 2 | Table | Compact Fluorescent |  | Twist | 1 | 10 | Master Bedroom | 1153314 | Master Bedroom | 0.04979%
11533 | 15 | 1 |  | Manual | 1 | Floor lamp | Compact Fluorescent |  | Twist | 1 | 13 | Office | 1153315 | Office | 0.04979%
11533 | 15 | 2 |  | Manual | 1 | Ceiling Fixture | Incandescent |  | Mini base | 2 | 60 | Office | 1153315 | Office | 0.04979%
11533 | 16 | 1 |  | Manual | 1 | Chandelier (Hanging) | Incandescent |  | Decorative | 6 | 40 | Hall | 1153316 | Hall | 0.04979%
11535 | 1 | 1 |  | Motion | 1 | Recessed Can | Other |  | LED Interior | 1 | 15 | Hall | 115351 | Hall | 0.03789%
11535 | 2 | 1 |  | Manual | 1 | Wall Mount | Other |  | LED Interior | 3 | 12 | Bathroom | 115352 | Bathroom | 0.03789%
11535 | 2 | 2 |  | Manual | 1 | Ceiling Fixture | Other |  | LED Interior | 2 | 12 | Bathroom | 115352 | Bathroom | 0.03789%
11535 | 2 | 3 |  | Manual | 1 | Recessed Can | Other |  | LED Interior | 1 | 12 | Bathroom | 115352 | Bathroom | 0.03789%
11535 | 3 | 1 |  | Manual | 1 | Ceiling Fixture | Compact Fluorescent |  | Twist | 2 | 7 | Bedroom | 115353 | Bedroom | 0.03789%
11535 | 4 | 1 |  | Manual | 1 | Ceiling Fixture | Incandescent |  | Standard A Lamp | 2 | 40 | Bedroom | 115354 | Bedroom | 0.03789%
11535 | 4 | 2 |  | Manual | 1 | Table | Other |  | Other | 1 | 40 | Bedroom | 115354 | Bedroom | 0.03789%
11535 | 4 | 3 |  | Manual | 1 | Table | Other |  | LED Interior | 1 | 12 | Bedroom | 115354 | Bedroom | 0.03789%
11535 | 5 | 1 |  | Manual | 2 | Recessed Can | Other |  | LED Interior | 1 | 12 | Bathroom | 115355 | Bathroom | 0.03789%
11535 | 5 | 2 |  | Manual | 1 | Ceiling Fixture | Other |  | LED Interior | 1 | 12 | Bathroom | 115355 | Bathroom | 0.03789%
11535 | 6 | 1 |  | Dimmer | 1 | Chandelier (Hanging) | Other |  | LED Interior | 3 | 12 | Dining Room | 115356 | Dining Room | 0.03789%
11535 | 7 | 1 |  | Manual | 1 | Ceiling Fixture | Incandescent |  | Standard A Lamp | 1 | 100 | Hall | 115357 | Hall | 0.03789%
11535 | 8 | 1 |  | Manual | 6 | Recessed Can | Other |  | LED Interior | 1 | 12 | Family Room | 115358 | Family Room | 0.03789%
11535 | 8 | 2 |  | Manual | 1 | Table | Incandescent |  | Standard A Lamp | 1 | 25 | Family Room | 115358 | Family Room | 0.03789%
11535 | 8 | 3 |  | Manual | 1 | Table | Compact Fluorescent |  | Twist | 1 | 22 | Family Room | 115358 | Family Room | 0.03789%
11535 | 8 | 4 |  | Manual | 1 | Floor lamp | Compact Fluorescent |  | Twist | 1 | 22 | Family Room | 115358 | Family Room | 0.03789%
11535 | 9 | 1 |  | Manual | 3 | Ceiling Fixture | Compact Fluorescent |  | Twist | 1 | 22 | Garage | 115359 | Garage | 0.03789%
11535 | 10 | 1 |  | Manual | 2 | Recessed Can | Other |  | LED Interior | 1 | 12 | Hall | 1153510 | Hall | 0.03789%
11535 | 10 | 2 |  | Manual | 1 | Ceiling Fixture | Other |  | LED Interior | 1 | 12 | Hall | 1153510 | Hall | 0.03789%
11535 | 11 | 1 |  | Dimmer | 6 | Recessed Can | Other |  | LED Interior | 1 | 12 | Kitchen | 1153511 | Kitchen | 0.03789%
11535 | 11 | 2 |  | Manual | 1 | Ceiling Fixture | Other |  | LED Interior | 1 | 12 | Kitchen | 1153511 | Kitchen | 0.03789%
11535 | 12 | 1 |  | Manual | 6 | Recessed Can | Other |  | LED Interior | 1 | 12 | Living Room | 1153512 | Living Room | 0.03789%
11535 | 12 | 2 |  | Manual | 3 | Table | Compact Fluorescent |  | Twist | 1 | 7 | Living Room | 1153512 | Living Room | 0.03789%
11535 | 13 | 1 |  | Manual | 1 | Wall Mount | Other |  | LED Interior | 2 | 12 | Bathroom | 1153513 | Bathroom | 0.03789%
11535 | 13 | 2 |  | Manual | 2 | Recessed Can | Other |  | LED Interior | 1 | 12 | Bathroom | 1153513 | Bathroom | 0.03789%
11535 | 13 | 3 |  | Manual | 1 | Ceiling Fixture | Other |  | LED Interior | 1 | 12 | Bathroom | 1153513 | Bathroom | 0.03789%
11535 | 14 | 1 |  | Manual | 1 | Ceiling Fan | Other |  | LED Interior | 1 | 12 | Master Bedroom | 1153514 | Master Bedroom | 0.03789%
11535 | 14 | 2 |  | Manual | 2 | Table | Other |  | LED Interior | 1 | 12 | Master Bedroom | 1153514 | Master Bedroom | 0.03789%
11536 | 1 | 1 |  | Manual | 1 | Wall Mount | Incandescent |  | Standard A Lamp | 3 | 60 | Bathroom | 115361 | Bathroom | 0.02952%
11536 | 1 | 2 |  | Manual | 1 | Ceiling Fixture | Incandescent |  | Heat Lamp | 1 | 250 | Bathroom | 115361 | Bathroom | 0.02952%
11536 | 2 | 1 |  | Manual | 1 | Ceiling Fixture | Incandescent |  | Standard A Lamp | 1 | 60 | Bedroom | 115362 | Bedroom | 0.02952%
11536 | 3 | 1 |  | Manual | 1 | Ceiling Fixture | Incandescent |  | Standard A Lamp | 1 | 60 | Bedroom | 115363 | Bedroom | 0.02952%
11536 | 4 | 1 |  | Manual | 1 | Ceiling Fan | Incandescent |  | Decorative | 5 | 40 | Dining Room | 115364 | Dining Room | 0.02952%
11536 | 5 | 1 |  | Manual | 1 | Ceiling Fixture | Incandescent |  | Standard A Lamp | 1 | 60 | Garage | 115365 | Garage | 0.02952%
11536 | 5 | 2 |  | Manual | 2 | Ceiling Fixture | Linear Fluorescent | 48 | T-12 | 2 | 40 | Garage | 115365 | Garage | 0.02952%
11536 | 5 | 3 |  | Manual | 1 | Garage door opener | Incandescent |  | Standard A Lamp | 1 | 40 | Garage | 115365 | Garage | 0.02952%
11536 | 6 | 1 |  | Manual | 1 | Ceiling Fixture | Incandescent |  | Standard A Lamp | 1 | 60 | Hall | 115366 | Hall | 0.02952%
11536 | 7 | 1 |  | Manual | 1 | Recessed Can | Incandescent |  | Reflector | 1 | 75 | Kitchen | 115367 | Kitchen | 0.02952%
11536 | 7 | 2 |  | Manual | 1 | Ceiling Fixture | Compact Fluorescent |  | Twist | 2 | 15 | Kitchen | 115367 | Kitchen | 0.02952%
11536 | 8 | 1 |  | Manual | 2 | Table | Incandescent |  | Standard A Lamp | 1 | 60 | Living Room | 115368 | Living Room | 0.02952%
11536 | 8 | 2 |  | Manual | 2 | Ceiling Fixture | Incandescent |  | Standard A Lamp | 1 | 60 | Living Room | 115368 | Living Room | 0.02952%
11536 | 9 | 1 |  | Manual | 1 | Ceiling Fixture | Incandescent |  | Decorative | 3 | 40 | Bedroom | 115369 | Bedroom | 0.02952%
11539 | 1 | 1 |  | Manual | 2 | Ceiling Fixture | Compact Fluorescent |  | Twist | 1 | 15 | Hall | 115391 | Hall | 0.04979%
11539 | 2 | 1 |  | Manual | 1 | Ceiling Fixture | Compact Fluorescent |  | Twist | 3 | 22 | Kitchen | 115392 | Kitchen | 0.04979%
11539 | 2 | 2 |  | Manual | 1 | Ceiling Fixture | Compact Fluorescent |  | Twist | 2 | 15 | Kitchen | 115392 | Kitchen | 0.04979%
11539 | 3 | 1 |  | Manual | 1 | Other | Other |  | Other | 1 | 12 | Closet | 115393 | Closet | 0.04979%
11539 | 4 | 1 |  | Manual | 1 | Ceiling Fixture | Incandescent |  | Decorative | 1 | 60 | Hall | 115394 | Hall | 0.04979%
11539 | 5 | 1 |  | Manual | 1 | Ceiling Fixture | Incandescent |  | Reflector | 1 | 75 | Bathroom | 115395 | Bathroom | 0.04979%
11539 | 6 | 1 |  | Dimmer | 1 | Ceiling Fan | Compact Fluorescent |  | Twist | 1 | 15 | Dining Room | 115396 | Dining Room | 0.04979%
11539 | 7 | 1 |  | Manual | 1 | Ceiling Fixture | Compact Fluorescent |  | Twist | 2 | 15 | Living Room | 115397 | Living Room | 0.04979%
11539 | 7 | 2 |  | Manual | 1 | Table | Compact Fluorescent |  | Twist | 1 | 22 | Living Room | 115397 | Living Room | 0.04979%
11539 | 8 | 1 |  | Manual | 1 | Ceiling Fixture | Compact Fluorescent |  | Twist | 2 | 22 | Master Bedroom | 115398 | Master Bedroom | 0.04979%
11539 | 8 | 2 |  | Dimmer | 1 | Table | Compact Fluorescent |  | Twist | 1 | 22 | Master Bedroom | 115398 | Master Bedroom | 0.04979%
11539 | 9 | 1 |  | Manual | 1 | Wall Mount | Incandescent |  | Globe | 6 | 40 | Bathroom | 115399 | Bathroom | 0.04979%
11539 | 9 | 2 |  | Manual | 1 | Ceiling Fixture | Incandescent |  | Reflector | 1 | 75 | Bathroom | 115399 | Bathroom | 0.04979%
11539 | 10 | 1 |  | Manual | 1 | Ceiling Fixture | Compact Fluorescent |  | Twist | 1 | 15 | Bedroom | 1153910 | Bedroom | 0.04979%
11544 | 1 | 1 |  | Manual | 2 | Wall Mount | Incandescent |  | Globe | 3 | 40 | Bathroom | 115441 | Bathroom | 0.1232%
11544 | 2 | 1 |  | Manual | 1 | Ceiling Fixture | Incandescent |  | Standard A Lamp | 1 | 60 | Bedroom | 115442 | Bedroom | 0.1232%
11544 | 2 | 2 |  | Manual | 1 | Table | Compact Fluorescent |  | Twist | 1 | 15 | Bedroom | 115442 | Bedroom | 0.1232%
11544 | 3 | 1 |  | Manual | 1 | Ceiling Fixture | Incandescent |  | Standard A Lamp | 1 | 60 | Bedroom | 115443 | Bedroom | 0.1232%
11544 | 4 | 1 |  | Manual | 1 | Ceiling Fixture | Incandescent |  | Standard A Lamp | 1 | 60 | Closet | 115444 | Closet | 0.1232%
11544 | 5 | 1 |  | Manual | 1 | Chandelier (Hanging) | Incandescent |  | Standard A Lamp | 4 | 40 | Dining Room | 115445 | Dining Room | 0.1232%
11544 | 6 | 1 |  | Manual | 1 | Torchiere | Compact Fluorescent |  | Twist | 1 | 15 | Family Room | 115446 | Family Room | 0.1232%
11544 | 6 | 2 |  | Manual | 1 | Other | Incandescent |  | Standard A Lamp | 1 | 60 | Family Room | 115446 | Family Room | 0.1232%
11544 | 7 | 1 |  | Manual | 2 | Ceiling Fixture | Incandescent |  | Standard A Lamp | 1 | 60 | Hall | 115447 | Hall | 0.1232%
11544 | 8 | 1 |  | Manual | 2 | Ceiling Fixture | Compact Fluorescent |  | Twist | 1 | 15 | Kitchen | 115448 | Kitchen | 0.1232%
11549 | 1 | 1 |  | Manual | 1 | Wall Mount | Incandescent |  | Clear | 5 | 40 | Bathroom | 115491 | Bathroom | 0.03789%
11549 | 2 | 1 |  | Dimmer | 1 | Ceiling Fixture | Incandescent |  | Standard A Lamp | 2 | 60 | Bedroom | 115492 | Bedroom | 0.03789%
11549 | 3 | 1 |  | Manual | 1 | Architectural | Incandescent |  | Decorative | 1 | 60 | Closet | 115493 | Closet | 0.03789%
11549 | 4 | 1 |  | Manual | 1 | Architectural | Incandescent |  | Standard A Lamp | 1 | 75 | Closet | 115494 | Closet | 0.03789%
11549 | 5 | 1 |  | Manual | 2 | Ceiling Fixture | Linear Fluorescent | 48 | T-12 | 2 | 40 | Garage | 115495 | Garage | 0.03789%
11549 | 6 | 1 |  | Manual | 1 | Ceiling Fixture | Incandescent |  | Standard A Lamp | 1 | 60 | Hall | 115496 | Hall | 0.03789%
11549 | 7 | 1 |  | Manual | 1 | Other | Compact Fluorescent |  | A shape bulb | 1 | 13 | Kitchen | 115497 | Kitchen | 0.03789%
11549 | 7 | 2 |  | Manual | 1 | Ceiling Fixture | Incandescent |  | Standard A Lamp | 1 | 60 | Kitchen | 115497 | Kitchen | 0.03789%
11549 | 8 | 1 |  | Manual | 1 | Table | Compact Fluorescent |  | Twist | 1 | 13 | Living Room | 115498 | Living Room | 0.03789%
11549 | 8 | 2 |  | Manual | 1 | Ceiling Fixture | Incandescent |  | Standard A Lamp | 1 | 60 | Living Room | 115498 | Living Room | 0.03789%
11549 | 9 | 1 |  | Manual | 1 | Ceiling Fixture | Incandescent |  | Standard A Lamp | 2 | 60 | Office | 115499 | Office | 0.03789%
11549 | 9 | 2 |  | Manual | 1 | Table | Incandescent |  | Standard A Lamp | 1 | 60 | Office | 115499 | Office | 0.03789%
11552 | 1 | 1 |  | Manual | 1 | Wall Mount | Incandescent |  | Decorative | 3 | 25 | Bathroom | 115521 | Bathroom | 0.0364%
11552 | 2 | 1 |  | Manual | 1 | Ceiling Fixture | Compact Fluorescent |  | Twist | 2 | 15 | Bedroom | 115522 | Bedroom | 0.0364%
11552 | 3 | 1 |  | Manual | 1 | Ceiling Fixture | Compact Fluorescent |  | Twist | 2 | 15 | Bedroom | 115523 | Bedroom | 0.0364%
11552 | 4 | 1 |  | Manual | 1 | Chandelier (Hanging) | Incandescent |  | Standard A Lamp | 5 | 60 | Dining Room | 115524 | Dining Room | 0.0364%
11552 | 5 | 1 |  | Manual | 1 | Ceiling Fixture | Incandescent |  | Standard A Lamp | 2 | 60 | Family Room | 115525 | Family Room | 0.0364%
11552 | 6 | 1 |  | Manual | 2 | Ceiling Fixture | Incandescent |  | Standard A Lamp | 1 | 60 | Garage | 115526 | Garage | 0.0364%
11552 | 6 | 2 |  | Manual | 1 | Garage door opener | Incandescent |  | Standard A Lamp | 1 | 60 | Garage | 115526 | Garage | 0.0364%
11552 | 6 | 3 |  | Manual | 1 | Ceiling Fixture | Linear Fluorescent | 48 | T-12 | 2 | 40 | Garage | 115526 | Garage | 0.0364%
11552 | 7 | 1 |  | Manual | 3 | Ceiling Fixture | Compact Fluorescent |  | Twist | 2 | 15 | Hall | 115527 | Hall | 0.0364%
11552 | 8 | 1 |  | Manual | 1 | Chandelier (Hanging) | Compact Fluorescent |  | Twist | 2 | 15 | Kitchen | 115528 | Kitchen | 0.0364%
11552 | 8 | 2 |  | Manual | 3 | Recessed Can | Halogen |  | PAR | 1 | 75 | Kitchen | 115528 | Kitchen | 0.0364%
11552 | 9 | 1 |  | Manual | 2 | Wall Mount | Other |  | LED Interior | 5 | 12 | Living Room | 115529 | Living Room | 0.0364%
11552 | 9 | 2 |  | Manual | 1 | Floor lamp | Compact Fluorescent |  | A shape bulb | 1 | 15 | Living Room | 115529 | Living Room | 0.0364%
11552 | 10 | 1 |  | Manual | 1 | Ceiling Fixture | Compact Fluorescent |  | Twist | 2 | 15 | Bathroom | 1155210 | Bathroom | 0.0364%
11552 | 11 | 1 |  | Manual | 1 | Ceiling Fan | Compact Fluorescent |  | Twist | 2 | 15 | Master Bedroom | 1155211 | Master Bedroom | 0.0364%
11555 | 1 | 1 |  | Manual | 1 | Wall Mount | Incandescent |  | Globe | 4 | 40 | Bathroom | 115551 | Bathroom | 0.04979%
11555 | 2 | 1 |  | Manual | 2 | Wall Mount | Compact Fluorescent |  | A shape bulb | 1 | 15 | Bathroom | 115552 | Bathroom | 0.04979%
11555 | 2 | 2 |  | Manual | 1 | Ceiling Fixture | Compact Fluorescent |  | Twist | 1 | 22 | Bathroom | 115552 | Bathroom | 0.04979%
11555 | 3 | 1 |  | Manual | 2 | Ceiling Fixture | Incandescent |  | Standard A Lamp | 1 | 60 | Bedroom | 115553 | Bedroom | 0.04979%
11555 | 3 | 2 |  | Manual | 2 | Table | Incandescent |  | Standard A Lamp | 1 | 60 | Bedroom | 115553 | Bedroom | 0.04979%
11555 | 4 | 1 |  | Manual | 1 | Ceiling Fixture | Compact Fluorescent |  | Twist | 1 | 15 | Bedroom | 115554 | Bedroom | 0.04979%
11555 | 5 | 1 |  | Manual | 1 | Ceiling Fixture | Compact Fluorescent |  | Twist | 2 | 15 | Bedroom | 115555 | Bedroom | 0.04979%
11555 | 5 | 2 |  | Manual | 1 | Table | Compact Fluorescent |  | Twist | 1 | 15 | Bedroom | 115555 | Bedroom | 0.04979%
11555 | 6 | 1 |  | Manual | 1 | Ceiling Fixture | Compact Fluorescent |  | Twist | 2 | 15 | Bedroom | 115556 | Bedroom | 0.04979%
11555 | 7 | 1 |  | Manual | 1 | Chandelier (Hanging) | Incandescent |  | Decorative | 5 | 40 | Dining Room | 115557 | Dining Room | 0.04979%
11555 | 8 | 1 |  | Manual | 4 | Recessed Can | Compact Fluorescent |  | Twist | 1 | 15 | Family Room | 115558 | Family Room | 0.04979%
11555 | 9 | 1 |  | Manual | 1 | Ceiling Fixture | Compact Fluorescent |  | Twist | 1 | 15 | Garage | 115559 | Garage | 0.04979%
11555 | 10 | 1 |  | Manual | 1 | Ceiling Fixture | Compact Fluorescent |  | Twist | 2 | 15 | Hall | 1155510 | Hall | 0.04979%
11555 | 11 | 1 |  | Manual | 2 | Ceiling Fixture | Compact Fluorescent |  | Twist | 2 | 22 | Hall | 1155511 | Hall | 0.04979%
11555 | 12 | 1 |  | Manual | 2 | Ceiling Fixture | Compact Fluorescent |  | Twist | 2 | 15 | Kitchen | 1155512 | Kitchen | 0.04979%
11555 | 13 | 1 |  | Manual | 1 | Ceiling Fixture | Compact Fluorescent |  | Twist | 1 | 15 | Laundry Room | 1155513 | Laundry Room | 0.04979%
11555 | 14 | 1 |  | Manual | 2 | Floor lamp | Compact Fluorescent |  | Twist | 1 | 15 | Living Room | 1155514 | Living Room | 0.04979%
11555 | 15 | 1 |  | Manual | 1 | Chandelier (Hanging) | Incandescent |  | Standard A Lamp | 5 | 60 | Hall | 1155515 | Hall | 0.04979%
11574 | 1 | 1 |  | Manual | 3 | Recessed Can | Incandescent |  | Reflector | 1 | 65 | Hall | 115741 | Hall | 0.1232%
11574 | 1 | 2 |  | Manual | 1 | Ceiling Fixture | Incandescent |  | Standard A Lamp | 2 | 60 | Hall | 115741 | Hall | 0.1232%
11574 | 2 | 1 |  | Manual | 1 | Chandelier (Hanging) | Incandescent |  | Mini base | 6 | 40 | Dining Room | 115742 | Dining Room | 0.1232%
11574 | 2 | 2 |  | Manual | 2 | Other | Linear Fluorescent | 48 | T-12 | 2 | 40 | Dining Room | 115742 | Dining Room | 0.1232%
11574 | 3 | 1 |  | Manual | 2 | Chandelier (Hanging) | Incandescent |  | Globe | 1 | 100 | Kitchen | 115743 | Kitchen | 0.1232%
11574 | 3 | 2 |  | Manual | 1 | Ceiling Fixture | Incandescent |  | Standard A Lamp | 1 | 60 | Kitchen | 115743 | Kitchen | 0.1232%
11574 | 3 | 3 |  | Manual | 1 | Wall Mount | Linear Fluorescent | 24 | T-12 | 1 | 20 | Kitchen | 115743 | Kitchen | 0.1232%
11574 | 3 | 4 |  | Manual | 1 | Ceiling Fixture | Incandescent |  | Standard A Lamp | 2 | 60 | Kitchen | 115743 | Kitchen | 0.1232%
11574 | 4 | 1 |  | Manual | 2 | Ceiling Fixture | Incandescent |  | Standard A Lamp | 1 | 60 | Garage | 115744 | Garage | 0.1232%
11574 | 4 | 2 |  | Manual | 1 | Garage door opener | Incandescent |  | Standard A Lamp | 2 | 40 | Garage | 115744 | Garage | 0.1232%
11574 | 5 | 1 |  | Manual | 1 | Wall Mount | Linear Fluorescent | 48 | T-12 | 1 | 40 | Bathroom | 115745 | Bathroom | 0.1232%
11574 | 6 | 1 |  | Manual | 1 | Ceiling Fixture | Incandescent |  | Standard A Lamp | 2 | 60 | Bedroom | 115746 | Bedroom | 0.1232%
11574 | 7 | 1 |  | Manual | 1 | Ceiling Fixture | Linear Fluorescent | 96 | T-12 | 2 | 40 | Bedroom | 115747 | Bedroom | 0.1232%
11574 | 8 | 1 |  | Manual | 2 | Ceiling Fixture | Linear Fluorescent | 96 | T-12 | 2 | 40 | Garage | 115748 | Garage | 0.1232%
11574 | 9 | 1 |  | Manual | 1 | Chandelier (Hanging) | Incandescent |  | Mini base | 8 | 60 | Hall | 115749 | Hall | 0.1232%
11574 | 10 | 1 |  | Manual | 1 | Ceiling Fan | Incandescent |  | Clear | 3 | 40 | Living Room | 1157410 | Living Room | 0.1232%
11574 | 10 | 2 |  | Manual | 1 | Table | Incandescent |  | Standard A Lamp | 1 | 100 | Living Room | 1157410 | Living Room | 0.1232%
11574 | 10 | 3 |  | Manual | 1 | Floor lamp | Linear Fluorescent | 96 | Fluorescent Other | 2 | 32 | Living Room | 1157410 | Living Room | 0.1232%
11574 | 10 | 4 |  | Manual | 2 | Track | Incandescent |  | Mini base | 2 | 65 | Living Room | 1157410 | Living Room | 0.1232%
11574 | 11 | 1 |  | Manual | 2 | Ceiling Fixture | Compact Fluorescent |  | Twist | 1 | 15 | Office | 1157411 | Office | 0.1232%
11574 | 11 | 2 |  | Manual | 1 | Table | Linear Fluorescent | 18 | T-8 | 2 | 16 | Office | 1157411 | Office | 0.1232%
11574 | 11 | 3 |  | Manual | 1 | Table | Compact Fluorescent |  | Twist | 1 | 22 | Office | 1157411 | Office | 0.1232%
11574 | 12 | 1 |  | Manual | 1 | Ceiling Fixture | Incandescent |  | Standard A Lamp | 1 | 90 | Other | 1157412 | Other | 0.1232%
11574 | 13 | 1 |  | Manual | 1 | Wall Mount | Linear Fluorescent | 48 | T-12 | 1 | 40 | Bathroom | 1157413 | Bathroom | 0.1232%
11574 | 13 | 2 |  | Manual | 2 | Recessed Can | Incandescent |  | Standard A Lamp | 1 | 60 | Bathroom | 1157413 | Bathroom | 0.1232%
11574 | 13 | 3 |  | Manual | 1 | Wall Mount | Linear Fluorescent | 18 | T-4 | 1 | 20 | Bathroom | 1157413 | Bathroom | 0.1232%
11574 | 14 | 1 |  | Manual | 1 | Ceiling Fan | Incandescent |  | Standard A Lamp | 2 | 60 | Master Bedroom | 1157414 | Master Bedroom | 0.1232%
11574 | 14 | 2 |  | Manual | 2 | Table | Incandescent |  | Standard A Lamp | 1 | 100 | Master Bedroom | 1157414 | Master Bedroom | 0.1232%
11574 | 15 | 1 |  | Manual | 1 | Wall Mount | Incandescent |  | Clear | 5 | 40 | Bathroom | 1157415 | Bathroom | 0.1232%
11574 | 15 | 2 |  | Manual | 1 | Wall Mount | Incandescent |  | Clear | 2 | 40 | Bathroom | 1157415 | Bathroom | 0.1232%
11585 | 1 | 1 |  | Dimmer | 1 | Wall Mount | Incandescent |  | Standard A Lamp | 2 | 60 | Bathroom | 115851 | Bathroom | 0.03789%
11585 | 1 | 2 |  | Manual | 1 | Ceiling Fixture | Incandescent |  | Standard A Lamp | 1 | 60 | Bathroom | 115851 | Bathroom | 0.03789%
11585 | 2 | 1 |  | Manual | 1 | Wall Mount | Incandescent |  | Standard A Lamp | 1 | 75 | Bathroom | 115852 | Bathroom | 0.03789%
11585 | 2 | 2 |  | Manual | 2 | Recessed Can | Incandescent |  | Standard A Lamp | 1 | 60 | Bathroom | 115852 | Bathroom | 0.03789%
11585 | 3 | 1 |  | Manual | 2 | Recessed Can | Incandescent |  | Standard A Lamp | 1 | 75 | Bedroom | 115853 | Bedroom | 0.03789%
11585 | 4 | 1 |  | Manual | 2 | Recessed Can | Incandescent |  | Standard A Lamp | 1 | 75 | Bedroom | 115854 | Bedroom | 0.03789%
11585 | 4 | 2 |  | Dimmer | 1 | Table | Halogen |  | Quartz Tube | 1 | 100 | Bedroom | 115854 | Bedroom | 0.03789%
11585 | 4 | 3 |  | Manual | 1 | Table | Halogen |  | MR | 1 | 50 | Bedroom | 115854 | Bedroom | 0.03789%
11585 | 5 | 1 |  | Manual | 2 | Ceiling Fixture | Incandescent |  | Standard A Lamp | 1 | 75 | Closet | 115855 | Closet | 0.03789%
11585 | 6 | 1 |  | Dimmer | 1 | Chandelier (Hanging) | Incandescent |  | Standard A Lamp | 1 | 100 | Dining Room | 115856 | Dining Room | 0.03789%
11585 | 6 | 2 |  | Dimmer | 1 | Ceiling Fixture | Incandescent |  | Decorative | 5 | 40 | Dining Room | 115856 | Dining Room | 0.03789%
11585 | 6 | 3 |  | Manual | 1 | Table | Compact Fluorescent |  | Straight Tube | 1 | 11 | Dining Room | 115856 | Dining Room | 0.03789%
11585 | 6 | 4 |  | Manual | 1 | Table | Incandescent |  | 3-Way Incandescent | 1 | 100 | Dining Room | 115856 | Dining Room | 0.03789%
11585 | 6 | 5 |  | Manual | 1 | Table | Incandescent |  | Standard A Lamp | 1 | 60 | Dining Room | 115856 | Dining Room | 0.03789%
11585 | 7 | 1 |  | Manual | 1 | Ceiling Fixture | Incandescent |  | Standard A Lamp | 1 | 60 | Family Room | 115857 | Family Room | 0.03789%
11585 | 7 | 2 |  | Manual | 1 | Wall Mount | Incandescent |  | Standard A Lamp | 1 | 60 | Family Room | 115857 | Family Room | 0.03789%
11585 | 7 | 3 |  | Manual | 1 | Floor lamp | Compact Fluorescent |  | Twist | 5 | 23 | Family Room | 115857 | Family Room | 0.03789%
11585 | 8 | 1 |  | Manual | 1 | Recessed Can | Incandescent |  | Standard A Lamp | 1 | 60 | Hall | 115858 | Hall | 0.03789%
11585 | 9 | 1 |  | Manual | 1 | Ceiling Fan | Incandescent |  | Standard A Lamp | 2 | 60 | Hall | 115859 | Hall | 0.03789%
11585 | 10 | 1 |  | Dimmer | 5 | Recessed Can | Incandescent |  | Reflector | 1 | 65 | Kitchen | 1158510 | Kitchen | 0.03789%
11585 | 10 | 2 |  | Dimmer | 3 | Architectural | Halogen |  | MR | 1 | 8 | Kitchen | 1158510 | Kitchen | 0.03789%
11585 | 10 | 3 |  | Manual | 1 | Chandelier (Hanging) | Incandescent |  | Standard A Lamp | 1 | 75 | Kitchen | 1158510 | Kitchen | 0.03789%
11585 | 11 | 1 |  | Manual | 2 | Recessed Can | Incandescent |  | Standard A Lamp | 1 | 60 | Laundry Room | 1158511 | Laundry Room | 0.03789%
11585 | 12 | 1 |  | Dimmer | 3 | Recessed Can | Incandescent |  | Reflector | 1 | 40 | Master Bedroom | 1158512 | Master Bedroom | 0.03789%
11585 | 12 | 2 |  | Manual | 1 | Table | Incandescent |  | Standard A Lamp | 1 | 60 | Master Bedroom | 1158512 | Master Bedroom | 0.03789%
11585 | 12 | 3 |  | Manual | 1 | Table | Halogen |  | MR | 1 | 50 | Master Bedroom | 1158512 | Master Bedroom | 0.03789%
11585 | 12 | 4 |  | Manual | 1 | Recessed Can | Incandescent |  | Reflector | 1 | 65 | Master Bedroom | 1158512 | Master Bedroom | 0.03789%
11585 | 12 | 5 |  | Manual | 1 | Table | Incandescent |  | Standard A Lamp | 1 | 60 | Master Bedroom | 1158512 | Master Bedroom | 0.03789%
11585 | 13 | 1 |  | Manual | 1 | Track | Halogen |  | MR | 3 | 50 | Other | 1158513 | Other | 0.03789%
11585 | 14 | 1 |  | Manual | 2 | Recessed Can | Incandescent |  | Standard A Lamp | 1 | 60 | Other | 1158514 | Other | 0.03789%
11585 | 14 | 2 |  | Manual | 1 | Floor lamp | Incandescent |  | Standard A Lamp | 1 | 75 | Other | 1158514 | Other | 0.03789%
11585 | 14 | 3 |  | Manual | 1 | Ceiling Fixture | Incandescent |  | Standard A Lamp | 1 | 60 | Other | 1158514 | Other | 0.03789%
11602 | 1 | 1 |  | Manual | 1 | Ceiling Fixture | Incandescent |  | Standard A Lamp | 1 | 100 | Bathroom | 116021 | Bathroom | 0.0286%
11602 | 1 | 2 |  | Manual | 2 | Ceiling Fixture | Compact Fluorescent |  | Twist | 1 | 26 | Bathroom | 116021 | Bathroom | 0.0286%
11602 | 1 | 3 |  | Manual | 1 | Ceiling Fixture | Incandescent |  | Heat Lamp | 3 | 250 | Bathroom | 116021 | Bathroom | 0.0286%
11602 | 2 | 1 |  | Manual | 1 | Wall Mount | Linear Fluorescent | 48 | T-12 | 1 | 32 | Bathroom | 116022 | Bathroom | 0.0286%
11602 | 2 | 2 |  | Manual | 1 | Ceiling Fixture | Incandescent |  | Heat Lamp | 3 | 250 | Bathroom | 116022 | Bathroom | 0.0286%
11602 | 3 | 1 |  | Manual | 1 | Ceiling Fan | Compact Fluorescent |  | Twist | 3 | 23 | Dining Room | 116023 | Dining Room | 0.0286%
11602 | 3 | 2 |  | Manual | 1 | Floor lamp | Compact Fluorescent |  | Pin base | 1 | 27 | Dining Room | 116023 | Dining Room | 0.0286%
11602 | 4 | 1 |  | Manual | 1 | Ceiling Fixture | Incandescent |  | Standard A Lamp | 1 | 60 | Other | 116024 | Other | 0.0286%
11602 | 5 | 1 |  | Manual | 1 | Ceiling Fixture | Compact Fluorescent |  | Twist | 1 | 23 | Hall | 116025 | Hall | 0.0286%
11602 | 6 | 1 |  | Manual | 1 | Chandelier (Hanging) | Incandescent |  | Standard A Lamp | 1 | 100 | Kitchen | 116026 | Kitchen | 0.0286%
11602 | 6 | 2 |  | Manual | 1 | Ceiling Fixture | Compact Fluorescent |  | Twist | 3 | 23 | Kitchen | 116026 | Kitchen | 0.0286%
11602 | 7 | 1 |  | Manual | 1 | Ceiling Fan | Compact Fluorescent |  | Twist | 3 | 23 | Living Room | 116027 | Living Room | 0.0286%
11602 | 8 | 1 |  | Manual | 1 | Chandelier (Hanging) | Incandescent |  | Standard A Lamp | 2 | 60 | Office | 116028 | Office | 0.0286%
11602 | 9 | 1 |  | Manual | 1 | Ceiling Fixture | Compact Fluorescent |  | Twist | 2 | 23 | Bedroom | 116029 | Bedroom | 0.0286%
11602 | 10 | 1 |  | Manual | 1 | Ceiling Fixture | Compact Fluorescent |  | Twist | 2 | 23 | Bedroom | 1160210 | Bedroom | 0.0286%
11633 | 1 | 1 |  | Manual | 1 | Ceiling Fan | Incandescent |  | Standard A Lamp | 1 | 60 | Bathroom | 116331 | Bathroom | 0.1232%
11633 | 2 | 1 |  | Manual | 5 | Recessed Can | Incandescent |  | Reflector | 1 | 65 | Bedroom | 116332 | Bedroom | 0.1232%
11633 | 2 | 2 |  | Manual | 1 | Table | Incandescent |  | Standard A Lamp | 1 | 60 | Bedroom | 116332 | Bedroom | 0.1232%
11633 | 3 | 1 |  | Manual | 2 | Ceiling Fixture | Compact Fluorescent |  | Twist | 1 | 15 | Closet | 116333 | Closet | 0.1232%
11633 | 4 | 1 |  | Manual | 1 | Wall Mount | Incandescent |  | Mini base | 1 | 60 | Closet | 116334 | Closet | 0.1232%
11633 | 5 | 1 |  | Manual | 4 | Wall Mount | Compact Fluorescent |  | Twist | 1 | 15 | Hall | 116335 | Hall | 0.1232%
11633 | 5 | 2 |  | Manual | 1 | Ceiling Fan | Incandescent |  | Decorative | 4 | 60 | Hall | 116335 | Hall | 0.1232%
11633 | 5 | 3 |  | Manual | 2 | Recessed Can | Incandescent |  | Reflector | 1 | 65 | Hall | 116335 | Hall | 0.1232%
11633 | 5 | 4 |  | Manual | 1 | Table | Halogen |  | Other | 3 | 10 | Hall | 116335 | Hall | 0.1232%
11633 | 6 | 1 |  | Manual | 1 | Ceiling Fixture | Compact Fluorescent |  | Pin base | 1 | 7 | Bathroom | 116336 | Bathroom | 0.1232%
11633 | 6 | 2 |  | Manual | 2 | Recessed Can | Incandescent |  | Reflector | 1 | 35 | Bathroom | 116336 | Bathroom | 0.1232%
11633 | 7 | 1 |  | Manual | 1 | Table | Incandescent |  | Standard A Lamp | 1 | 25 | Master Bedroom | 116337 | Master Bedroom | 0.1232%
11633 | 7 | 2 |  | Manual | 1 | Table | Incandescent |  | Standard A Lamp | 1 | 60 | Master Bedroom | 116337 | Master Bedroom | 0.1232%
11633 | 7 | 3 |  | Manual | 1 | Table | Compact Fluorescent |  | Twist | 1 | 15 | Master Bedroom | 116337 | Master Bedroom | 0.1232%
11633 | 7 | 4 |  | Dimmer | 4 | Recessed Can | Incandescent |  | Reflector | 1 | 65 | Master Bedroom | 116337 | Master Bedroom | 0.1232%
11633 | 7 | 5 |  | Manual | 1 | Recessed Can | Compact Fluorescent |  | Reflector | 1 | 15 | Master Bedroom | 116337 | Master Bedroom | 0.1232%
11633 | 7 | 6 |  | Manual | 3 | Recessed Can | Incandescent |  | Reflector | 1 | 65 | Master Bedroom | 116337 | Master Bedroom | 0.1232%
11633 | 7 | 7 |  | Manual | 1 | Ceiling Fixture | Halogen |  | MR | 3 | 35 | Master Bedroom | 116337 | Master Bedroom | 0.1232%
11633 | 7 | 8 |  | Manual | 1 | Wall Mount | Halogen |  | Other | 1 | 10 | Master Bedroom | 116337 | Master Bedroom | 0.1232%
11633 | 8 | 1 |  | Manual | 1 | Recessed Can | Incandescent |  | Reflector | 1 | 65 | Bathroom | 116338 | Bathroom | 0.1232%
11633 | 9 | 1 |  | Manual | 1 | Wall Mount | Compact Fluorescent |  | Twist | 3 | 15 | Bathroom | 116339 | Bathroom | 0.1232%
11633 | 9 | 2 |  | Manual | 1 | Ceiling Fan | Compact Fluorescent |  | Twist | 1 | 7 | Bathroom | 116339 | Bathroom | 0.1232%
11633 | 10 | 1 |  | Manual | 1 | Torchiere | Compact Fluorescent |  | Twist | 1 | 15 | Bedroom | 1163310 | Bedroom | 0.1232%
11633 | 11 | 1 |  | Manual | 1 | Ceiling Fixture | Incandescent |  | Standard A Lamp | 1 | 60 | Closet | 1163311 | Closet | 0.1232%
11633 | 12 | 1 |  | Manual | 1 | Ceiling Fixture | Incandescent |  | Standard A Lamp | 2 | 60 | Dining Room | 1163312 | Dining Room | 0.1232%
11633 | 13 | 1 |  | Manual | 1 | Garage door opener | Compact Fluorescent |  | Twist | 1 | 15 | Garage | 1163313 | Garage | 0.1232%
11633 | 13 | 2 |  | Manual | 1 | Ceiling Fixture | Compact Fluorescent |  | Twist | 1 | 15 | Garage | 1163313 | Garage | 0.1232%
11633 | 15 | 1 |  | Manual | 1 | Ceiling Fixture | Incandescent |  | Standard A Lamp | 2 | 60 | Hall | 1163315 | Hall | 0.1232%
11633 | 16 | 1 |  | Manual | 1 | Ceiling Fixture | Linear Fluorescent | 48 | T-12 | 2 | 40 | Kitchen | 1163316 | Kitchen | 0.1232%
11633 | 16 | 2 |  | Manual | 2 | Wall Mount | Incandescent |  | Mini base | 1 | 25 | Kitchen | 1163316 | Kitchen | 0.1232%
11633 | 17 | 1 |  | Manual | 1 | Table | Compact Fluorescent |  | Twist | 1 | 23 | Living Room | 1163317 | Living Room | 0.1232%
11633 | 17 | 2 |  | Manual | 1 | Floor lamp | Compact Fluorescent |  | Twist | 1 | 15 | Living Room | 1163317 | Living Room | 0.1232%
11633 | 18 | 1 |  | Manual | 2 | Ceiling Fan | Incandescent |  | Standard A Lamp | 2 | 60 | Family Room | 1163318 | Family Room | 0.1232%
11633 | 18 | 2 |  | Manual | 1 | Table | Incandescent |  | Mini base | 2 | 25 | Family Room | 1163318 | Family Room | 0.1232%
11633 | 19 | 1 |  | Manual | 1 | Recessed Can | Incandescent |  | Reflector | 1 | 65 | Laundry Room | 1163319 | Laundry Room | 0.1232%
11633 | 20 | 1 |  | Manual | 3 | Recessed - other | Linear Fluorescent | 48 | T-12 | 2 | 40 | Garage | 1163320 | Garage | 0.1232%
11633 | 20 | 2 |  | Manual | 3 | Recessed Can | Incandescent |  | Reflector | 1 | 65 | Garage | 1163320 | Garage | 0.1232%
11633 | 20 | 3 |  | Manual | 1 | Recessed Can | Compact Fluorescent |  | Reflector | 1 | 15 | Garage | 1163320 | Garage | 0.1232%
11633 | 21 | 1 |  | Manual | 1 | Ceiling Fan | Incandescent |  | Standard A Lamp | 2 | 60 | Other | 1163321 | Other | 0.1232%
11633 | 22 | 1 |  | Manual | 1 | Ceiling Fixture | Incandescent |  | Standard A Lamp | 2 | 60 | Other | 1163322 | Other | 0.1232%
11636 | 1 | 1 |  | Manual | 7 | Ceiling Fixture | Linear Fluorescent | 48 | T-12 | 2 | 40 | Other | 116361 | Other | 0.0364%
11636 | 1 | 2 |  | Manual | 2 | Ceiling Fixture | Compact Fluorescent |  | Twist | 1 | 20 | Other | 116361 | Other | 0.0364%
11636 | 1 | 3 | not a screw base but circular | Manual | 1 | Ceiling Fixture | Compact Fluorescent |  | Circline (Screw Base) | 1 | 9 | Other | 116361 | Other | 0.0364%
11636 | 1 | 4 |  | Manual | 1 | Table | Incandescent |  | Clear | 1 | 60 | Other | 116361 | Other | 0.0364%
11636 | 2 | 1 |  | Manual | 2 | Wall Mount | Incandescent |  | Globe | 4 | 40 | Bathroom | 116362 | Bathroom | 0.0364%
11636 | 3 | 1 |  | Manual | 1 | Chandelier (Hanging) | Incandescent |  | Globe | 1 | 60 | Bedroom | 116363 | Bedroom | 0.0364%
11636 | 3 | 2 |  | Manual | 1 | Table | Compact Fluorescent |  | Straight Tube | 3 | 17 | Bedroom | 116363 | Bedroom | 0.0364%
11636 | 3 | 3 |  | Manual | 1 | Floor lamp | Compact Fluorescent |  | Straight Tube | 1 | 5 | Bedroom | 116363 | Bedroom | 0.0364%
11636 | 4 | 1 |  | Manual | 1 | Ceiling Fan | Incandescent |  | Globe | 1 | 60 | Bedroom | 116364 | Bedroom | 0.0364%
11636 | 4 | 2 |  | Manual | 2 | Floor lamp | Halogen |  | Quartz Tube | 1 | 100 | Bedroom | 116364 | Bedroom | 0.0364%
11636 | 4 | 3 |  | Dimmer | 1 | Wall Mount | Incandescent |  | Standard A Lamp | 1 | 60 | Bedroom | 116364 | Bedroom | 0.0364%
11636 | 5 | 1 |  | Manual | 2 | Ceiling Fixture | Linear Fluorescent | 48 | T-12 | 4 | 40 | Bedroom | 116365 | Bedroom | 0.0364%
11636 | 5 | 2 |  | Manual | 1 | Ceiling Fixture | Incandescent |  | Standard A Lamp | 2 | 60 | Bedroom | 116365 | Bedroom | 0.0364%
11636 | 5 | 3 |  | Manual | 1 | Table | Incandescent |  | Standard A Lamp | 1 | 60 | Bedroom | 116365 | Bedroom | 0.0364%
11636 | 6 | 1 |  | Manual | 1 | Table | Incandescent |  | Standard A Lamp | 1 | 60 | Bedroom | 116366 | Bedroom | 0.0364%
11636 | 7 | 1 |  | Manual | 1 | Ceiling Fixture | Incandescent |  | Standard A Lamp | 1 | 60 | Other | 116367 | Other | 0.0364%
11636 | 8 | 1 |  | Manual | 1 | Floor lamp | Compact Fluorescent |  | Twist | 1 | 20 | Family Room | 116368 | Family Room | 0.0364%
11636 | 8 | 2 |  | Manual | 1 | Table | Compact Fluorescent |  | Twist | 1 | 15 | Family Room | 116368 | Family Room | 0.0364%
11636 | 8 | 3 |  | Manual | 1 | Table | Compact Fluorescent |  | Twist | 1 | 15 | Family Room | 116368 | Family Room | 0.0364%
11636 | 8 | 4 |  | Manual | 1 | Table | Compact Fluorescent |  | Twist | 1 | 23 | Family Room | 116368 | Family Room | 0.0364%
11636 | 8 | 5 |  | Manual | 1 | Floor lamp | Compact Fluorescent |  | Straight Tube | 1 | 11 | Family Room | 116368 | Family Room | 0.0364%
11636 | 9 | 1 |  | Manual | 1 | Ceiling Fixture | Compact Fluorescent |  | Straight Tube | 1 | 17 | Hall | 116369 | Hall | 0.0364%
11636 | 10 | 1 |  | Manual | 1 | Chandelier (Hanging) | Compact Fluorescent |  | Straight Tube | 1 | 17 | Kitchen | 1163610 | Kitchen | 0.0364%
11636 | 10 | 2 |  | Manual | 1 | Ceiling Fixture | Linear Fluorescent | 48 | T-12 | 2 | 40 | Kitchen | 1163610 | Kitchen | 0.0364%
11636 | 10 | 3 |  | Dimmer | 1 | Other | Incandescent |  | Standard A Lamp | 1 | 60 | Kitchen | 1163610 | Kitchen | 0.0364%
11636 | 11 | 1 |  | Dimmer | 1 | Ceiling Fixture | Incandescent |  | Standard A Lamp | 5 | 60 | Dining Room | 1163611 | Dining Room | 0.0364%
11636 | 11 | 2 |  | Manual | 1 | Floor lamp | Incandescent |  | Standard A Lamp | 1 | 60 | Dining Room | 1163611 | Dining Room | 0.0364%
11636 | 12 | 1 |  | Manual | 1 | Ceiling Fixture | Compact Fluorescent |  | Twist | 1 | 23 | Other | 1163612 | Other | 0.0364%
11639 | 1 | 1 |  | Manual | 1 | Wall Mount | Incandescent |  | Standard A Lamp | 2 | 40 | Bathroom | 116391 | Bathroom | 0.0364%
11639 | 2 | 1 |  | Manual | 2 | Recessed - other | Incandescent |  | Standard A Lamp | 1 | 60 | Hall | 116392 | Hall | 0.0364%
11639 | 3 | 1 |  | Manual | 2 | Ceiling Fixture | Incandescent |  | Standard A Lamp | 1 | 60 | Other | 116393 | Other | 0.0364%
11639 | 4 | 1 |  | Dimmer | 2 | Wall Mount | Halogen |  | Quartz Tube | 1 | 50 | Bathroom | 116394 | Bathroom | 0.0364%
11639 | 5 | 1 |  | Manual | 1 | Ceiling Fixture | Linear Fluorescent | 48 | T-8 | 2 | 32 | Closet | 116395 | Closet | 0.0364%
11639 | 6 | 1 |  | Dimmer | 7 | Recessed Can | Compact Fluorescent |  | Reflector | 1 | 22 | Dining Room | 116396 | Dining Room | 0.0364%
11639 | 7 | 1 |  | Manual | 13 | Recessed Can | Incandescent |  | Reflector | 1 | 65 | Family Room | 116397 | Family Room | 0.0364%
11639 | 8 | 1 |  | Manual | 2 | Garage door opener | Incandescent |  | Standard A Lamp | 1 | 60 | Garage | 116398 | Garage | 0.0364%
11639 | 8 | 2 |  | Manual | 2 | Ceiling Fixture | Incandescent |  | Standard A Lamp | 1 | 60 | Garage | 116398 | Garage | 0.0364%
11639 | 9 | 1 |  | Manual | 1 | Chandelier (Hanging) | Incandescent |  | Standard A Lamp | 1 | 60 | Hall | 116399 | Hall | 0.0364%
11639 | 10 | 1 |  | Manual | 10 | Recessed Can | Compact Fluorescent |  | Reflector | 1 | 22 | Kitchen | 1163910 | Kitchen | 0.0364%
11639 | 10 | 2 |  | Dimmer | 1 | Chandelier (Hanging) | Halogen |  | MR | 1 | 20 | Kitchen | 1163910 | Kitchen | 0.0364%
11639 | 11 | 1 |  | Manual | 6 | Recessed Can | Incandescent |  | Reflector | 1 | 65 | Laundry Room | 1163911 | Laundry Room | 0.0364%
11639 | 12 | 1 |  | Manual | 4 | Recessed Can | Incandescent |  | Reflector | 1 | 65 | Living Room | 1163912 | Living Room | 0.0364%
11639 | 12 | 2 |  | Manual | 2 | Table | Incandescent |  | 3-Way Incandescent | 1 | 150 | Living Room | 1163912 | Living Room | 0.0364%
11639 | 12 | 3 |  | Manual | 3 | Recessed - other | Linear Fluorescent | 48 | T-12 | 1 | 40 | Living Room | 1163912 | Living Room | 0.0364%
11639 | 13 | 1 |  | Manual | 2 | Recessed Can | Incandescent |  | Reflector | 1 | 65 | Bathroom | 1163913 | Bathroom | 0.0364%
11639 | 13 | 2 |  | Manual | 1 | Wall Mount | Halogen |  | Quartz Tube | 3 | 20 | Bathroom | 1163913 | Bathroom | 0.0364%
11639 | 14 | 1 |  | Manual | 6 | Recessed Can | Incandescent |  | Reflector | 1 | 65 | Master Bedroom | 1163914 | Master Bedroom | 0.0364%
11639 | 15 | 1 |  | Dimmer | 4 | Recessed Can | Incandescent |  | Reflector | 1 | 65 | Office | 1163915 | Office | 0.0364%
11639 | 17 | 1 |  | Manual | 2 | Wall Mount | Incandescent |  | Decorative | 1 | 25 | Bathroom | 1163917 | Bathroom | 0.0364%
11639 | 17 | 2 |  | Manual | 1 | Ceiling Fan | Compact Fluorescent |  | Twist | 1 | 15 | Bathroom | 1163917 | Bathroom | 0.0364%
11639 | 18 | 1 |  | Manual | 1 | Recessed - other | Incandescent |  | Standard A Lamp | 1 | 60 | Bedroom | 1163918 | Bedroom | 0.0364%
11639 | 19 | 1 |  | Manual | 2 | Recessed - other | Incandescent |  | Standard A Lamp | 1 | 60 | Hall | 1163919 | Hall | 0.0364%
11639 | 20 | 1 |  | Manual | 1 | Recessed - other | Incandescent |  | Standard A Lamp | 1 | 60 | Office | 1163920 | Office | 0.0364%
11645 | 1 | 1 |  | Manual | 1 | Wall Mount | Linear Fluorescent | 24 | T-12 | 2 | 15 | Bathroom | 116451 | Bathroom | 0.03789%
11645 | 2 | 1 |  | Manual | 1 | Ceiling Fixture | Compact Fluorescent |  | Twist | 1 | 40 | Bathroom | 116452 | Bathroom | 0.03789%
11645 | 2 | 2 |  | Manual | 1 | Wall Mount | Incandescent |  | Globe | 4 | 25 | Bathroom | 116452 | Bathroom | 0.03789%
11645 | 3 | 1 |  | Manual | 1 | Recessed - other | Incandescent |  | Standard A Lamp | 2 | 40 | Bedroom | 116453 | Bedroom | 0.03789%
11645 | 4 | 1 |  | Manual | 1 | Wall Mount | Incandescent |  | Globe | 2 | 60 | Bedroom | 116454 | Bedroom | 0.03789%
11645 | 5 | 1 |  | Manual | 1 | Recessed - other | Incandescent |  | Standard A Lamp | 2 | 40 | Bedroom | 116455 | Bedroom | 0.03789%
11645 | 6 | 1 |  | Manual | 1 | Ceiling Fixture | Compact Fluorescent |  | Twist | 1 | 15 | Bedroom | 116456 | Bedroom | 0.03789%
11645 | 7 | 1 |  | Manual | 1 | Ceiling Fixture | Compact Fluorescent |  | Twist | 4 | 15 | Dining Room | 116457 | Dining Room | 0.03789%
11645 | 8 | 1 |  | Manual | 2 | Ceiling Fixture | Linear Fluorescent | 48 | T-12 | 2 | 40 | Family Room | 116458 | Family Room | 0.03789%
11645 | 8 | 2 |  | Manual | 1 | Floor lamp | Compact Fluorescent |  | Twist | 1 | 15 | Family Room | 116458 | Family Room | 0.03789%
11645 | 9 | 1 |  | Manual | 2 | Ceiling Fixture | Linear Fluorescent | 48 | T-12 | 2 | 32 | Other | 116459 | Other | 0.03789%
11645 | 10 | 1 |  | Manual | 1 | Ceiling Fixture | Incandescent |  | Standard A Lamp | 1 | 60 | Hall | 1164510 | Hall | 0.03789%
11645 | 11 | 1 |  | Manual | 2 | Recessed - other | Incandescent |  | Standard A Lamp | 2 | 40 | Hall | 1164511 | Hall | 0.03789%
11645 | 12 | 1 |  | Manual | 2 | Ceiling Fixture | Incandescent |  | Globe | 1 | 60 | Kitchen | 1164512 | Kitchen | 0.03789%
11645 | 12 | 2 |  | Manual | 1 | Recessed - other | Incandescent |  | Standard A Lamp | 1 | 65 | Kitchen | 1164512 | Kitchen | 0.03789%
11645 | 13 | 1 |  | Manual | 2 | Ceiling Fixture | Compact Fluorescent |  | Twist | 1 | 15 | Laundry Room | 1164513 | Laundry Room | 0.03789%
11645 | 14 | 1 |  | Manual | 5 | Table | Compact Fluorescent |  | Twist | 1 | 22 | Living Room | 1164514 | Living Room | 0.03789%
11645 | 15 | 1 |  | Manual | 1 | Ceiling Fixture | Compact Fluorescent |  | Twist | 1 | 15 | Master Bedroom | 1164515 | Master Bedroom | 0.03789%
11645 | 15 | 2 |  | Manual | 2 | Table | Incandescent |  | Standard A Lamp | 1 | 60 | Master Bedroom | 1164515 | Master Bedroom | 0.03789%
11645 | 16 | 1 |  | Manual | 1 | Ceiling Fixture | Compact Fluorescent |  | Twist | 3 | 15 | Office | 1164516 | Office | 0.03789%
11645 | 16 | 2 |  | Manual | 1 | Floor lamp | Incandescent |  | Standard A Lamp | 3 | 60 | Office | 1164516 | Office | 0.03789%
11645 | 17 | 1 |  | Manual | 1 | Ceiling Fixture | Linear Fluorescent | 48 | T-12 | 1 | 40 | Garage | 1164517 | Garage | 0.03789%
11645 | 18 | 1 |  | Manual | 1 | Ceiling Fixture | Compact Fluorescent |  | Twist | 1 | 15 | Hall | 1164518 | Hall | 0.03789%
11653 | 1 | 1 |  | Manual | 1 | Ceiling Fan | Incandescent |  | Standard A Lamp | 1 | 60 | Bathroom | 116531 | Bathroom | 0.03789%
11653 | 1 | 2 |  | Manual | 1 | Recessed Can | Incandescent |  | Reflector | 1 | 65 | Bathroom | 116531 | Bathroom | 0.03789%
11653 | 1 | 3 |  | Manual | 1 | Wall Mount | Incandescent |  | Standard A Lamp | 5 | 75 | Bathroom | 116531 | Bathroom | 0.03789%
11653 | 2 | 1 |  | Manual | 1 | Recessed Can | Incandescent |  | Standard A Lamp | 1 | 75 | Bedroom | 116532 | Bedroom | 0.03789%
11653 | 2 | 2 |  | Manual | 1 | Ceiling Fan | Incandescent |  | Standard A Lamp | 2 | 75 | Bedroom | 116532 | Bedroom | 0.03789%
11653 | 2 | 3 |  | Manual | 1 | Ceiling Fan | Incandescent |  | Standard A Lamp | 1 | 50 | Bedroom | 116532 | Bedroom | 0.03789%
11653 | 2 | 4 |  | Manual | 1 | Recessed Can | Incandescent |  | Standard A Lamp | 1 | 100 | Bedroom | 116532 | Bedroom | 0.03789%
11653 | 2 | 5 |  | Manual | 1 | Table | Incandescent |  | Standard A Lamp | 1 | 75 | Bedroom | 116532 | Bedroom | 0.03789%
11653 | 3 | 1 |  | Manual | 1 | Recessed Can | Incandescent |  | Reflector | 1 | 65 | Hall | 116533 | Hall | 0.03789%
11653 | 4 | 1 |  | Manual | 2 | Ceiling Fixture | Incandescent |  | Standard A Lamp | 1 | 65 | Other | 116534 | Other | 0.03789%
11653 | 5 | 1 |  | Manual | 1 | Recessed Can | Incandescent |  | Reflector | 1 | 65 | Hall | 116535 | Hall | 0.03789%
11653 | 6 | 1 |  | Dimmer | 2 | Recessed Can | Incandescent |  | Reflector | 1 | 75 | Kitchen | 116536 | Kitchen | 0.03789%
11653 | 6 | 2 |  | Manual | 1 | Ceiling Fan | Incandescent |  | Standard A Lamp | 1 | 40 | Kitchen | 116536 | Kitchen | 0.03789%
11653 | 7 | 1 |  | Manual | 1 | Recessed - other | Compact Fluorescent |  | Twist | 1 | 28 | Hall | 116537 | Hall | 0.03789%
11653 | 7 | 2 |  | Manual | 1 | Recessed Can | Incandescent |  | Reflector | 1 | 75 | Hall | 116537 | Hall | 0.03789%
11653 | 8 | 1 |  | Manual | 1 | Ceiling Fan | Compact Fluorescent |  | Twist | 1 | 15 | Living Room | 116538 | Living Room | 0.03789%
11653 | 8 | 2 |  | Manual | 2 | Floor lamp | Incandescent |  | Clear | 3 | 40 | Living Room | 116538 | Living Room | 0.03789%
11653 | 8 | 3 |  | Manual | 1 | Torchiere | Incandescent |  | Standard A Lamp | 1 | 75 | Living Room | 116538 | Living Room | 0.03789%
11653 | 8 | 4 |  | Manual | 1 | Floor lamp | Incandescent |  | Standard A Lamp | 1 | 25 | Living Room | 116538 | Living Room | 0.03789%
11653 | 9 | 1 |  | Manual | 1 | Recessed Can | Incandescent |  | Reflector | 1 | 60 | Hall | 116539 | Hall | 0.03789%
11653 | 10 | 1 |  | Manual | 1 | Ceiling Fixture | Incandescent |  | Standard A Lamp | 1 | 60 | Other | 1165310 | Other | 0.03789%
11653 | 11 | 1 |  | Manual | 1 | Ceiling Fan | Incandescent |  | Heat Lamp | 1 | 250 | Bathroom | 1165311 | Bathroom | 0.03789%
11653 | 11 | 2 |  | Manual | 1 | Recessed - other | Incandescent |  | Standard A Lamp | 1 | 75 | Bathroom | 1165311 | Bathroom | 0.03789%
11653 | 11 | 3 |  | Manual | 2 | Recessed Can | Halogen |  | PAR | 2 | 75 | Bathroom | 1165311 | Bathroom | 0.03789%
11653 | 12 | 1 |  | Manual | 1 | Floor lamp | Incandescent |  | Decorative | 1 | 40 | Bedroom | 1165312 | Bedroom | 0.03789%
11653 | 12 | 2 |  | Manual | 3 | Recessed Can | Halogen |  | PAR | 1 | 75 | Bedroom | 1165312 | Bedroom | 0.03789%
11653 | 12 | 3 |  | Manual | 1 | Recessed Can | Incandescent |  | Reflector | 1 | 50 | Bedroom | 1165312 | Bedroom | 0.03789%
11653 | 12 | 4 |  | Manual | 1 | Table | Incandescent |  | Mini base | 1 | 25 | Bedroom | 1165312 | Bedroom | 0.03789%
11653 | 13 | 1 |  | Manual | 4 | Recessed Can | Halogen |  | PAR | 1 | 75 | Dining Room | 1165313 | Dining Room | 0.03789%
11653 | 13 | 2 |  | Manual | 1 | Table | Halogen |  | MR | 1 | 30 | Dining Room | 1165313 | Dining Room | 0.03789%
11653 | 13 | 3 |  | Manual | 3 | Ceiling Fixture | Halogen |  | MR | 1 | 30 | Dining Room | 1165313 | Dining Room | 0.03789%
11653 | 14 | 1 |  | Manual | 1 | Recessed Can | Halogen |  | MR | 1 | 75 | Hall | 1165314 | Hall | 0.03789%
11653 | 14 | 2 |  | Manual | 2 | Recessed Can | Halogen |  | PAR | 1 | 75 | Hall | 1165314 | Hall | 0.03789%
11653 | 14 | 3 |  | Manual | 1 | Recessed - other | Incandescent |  | Reflector | 1 | 40 | Hall | 1165314 | Hall | 0.03789%
11653 | 15 | 1 |  | Manual | 3 | Chandelier (Hanging) | Incandescent |  | Decorative | 1 | 5 | Kitchen | 1165315 | Kitchen | 0.03789%
11653 | 15 | 2 |  | Dimmer | 1 | Ceiling Fan | Halogen |  | MR | 4 | 50 | Kitchen | 1165315 | Kitchen | 0.03789%
11653 | 15 | 3 |  | Manual | 6 | Recessed Can | Halogen |  | PAR | 1 | 75 | Kitchen | 1165315 | Kitchen | 0.03789%
11653 | 15 | 4 |  | Manual | 6 | Recessed - other | Other |  | LED Interior | 1 | 7 | Kitchen | 1165315 | Kitchen | 0.03789%
11653 | 16 | 1 |  | Manual | 1 | Ceiling Fixture | Incandescent |  | Standard A Lamp | 1 | 75 | Laundry Room | 1165316 | Laundry Room | 0.03789%
11653 | 17 | 1 |  | Manual | 2 | Recessed Can | Halogen |  | MR | 1 | 30 | Living Room | 1165317 | Living Room | 0.03789%
11653 | 17 | 2 |  | Manual | 1 | Floor lamp | Incandescent |  | Standard A Lamp | 1 | 100 | Living Room | 1165317 | Living Room | 0.03789%
11653 | 17 | 3 |  | Manual | 1 | Table | Incandescent |  | Standard A Lamp | 1 | 100 | Living Room | 1165317 | Living Room | 0.03789%
11653 | 18 | 1 |  | Manual | 1 | Ceiling Fixture | Incandescent |  | Standard A Lamp | 1 | 75 | Other | 1165318 | Other | 0.03789%
11653 | 19 | 1 |  | Manual | 1 | Wall Mount | Halogen |  | Other | 1 | 50 | Master Bedroom | 1165319 | Master Bedroom | 0.03789%
11653 | 20 | 1 |  | Manual | 1 | Recessed Can | Halogen |  | PAR | 1 | 75 | Living Room | 1165320 | Living Room | 0.03789%
11653 | 20 | 2 |  | Manual | 1 | Recessed Can | Halogen |  | MR | 1 | 50 | Living Room | 1165320 | Living Room | 0.03789%
11653 | 21 | 1 |  | Manual | 2 | Wall Mount | Incandescent |  | Standard A Lamp | 1 | 60 | Bathroom | 1165321 | Bathroom | 0.03789%
11653 | 22 | 1 |  | Manual | 2 | Ceiling Fixture | Incandescent |  | Clear | 1 | 250 | Other | 1165322 | Other | 0.03789%
11653 | 22 | 2 |  | Manual | 1 | Ceiling Fan | Incandescent |  | Standard A Lamp | 1 | 60 | Other | 1165322 | Other | 0.03789%
11653 | 23 | 1 |  | Manual | 2 | Recessed Can | Halogen |  | PAR | 1 | 75 | Bathroom | 1165323 | Bathroom | 0.03789%
11653 | 24 | 1 |  | Manual | 2 | Ceiling Fixture | Linear Fluorescent | 48 | T-12 | 2 | 40 | Garage | 1165324 | Garage | 0.03789%
11653 | 24 | 2 |  | Manual | 3 | Ceiling Fixture | Incandescent |  | Standard A Lamp | 1 | 40 | Garage | 1165324 | Garage | 0.03789%
11653 | 24 | 3 |  | Manual | 1 | Ceiling Fixture | Incandescent |  | 3-Way Incandescent | 1 | 200 | Garage | 1165324 | Garage | 0.03789%
11653 | 24 | 4 |  | Manual | 3 | Garage door opener | Incandescent |  | Standard A Lamp | 1 | 60 | Garage | 1165324 | Garage | 0.03789%
11670 | 1 | 1 |  | Manual | 2 | Ceiling Fixture | Compact Fluorescent |  | Twist | 1 | 15 | Kitchen | 116701 | Kitchen | 0.03789%
11670 | 2 | 1 |  | Manual | 1 | Ceiling Fixture | Compact Fluorescent |  | Straight Tube | 1 | 22 | Closet | 116702 | Closet | 0.03789%
11670 | 3 | 1 |  | Manual | 1 | Ceiling Fixture | Compact Fluorescent |  | Twist | 1 | 15 | Laundry Room | 116703 | Laundry Room | 0.03789%
11670 | 4 | 1 |  | Manual | 3 | Recessed Can | Incandescent |  | Reflector | 1 | 65 | Dining Room | 116704 | Dining Room | 0.03789%
11670 | 5 | 1 |  | Manual | 1 | Floor lamp | Compact Fluorescent |  | Twist | 3 | 15 | Living Room | 116705 | Living Room | 0.03789%
11670 | 5 | 2 |  | Manual | 1 | Recessed Can | Incandescent |  | Reflector | 1 | 65 | Living Room | 116705 | Living Room | 0.03789%
11670 | 6 | 1 |  | Manual | 1 | Recessed Can | Incandescent |  | Reflector | 1 | 60 | Hall | 116706 | Hall | 0.03789%
11670 | 7 | 1 |  | Manual | 1 | Ceiling Fixture | Incandescent |  | Standard A Lamp | 1 | 100 | Hall | 116707 | Hall | 0.03789%
11670 | 8 | 1 |  | Manual | 1 | Ceiling Fixture | Incandescent |  | Standard A Lamp | 1 | 40 | Bathroom | 116708 | Bathroom | 0.03789%
11670 | 9 | 1 |  | Manual | 2 | Recessed Can | Incandescent |  | Reflector | 1 | 65 | Bedroom | 116709 | Bedroom | 0.03789%
11670 | 10 | 1 |  | Manual | 4 | Recessed Can | Incandescent |  | Reflector | 1 | 65 | Office | 1167010 | Office | 0.03789%
11675 | 1 | 1 |  | Dimmer | 1 | Wall Mount | Incandescent |  | Decorative | 4 | 40 | Bathroom | 116751 | Bathroom | 0.1723%
11675 | 2 | 1 |  | Manual | 1 | Chandelier (Hanging) | Incandescent |  | Decorative | 5 | 60 | Family Room | 116752 | Family Room | 0.1723%
11675 | 3 | 1 |  | Manual | 1 | Ceiling Fixture | Incandescent |  | Standard A Lamp | 1 | 100 | Hall | 116753 | Hall | 0.1723%
11675 | 4 | 1 |  | Manual | 1 | Floor lamp | Incandescent |  | Standard A Lamp | 4 | 100 | Family Room | 116754 | Family Room | 0.1723%
11675 | 4 | 2 |  | Manual | 2 | Table | Incandescent |  | Standard A Lamp | 1 | 150 | Family Room | 116754 | Family Room | 0.1723%
11675 | 5 | 1 |  | Manual | 1 | Ceiling Fixture | Incandescent |  | Standard A Lamp | 1 | 75 | Garage | 116755 | Garage | 0.1723%
11675 | 5 | 2 |  | Manual | 2 | Garage door opener | Incandescent |  | Standard A Lamp | 2 | 100 | Garage | 116755 | Garage | 0.1723%
11675 | 6 | 1 |  | Manual | 1 | Ceiling Fixture | Incandescent |  | Standard A Lamp | 1 | 60 | Bedroom | 116756 | Bedroom | 0.1723%
11675 | 6 | 2 |  | Manual | 1 | Table | Incandescent |  | 3-Way Incandescent | 1 | 100 | Bedroom | 116756 | Bedroom | 0.1723%
11675 | 7 | 1 |  | Manual | 2 | Ceiling Fixture | Incandescent |  | Standard A Lamp | 1 | 100 | Hall | 116757 | Hall | 0.1723%
11675 | 8 | 1 |  | Manual | 2 | Ceiling Fixture | Incandescent |  | Standard A Lamp | 2 | 75 | Kitchen | 116758 | Kitchen | 0.1723%
11675 | 9 | 1 |  | Manual | 2 | Ceiling Fixture | Incandescent |  | Standard A Lamp | 2 | 65 | Family Room | 116759 | Family Room | 0.1723%
11675 | 9 | 2 |  | Manual | 3 | Floor lamp | Compact Fluorescent |  | Twist | 1 | 22 | Family Room | 116759 | Family Room | 0.1723%
11675 | 10 | 1 |  | Manual | 1 | Ceiling Fixture | Incandescent |  | Standard A Lamp | 1 | 60 | Bedroom | 1167510 | Bedroom | 0.1723%
11675 | 10 | 2 |  | Manual | 2 | Table | Incandescent |  | 3-Way Incandescent | 1 | 100 | Bedroom | 1167510 | Bedroom | 0.1723%
11675 | 11 | 1 |  | Manual | 1 | Wall Mount | Incandescent |  | Decorative | 3 | 40 | Bathroom | 1167511 | Bathroom | 0.1723%
11675 | 11 | 2 |  | Manual | 1 | Recessed - other | Incandescent |  | Heat Lamp | 2 | 125 | Bathroom | 1167511 | Bathroom | 0.1723%
11675 | 12 | 1 |  | Manual | 1 | Wall Mount | Incandescent |  | Decorative | 3 | 40 | Closet | 1167512 | Closet | 0.1723%
11675 | 12 | 2 |  | Manual | 1 | Ceiling Fixture | Incandescent |  | Standard A Lamp | 1 | 60 | Closet | 1167512 | Closet | 0.1723%
11675 | 13 | 1 |  | Manual | 1 | Ceiling Fixture | Incandescent |  | Standard A Lamp | 1 | 60 | Office | 1167513 | Office | 0.1723%
11675 | 13 | 2 |  | Manual | 2 | Table | Incandescent |  | Standard A Lamp | 2 | 40 | Office | 1167513 | Office | 0.1723%
11675 | 14 | 1 |  | Manual | 1 | Ceiling Fixture | Incandescent |  | Standard A Lamp | 2 | 60 | Laundry Room | 1167514 | Laundry Room | 0.1723%
11677 | 1 | 1 |  | Manual | 1 | Wall Mount | Incandescent |  | Standard A Lamp | 1 | 75 | Other | 116771 | Other | 0.03789%
11677 | 2 | 1 |  | Dimmer | 1 | Ceiling Fixture | Halogen |  | Quartz Tube | 1 | 100 | Bathroom | 116772 | Bathroom | 0.03789%
11677 | 2 | 2 |  | Manual | 1 | Wall Mount | Incandescent |  | Mini base | 2 | 40 | Bathroom | 116772 | Bathroom | 0.03789%
11677 | 3 | 1 |  | Manual | 4 | Recessed Can | Incandescent |  | Reflector | 1 | 75 | Hall | 116773 | Hall | 0.03789%
11677 | 3 | 2 |  | Dimmer | 1 | Recessed Can | Incandescent |  | Reflector | 1 | 75 | Hall | 116773 | Hall | 0.03789%
11677 | 4 | 1 |  | Manual | 1 | Recessed Can | Incandescent |  | Standard A Lamp | 1 | 60 | Closet | 116774 | Closet | 0.03789%
11677 | 5 | 1 |  | Manual | 1 | Recessed Can | Incandescent |  | Standard A Lamp | 1 | 60 | Closet | 116775 | Closet | 0.03789%
11677 | 6 | 1 |  | Manual | 1 | Recessed - other | Incandescent |  | Standard A Lamp | 1 | 100 | Closet | 116776 | Closet | 0.03789%
11677 | 7 | 1 |  | Dimmer | 1 | Chandelier (Hanging) | Incandescent |  | Standard A Lamp | 2 | 60 | Dining Room | 116777 | Dining Room | 0.03789%
11677 | 7 | 2 |  | Manual | 1 | Chandelier (Hanging) | Incandescent |  | Standard A Lamp | 1 | 100 | Dining Room | 116777 | Dining Room | 0.03789%
11677 | 8 | 1 |  | Manual | 1 | Wall Mount | Incandescent |  | Standard A Lamp | 1 | 100 | Other | 116778 | Other | 0.03789%
11677 | 9 | 1 |  | Manual | 1 | Garage door opener | Incandescent |  | Standard A Lamp | 2 | 60 | Garage | 116779 | Garage | 0.03789%
11677 | 10 | 1 |  | Dimmer | 6 | Other | Halogen |  | Other | 1 | 20 | Kitchen | 1167710 | Kitchen | 0.03789%
11677 | 10 | 2 |  | Dimmer | 3 | Recessed Can | Incandescent |  | Reflector | 1 | 100 | Kitchen | 1167710 | Kitchen | 0.03789%
11677 | 10 | 3 |  | Dimmer | 3 | Recessed Can | Incandescent |  | Reflector | 1 | 75 | Kitchen | 1167710 | Kitchen | 0.03789%
11677 | 11 | 1 |  | Manual | 1 | Wall Mount | Incandescent |  | Clear | 1 | 60 | Laundry Room | 1167711 | Laundry Room | 0.03789%
11677 | 11 | 2 |  | Dimmer | 1 | Wall Mount | Incandescent |  | Standard A Lamp | 1 | 75 | Laundry Room | 1167711 | Laundry Room | 0.03789%
11677 | 11 | 3 |  | Dimmer | 1 | Wall Mount | Incandescent |  | Standard A Lamp | 1 | 75 | Laundry Room | 1167711 | Laundry Room | 0.03789%
11677 | 11 | 4 |  | Manual | 1 | Recessed Can | Incandescent |  | Reflector | 1 | 65 | Laundry Room | 1167711 | Laundry Room | 0.03789%
11677 | 12 | 1 |  | Manual | 1 | Table | Incandescent |  | Standard A Lamp | 1 | 75 | Living Room | 1167712 | Living Room | 0.03789%
11677 | 12 | 2 |  | Manual | 1 | Wall Mount | Compact Fluorescent |  | Straight Tube | 1 | 15 | Living Room | 1167712 | Living Room | 0.03789%
11677 | 13 | 1 |  | Dimmer | 1 | Wall Mount | Halogen |  | Quartz Tube | 2 | 100 | Bathroom | 1167713 | Bathroom | 0.03789%
11677 | 14 | 1 |  | Manual | 2 | Table | Incandescent |  | Standard A Lamp | 1 | 40 | Master Bedroom | 1167714 | Master Bedroom | 0.03789%
11677 | 14 | 2 |  | Dimmer | 3 | Wall Mount | Compact Fluorescent |  | Twist | 1 | 15 | Master Bedroom | 1167714 | Master Bedroom | 0.03789%
11677 | 14 | 3 |  | Dimmer | 1 | Wall Mount | Incandescent |  | Standard A Lamp | 1 | 75 | Master Bedroom | 1167714 | Master Bedroom | 0.03789%
11677 | 15 | 1 |  | Dimmer | 2 | Wall Mount | Incandescent |  | Standard A Lamp | 1 | 100 | Other | 1167715 | Other | 0.03789%
11677 | 16 | 1 |  | Manual | 2 | Wall Mount | Incandescent |  | Standard A Lamp | 1 | 100 | Bedroom | 1167716 | Bedroom | 0.03789%
11679 | 1 | 1 |  | Manual | 1 | Ceiling Fan | Incandescent |  | Standard A Lamp | 4 | 60 | Dining Room | 116791 | Dining Room | 0.1723%
11679 | 2 | 1 |  | Manual | 1 | Wall Mount | Incandescent |  | Globe | 8 | 40 | Bathroom | 116792 | Bathroom | 0.1723%
11679 | 3 | 1 |  | Manual | 4 | Ceiling Fixture | Linear Fluorescent | 48 | T-12 | 4 | 40 | Office | 116793 | Office | 0.1723%
11679 | 3 | 2 |  | Manual | 2 | Recessed Can | Compact Fluorescent |  | Flood | 1 | 18 | Office | 116793 | Office | 0.1723%
11679 | 4 | 1 |  | Manual | 2 | Ceiling Fixture | Linear Fluorescent | 48 | T-12 | 4 | 40 | Office | 116794 | Office | 0.1723%
11679 | 5 | 1 |  | Manual | 3 | Track | Incandescent |  | Reflector | 1 | 75 | Bedroom | 116795 | Bedroom | 0.1723%
11679 | 6 | 1 | Entered 60 watt . Wattage had to be inferred based on context per Ecotope's instruction. | Manual | 1 | Chandelier (Hanging) | Halogen |  |  | 8 | 60 | Other | 116796 | Other | 0.1723%
11679 | 7 | 1 |  | Manual | 2 | Ceiling Fixture | Compact Fluorescent |  | Circline (Screw Base) | 1 | 18 | Garage | 116797 | Garage | 0.1723%
11679 | 7 | 2 |  | Manual | 1 | Ceiling Fixture | Compact Fluorescent |  | Twist | 1 | 18 | Garage | 116797 | Garage | 0.1723%
11679 | 7 | 3 |  | Manual | 1 | Ceiling Fixture | Linear Fluorescent | 48 | T-8 | 2 | 40 | Garage | 116797 | Garage | 0.1723%
11679 | 7 | 4 |  | Manual | 1 | Ceiling Fixture | Linear Fluorescent | 48 | T-12 | 2 | 40 | Garage | 116797 | Garage | 0.1723%
11679 | 7 | 5 |  | Manual | 2 | Garage door opener | Incandescent |  | Standard A Lamp | 2 | 60 | Garage | 116797 | Garage | 0.1723%
11679 | 8 | 1 |  | Manual | 1 | Ceiling Fixture | Incandescent |  | Standard A Lamp | 2 | 40 | Bedroom | 116798 | Bedroom | 0.1723%
11679 | 8 | 2 |  | Manual | 1 | Floor lamp | Incandescent |  | 3-Way Incandescent | 1 | 150 | Bedroom | 116798 | Bedroom | 0.1723%
11679 | 9 | 1 |  | Manual | 4 | Ceiling Fixture | Incandescent |  | Standard A Lamp | 1 | 60 | Hall | 116799 | Hall | 0.1723%
11679 | 10 | 1 |  | Manual | 6 | Ceiling Fixture | Halogen |  | PAR | 1 | 75 | Kitchen | 1167910 | Kitchen | 0.1723%
11679 | 10 | 2 |  | Dimmer | 1 | Chandelier (Hanging) | Incandescent |  | Decorative | 5 | 60 | Kitchen | 1167910 | Kitchen | 0.1723%
11679 | 10 | 3 |  | Manual | 2 | Recessed Can | Incandescent |  | Reflector | 1 | 65 | Kitchen | 1167910 | Kitchen | 0.1723%
11679 | 11 | 1 |  | Manual | 1 | Recessed Can | Compact Fluorescent |  | Flood | 1 | 18 | Living Room | 1167911 | Living Room | 0.1723%
11679 | 11 | 2 |  | Manual | 1 | Floor lamp | Halogen |  | Quartz Tube | 1 | 100 | Living Room | 1167911 | Living Room | 0.1723%
11679 | 11 | 3 |  | Manual | 1 | Floor lamp | Incandescent |  | 3-Way Incandescent | 1 | 150 | Living Room | 1167911 | Living Room | 0.1723%
11679 | 12 | 1 |  | Manual | 1 | Wall Mount | Incandescent |  | Globe | 2 | 60 | Bathroom | 1167912 | Bathroom | 0.1723%
11679 | 13 | 1 |  | Manual | 4 | Recessed Can | Compact Fluorescent |  | Flood | 1 | 18 | Hall | 1167913 | Hall | 0.1723%
11679 | 13 | 2 |  | Manual | 1 | Wall Mount | Linear Fluorescent | 24 | T-8 | 2 | 40 | Hall | 1167913 | Hall | 0.1723%
11679 | 14 | 1 |  | Manual | 2 | Wall Mount | Incandescent |  | Globe | 16 | 40 | Bathroom | 1167914 | Bathroom | 0.1723%
11679 | 14 | 2 |  | Manual | 2 | Recessed Can | Compact Fluorescent |  | Flood | 1 | 18 | Bathroom | 1167914 | Bathroom | 0.1723%
11679 | 14 | 3 |  | Manual | 1 | Ceiling Fixture | Incandescent |  | Heat Lamp | 1 | 100 | Bathroom | 1167914 | Bathroom | 0.1723%
11679 | 14 | 4 |  | Manual | 1 | Ceiling Fixture | Incandescent |  | Standard A Lamp | 1 | 60 | Bathroom | 1167914 | Bathroom | 0.1723%
11679 | 15 | 1 |  | Manual | 2 | Floor lamp | Incandescent |  | 3-Way Incandescent | 1 | 150 | Master Bedroom | 1167915 | Master Bedroom | 0.1723%
11679 | 15 | 2 |  | Manual | 1 | Ceiling Fixture | Incandescent |  | Standard A Lamp | 1 | 60 | Master Bedroom | 1167915 | Master Bedroom | 0.1723%
11679 | 15 | 3 |  | Manual | 1 | Floor lamp | Incandescent |  | Standard A Lamp | 1 | 60 | Master Bedroom | 1167915 | Master Bedroom | 0.1723%
11679 | 16 | 1 |  | Manual | 1 | Ceiling Fixture | Incandescent |  | Decorative | 4 | 40 | Office | 1167916 | Office | 0.1723%
11679 | 16 | 2 |  | Manual | 1 | Floor lamp | Incandescent |  | Standard A Lamp | 1 | 40 | Office | 1167916 | Office | 0.1723%
11679 | 16 | 3 |  | Manual | 1 | Floor lamp | Compact Fluorescent |  | Straight Tube | 1 | 18 | Office | 1167916 | Office | 0.1723%
11679 | 16 | 4 |  | Manual | 1 | Floor lamp | Incandescent |  | 3-Way Incandescent | 1 | 150 | Office | 1167916 | Office | 0.1723%
11684 | 1 | 1 |  | Manual | 1 | Table | Incandescent |  | 3-Way Incandescent | 1 | 100 | Living Room | 116841 | Living Room | 0.04979%
11684 | 1 | 2 |  | Manual | 1 | Floor lamp | Incandescent |  | 3-Way Incandescent | 1 | 100 | Living Room | 116841 | Living Room | 0.04979%
11684 | 1 | 3 |  | Manual | 1 | Ceiling Fixture | Incandescent |  | Standard A Lamp | 1 | 40 | Living Room | 116841 | Living Room | 0.04979%
11684 | 2 | 1 |  | Manual | 1 | Table | Incandescent |  | Standard A Lamp | 1 | 60 | Master Bedroom | 116842 | Master Bedroom | 0.04979%
11684 | 2 | 2 |  | Manual | 1 | Table | Compact Fluorescent |  | Twist | 1 | 22 | Master Bedroom | 116842 | Master Bedroom | 0.04979%
11684 | 3 | 1 |  | Manual | 1 | Ceiling Fixture | Incandescent |  | Standard A Lamp | 1 | 60 | Closet | 116843 | Closet | 0.04979%
11684 | 4 | 1 |  | Manual | 1 | Wall Mount | Incandescent |  | Clear | 6 | 40 | Bathroom | 116844 | Bathroom | 0.04979%
11684 | 4 | 2 |  | Manual | 1 | Ceiling Fixture | Incandescent |  | Heat Lamp | 2 | 250 | Bathroom | 116844 | Bathroom | 0.04979%
11684 | 5 | 1 |  | Manual | 1 | Ceiling Fixture | Compact Fluorescent |  | Twist | 1 | 22 | Office | 116845 | Office | 0.04979%
11684 | 5 | 2 |  | Manual | 1 | Wall Mount | Incandescent |  | Standard A Lamp | 1 | 60 | Office | 116845 | Office | 0.04979%
11684 | 6 | 1 |  | Manual | 2 | Ceiling Fixture | Incandescent |  | Standard A Lamp | 1 | 60 | Garage | 116846 | Garage | 0.04979%
11684 | 7 | 1 |  | Manual | 6 | Recessed Can | Incandescent |  | Standard A Lamp | 1 | 100 | Kitchen | 116847 | Kitchen | 0.04979%
11684 | 7 | 2 |  | Manual | 1 | Other | Halogen |  | PAR | 3 | 30 | Kitchen | 116847 | Kitchen | 0.04979%
11684 | 8 | 1 |  | Dimmer | 1 | Chandelier (Hanging) | Incandescent |  | Mini base | 5 | 60 | Dining Room | 116848 | Dining Room | 0.04979%
11684 | 9 | 1 |  | Manual | 1 | Ceiling Fixture | Incandescent |  | Standard A Lamp | 1 | 25 | Living Room | 116849 | Living Room | 0.04979%
11684 | 10 | 1 |  | Manual | 1 | Wall Mount | Incandescent |  | Standard A Lamp | 2 | 60 | Bathroom | 1168410 | Bathroom | 0.04979%
11684 | 11 | 1 |  | Manual | 1 | Ceiling Fixture | Incandescent |  | Standard A Lamp | 1 | 60 | Closet | 1168411 | Closet | 0.04979%
11684 | 12 | 1 |  | Manual | 1 | Ceiling Fixture | Incandescent |  | Standard A Lamp | 1 | 60 | Closet | 1168412 | Closet | 0.04979%
11684 | 13 | 1 |  | Manual | 2 | Ceiling Fixture | Incandescent |  | Standard A Lamp | 1 | 60 | Hall | 1168413 | Hall | 0.04979%
11684 | 14 | 1 |  | Manual | 1 | Wall Mount | Incandescent |  | Standard A Lamp | 3 | 60 | Bathroom | 1168414 | Bathroom | 0.04979%
11684 | 14 | 2 |  | Manual | 1 | Ceiling Fixture | Incandescent |  | Heat Lamp | 2 | 250 | Bathroom | 1168414 | Bathroom | 0.04979%
11702 | 1 | 1 |  | Manual | 1 | Wall Mount | Incandescent |  | Decorative | 3 | 25 | Bathroom | 117021 | Bathroom | 0.04979%
11702 | 2 | 1 |  | Manual | 1 | Ceiling Fixture | Incandescent |  | Standard A Lamp | 1 | 60 | Bedroom | 117022 | Bedroom | 0.04979%
11702 | 3 | 1 |  | Manual | 1 | Ceiling Fan | Incandescent |  | Standard A Lamp | 2 | 60 | Bedroom | 117023 | Bedroom | 0.04979%
11702 | 4 | 1 |  | Manual | 1 | Recessed Can | Incandescent |  | Reflector | 1 | 75 | Dining Room | 117024 | Dining Room | 0.04979%
11702 | 5 | 1 |  | Dimmer | 1 | Ceiling Fixture | Incandescent |  | Standard A Lamp | 2 | 60 | Hall | 117025 | Hall | 0.04979%
11702 | 6 | 1 |  | Dimmer | 4 | Recessed Can | Incandescent |  | Reflector | 1 | 65 | Kitchen | 117026 | Kitchen | 0.04979%
11702 | 7 | 1 |  | Manual | 1 | Ceiling Fan | Incandescent |  | Standard A Lamp | 1 | 60 | Living Room | 117027 | Living Room | 0.04979%
11705 | 1 | 1 |  | Dimmer | 1 | Ceiling Fixture | Incandescent |  | Decorative | 3 | 40 | Dining Room | 117051 | Dining Room | 0.0364%
11705 | 2 | 1 |  | Manual | 1 | Ceiling Fixture | Incandescent |  | Standard A Lamp | 1 | 60 | Hall | 117052 | Hall | 0.0364%
11705 | 3 | 1 |  | Manual | 1 | Ceiling Fixture | Linear Fluorescent | 48 | T-12 | 2 | 40 | Garage | 117053 | Garage | 0.0364%
11705 | 3 | 2 |  | Manual | 1 | Ceiling Fixture | Linear Fluorescent | 48 | T-12 | 1 | 40 | Garage | 117053 | Garage | 0.0364%
11705 | 3 | 3 |  | Manual | 1 | Ceiling Fixture | Compact Fluorescent |  | Twist | 1 | 15 | Garage | 117053 | Garage | 0.0364%
11705 | 3 | 4 |  | Manual | 1 | Wall Mount | Incandescent |  | 3-Way Incandescent | 1 | 150 | Garage | 117053 | Garage | 0.0364%
11705 | 4 | 1 |  | Manual | 1 | Table | Compact Fluorescent |  | Twist | 1 | 15 | Bedroom | 117054 | Bedroom | 0.0364%
11705 | 5 | 1 |  | Manual | 1 | Ceiling Fixture | Incandescent |  | Standard A Lamp | 1 | 60 | Hall | 117055 | Hall | 0.0364%
11705 | 6 | 1 |  | Manual | 1 | Wall Mount | Incandescent |  | Standard A Lamp | 3 | 40 | Bathroom | 117056 | Bathroom | 0.0364%
11705 | 7 | 1 |  | Manual | 1 | Ceiling Fixture | Incandescent |  | Standard A Lamp | 2 | 60 | Kitchen | 117057 | Kitchen | 0.0364%
11705 | 7 | 2 |  | Manual | 1 | Other | Incandescent |  | Standard A Lamp | 1 | 60 | Kitchen | 117057 | Kitchen | 0.0364%
11705 | 8 | 1 |  | Manual | 1 | Table | Incandescent |  | Standard A Lamp | 1 | 40 | Laundry Room | 117058 | Laundry Room | 0.0364%
11705 | 9 | 1 |  | Manual | 1 | Wall Mount | Incandescent |  | Globe | 3 | 40 | Bathroom | 117059 | Bathroom | 0.0364%
11705 | 9 | 2 |  | Manual | 1 | Ceiling Fixture | Incandescent |  | Standard A Lamp | 1 | 60 | Bathroom | 117059 | Bathroom | 0.0364%
11705 | 10 | 1 |  | Dimmer | 1 | Ceiling Fixture | Incandescent |  | Decorative | 3 | 40 | Master Bedroom | 1170510 | Master Bedroom | 0.0364%
11705 | 10 | 2 |  | Manual | 1 | Table | Incandescent |  | Mini base | 1 | 40 | Master Bedroom | 1170510 | Master Bedroom | 0.0364%
11705 | 11 | 1 |  | Manual | 1 | Ceiling Fixture | Incandescent |  | Standard A Lamp | 2 | 40 | Bedroom | 1170511 | Bedroom | 0.0364%
11705 | 11 | 2 |  | Manual | 1 | Table | Incandescent |  | Standard A Lamp | 1 | 40 | Bedroom | 1170511 | Bedroom | 0.0364%
11713 | 1 | 1 |  | Manual | 1 | Ceiling Fixture | Linear Fluorescent | 48 | T-12 | 4 | 40 | Kitchen | 117131 | Kitchen | 0.04979%
11713 | 2 | 1 |  | Dimmer | 1 | Ceiling Fan | Compact Fluorescent |  | Twist | 1 | 15 | Office | 117132 | Office | 0.04979%
11713 | 2 | 2 |  | Manual | 1 | Floor lamp | Incandescent |  | Standard A Lamp | 3 | 40 | Office | 117132 | Office | 0.04979%
11713 | 3 | 1 |  | Manual | 1 | Ceiling Fixture | Incandescent |  | Standard A Lamp | 1 | 40 | Other | 117133 | Other | 0.04979%
11713 | 4 | 1 |  | Manual | 1 | Ceiling Fixture | Incandescent |  | Standard A Lamp | 1 | 60 | Hall | 117134 | Hall | 0.04979%
11713 | 5 | 1 |  | Manual | 2 | Ceiling Fixture | Incandescent |  | Standard A Lamp | 1 | 75 | Garage | 117135 | Garage | 0.04979%
11713 | 6 | 1 |  | Manual | 1 | Ceiling Fixture | Linear Fluorescent | 48 | T-12 | 2 | 40 | Other | 117136 | Other | 0.04979%
11713 | 7 | 1 |  | Manual | 2 | Floor lamp | Incandescent |  | Standard A Lamp | 1 | 60 | Living Room | 117137 | Living Room | 0.04979%
11713 | 7 | 2 |  | Manual | 1 | Table | Incandescent |  | Mini base | 1 | 40 | Living Room | 117137 | Living Room | 0.04979%
11713 | 7 | 3 |  | Dimmer | 1 | Chandelier (Hanging) | Incandescent |  | Mini base | 4 | 40 | Living Room | 117137 | Living Room | 0.04979%
11713 | 8 | 1 |  | Manual | 2 | Ceiling Fixture | Incandescent |  | Standard A Lamp | 1 | 75 | Closet | 117138 | Closet | 0.04979%
11713 | 9 | 1 |  | Manual | 1 | Floor lamp | Incandescent |  | Mini base | 1 | 60 | Bathroom | 117139 | Bathroom | 0.04979%
11713 | 9 | 2 |  | Manual | 1 | Ceiling Fixture | Incandescent |  | Standard A Lamp | 3 | 60 | Bathroom | 117139 | Bathroom | 0.04979%
11713 | 10 | 1 |  | Manual | 1 | Wall Mount | Incandescent |  | Standard A Lamp | 3 | 75 | Bathroom | 1171310 | Bathroom | 0.04979%
11713 | 11 | 1 |  | Manual | 1 | Ceiling Fixture | Compact Fluorescent |  | Twist | 2 | 15 | Master Bedroom | 1171311 | Master Bedroom | 0.04979%
11713 | 12 | 1 |  | Manual | 1 | Wall Mount | Incandescent |  | Globe | 8 | 40 | Bathroom | 1171312 | Bathroom | 0.04979%
11717 | 1 | 1 |  | Manual | 1 | Wall Mount | Incandescent |  | Standard A Lamp | 3 | 40 | Bathroom | 117171 | Bathroom | 0.1723%
11717 | 2 | 1 |  | Manual | 1 | Wall Mount | Incandescent |  | Standard A Lamp | 3 | 40 | Bathroom | 117172 | Bathroom | 0.1723%
11717 | 2 | 2 |  | Manual | 1 | Recessed - other | Incandescent |  | Heat Lamp | 2 | 150 | Bathroom | 117172 | Bathroom | 0.1723%
11717 | 2 | 3 |  | Manual | 1 | Recessed - other | Incandescent |  | Standard A Lamp | 1 | 60 | Bathroom | 117172 | Bathroom | 0.1723%
11717 | 3 | 1 |  | Manual | 1 | Ceiling Fan | Incandescent |  | Standard A Lamp | 1 | 60 | Family Room | 117173 | Family Room | 0.1723%
11717 | 4 | 1 |  | Manual | 1 | Ceiling Fan | Incandescent |  | Standard A Lamp | 3 | 40 | Master Bedroom | 117174 | Master Bedroom | 0.1723%
11717 | 4 | 2 |  | Manual | 2 | Table | Incandescent |  | Standard A Lamp | 1 | 60 | Master Bedroom | 117174 | Master Bedroom | 0.1723%
11717 | 5 | 1 |  | Manual | 1 | Ceiling Fan | Incandescent |  | Standard A Lamp | 1 | 75 | Bedroom | 117175 | Bedroom | 0.1723%
11717 | 5 | 2 |  | Manual | 1 | Table | Incandescent |  | Standard A Lamp | 1 | 60 | Bedroom | 117175 | Bedroom | 0.1723%
11717 | 5 | 3 |  | Manual | 1 | Table | Incandescent |  | Standard A Lamp | 1 | 40 | Bedroom | 117175 | Bedroom | 0.1723%
11717 | 6 | 1 |  | Manual | 1 | Ceiling Fan | Incandescent |  | Standard A Lamp | 1 | 60 | Bedroom | 117176 | Bedroom | 0.1723%
11717 | 6 | 2 |  | Manual | 1 | Table | Incandescent |  | Standard A Lamp | 1 | 60 | Bedroom | 117176 | Bedroom | 0.1723%
11717 | 7 | 1 |  | Manual | 1 | Ceiling Fan | Incandescent |  | Standard A Lamp | 1 | 60 | Bedroom | 117177 | Bedroom | 0.1723%
11717 | 7 | 2 |  | Manual | 1 | Table | Incandescent |  | Standard A Lamp | 1 | 60 | Bedroom | 117177 | Bedroom | 0.1723%
11717 | 8 | 1 |  | Manual | 1 | Ceiling Fixture | Incandescent |  | Standard A Lamp | 1 | 60 | Closet | 117178 | Closet | 0.1723%
11717 | 9 | 1 |  | Dimmer | 1 | Chandelier (Hanging) | Incandescent |  | Decorative | 5 | 40 | Dining Room | 117179 | Dining Room | 0.1723%
11717 | 10 | 1 |  | Manual | 1 | Ceiling Fixture | Compact Fluorescent |  | Twist | 1 | 28 | Garage | 1171710 | Garage | 0.1723%
11717 | 11 | 1 |  | Manual | 1 | Ceiling Fan | Compact Fluorescent |  | Twist | 1 | 15 | Hall | 1171711 | Hall | 0.1723%
11717 | 12 | 1 |  | Manual | 4 | Recessed Can | Incandescent |  | Reflector | 1 | 65 | Kitchen | 1171712 | Kitchen | 0.1723%
11717 | 13 | 1 |  | Manual | 2 | Ceiling Fixture | Incandescent |  | Standard A Lamp | 2 | 60 | Laundry Room | 1171713 | Laundry Room | 0.1723%
11717 | 14 | 1 |  | Manual | 2 | Floor lamp | Compact Fluorescent |  | Twist | 1 | 15 | Living Room | 1171714 | Living Room | 0.1723%
11717 | 14 | 2 |  | Manual | 1 | Table | Compact Fluorescent |  | Twist | 1 | 15 | Living Room | 1171714 | Living Room | 0.1723%
11725 | 1 | 1 |  | Dimmer | 1 | Recessed Can | Incandescent |  | Reflector | 1 | 65 | Bathroom | 117251 | Bathroom | 0.03789%
11725 | 1 | 2 |  | Manual | 1 | Ceiling Fixture | Halogen |  | MR | 1 | 50 | Bathroom | 117251 | Bathroom | 0.03789%
11725 | 2 | 1 |  | Manual | 1 | Wall Mount | Incandescent |  | Globe | 3 | 40 | Bathroom | 117252 | Bathroom | 0.03789%
11725 | 3 | 1 |  | Manual | 1 | Ceiling Fixture | Incandescent |  | Standard A Lamp | 2 | 60 | Bedroom | 117253 | Bedroom | 0.03789%
11725 | 4 | 1 |  | Manual | 1 | Ceiling Fixture | Incandescent |  | Standard A Lamp | 1 | 75 | Bedroom | 117254 | Bedroom | 0.03789%
11725 | 5 | 1 |  | Manual | 1 | Ceiling Fixture | Incandescent |  | Reflector | 1 | 65 | Bedroom | 117255 | Bedroom | 0.03789%
11725 | 6 | 1 |  | Manual | 1 | Ceiling Fixture | Incandescent |  | Standard A Lamp | 2 | 75 | Bedroom | 117256 | Bedroom | 0.03789%
11725 | 6 | 2 |  | Manual | 1 | Table | Compact Fluorescent |  | Twist | 1 | 13 | Bedroom | 117256 | Bedroom | 0.03789%
11725 | 7 | 1 |  | Dimmer | 1 | Chandelier (Hanging) | Incandescent |  | Standard A Lamp | 5 | 75 | Dining Room | 117257 | Dining Room | 0.03789%
11725 | 8 | 1 |  | Manual | 1 | Table | Incandescent |  | Standard A Lamp | 1 | 60 | Family Room | 117258 | Family Room | 0.03789%
11725 | 8 | 2 |  | Manual | 1 | Floor lamp | Incandescent |  | 3-Way Incandescent | 1 | 100 | Family Room | 117258 | Family Room | 0.03789%
11725 | 9 | 1 |  | Dimmer | 3 | Recessed Can | Incandescent |  | Reflector | 1 | 65 | Family Room | 117259 | Family Room | 0.03789%
11725 | 9 | 2 |  | Manual | 1 | Track | Compact Fluorescent |  | Twist | 4 | 14 | Family Room | 117259 | Family Room | 0.03789%
11725 | 10 | 1 |  | Manual | 2 | Recessed Can | Incandescent |  | Reflector | 1 | 65 | Garage | 1172510 | Garage | 0.03789%
11725 | 10 | 2 |  | Manual | 1 | Garage door opener | Incandescent |  | Standard A Lamp | 2 | 40 | Garage | 1172510 | Garage | 0.03789%
11725 | 10 | 3 |  | Manual | 1 | Wall Mount | Linear Fluorescent | 48 | T-12 | 1 | 40 | Garage | 1172510 | Garage | 0.03789%
11725 | 11 | 1 |  | Manual | 2 | Recessed Can | Compact Fluorescent |  | Reflector | 1 | 16 | Hall | 1172511 | Hall | 0.03789%
11725 | 12 | 1 |  | Manual | 2 | Ceiling Fixture | Incandescent |  | Standard A Lamp | 1 | 60 | Hall | 1172512 | Hall | 0.03789%
11725 | 13 | 1 |  | Manual | 2 | Recessed Can | Incandescent |  | Reflector | 1 | 65 | Hall | 1172513 | Hall | 0.03789%
11725 | 13 | 2 |  | Manual | 1 | Recessed Can | Compact Fluorescent |  | Twist | 1 | 14 | Hall | 1172513 | Hall | 0.03789%
11725 | 14 | 1 |  | Manual | 7 | Recessed Can | Incandescent |  | Reflector | 1 | 65 | Kitchen | 1172514 | Kitchen | 0.03789%
11725 | 15 | 1 |  | Manual | 1 | Ceiling Fixture | Compact Fluorescent |  | Twist | 2 | 20 | Laundry Room | 1172515 | Laundry Room | 0.03789%
11725 | 16 | 1 |  | Manual | 1 | Wall Mount | Incandescent |  | Reflector | 1 | 65 | Other | 1172516 | Other | 0.03789%
11725 | 17 | 1 |  | Manual | 1 | Ceiling Fixture | Incandescent |  | Standard A Lamp | 1 | 60 | Other | 1172517 | Other | 0.03789%
11729 | 1 | 1 |  | Manual | 1 | Wall Mount | Compact Fluorescent |  | Twist | 4 | 22 | Bathroom | 117291 | Bathroom | 0.1723%
11729 | 1 | 2 |  | Manual | 1 | Ceiling Fixture | Incandescent |  | Reflector | 1 | 250 | Bathroom | 117291 | Bathroom | 0.1723%
11729 | 2 | 1 |  | Manual | 1 | Floor lamp | Incandescent |  | Standard A Lamp | 1 | 60 | Bedroom | 117292 | Bedroom | 0.1723%
11729 | 2 | 2 |  | Manual | 1 | Ceiling Fixture | Incandescent |  | Standard A Lamp | 1 | 60 | Bedroom | 117292 | Bedroom | 0.1723%
11729 | 3 | 1 |  | Manual | 2 | Ceiling Fixture | Compact Fluorescent |  | Flood | 1 | 22 | Garage | 117293 | Garage | 0.1723%
11729 | 4 | 1 |  | Manual | 3 | Recessed Can | Incandescent |  | Reflector | 1 | 65 | Hall | 117294 | Hall | 0.1723%
11729 | 5 | 1 |  | Manual | 1 | Ceiling Fixture | Incandescent |  | Standard A Lamp | 3 | 60 | Kitchen | 117295 | Kitchen | 0.1723%
11729 | 5 | 2 |  | Manual | 3 | Recessed Can | Incandescent |  | Reflector | 1 | 60 | Kitchen | 117295 | Kitchen | 0.1723%
11729 | 6 | 1 |  | Manual | 1 | Ceiling Fixture | Incandescent |  | Mini base | 6 | 25 | Living Room | 117296 | Living Room | 0.1723%
11729 | 6 | 2 |  | Manual | 1 | Recessed Can | Halogen |  | PAR | 1 | 75 | Living Room | 117296 | Living Room | 0.1723%
11729 | 6 | 3 |  | Manual | 3 | Floor lamp | Incandescent |  | Standard A Lamp | 1 | 60 | Living Room | 117296 | Living Room | 0.1723%
11729 | 7 | 1 |  | Manual | 1 | Wall Mount | Incandescent |  | Standard A Lamp | 1 | 60 | Bathroom | 117297 | Bathroom | 0.1723%
11729 | 7 | 2 |  | Manual | 1 | Wall Mount | Incandescent |  | Globe | 1 | 40 | Bathroom | 117297 | Bathroom | 0.1723%
11729 | 7 | 3 |  | Manual | 1 | Wall Mount | Compact Fluorescent |  | Twist | 2 | 13 | Bathroom | 117297 | Bathroom | 0.1723%
11729 | 7 | 4 |  | Manual | 1 | Ceiling Fixture | Compact Fluorescent |  | Flood | 1 | 22 | Bathroom | 117297 | Bathroom | 0.1723%
11729 | 8 | 1 |  | Manual | 1 | Recessed Can | Compact Fluorescent |  | Flood | 1 | 15 | Master Bedroom | 117298 | Master Bedroom | 0.1723%
11729 | 8 | 2 |  | Manual | 2 | Recessed Can | Halogen |  | PAR | 1 | 75 | Master Bedroom | 117298 | Master Bedroom | 0.1723%
11729 | 9 | 1 |  | Manual | 4 | Floor lamp | Compact Fluorescent |  | Twist | 1 | 22 | Office | 117299 | Office | 0.1723%
11729 | 9 | 2 |  | Manual | 1 | Recessed Can | Halogen |  | PAR | 1 | 30 | Office | 117299 | Office | 0.1723%
11732 | 1 | 1 |  | Manual | 1 | Wall Mount | Compact Fluorescent |  | Twist | 4 | 15 | Bathroom | 117321 | Bathroom | 0.1232%
11732 | 1 | 2 |  | Manual | 1 | Ceiling Fan | Incandescent |  | Standard A Lamp | 1 | 60 | Bathroom | 117321 | Bathroom | 0.1232%
11732 | 2 | 1 |  | Manual | 1 | Wall Mount | Incandescent |  | Standard A Lamp | 3 | 60 | Bathroom | 117322 | Bathroom | 0.1232%
11732 | 2 | 2 |  | Manual | 1 | Ceiling Fan | Incandescent |  | Standard A Lamp | 1 | 60 | Bathroom | 117322 | Bathroom | 0.1232%
11732 | 3 | 1 |  | Manual | 1 | Wall Mount | Incandescent |  | Clear | 3 | 40 | Bathroom | 117323 | Bathroom | 0.1232%
11732 | 4 | 1 |  | Manual | 1 | Ceiling Fixture | Incandescent |  | Standard A Lamp | 1 | 60 | Bedroom | 117324 | Bedroom | 0.1232%
11732 | 5 | 1 |  | Manual | 1 | Ceiling Fixture | Incandescent |  | Standard A Lamp | 1 | 60 | Bedroom | 117325 | Bedroom | 0.1232%
11732 | 5 | 2 |  | Manual | 2 | Recessed Can | Compact Fluorescent |  | Reflector | 1 | 15 | Bedroom | 117325 | Bedroom | 0.1232%
11732 | 6 | 1 |  | Dimmer | 1 | Chandelier (Hanging) | Incandescent |  | Standard A Lamp | 4 | 60 | Dining Room | 117326 | Dining Room | 0.1232%
11732 | 7 | 1 |  | Manual | 9 | Recessed Can | Compact Fluorescent |  | Reflector | 1 | 15 | Family Room | 117327 | Family Room | 0.1232%
11732 | 8 | 1 |  | Manual | 1 | Ceiling Fixture | Incandescent |  | Standard A Lamp | 1 | 60 | Hall | 117328 | Hall | 0.1232%
11732 | 8 | 2 |  | Manual | 1 | Table | Incandescent |  | Standard A Lamp | 1 | 60 | Hall | 117328 | Hall | 0.1232%
11732 | 9 | 1 |  | Manual | 1 | Ceiling Fixture | Incandescent |  | Standard A Lamp | 1 | 60 | Hall | 117329 | Hall | 0.1232%
11732 | 10 | 1 |  | Manual | 3 | Recessed Can | Compact Fluorescent |  | Reflector | 1 | 15 | Hall | 1173210 | Hall | 0.1232%
11732 | 11 | 1 |  | Manual | 6 | Ceiling Fixture | Incandescent |  | Standard A Lamp | 1 | 60 | Kitchen | 1173211 | Kitchen | 0.1232%
11732 | 11 | 2 |  | Manual | 3 | Chandelier (Hanging) | Halogen |  | MR | 1 | 30 | Kitchen | 1173211 | Kitchen | 0.1232%
11732 | 12 | 1 |  | Manual | 2 | Ceiling Fixture | Linear Fluorescent | 48 | T-12 | 1 | 32 | Laundry Room | 1173212 | Laundry Room | 0.1232%
11732 | 13 | 1 |  | Manual | 2 | Ceiling Fixture | Incandescent |  | Standard A Lamp | 2 | 60 | Living Room | 1173213 | Living Room | 0.1232%
11732 | 14 | 1 |  | Manual | 2 | Track | Halogen |  | MR | 5 | 30 | Family Room | 1173214 | Family Room | 0.1232%
11732 | 14 | 2 |  | Manual | 10 | Recessed Can | Incandescent |  | Reflector | 1 | 65 | Family Room | 1173214 | Family Room | 0.1232%
11732 | 15 | 1 |  | Manual | 1 | Ceiling Fixture | Incandescent |  | Standard A Lamp | 1 | 60 | Master Bedroom | 1173215 | Master Bedroom | 0.1232%
11734 | 1 | 1 |  | Manual | 2 | Ceiling Fixture | Incandescent |  | Mini base | 3 | 25 | Laundry Room | 117341 | Laundry Room | 0.03789%
11734 | 2 | 1 |  | Manual | 2 | Ceiling Fixture | Compact Fluorescent |  | Twist | 2 | 15 | Living Room | 117342 | Living Room | 0.03789%
11734 | 2 | 2 |  | Manual | 1 | Floor lamp | Compact Fluorescent |  | Twist | 1 | 15 | Living Room | 117342 | Living Room | 0.03789%
11734 | 3 | 1 |  | Manual | 1 | Ceiling Fixture | Compact Fluorescent |  | Twist | 2 | 15 | Hall | 117343 | Hall | 0.03789%
11734 | 4 | 1 |  | Manual | 1 | Wall Mount | Incandescent |  | Globe | 3 | 40 | Bathroom | 117344 | Bathroom | 0.03789%
11734 | 5 | 1 |  | Manual | 1 | Ceiling Fixture | Incandescent |  | Standard A Lamp | 2 | 60 | Bedroom | 117345 | Bedroom | 0.03789%
11734 | 6 | 1 |  | Manual | 1 | Ceiling Fixture | Compact Fluorescent |  | Twist | 2 | 15 | Bedroom | 117346 | Bedroom | 0.03789%
11734 | 7 | 1 |  | Manual | 1 | Ceiling Fixture | Compact Fluorescent |  | Twist | 2 | 15 | Bedroom | 117347 | Bedroom | 0.03789%
11734 | 7 | 2 |  | Manual | 1 | Table | Compact Fluorescent |  | Twist | 1 | 22 | Bedroom | 117347 | Bedroom | 0.03789%
11734 | 9 | 1 |  | Manual | 2 | Ceiling Fixture | Compact Fluorescent |  | Twist | 1 | 15 | Garage | 117349 | Garage | 0.03789%
11734 | 10 | 1 |  | Manual | 3 | Recessed Can | Incandescent |  | Standard A Lamp | 1 | 60 | Family Room | 1173410 | Family Room | 0.03789%
11734 | 11 | 1 |  | Manual | 1 | Ceiling Fixture | Compact Fluorescent |  | Twist | 3 | 15 | Other | 1173411 | Other | 0.03789%
11734 | 11 | 2 |  | Manual | 1 | Table | Incandescent |  | Standard A Lamp | 1 | 60 | Other | 1173411 | Other | 0.03789%
11734 | 12 | 1 |  | Manual | 2 | Wall Mount | Incandescent |  | Globe | 3 | 40 | Bathroom | 1173412 | Bathroom | 0.03789%
11734 | 13 | 1 |  | Manual | 2 | Ceiling Fixture | Compact Fluorescent |  | Twist | 1 | 15 | Bedroom | 1173413 | Bedroom | 0.03789%
11734 | 14 | 1 |  | Manual | 1 | Ceiling Fixture | Compact Fluorescent |  | Twist | 2 | 15 | Bedroom | 1173414 | Bedroom | 0.03789%
11734 | 14 | 2 |  | Manual | 1 | Floor lamp | Incandescent |  | Standard A Lamp | 3 | 75 | Bedroom | 1173414 | Bedroom | 0.03789%
11734 | 15 | 1 |  | Manual | 1 | Ceiling Fixture | Compact Fluorescent |  | Twist | 1 | 15 | Closet | 1173415 | Closet | 0.03789%
11734 | 16 | 1 |  | Manual | 1 | Wall Mount | Compact Fluorescent |  | Twist | 1 | 15 | Hall | 1173416 | Hall | 0.03789%
11734 | 17 | 1 |  | Manual | 1 | Ceiling Fixture | Compact Fluorescent |  | Twist | 2 | 15 | Kitchen | 1173417 | Kitchen | 0.03789%
11739 | 1 | 1 |  | Manual | 1 | Ceiling Fan | Incandescent |  | Decorative | 3 | 25 | Kitchen | 117391 | Kitchen | 0.03789%
11739 | 1 | 2 |  | Manual | 8 | Recessed Can | Compact Fluorescent |  | Reflector | 1 | 15 | Kitchen | 117391 | Kitchen | 0.03789%
11739 | 2 | 1 |  | Manual | 1 | Chandelier (Hanging) | Incandescent |  | Decorative | 7 | 25 | Other | 117392 | Other | 0.03789%
11739 | 2 | 2 |  | Manual | 1 | Floor lamp | Incandescent |  | 3-Way Incandescent | 1 | 100 | Other | 117392 | Other | 0.03789%
11739 | 2 | 3 |  | Manual | 1 | Table | Compact Fluorescent |  | Twist | 1 | 15 | Other | 117392 | Other | 0.03789%
11739 | 2 | 4 |  | Manual | 1 | Table | Linear Fluorescent | 48 | Fluorescent Other | 1 | 20 | Other | 117392 | Other | 0.03789%
11739 | 3 | 1 |  | Manual | 1 | Ceiling Fixture | Incandescent |  | Heat Lamp | 2 | 150 | Bathroom | 117393 | Bathroom | 0.03789%
11739 | 3 | 2 |  | Manual | 1 | Wall Mount | Incandescent |  | Decorative | 4 | 65 | Bathroom | 117393 | Bathroom | 0.03789%
11739 | 4 | 1 |  | Manual | 1 | Chandelier (Hanging) | Compact Fluorescent |  | Twist | 4 | 15 | Office | 117394 | Office | 0.03789%
11739 | 4 | 2 |  | Manual | 1 | Floor lamp | Incandescent |  | 3-Way Incandescent | 1 | 100 | Office | 117394 | Office | 0.03789%
11739 | 4 | 3 |  | Manual | 1 | Table | Compact Fluorescent |  | Twist | 3 | 15 | Office | 117394 | Office | 0.03789%
11739 | 4 | 4 |  | Manual | 1 | Table | Compact Fluorescent |  | Twist | 1 | 15 | Office | 117394 | Office | 0.03789%
11739 | 5 | 1 |  | Manual | 1 | Ceiling Fixture | Incandescent |  | Standard A Lamp | 1 | 60 | Closet | 117395 | Closet | 0.03789%
11739 | 6 | 1 |  | Manual | 4 | Ceiling Fixture | Incandescent |  | Standard A Lamp | 1 | 75 | Other | 117396 | Other | 0.03789%
11739 | 6 | 2 |  | Manual | 2 | Ceiling Fixture | Incandescent |  | Standard A Lamp | 1 | 100 | Other | 117396 | Other | 0.03789%
11739 | 6 | 3 |  | Manual | 1 | Ceiling Fixture | Compact Fluorescent |  | Twist | 1 | 15 | Other | 117396 | Other | 0.03789%
11739 | 7 | 1 |  | Manual | 1 | Ceiling Fixture | Compact Fluorescent |  | A shape bulb | 1 | 15 | Garage | 117397 | Garage | 0.03789%
11739 | 8 | 1 |  | Manual | 1 | Chandelier (Hanging) | Incandescent |  | Decorative | 8 | 25 | Dining Room | 117398 | Dining Room | 0.03789%
11739 | 9 | 1 |  | Manual | 2 | Table | Incandescent |  | Standard A Lamp | 1 | 65 | Living Room | 117399 | Living Room | 0.03789%
11739 | 9 | 2 |  | Manual | 1 | Floor lamp | Incandescent |  | Standard A Lamp | 1 | 100 | Living Room | 117399 | Living Room | 0.03789%
11739 | 9 | 3 |  | Manual | 2 | Recessed - other | Halogen |  | PAR | 1 | 30 | Living Room | 117399 | Living Room | 0.03789%
11739 | 10 | 1 |  | Manual | 1 | Ceiling Fixture | Incandescent |  | Standard A Lamp | 2 | 40 | Hall | 1173910 | Hall | 0.03789%
11739 | 11 | 1 |  | Manual | 1 | Ceiling Fixture | Incandescent |  | Heat Lamp | 2 | 125 | Bathroom | 1173911 | Bathroom | 0.03789%
11739 | 11 | 2 |  | Manual | 2 | Wall Mount | Incandescent |  | Decorative | 2 | 25 | Bathroom | 1173911 | Bathroom | 0.03789%
11739 | 12 | 1 |  | Manual | 1 | Ceiling Fixture | Compact Fluorescent |  | Twist | 1 | 15 | Family Room | 1173912 | Family Room | 0.03789%
11739 | 12 | 2 |  | Manual | 2 | Table | Compact Fluorescent |  | Twist | 1 | 15 | Family Room | 1173912 | Family Room | 0.03789%
11739 | 12 | 3 |  | Manual | 1 | Table | Incandescent |  | Standard A Lamp | 1 | 60 | Family Room | 1173912 | Family Room | 0.03789%
11739 | 13 | 1 |  | Manual | 1 | Ceiling Fixture | Incandescent |  | Standard A Lamp | 1 | 60 | Bedroom | 1173913 | Bedroom | 0.03789%
11739 | 13 | 2 |  | Dimmer | 1 | Table | Incandescent |  | Decorative | 1 | 25 | Bedroom | 1173913 | Bedroom | 0.03789%
11739 | 13 | 3 |  | Manual | 1 | Floor lamp | Incandescent |  | Standard A Lamp | 1 | 60 | Bedroom | 1173913 | Bedroom | 0.03789%
11739 | 14 | 1 |  | Manual | 1 | Ceiling Fan | Incandescent |  | Decorative | 5 | 25 | Master Bedroom | 1173914 | Master Bedroom | 0.03789%
11739 | 14 | 2 |  | Manual | 1 | Table | Incandescent |  | Standard A Lamp | 1 | 100 | Master Bedroom | 1173914 | Master Bedroom | 0.03789%
11739 | 14 | 3 |  | Manual | 1 | Table | Incandescent |  | Colored | 1 | 25 | Master Bedroom | 1173914 | Master Bedroom | 0.03789%
11739 | 15 | 1 |  | Manual | 1 | Ceiling Fixture | Incandescent |  | Standard A Lamp | 1 | 60 | Closet | 1173915 | Closet | 0.03789%
11749 | 1 | 1 |  | Manual | 1 | Wall Mount | Compact Fluorescent |  | Twist | 3 | 15 | Bathroom | 117491 | Bathroom | 0.0364%
11749 | 1 | 2 |  | Manual | 1 | Ceiling Fan | Compact Fluorescent |  | Twist | 2 | 15 | Bathroom | 117491 | Bathroom | 0.0364%
11749 | 2 | 1 |  | Manual | 1 | Ceiling Fixture | Compact Fluorescent |  | Twist | 2 | 15 | Bedroom | 117492 | Bedroom | 0.0364%
11749 | 3 | 1 |  | Manual | 1 | Ceiling Fixture | Compact Fluorescent |  | Twist | 2 | 15 | Bedroom | 117493 | Bedroom | 0.0364%
11749 | 4 | 1 |  | Manual | 1 | Garage door opener | Incandescent |  | Standard A Lamp | 1 | 60 | Garage | 117494 | Garage | 0.0364%
11749 | 5 | 1 |  | Manual | 1 | Ceiling Fixture | Incandescent |  | Standard A Lamp | 1 | 60 | Hall | 117495 | Hall | 0.0364%
11749 | 6 | 1 |  | Manual | 1 | Ceiling Fixture | Linear Fluorescent | 48 | T-12 | 2 | 40 | Kitchen | 117496 | Kitchen | 0.0364%
11749 | 7 | 1 |  | Manual | 1 | Ceiling Fixture | Incandescent |  | Standard A Lamp | 2 | 60 | Laundry Room | 117497 | Laundry Room | 0.0364%
11749 | 8 | 1 |  | Dimmer | 3 | Floor lamp | Halogen |  | Quartz Tube | 1 | 50 | Living Room | 117498 | Living Room | 0.0364%
11749 | 8 | 2 |  | Manual | 1 | Ceiling Fixture | Compact Fluorescent |  | Twist | 2 | 15 | Living Room | 117498 | Living Room | 0.0364%
11749 | 9 | 1 |  | Manual | 1 | Ceiling Fixture | Compact Fluorescent |  | Twist | 2 | 15 | Office | 117499 | Office | 0.0364%
11752 | 1 | 1 |  | Manual | 1 | Architectural | Incandescent |  | Standard A Lamp | 1 | 60 | Other | 117521 | Other | 0.04979%
11752 | 2 | 1 |  | Dimmer | 1 | Ceiling Fixture | Incandescent |  | Standard A Lamp | 1 | 75 | Bedroom | 117522 | Bedroom | 0.04979%
11752 | 3 | 1 |  | Manual | 1 | Wall Mount | Incandescent |  | Globe | 4 | 40 | Bathroom | 117523 | Bathroom | 0.04979%
11752 | 3 | 2 |  | Manual | 1 | Other | Incandescent |  | Mini base | 1 | 5 | Bathroom | 117523 | Bathroom | 0.04979%
11752 | 4 | 1 |  | Dimmer | 2 | Recessed Can | Incandescent |  | Reflector | 1 | 65 | Family Room | 117524 | Family Room | 0.04979%
11752 | 4 | 2 |  | Manual | 2 | Recessed Can | Incandescent |  | Reflector | 1 | 65 | Family Room | 117524 | Family Room | 0.04979%
11752 | 4 | 3 |  | Manual | 1 | Table | Halogen |  | MR | 1 | 20 | Family Room | 117524 | Family Room | 0.04979%
11752 | 5 | 1 |  | Dimmer | 1 | Ceiling Fixture | Incandescent |  | Standard A Lamp | 2 | 75 | Bedroom | 117525 | Bedroom | 0.04979%
11752 | 5 | 2 |  | Manual | 1 | Table | Incandescent |  | Standard A Lamp | 1 | 25 | Bedroom | 117525 | Bedroom | 0.04979%
11752 | 6 | 1 |  | Manual | 1 | Ceiling Fixture | Incandescent |  | Standard A Lamp | 1 | 60 | Hall | 117526 | Hall | 0.04979%
11752 | 7 | 1 |  | Manual | 1 | Chandelier (Hanging) | Compact Fluorescent |  | Twist | 3 | 19 | Kitchen | 117527 | Kitchen | 0.04979%
11752 | 7 | 2 |  | Manual | 1 | Low bay | Linear Fluorescent | 24 | T-12 | 1 | 20 | Kitchen | 117527 | Kitchen | 0.04979%
11752 | 8 | 1 |  | Manual | 1 | Table | Compact Fluorescent |  | Twist | 1 | 13 | Living Room | 117528 | Living Room | 0.04979%
11752 | 8 | 2 |  | Manual | 1 | Floor lamp | Compact Fluorescent |  | Twist | 1 | 20 | Living Room | 117528 | Living Room | 0.04979%
11753 | 1 | 1 |  | Manual | 1 | Chandelier (Hanging) | Incandescent |  | Decorative | 5 | 60 | Dining Room | 117531 | Dining Room | 0.04979%
11753 | 2 | 1 |  | Manual | 3 | Ceiling Fixture | Incandescent |  | Decorative | 1 | 40 | Closet | 117532 | Closet | 0.04979%
11753 | 4 | 1 |  | Manual | 6 | Recessed Can | Incandescent |  | Reflector | 1 | 65 | Hall | 117534 | Hall | 0.04979%
11753 | 4 | 2 |  | Dimmer | 10 | Recessed - other | Incandescent |  | Mini base | 1 | 25 | Hall | 117534 | Hall | 0.04979%
11753 | 5 | 1 |  | Manual | 9 | Recessed Can | Incandescent |  | Reflector | 1 | 65 | Kitchen | 117535 | Kitchen | 0.04979%
11753 | 6 | 1 |  | Manual | 1 | Wall Mount | Incandescent |  | Decorative | 4 | 25 | Bathroom | 117536 | Bathroom | 0.04979%
11753 | 7 | 1 |  | Manual | 1 | Recessed Can | Incandescent |  | Reflector | 1 | 65 | Bedroom | 117537 | Bedroom | 0.04979%
11753 | 7 | 2 |  | Manual | 1 | Table | Incandescent |  | Decorative | 1 | 25 | Bedroom | 117537 | Bedroom | 0.04979%
11753 | 8 | 1 |  | Manual | 1 | Recessed Can | Incandescent |  | Reflector | 1 | 65 | Other | 117538 | Other | 0.04979%
11753 | 9 | 1 |  | Manual | 5 | Recessed Can | Incandescent |  | Reflector | 2 | 65 | Family Room | 117539 | Family Room | 0.04979%
11753 | 10 | 1 |  | Manual | 3 | Recessed Can | Incandescent |  | Reflector | 1 | 65 | Hall | 1175310 | Hall | 0.04979%
11753 | 11 | 1 |  | Manual | 2 | Recessed Can | Incandescent |  | Reflector | 1 | 65 | Living Room | 1175311 | Living Room | 0.04979%
11753 | 11 | 2 |  | Dimmer | 1 | Chandelier (Hanging) | Incandescent |  | Mini base | 10 | 25 | Living Room | 1175311 | Living Room | 0.04979%
11753 | 12 | 1 |  | Manual | 1 | Wall Mount | Incandescent |  | Mini base | 6 | 25 | Bathroom | 1175312 | Bathroom | 0.04979%
11753 | 12 | 2 |  | Manual | 1 | Recessed Can | Incandescent |  | Reflector | 1 | 65 | Bathroom | 1175312 | Bathroom | 0.04979%
11753 | 13 | 1 |  | Manual | 1 | Recessed Can | Incandescent |  | Reflector | 1 | 65 | Bedroom | 1175313 | Bedroom | 0.04979%
11753 | 13 | 2 |  | Manual | 3 | Table | Incandescent |  | Standard A Lamp | 1 | 60 | Bedroom | 1175313 | Bedroom | 0.04979%
11753 | 14 | 1 |  | Manual | 1 | Recessed Can | Incandescent |  | Reflector | 1 | 65 | Bathroom | 1175314 | Bathroom | 0.04979%
11753 | 15 | 1 |  | Manual | 2 | Ceiling Fixture | Incandescent |  | Standard A Lamp | 1 | 60 | Closet | 1175315 | Closet | 0.04979%
11753 | 16 | 1 |  | Manual | 8 | Recessed Can | Incandescent |  | Reflector | 1 | 65 | Hall | 1175316 | Hall | 0.04979%
11753 | 17 | 1 |  | Manual | 2 | Ceiling Fixture | Incandescent |  | Standard A Lamp | 1 | 60 | Laundry Room | 1175317 | Laundry Room | 0.04979%
11753 | 18 | 1 |  | Manual | 5 | Wall Mount | Incandescent |  | Decorative | 1 | 40 | Family Room | 1175318 | Family Room | 0.04979%
11753 | 19 | 1 |  | Manual | 3 | Recessed Can | Incandescent |  | Reflector | 1 | 65 | Bathroom | 1175319 | Bathroom | 0.04979%
11753 | 19 | 2 |  | Manual | 2 | Wall Mount | Incandescent |  | Mini base | 4 | 25 | Bathroom | 1175319 | Bathroom | 0.04979%
11753 | 20 | 1 |  | Manual | 4 | Recessed Can | Incandescent |  | Reflector | 1 | 65 | Master Bedroom | 1175320 | Master Bedroom | 0.04979%
11753 | 20 | 2 |  | Manual | 2 | Table | Incandescent |  | Standard A Lamp | 1 | 60 | Master Bedroom | 1175320 | Master Bedroom | 0.04979%
11753 | 21 | 1 |  | Manual | 4 | Recessed Can | Compact Fluorescent |  | Reflector | 1 | 15 | Office | 1175321 | Office | 0.04979%
11753 | 21 | 2 |  | Manual | 1 | Chandelier (Hanging) | Compact Fluorescent |  | Twist | 6 | 15 | Office | 1175321 | Office | 0.04979%
11753 | 22 | 1 |  | Manual | 4 | Recessed - other | Incandescent |  | Mini base | 1 | 25 | Hall | 1175322 | Hall | 0.04979%
11753 | 23 | 1 |  | Manual | 1 | Wall Mount | Incandescent |  | Standard A Lamp | 1 | 60 | Other | 1175323 | Other | 0.04979%
11753 | 24 | 1 |  | Manual | 1 | Chandelier (Hanging) | Compact Fluorescent |  | Twist | 3 | 15 | Dining Room | 1175324 | Dining Room | 0.04979%
11753 | 25 | 1 |  | Manual | 6 | Recessed Can | Incandescent |  | Reflector | 1 | 65 | Other | 1175325 | Other | 0.04979%
11762 | 1 | 1 |  | Manual | 1 | Wall Mount | Compact Fluorescent |  | Twist | 4 | 14 | Bathroom | 117621 | Bathroom | 0.0364%
11762 | 2 | 1 |  | Manual | 1 | Wall Mount | Incandescent |  | Standard A Lamp | 2 | 40 | Bathroom | 117622 | Bathroom | 0.0364%
11762 | 3 | 1 |  | Manual | 1 | Ceiling Fixture | Incandescent |  | Standard A Lamp | 2 | 60 | Bedroom | 117623 | Bedroom | 0.0364%
11762 | 4 | 1 |  | Manual | 1 | Ceiling Fixture | Incandescent |  | Standard A Lamp | 1 | 60 | Closet | 117624 | Closet | 0.0364%
11762 | 5 | 1 |  | Manual | 1 | Ceiling Fixture | Compact Fluorescent |  | Twist | 1 | 14 | Closet | 117625 | Closet | 0.0364%
11762 | 6 | 1 |  | Manual | 1 | Ceiling Fixture | Compact Fluorescent |  | Twist | 2 | 14 | Dining Room | 117626 | Dining Room | 0.0364%
11762 | 7 | 1 |  | Manual | 1 | Ceiling Fixture | Compact Fluorescent |  | Twist | 2 | 14 | Other | 117627 | Other | 0.0364%
11762 | 8 | 1 |  | Manual | 1 | Floor lamp | Compact Fluorescent |  | Twist | 1 | 14 | Family Room | 117628 | Family Room | 0.0364%
11762 | 9 | 1 |  | Manual | 4 | Ceiling Fixture | Linear Fluorescent | 48 | T-12 | 4 | 40 | Garage | 117629 | Garage | 0.0364%
11762 | 10 | 1 |  | Manual | 1 | Ceiling Fixture | Compact Fluorescent |  | Twist | 2 | 15 | Kitchen | 1176210 | Kitchen | 0.0364%
11762 | 10 | 2 |  | Manual | 1 | Ceiling Fixture | Compact Fluorescent |  | Twist | 1 | 15 | Kitchen | 1176210 | Kitchen | 0.0364%
11762 | 11 | 1 |  | Manual | 1 | Ceiling Fixture | Incandescent |  | Standard A Lamp | 2 | 60 | Other | 1176211 | Other | 0.0364%
11762 | 11 | 2 |  | Manual | 1 | Floor lamp | Compact Fluorescent |  | Twist | 1 | 20 | Other | 1176211 | Other | 0.0364%
11762 | 12 | 1 |  | Manual | 1 | Ceiling Fixture | Compact Fluorescent |  | Twist | 1 | 15 | Laundry Room | 1176212 | Laundry Room | 0.0364%
11762 | 13 | 1 |  | Manual | 1 | Ceiling Fixture | Incandescent |  | Standard A Lamp | 1 | 60 | Master Bedroom | 1176213 | Master Bedroom | 0.0364%
11762 | 14 | 1 |  | Manual | 1 | Ceiling Fixture | Incandescent |  | Standard A Lamp | 1 | 60 | Office | 1176214 | Office | 0.0364%
11762 | 14 | 2 |  | Manual | 1 | Table | Incandescent |  | Standard A Lamp | 1 | 60 | Office | 1176214 | Office | 0.0364%
11762 | 15 | 1 |  | Manual | 1 | Wall Mount | Compact Fluorescent |  | Twist | 1 | 14 | Other | 1176215 | Other | 0.0364%
11766 | 1 | 1 |  | Manual | 1 | Ceiling Fixture | Compact Fluorescent |  | Twist | 1 | 23 | Bathroom | 117661 | Bathroom | 0.1232%
11766 | 1 | 2 |  | Manual | 1 | Ceiling Fixture | Linear Fluorescent | 48 | T-12 | 2 | 40 | Bathroom | 117661 | Bathroom | 0.1232%
11766 | 1 | 3 |  | Manual | 1 | Ceiling Fixture | Compact Fluorescent |  | Globe | 3 | 15 | Bathroom | 117661 | Bathroom | 0.1232%
11766 | 1 | 4 |  | Dimmer | 1 | Ceiling Fixture | Incandescent |  | Reflector | 1 | 65 | Bathroom | 117661 | Bathroom | 0.1232%
11766 | 2 | 1 |  | Manual | 1 | Ceiling Fixture | Linear Fluorescent | 48 | T-12 | 1 | 40 | Bathroom | 117662 | Bathroom | 0.1232%
11766 | 2 | 2 |  | Manual | 1 | Ceiling Fixture | Linear Fluorescent | 24 | T-12 | 1 | 20 | Bathroom | 117662 | Bathroom | 0.1232%
11766 | 3 | 1 |  | Dimmer | 1 | Chandelier (Hanging) | Incandescent |  | Decorative | 6 | 40 | Dining Room | 117663 | Dining Room | 0.1232%
11766 | 4 | 1 |  | Dimmer | 1 | Track | Incandescent |  | Reflector | 3 | 60 | Other | 117664 | Other | 0.1232%
11766 | 5 | 1 |  | Manual | 2 | Table | Compact Fluorescent |  | Twist | 2 | 23 | Family Room | 117665 | Family Room | 0.1232%
11766 | 5 | 2 |  | Manual | 1 | Table | Incandescent |  | Standard A Lamp | 1 | 100 | Family Room | 117665 | Family Room | 0.1232%
11766 | 5 | 3 |  | Manual | 2 | Architectural | Compact Fluorescent |  | Twist | 1 | 13 | Family Room | 117665 | Family Room | 0.1232%
11766 | 5 | 4 |  | Dimmer | 2 | Recessed Can | Incandescent |  | Reflector | 1 | 65 | Family Room | 117665 | Family Room | 0.1232%
11766 | 6 | 1 |  | Manual | 2 | Ceiling Fixture | Linear Fluorescent | 96 | T-12 | 2 | 75 | Garage | 117666 | Garage | 0.1232%
11766 | 6 | 2 |  | Manual | 1 | Ceiling Fixture | Linear Fluorescent | 48 | T-12 | 2 | 40 | Garage | 117666 | Garage | 0.1232%
11766 | 6 | 3 |  | Manual | 1 | Garage door opener | Compact Fluorescent |  | Twist | 1 | 23 | Garage | 117666 | Garage | 0.1232%
11766 | 7 | 1 |  | Manual | 1 | Ceiling Fixture | Compact Fluorescent |  | Twist | 1 | 13 | Hall | 117667 | Hall | 0.1232%
11766 | 8 | 1 |  | Manual | 1 | Ceiling Fixture | Compact Fluorescent |  | Twist | 1 | 23 | Hall | 117668 | Hall | 0.1232%
11766 | 9 | 1 |  | Manual | 6 | Ceiling Fixture | Linear Fluorescent | 48 | T-12 | 1 | 40 | Kitchen | 117669 | Kitchen | 0.1232%
11766 | 9 | 2 |  | Manual | 1 | Ceiling Fixture | Linear Fluorescent | 36 | T-12 | 1 | 30 | Kitchen | 117669 | Kitchen | 0.1232%
11766 | 9 | 3 |  | Manual | 1 | Ceiling Fixture | Linear Fluorescent | 24 | T-12 | 1 | 20 | Kitchen | 117669 | Kitchen | 0.1232%
11766 | 10 | 1 |  | Manual | 1 | Ceiling Fixture | Compact Fluorescent |  | Twist | 1 | 15 | Laundry Room | 1176610 | Laundry Room | 0.1232%
11766 | 11 | 1 |  | Manual | 2 | Table | Incandescent |  | 3-Way Incandescent | 1 | 100 | Living Room | 1176611 | Living Room | 0.1232%
11766 | 12 | 1 |  | Dimmer | 2 | Table | Incandescent |  | Standard A Lamp | 1 | 100 | Master Bedroom | 1176612 | Master Bedroom | 0.1232%
11766 | 12 | 2 |  | Manual | 1 | Floor lamp | Compact Fluorescent |  | Straight Tube | 1 | 15 | Master Bedroom | 1176612 | Master Bedroom | 0.1232%
11766 | 13 | 1 |  | Manual | 1 | Ceiling Fixture | Linear Fluorescent | 48 | T-12 | 1 | 40 | Office | 1176613 | Office | 0.1232%
11766 | 13 | 2 |  | Manual | 1 | Ceiling Fixture | Linear Fluorescent | 24 | T-12 | 1 | 20 | Office | 1176613 | Office | 0.1232%
11766 | 14 | 1 |  | Manual | 1 | Ceiling Fixture | Incandescent |  | Standard A Lamp | 1 | 150 | Office | 1176614 | Office | 0.1232%
11766 | 14 | 2 |  | Manual | 1 | Table | Incandescent |  | Standard A Lamp | 1 | 100 | Office | 1176614 | Office | 0.1232%
11766 | 14 | 3 |  | Manual | 1 | Architectural | Linear Fluorescent | 24 | T-12 | 1 | 20 | Office | 1176614 | Office | 0.1232%
11766 | 15 | 1 |  | Manual | 1 | Ceiling Fixture | Compact Fluorescent |  | Twist | 1 | 23 | Other | 1176615 | Other | 0.1232%
11766 | 16 | 1 |  | Manual | 1 | Ceiling Fixture | Incandescent |  | Standard A Lamp | 1 | 150 | Other | 1176616 | Other | 0.1232%
11766 | 16 | 2 |  | Manual | 1 | Table | Linear Fluorescent | 18 | Fluorescent Other | 1 | 8 | Other | 1176616 | Other | 0.1232%
11766 | 17 | 1 |  | Manual | 1 | Ceiling Fixture | Incandescent |  | Standard A Lamp | 1 | 100 | Other | 1176617 | Other | 0.1232%
11766 | 17 | 2 |  | Manual | 3 | Table | Incandescent |  | Standard A Lamp | 1 | 100 | Other | 1176617 | Other | 0.1232%
11769 | 1 | 1 |  | Manual | 3 | Recessed Can | Incandescent |  | Reflector | 1 | 65 | Bathroom | 117691 | Bathroom | 0.1232%
11769 | 2 | 1 |  | Manual | 1 | Ceiling Fixture | Incandescent |  | Standard A Lamp | 1 | 60 | Bedroom | 117692 | Bedroom | 0.1232%
11769 | 3 | 1 |  | Manual | 1 | Ceiling Fan | Compact Fluorescent |  | Twist | 3 | 15 | Bedroom | 117693 | Bedroom | 0.1232%
11769 | 4 | 1 |  | Manual | 3 | Recessed Can | Other |  | LED Interior | 1 | 12 | Dining Room | 117694 | Dining Room | 0.1232%
11769 | 5 | 1 |  | Manual | 3 | Recessed - other | Linear Fluorescent | 48 | T-12 | 1 | 40 | Family Room | 117695 | Family Room | 0.1232%
11769 | 5 | 2 |  | Manual | 1 | Chandelier (Hanging) | Incandescent |  | Clear | 3 | 60 | Family Room | 117695 | Family Room | 0.1232%
11769 | 5 | 3 |  | Dimmer | 2 | Ceiling Fixture | Incandescent |  | Standard A Lamp | 1 | 60 | Family Room | 117695 | Family Room | 0.1232%
11769 | 6 | 1 |  | Manual | 1 | Garage door opener | Incandescent |  | Standard A Lamp | 2 | 60 | Garage | 117696 | Garage | 0.1232%
11769 | 6 | 2 |  | Manual | 2 | Ceiling Fixture | Incandescent |  | Standard A Lamp | 1 | 100 | Garage | 117696 | Garage | 0.1232%
11769 | 7 | 1 |  | Manual | 2 | Wall Mount | Incandescent |  | Standard A Lamp | 2 | 60 | Hall | 117697 | Hall | 0.1232%
11769 | 8 | 1 |  | Manual | 2 | Wall Mount | Incandescent |  | Standard A Lamp | 1 | 40 | Hall | 117698 | Hall | 0.1232%
11769 | 9 | 1 |  | Manual | 3 | Chandelier (Hanging) | Incandescent |  | Standard A Lamp | 1 | 60 | Kitchen | 117699 | Kitchen | 0.1232%
11769 | 9 | 2 |  | Dimmer | 6 | Recessed Can | Incandescent |  | Reflector | 1 | 65 | Kitchen | 117699 | Kitchen | 0.1232%
11769 | 10 | 1 |  | Manual | 1 | Recessed Can | Halogen |  | PAR | 1 | 75 | Laundry Room | 1176910 | Laundry Room | 0.1232%
11769 | 10 | 2 |  | Manual | 1 | Wall Mount | Incandescent |  | Mini base | 3 | 25 | Laundry Room | 1176910 | Laundry Room | 0.1232%
11769 | 11 | 1 |  | Manual | 2 | Recessed Can | Incandescent |  | Reflector | 1 | 65 | Living Room | 1176911 | Living Room | 0.1232%
11769 | 12 | 1 |  | Manual | 3 | Recessed Can | Incandescent |  | Reflector | 1 | 65 | Bathroom | 1176912 | Bathroom | 0.1232%
11769 | 13 | 1 |  | Manual | 1 | Chandelier (Hanging) | Incandescent |  | Clear | 4 | 40 | Master Bedroom | 1176913 | Master Bedroom | 0.1232%
11769 | 14 | 1 |  | Manual | 1 | Ceiling Fan | Incandescent |  | Standard A Lamp | 3 | 60 | Office | 1176914 | Office | 0.1232%
11769 | 14 | 2 |  | Manual | 2 | Table | Incandescent |  | Standard A Lamp | 1 | 60 | Office | 1176914 | Office | 0.1232%
11769 | 15 | 1 |  | Manual | 1 | Ceiling Fixture | Linear Fluorescent | 48 | T-12 | 2 | 32 | Other | 1176915 | Other | 0.1232%
11769 | 15 | 2 |  | Manual | 1 | Ceiling Fixture | Incandescent |  | Standard A Lamp | 1 | 60 | Other | 1176915 | Other | 0.1232%
11772 | 1 | 1 |  | Manual | 2 | Wall Mount | Compact Fluorescent |  | Twist | 1 | 13 | Bathroom | 117721 | Bathroom | 0.0364%
11772 | 1 | 2 |  | Manual | 1 | Ceiling Fixture | Incandescent |  | Clear | 1 | 60 | Bathroom | 117721 | Bathroom | 0.0364%
11772 | 2 | 1 |  | Manual | 1 | Ceiling Fixture | Compact Fluorescent |  | Twist | 1 | 23 | Other | 117722 | Other | 0.0364%
11772 | 2 | 2 |  | Manual | 1 | Floor lamp | Compact Fluorescent |  | Straight Tube | 1 | 18 | Other | 117722 | Other | 0.0364%
11772 | 3 | 1 |  | Manual | 1 | Ceiling Fixture | Compact Fluorescent |  | Twist | 2 | 23 | Bedroom | 117723 | Bedroom | 0.0364%
11772 | 3 | 2 |  | Manual | 1 | Other | Incandescent |  | Mini base | 3 | 15 | Bedroom | 117723 | Bedroom | 0.0364%
11772 | 4 | 1 |  | Manual | 1 | Ceiling Fixture | Compact Fluorescent |  | Twist | 1 | 23 | Bedroom | 117724 | Bedroom | 0.0364%
11772 | 4 | 2 |  | Manual | 2 | Table | Compact Fluorescent |  | Twist | 1 | 13 | Bedroom | 117724 | Bedroom | 0.0364%
11772 | 5 | 1 |  | Dimmer | 1 | Chandelier (Hanging) | Incandescent |  | Clear | 4 | 100 | Dining Room | 117725 | Dining Room | 0.0364%
11772 | 6 | 1 |  | Manual | 1 | Ceiling Fixture | Compact Fluorescent |  | Twist | 2 | 13 | Other | 117726 | Other | 0.0364%
11772 | 7 | 1 |  | Manual | 1 | Ceiling Fixture | Compact Fluorescent |  | Twist | 1 | 13 | Hall | 117727 | Hall | 0.0364%
11772 | 8 | 1 |  | Manual | 5 | Ceiling Fixture | Compact Fluorescent |  | Twist | 2 | 13 | Kitchen | 117728 | Kitchen | 0.0364%
11772 | 8 | 2 |  | Manual | 3 | Architectural | Linear Fluorescent | 24 | T-8 | 1 | 17 | Kitchen | 117728 | Kitchen | 0.0364%
11772 | 9 | 1 |  | Manual | 1 | Ceiling Fixture | Incandescent |  | Heat Lamp | 1 | 250 | Laundry Room | 117729 | Laundry Room | 0.0364%
11772 | 10 | 1 |  | Manual | 2 | Table | Compact Fluorescent |  | Twist | 2 | 13 | Living Room | 1177210 | Living Room | 0.0364%
11772 | 11 | 1 |  | Manual | 1 | Wall Mount | Compact Fluorescent |  | Twist | 1 | 13 | Bathroom | 1177211 | Bathroom | 0.0364%
11772 | 11 | 2 |  | Manual | 1 | Ceiling Fixture | Incandescent |  | Heat Lamp | 1 | 150 | Bathroom | 1177211 | Bathroom | 0.0364%
11772 | 12 | 1 |  | Manual | 1 | Chandelier (Hanging) | Incandescent |  | Decorative | 2 | 40 | Other | 1177212 | Other | 0.0364%
11774 | 1 | 1 |  | Manual | 4 | High bay | Linear Fluorescent | 48 | T-12 | 2 | 25 | Family Room | 117741 | Family Room | 0.1723%
11774 | 1 | 2 |  | Manual | 1 | Table | Linear Fluorescent | 12 | T-4 | 2 | 16 | Family Room | 117741 | Family Room | 0.1723%
11774 | 1 | 3 |  | Manual | 1 | Table | Compact Fluorescent |  | Twist | 1 | 23 | Family Room | 117741 | Family Room | 0.1723%
11774 | 2 | 1 |  | Manual | 1 | Wall Mount | Incandescent |  | Clear | 4 | 60 | Bathroom | 117742 | Bathroom | 0.1723%
11774 | 2 | 2 |  | Manual | 1 | Recessed - other | Incandescent |  | Reflector | 1 | 100 | Bathroom | 117742 | Bathroom | 0.1723%
11774 | 2 | 3 |  | Manual | 1 | Recessed - other | Incandescent |  | Heat Lamp | 1 | 150 | Bathroom | 117742 | Bathroom | 0.1723%
11774 | 2 | 4 |  | Manual | 1 | Ceiling Fixture | Incandescent |  | Standard A Lamp | 1 | 60 | Bathroom | 117742 | Bathroom | 0.1723%
11774 | 3 | 1 |  | Manual | 1 | Wall Mount | Incandescent |  | Clear | 3 | 60 | Bathroom | 117743 | Bathroom | 0.1723%
11774 | 3 | 2 |  | Manual | 1 | Ceiling Fixture | Incandescent |  | Standard A Lamp | 2 | 60 | Bathroom | 117743 | Bathroom | 0.1723%
11774 | 4 | 1 |  | Manual | 2 | Ceiling Fixture | Incandescent |  | Standard A Lamp | 1 | 60 | Closet | 117744 | Closet | 0.1723%
11774 | 5 | 1 |  | Manual | 1 | Table | Incandescent |  | Standard A Lamp | 1 | 60 | Dining Room | 117745 | Dining Room | 0.1723%
11774 | 5 | 2 |  | Manual | 1 | Floor lamp | Incandescent |  | Standard A Lamp | 1 | 150 | Dining Room | 117745 | Dining Room | 0.1723%
11774 | 5 | 3 |  | Manual | 1 | Floor lamp | Incandescent |  | Mini base | 3 | 25 | Dining Room | 117745 | Dining Room | 0.1723%
11774 | 5 | 4 |  | Manual | 1 | Ceiling Fan | Incandescent |  | Mini base | 3 | 40 | Dining Room | 117745 | Dining Room | 0.1723%
11774 | 5 | 5 |  | Manual | 1 | Table | Compact Fluorescent |  | Twist | 1 | 13 | Dining Room | 117745 | Dining Room | 0.1723%
11774 | 5 | 6 |  | Manual | 1 | Table | Compact Fluorescent |  | Twist | 1 | 23 | Dining Room | 117745 | Dining Room | 0.1723%
11774 | 5 | 7 |  | Manual | 3 | Recessed Can | Incandescent |  | Reflector | 1 | 65 | Dining Room | 117745 | Dining Room | 0.1723%
11774 | 6 | 1 |  | Manual | 1 | Ceiling Fixture | Incandescent |  | Mini base | 3 | 40 | Hall | 117746 | Hall | 0.1723%
11774 | 7 | 1 |  | Manual | 3 | High bay | Linear Fluorescent | 48 | T-12 | 2 | 40 | Garage | 117747 | Garage | 0.1723%
11774 | 7 | 2 |  | Manual | 2 | Ceiling Fixture | Incandescent |  | Reflector | 1 | 75 | Garage | 117747 | Garage | 0.1723%
11774 | 7 | 3 |  | Manual | 1 | Garage door opener | Incandescent |  | Standard A Lamp | 1 | 60 | Garage | 117747 | Garage | 0.1723%
11774 | 8 | 1 |  | Manual | 1 | Ceiling Fan | Compact Fluorescent |  | A shape bulb | 2 | 15 | Bedroom | 117748 | Bedroom | 0.1723%
11774 | 8 | 2 |  | Manual | 1 | Ceiling Fan | Incandescent |  | Standard A Lamp | 1 | 60 | Bedroom | 117748 | Bedroom | 0.1723%
11774 | 8 | 3 |  | Manual | 1 | Table | Incandescent |  | 3-Way Incandescent | 1 | 100 | Bedroom | 117748 | Bedroom | 0.1723%
11774 | 8 | 4 |  | Manual | 1 | Table | Compact Fluorescent |  | A shape bulb | 1 | 15 | Bedroom | 117748 | Bedroom | 0.1723%
11774 | 9 | 1 |  | Manual | 1 | Ceiling Fixture | Incandescent |  | Standard A Lamp | 1 | 60 | Hall | 117749 | Hall | 0.1723%
11774 | 10 | 1 |  | Manual | 1 | Ceiling Fixture | Incandescent |  | Standard A Lamp | 1 | 60 | Hall | 1177410 | Hall | 0.1723%
11774 | 11 | 1 |  | Manual | 1 | Ceiling Fixture | Compact Fluorescent |  | Twist | 2 | 13 | Hall | 1177411 | Hall | 0.1723%
11774 | 12 | 1 |  | Manual | 3 | Recessed Can | Incandescent |  | Reflector | 1 | 65 | Kitchen | 1177412 | Kitchen | 0.1723%
11774 | 12 | 2 |  | Manual | 2 | Ceiling Fixture | Other |  | High Pressure Sodium | 1 | 100 | Kitchen | 1177412 | Kitchen | 0.1723%
11774 | 12 | 3 |  | Manual | 1 | Ceiling Fixture | Incandescent |  | Standard A Lamp | 3 | 60 | Kitchen | 1177412 | Kitchen | 0.1723%
11774 | 12 | 4 |  | Manual | 1 | Table | Compact Fluorescent |  | Twist | 2 | 15 | Kitchen | 1177412 | Kitchen | 0.1723%
11774 | 13 | 1 |  | Manual | 1 | Ceiling Fixture | Incandescent |  | Standard A Lamp | 2 | 60 | Laundry Room | 1177413 | Laundry Room | 0.1723%
11774 | 13 | 2 |  | Manual | 2 | High bay | Linear Fluorescent | 48 | T-12 | 2 | 30 | Laundry Room | 1177413 | Laundry Room | 0.1723%
11774 | 14 | 1 |  | Manual | 1 | Wall Mount | Compact Fluorescent |  | Twist | 3 | 15 | Bathroom | 1177414 | Bathroom | 0.1723%
11774 | 14 | 2 |  | Manual | 1 | Ceiling Fixture | Compact Fluorescent |  | Twist | 3 | 13 | Bathroom | 1177414 | Bathroom | 0.1723%
11774 | 15 | 1 |  | Manual | 1 | Ceiling Fixture | Compact Fluorescent |  | Twist | 3 | 15 | Master Bedroom | 1177415 | Master Bedroom | 0.1723%
11774 | 15 | 2 |  | Manual | 1 | Table | Incandescent |  | Standard A Lamp | 1 | 60 | Master Bedroom | 1177415 | Master Bedroom | 0.1723%
11774 | 16 | 1 |  | Manual | 1 | Floor lamp | Incandescent |  | 3-Way Incandescent | 1 | 70 | Office | 1177416 | Office | 0.1723%
11774 | 16 | 2 |  | Manual | 1 | Ceiling Fan | Incandescent |  | Standard A Lamp | 3 | 60 | Office | 1177416 | Office | 0.1723%
11774 | 16 | 3 |  | Manual | 1 | Wall Mount | Halogen |  | Quartz Tube | 1 | 75 | Office | 1177416 | Office | 0.1723%
11774 | 16 | 4 |  | Manual | 1 | Table | Incandescent |  | Standard A Lamp | 1 | 60 | Office | 1177416 | Office | 0.1723%
11774 | 16 | 5 |  | Manual | 1 | Table | Compact Fluorescent |  | Twist | 1 | 13 | Office | 1177416 | Office | 0.1723%
11775 | 1 | 1 |  | Manual | 1 | Wall Mount | Incandescent |  | Standard A Lamp | 1 | 60 | Bathroom | 117751 | Bathroom | 0.1232%
11775 | 1 | 2 |  | Manual | 1 | Wall Mount | Compact Fluorescent |  | Twist | 1 | 15 | Bathroom | 117751 | Bathroom | 0.1232%
11775 | 2 | 1 |  | Manual | 1 | Floor lamp | Other |  | LED Interior | 1 | 1 | Family Room | 117752 | Family Room | 0.1232%
11775 | 2 | 2 |  | Manual | 1 | Table | Incandescent |  | 3-Way Incandescent | 1 | 100 | Family Room | 117752 | Family Room | 0.1232%
11775 | 3 | 1 |  | Dimmer | 1 | Chandelier (Hanging) | Incandescent |  | Decorative | 5 | 25 | Dining Room | 117753 | Dining Room | 0.1232%
11775 | 4 | 1 |  | Manual | 2 | Ceiling Fixture | Linear Fluorescent | 48 | T-12 | 2 | 40 | Garage | 117754 | Garage | 0.1232%
11775 | 4 | 2 |  | Manual | 1 | Table | Incandescent |  | Standard A Lamp | 1 | 60 | Garage | 117754 | Garage | 0.1232%
11775 | 5 | 1 |  | Manual | 1 | Ceiling Fixture | Incandescent |  | Standard A Lamp | 1 | 100 | Bedroom | 117755 | Bedroom | 0.1232%
11775 | 6 | 1 |  | Manual | 1 | Wall Mount | Incandescent |  | Standard A Lamp | 3 | 40 | Bathroom | 117756 | Bathroom | 0.1232%
11775 | 6 | 2 |  | Manual | 1 | Wall Mount | Incandescent |  | Standard A Lamp | 1 | 60 | Bathroom | 117756 | Bathroom | 0.1232%
11775 | 7 | 1 |  | Manual | 1 | Ceiling Fixture | Incandescent |  | Standard A Lamp | 1 | 60 | Hall | 117757 | Hall | 0.1232%
11775 | 7 | 2 |  | Manual | 1 | Ceiling Fixture | Incandescent |  | Standard A Lamp | 1 | 52 | Hall | 117757 | Hall | 0.1232%
11775 | 8 | 1 |  | Manual | 1 | Other | Incandescent |  | Mini base | 1 | 40 | Kitchen | 117758 | Kitchen | 0.1232%
11775 | 8 | 2 |  | Manual | 1 | Recessed Can | Incandescent |  | Standard A Lamp | 2 | 100 | Kitchen | 117758 | Kitchen | 0.1232%
11775 | 8 | 3 |  | Manual | 1 | Recessed Can | Incandescent |  | Reflector | 1 | 65 | Kitchen | 117758 | Kitchen | 0.1232%
11775 | 9 | 1 |  | Manual | 1 | Ceiling Fixture | Incandescent |  | Standard A Lamp | 1 | 60 | Dining Room | 117759 | Dining Room | 0.1232%
11775 | 9 | 2 |  | Manual | 1 | Recessed Can | Incandescent |  | Reflector | 1 | 65 | Dining Room | 117759 | Dining Room | 0.1232%
11775 | 10 | 1 |  | Manual | 1 | Table | Incandescent |  | 3-Way Incandescent | 1 | 50 | Living Room | 1177510 | Living Room | 0.1232%
11775 | 10 | 2 |  | Manual | 1 | Ceiling Fixture | Incandescent |  | Standard A Lamp | 2 | 40 | Living Room | 1177510 | Living Room | 0.1232%
11775 | 10 | 3 |  | Manual | 1 | Ceiling Fixture | Incandescent |  | Standard A Lamp | 1 | 75 | Living Room | 1177510 | Living Room | 0.1232%
11775 | 11 | 1 |  | Manual | 1 | Wall Mount | Compact Fluorescent |  | Twist | 1 | 20 | Bathroom | 1177511 | Bathroom | 0.1232%
11775 | 12 | 1 |  | Manual | 1 | Table | Incandescent |  | Standard A Lamp | 1 | 100 | Master Bedroom | 1177512 | Master Bedroom | 0.1232%
11775 | 12 | 2 |  | Manual | 1 | Table | Incandescent |  | Standard A Lamp | 1 | 100 | Master Bedroom | 1177512 | Master Bedroom | 0.1232%
11775 | 12 | 3 |  | Manual | 1 | Ceiling Fixture | Incandescent |  | Standard A Lamp | 2 | 60 | Master Bedroom | 1177512 | Master Bedroom | 0.1232%
11775 | 12 | 4 |  | Manual | 1 | Ceiling Fixture | Incandescent |  | Standard A Lamp | 3 | 60 | Master Bedroom | 1177512 | Master Bedroom | 0.1232%
11775 | 13 | 1 |  | Manual | 1 | Ceiling Fixture | Other |  | Metal Halide | 1 | 275 | Other | 1177513 | Other | 0.1232%
11775 | 13 | 2 |  | Manual | 1 | Ceiling Fixture | Incandescent |  | Reflector | 1 | 65 | Other | 1177513 | Other | 0.1232%
11779 | 1 | 1 |  | Manual | 1 | Ceiling Fan | Incandescent |  | Decorative | 2 | 25 | Bathroom | 117791 | Bathroom | 0.03789%
11779 | 1 | 2 |  | Manual | 1 | Wall Mount | Compact Fluorescent |  | Twist | 3 | 15 | Bathroom | 117791 | Bathroom | 0.03789%
11779 | 2 | 1 |  | Manual | 1 | Ceiling Fan | Compact Fluorescent |  | Twist | 1 | 15 | Bedroom | 117792 | Bedroom | 0.03789%
11779 | 3 | 1 |  | Manual | 1 | Chandelier (Hanging) | Compact Fluorescent |  | Twist | 3 | 15 | Dining Room | 117793 | Dining Room | 0.03789%
11779 | 4 | 1 |  | Dimmer | 1 | Ceiling Fixture | Compact Fluorescent |  | Twist | 2 | 15 | Family Room | 117794 | Family Room | 0.03789%
11779 | 5 | 1 |  | Manual | 1 | Ceiling Fixture | Compact Fluorescent |  | Twist | 2 | 15 | Laundry Room | 117795 | Laundry Room | 0.03789%
11779 | 6 | 1 |  | Manual | 1 | Ceiling Fixture | Halogen |  | Quartz Tube | 2 | 50 | Kitchen | 117796 | Kitchen | 0.03789%
11779 | 6 | 2 |  | Manual | 3 | Other | Halogen |  | MR | 1 | 20 | Kitchen | 117796 | Kitchen | 0.03789%
11779 | 7 | 1 |  | Manual | 1 | Ceiling Fixture | Compact Fluorescent |  | Twist | 1 | 22 | Laundry Room | 117797 | Laundry Room | 0.03789%
11779 | 8 | 1 |  | Manual | 1 | Ceiling Fan | Compact Fluorescent |  | Twist | 1 | 22 | Master Bedroom | 117798 | Master Bedroom | 0.03789%
11779 | 9 | 1 |  | Manual | 1 | Ceiling Fixture | Compact Fluorescent |  | Twist | 2 | 15 | Office | 117799 | Office | 0.03789%
11780 | 1 | 1 |  | Manual | 2 | Wall Mount | Compact Fluorescent |  | Twist | 2 | 15 | Bathroom | 117801 | Bathroom | 0.0286%
11780 | 2 | 1 |  | Manual | 2 | Ceiling Fixture | Compact Fluorescent |  | Twist | 2 | 15 | Bathroom | 117802 | Bathroom | 0.0286%
11780 | 2 | 2 |  | Manual | 1 | Wall Mount | Incandescent |  | Decorative | 5 | 40 | Bathroom | 117802 | Bathroom | 0.0286%
11780 | 3 | 1 |  | Manual | 1 | Ceiling Fixture | Compact Fluorescent |  | Twist | 2 | 15 | Bedroom | 117803 | Bedroom | 0.0286%
11780 | 3 | 2 |  | Manual | 3 | Table | Compact Fluorescent |  | Twist | 1 | 22 | Bedroom | 117803 | Bedroom | 0.0286%
11780 | 4 | 1 |  | Manual | 1 | Ceiling Fixture | Compact Fluorescent |  | Twist | 2 | 15 | Bedroom | 117804 | Bedroom | 0.0286%
11780 | 5 | 1 |  | Manual | 2 | Table | Compact Fluorescent |  | Twist | 3 | 15 | Bedroom | 117805 | Bedroom | 0.0286%
11780 | 5 | 2 |  | Manual | 3 | Ceiling Fixture | Compact Fluorescent |  | Twist | 2 | 15 | Bedroom | 117805 | Bedroom | 0.0286%
11780 | 5 | 3 |  | Manual | 1 | Ceiling Fan | Incandescent |  | Standard A Lamp | 4 | 60 | Bedroom | 117805 | Bedroom | 0.0286%
11780 | 5 | 4 |  | Manual | 1 | Chandelier (Hanging) | Compact Fluorescent |  | Other | 8 | 7 | Bedroom | 117805 | Bedroom | 0.0286%
11780 | 6 | 1 |  | Manual | 1 | Ceiling Fixture | Incandescent |  | Standard A Lamp | 1 | 60 | Closet | 117806 | Closet | 0.0286%
11780 | 7 | 1 |  | Manual | 1 | Ceiling Fixture | Linear Fluorescent | 48 | T-12 | 2 | 40 | Closet | 117807 | Closet | 0.0286%
11780 | 8 | 1 |  | Manual | 3 | Ceiling Fixture | Linear Fluorescent | 48 | T-12 | 2 | 40 | Garage | 117808 | Garage | 0.0286%
11780 | 8 | 2 |  | Manual | 1 | Garage door opener | Incandescent |  | Standard A Lamp | 2 | 60 | Garage | 117808 | Garage | 0.0286%
11780 | 9 | 1 |  | Manual | 1 | Ceiling Fixture | Compact Fluorescent |  | Twist | 2 | 15 | Hall | 117809 | Hall | 0.0286%
11780 | 9 | 2 |  | Manual | 2 | Chandelier (Hanging) | Incandescent |  | Decorative | 9 | 40 | Hall | 117809 | Hall | 0.0286%
11780 | 9 | 3 |  | Manual | 1 | Table | Incandescent |  | Standard A Lamp | 3 | 60 | Hall | 117809 | Hall | 0.0286%
11780 | 10 | 1 |  | Manual | 2 | Wall Mount | Incandescent |  | Decorative | 1 | 40 | Kitchen | 1178010 | Kitchen | 0.0286%
11780 | 10 | 2 |  | Manual | 1 | Ceiling Fixture | Compact Fluorescent |  | Twist | 1 | 15 | Kitchen | 1178010 | Kitchen | 0.0286%
11780 | 10 | 3 |  | Manual | 1 | Ceiling Fan | Incandescent |  | Standard A Lamp | 1 | 60 | Kitchen | 1178010 | Kitchen | 0.0286%
11780 | 10 | 4 |  | Manual | 1 | Chandelier (Hanging) | Incandescent |  | Standard A Lamp | 2 | 60 | Kitchen | 1178010 | Kitchen | 0.0286%
11780 | 10 | 5 |  | Manual | 1 | Chandelier (Hanging) | Compact Fluorescent |  | Twist | 5 | 15 | Kitchen | 1178010 | Kitchen | 0.0286%
11780 | 10 | 6 |  | Manual | 2 | Table | Compact Fluorescent |  | Twist | 1 | 15 | Kitchen | 1178010 | Kitchen | 0.0286%
11780 | 10 | 7 |  | Manual | 2 | Table | Compact Fluorescent |  | Twist | 4 | 15 | Kitchen | 1178010 | Kitchen | 0.0286%
11780 | 10 | 8 |  | Manual | 1 | Table | Incandescent |  | Decorative | 1 | 40 | Kitchen | 1178010 | Kitchen | 0.0286%
11780 | 10 | 9 |  | Manual | 2 | Recessed - other | Incandescent |  | Reflector | 1 | 40 | Kitchen | 1178010 | Kitchen | 0.0286%
11780 | 10 | 10 |  | Manual | 4 | Recessed Can | Compact Fluorescent |  | Twist | 1 | 15 | Kitchen | 1178010 | Kitchen | 0.0286%
11780 | 11 | 1 |  | Manual | 1 | Ceiling Fixture | Compact Fluorescent |  | Twist | 1 | 15 | Laundry Room | 1178011 | Laundry Room | 0.0286%
11780 | 12 | 1 |  | Manual | 2 | Wall Mount | Incandescent |  | Decorative | 1 | 40 | Living Room | 1178012 | Living Room | 0.0286%
11780 | 12 | 2 |  | Manual | 1 | Chandelier (Hanging) | Incandescent |  | Decorative | 6 | 40 | Living Room | 1178012 | Living Room | 0.0286%
11780 | 12 | 3 |  | Manual | 2 | Table | Compact Fluorescent |  | Twist | 3 | 15 | Living Room | 1178012 | Living Room | 0.0286%
11788 | 1 | 1 |  | Manual | 1 | Ceiling Fixture | Incandescent |  | Standard A Lamp | 3 | 40 | Kitchen | 117881 | Kitchen | 0.1232%
11788 | 1 | 2 |  | Manual | 5 | Recessed Can | Incandescent |  | Reflector | 1 | 65 | Kitchen | 117881 | Kitchen | 0.1232%
11788 | 1 | 3 |  | Manual | 2 | Ceiling Fixture | Incandescent |  | Standard A Lamp | 1 | 40 | Kitchen | 117881 | Kitchen | 0.1232%
11788 | 1 | 4 |  | Manual | 3 | Other | Linear Fluorescent | 48 | T-8 | 1 | 32 | Kitchen | 117881 | Kitchen | 0.1232%
11788 | 2 | 1 |  | Manual | 1 | Track | Incandescent |  | Reflector | 2 | 65 | Laundry Room | 117882 | Laundry Room | 0.1232%
11788 | 3 | 1 |  | Manual | 2 | Recessed Can | Incandescent |  | Reflector | 1 | 65 | Closet | 117883 | Closet | 0.1232%
11788 | 4 | 1 |  | Manual | 4 | Recessed Can | Incandescent |  | Reflector | 1 | 65 | Hall | 117884 | Hall | 0.1232%
11788 | 5 | 1 |  | Manual | 2 | Wall Mount | Incandescent |  | Standard A Lamp | 1 | 60 | Master Bedroom | 117885 | Master Bedroom | 0.1232%
11788 | 5 | 2 |  | Manual | 2 | Recessed Can | Incandescent |  | Reflector | 1 | 65 | Master Bedroom | 117885 | Master Bedroom | 0.1232%
11788 | 5 | 3 |  | Manual | 1 | Table | Incandescent |  | Standard A Lamp | 1 | 15 | Master Bedroom | 117885 | Master Bedroom | 0.1232%
11788 | 6 | 1 |  | Manual | 2 | Recessed Can | Incandescent |  | Reflector | 1 | 65 | Bathroom | 117886 | Bathroom | 0.1232%
11788 | 6 | 2 |  | Manual | 1 | Wall Mount | Incandescent |  | Standard A Lamp | 4 | 60 | Bathroom | 117886 | Bathroom | 0.1232%
11788 | 7 | 1 |  | Manual | 4 | Recessed Can | Incandescent |  | Reflector | 1 | 65 | Office | 117887 | Office | 0.1232%
11788 | 8 | 1 |  | Manual | 1 | Track | Incandescent |  | Reflector | 3 | 65 | Hall | 117888 | Hall | 0.1232%
11788 | 9 | 1 |  | Dimmer | 1 | Recessed Can | Incandescent |  | Reflector | 1 | 65 | Bathroom | 117889 | Bathroom | 0.1232%
11788 | 10 | 1 |  | Manual | 6 | Ceiling Fixture | Compact Fluorescent |  | Twist | 1 | 22 | Garage | 1178810 | Garage | 0.1232%
11788 | 10 | 2 |  | Manual | 3 | Garage door opener | Incandescent |  | Standard A Lamp | 2 | 60 | Garage | 1178810 | Garage | 0.1232%
11788 | 10 | 3 |  | Manual | 2 | Track | Halogen |  | MR | 3 | 50 | Garage | 1178810 | Garage | 0.1232%
11788 | 11 | 1 |  | Manual | 4 | Recessed Can | Incandescent |  | Reflector | 1 | 65 | Dining Room | 1178811 | Dining Room | 0.1232%
11788 | 11 | 2 |  | Dimmer | 1 | Chandelier (Hanging) | Incandescent |  | Standard A Lamp | 3 | 60 | Dining Room | 1178811 | Dining Room | 0.1232%
11788 | 11 | 3 |  | Manual | 2 | Wall Mount | Incandescent |  | Standard A Lamp | 1 | 40 | Dining Room | 1178811 | Dining Room | 0.1232%
11788 | 12 | 1 |  | Manual | 3 | Recessed Can | Incandescent |  | Reflector | 1 | 65 | Hall | 1178812 | Hall | 0.1232%
11788 | 13 | 1 |  | Manual | 2 | Wall Mount | Incandescent |  | Standard A Lamp | 1 | 60 | Living Room | 1178813 | Living Room | 0.1232%
11788 | 13 | 2 |  | Manual | 2 | Ceiling Fixture | Incandescent |  | Standard A Lamp | 1 | 60 | Living Room | 1178813 | Living Room | 0.1232%
11788 | 13 | 3 |  | Manual | 8 | Recessed Can | Incandescent |  | Reflector | 1 | 65 | Living Room | 1178813 | Living Room | 0.1232%
11788 | 14 | 1 |  | Manual | 1 | Ceiling Fixture | Linear Fluorescent | 24 | T-8 | 1 | 16 | Closet | 1178814 | Closet | 0.1232%
11788 | 15 | 1 |  | Manual | 1 | Ceiling Fixture | Incandescent |  | Standard A Lamp | 3 | 60 | Bedroom | 1178815 | Bedroom | 0.1232%
11788 | 16 | 1 |  | Manual | 1 | Ceiling Fixture | Incandescent |  | Standard A Lamp | 3 | 60 | Bedroom | 1178816 | Bedroom | 0.1232%
11788 | 17 | 1 |  | Manual | 2 | Wall Mount | Incandescent |  | Standard A Lamp | 4 | 60 | Bathroom | 1178817 | Bathroom | 0.1232%
11788 | 17 | 2 |  | Manual | 2 | Recessed Can | Incandescent |  | Reflector | 1 | 65 | Bathroom | 1178817 | Bathroom | 0.1232%
11788 | 18 | 1 |  | Manual | 1 | Ceiling Fixture | Incandescent |  | Standard A Lamp | 3 | 60 | Bedroom | 1178818 | Bedroom | 0.1232%
11794 | 1 | 1 |  | Manual | 1 | Wall Mount | Incandescent |  | Globe | 3 | 40 | Bathroom | 117941 | Bathroom | 0.0364%
11794 | 1 | 2 |  | Manual | 1 | Recessed - other | Compact Fluorescent |  | Reflector | 1 | 22 | Bathroom | 117941 | Bathroom | 0.0364%
11794 | 2 | 1 |  | Manual | 1 | Track | Halogen |  | MR | 3 | 30 | Bedroom | 117942 | Bedroom | 0.0364%
11794 | 2 | 2 |  | Manual | 1 | Table | Other |  | LED Interior | 1 | 7 | Bedroom | 117942 | Bedroom | 0.0364%
11794 | 3 | 1 |  | Manual | 6 | Ceiling Fixture | Linear Fluorescent | 96 | T-12 | 2 | 60 | Garage | 117943 | Garage | 0.0364%
11794 | 4 | 1 |  | Manual | 1 | Ceiling Fixture | Incandescent |  | Standard A Lamp | 1 | 60 | Hall | 117944 | Hall | 0.0364%
11794 | 5 | 1 |  | Manual | 4 | Recessed Can | Compact Fluorescent |  | Reflector | 1 | 22 | Kitchen | 117945 | Kitchen | 0.0364%
11794 | 6 | 1 |  | Manual | 1 | Ceiling Fixture | Incandescent |  | Standard A Lamp | 2 | 60 | Laundry Room | 117946 | Laundry Room | 0.0364%
11794 | 7 | 1 |  | Dimmer | 2 | Ceiling Fixture | Incandescent |  | Standard A Lamp | 2 | 60 | Living Room | 117947 | Living Room | 0.0364%
11794 | 7 | 2 |  | Manual | 1 | Floor lamp | Other |  | LED Interior | 1 | 12 | Living Room | 117947 | Living Room | 0.0364%
11794 | 8 | 1 |  | Manual | 1 | Track | Halogen |  | MR | 3 | 20 | Office | 117948 | Office | 0.0364%
11802 | 1 | 1 |  | Manual | 1 | Wall Mount | Incandescent |  | Globe | 4 | 40 | Bathroom | 118021 | Bathroom | 0.02952%
11802 | 2 | 1 |  | Manual | 1 | Ceiling Fixture | Compact Fluorescent |  | Twist | 1 | 22 | Bedroom | 118022 | Bedroom | 0.02952%
11802 | 2 | 2 |  | Manual | 1 | Table | Incandescent |  | Mini base | 1 | 25 | Bedroom | 118022 | Bedroom | 0.02952%
11802 | 3 | 1 |  | Manual | 1 | Ceiling Fixture | Compact Fluorescent |  | Twist | 1 | 22 | Bedroom | 118023 | Bedroom | 0.02952%
11802 | 4 | 1 |  | Manual | 1 | Ceiling Fixture | Compact Fluorescent |  | Twist | 1 | 22 | Dining Room | 118024 | Dining Room | 0.02952%
11802 | 4 | 2 |  | Manual | 1 | Table | Compact Fluorescent |  | Twist | 1 | 22 | Dining Room | 118024 | Dining Room | 0.02952%
11802 | 5 | 1 |  | Manual | 1 | Ceiling Fixture | Compact Fluorescent |  | Twist | 1 | 15 | Garage | 118025 | Garage | 0.02952%
11802 | 6 | 1 |  | Manual | 1 | Ceiling Fixture | Compact Fluorescent |  | Pin base | 1 | 22 | Hall | 118026 | Hall | 0.02952%
11802 | 7 | 1 |  | Manual | 1 | Ceiling Fixture | Compact Fluorescent |  | Twist | 1 | 22 | Kitchen | 118027 | Kitchen | 0.02952%
11802 | 7 | 2 |  | Manual | 1 | Recessed - other | Linear Fluorescent | 12 | T-5 | 1 | 16 | Kitchen | 118027 | Kitchen | 0.02952%
11802 | 8 | 1 |  | Manual | 2 | Wall Mount | Compact Fluorescent |  | Twist | 2 | 15 | Closet | 118028 | Closet | 0.02952%
11802 | 9 | 1 |  | Manual | 2 | Ceiling Fixture | Compact Fluorescent |  | Twist | 1 | 22 | Laundry Room | 118029 | Laundry Room | 0.02952%
11802 | 9 | 2 |  | Manual | 1 | Floor lamp | Compact Fluorescent |  | Twist | 3 | 15 | Laundry Room | 118029 | Laundry Room | 0.02952%
11802 | 9 | 3 |  | Manual | 1 | Table | Compact Fluorescent |  | Twist | 1 | 15 | Laundry Room | 118029 | Laundry Room | 0.02952%
11802 | 9 | 4 |  | Manual | 1 | Table | Compact Fluorescent |  | Straight Tube | 2 | 22 | Laundry Room | 118029 | Laundry Room | 0.02952%
11802 | 10 | 1 |  | Manual | 3 | Ceiling Fixture | Compact Fluorescent |  | Twist | 1 | 22 | Living Room | 1180210 | Living Room | 0.02952%
11802 | 10 | 2 |  | Manual | 1 | Chandelier (Hanging) | Compact Fluorescent |  | Twist | 1 | 15 | Living Room | 1180210 | Living Room | 0.02952%
11802 | 11 | 1 |  | Manual | 1 | Ceiling Fixture | Compact Fluorescent |  | Twist | 1 | 22 | Bedroom | 1180211 | Bedroom | 0.02952%
11802 | 12 | 1 |  | Manual | 1 | Ceiling Fixture | Compact Fluorescent |  | Twist | 1 | 15 | Other | 1180212 | Other | 0.02952%
11802 | 13 | 1 |  | Manual | 2 | Ceiling Fixture | Compact Fluorescent |  | Twist | 1 | 22 | Bedroom | 1180213 | Bedroom | 0.02952%
11802 | 13 | 2 |  | Manual | 1 | Table | Compact Fluorescent |  | Twist | 1 | 7 | Bedroom | 1180213 | Bedroom | 0.02952%
11802 | 13 | 3 |  | Manual | 1 | Table | Compact Fluorescent |  | Twist | 1 | 15 | Bedroom | 1180213 | Bedroom | 0.02952%
11808 | 1 | 1 |  |  | 6 | Recessed Can | Compact Fluorescent |  | Twist | 1 | 15 | Kitchen | 118081 | Kitchen | 0.1232%
11808 | 1 | 2 |  | Manual | 1 | Ceiling Fixture | Incandescent |  | Standard A Lamp | 1 | 60 | Kitchen | 118081 | Kitchen | 0.1232%
11808 | 2 | 1 |  | Manual | 1 | Wall Mount | Compact Fluorescent |  | Twist | 3 | 15 | Bathroom | 118082 | Bathroom | 0.1232%
11808 | 3 | 1 |  | Manual | 1 | Ceiling Fixture | Halogen |  | MR | 3 | 50 | Hall | 118083 | Hall | 0.1232%
11808 | 4 | 1 |  | Manual | 1 | Chandelier (Hanging) | Halogen |  | MR | 5 | 50 | Family Room | 118084 | Family Room | 0.1232%
11808 | 4 | 2 |  | Manual | 1 | Table | Incandescent |  | Standard A Lamp | 1 | 60 | Family Room | 118084 | Family Room | 0.1232%
11808 | 4 | 3 |  | Manual | 1 | Table | Incandescent |  | 3-Way Incandescent | 1 | 199 | Family Room | 118084 | Family Room | 0.1232%
11808 | 5 | 1 |  | Manual | 1 | Wall Mount | Incandescent |  | Standard A Lamp | 1 | 60 | Other | 118085 | Other | 0.1232%
11808 | 6 | 1 |  | Manual | 1 | Ceiling Fixture | Compact Fluorescent |  | Twist | 3 | 15 | Other | 118086 | Other | 0.1232%
11808 | 6 | 2 |  | Manual | 2 | Floor lamp | Linear Fluorescent | 48 | Fluorescent Unknown | 1 | 25 | Other | 118086 | Other | 0.1232%
11808 | 7 | 1 |  | Manual | 1 | Ceiling Fixture | Compact Fluorescent |  | Twist | 1 | 22 | Office | 118087 | Office | 0.1232%
11808 | 7 | 2 |  | Manual | 1 | Table | Compact Fluorescent |  | Twist | 1 | 22 | Office | 118087 | Office | 0.1232%
11808 | 8 | 1 |  | Manual | 1 | Ceiling Fixture | Incandescent |  | Standard A Lamp | 1 | 60 | Closet | 118088 | Closet | 0.1232%
11808 | 9 | 1 |  | Manual | 1 | Ceiling Fixture | Incandescent |  | Globe | 1 | 40 | Dining Room | 118089 | Dining Room | 0.1232%
11808 | 10 | 1 |  | Dimmer | 1 | Wall Mount | Incandescent |  | Globe | 4 | 40 | Bathroom | 1180810 | Bathroom | 0.1232%
11808 | 11 | 1 |  | Manual | 1 | Ceiling Fan | Incandescent |  | Standard A Lamp | 3 | 60 | Living Room | 1180811 | Living Room | 0.1232%
11808 | 11 | 2 |  | Manual | 1 | Table | Compact Fluorescent |  | Twist | 1 | 22 | Living Room | 1180811 | Living Room | 0.1232%
11808 | 11 | 3 |  | Manual | 2 | Floor lamp | Incandescent |  | 3-Way Incandescent | 2 | 100 | Living Room | 1180811 | Living Room | 0.1232%
11808 | 12 | 1 |  | Manual | 1 | Ceiling Fixture | Incandescent |  | Standard A Lamp | 3 | 40 | Hall | 1180812 | Hall | 0.1232%
11808 | 13 | 1 |  | Manual | 1 | Ceiling Fan | Incandescent |  | Decorative | 4 | 40 | Master Bedroom | 1180813 | Master Bedroom | 0.1232%
11808 | 13 | 2 |  | Manual | 2 | Table | Compact Fluorescent |  | Twist | 1 | 15 | Master Bedroom | 1180813 | Master Bedroom | 0.1232%
11808 | 14 | 1 |  | Manual | 1 | Ceiling Fixture | Incandescent |  | Standard A Lamp | 1 | 60 | Closet | 1180814 | Closet | 0.1232%
11808 | 15 | 1 |  | Manual | 1 | Wall Mount | Compact Fluorescent |  | Globe | 4 | 9 | Bathroom | 1180815 | Bathroom | 0.1232%
11808 | 16 | 1 |  | Manual | 1 | Ceiling Fixture | Compact Fluorescent |  | Twist | 1 | 15 | Laundry Room | 1180816 | Laundry Room | 0.1232%
11815 | 1 | 1 |  | Manual | 1 | Wall Mount | Incandescent |  | Decorative | 2 | 40 | Bathroom | 118151 | Bathroom | 0.1723%
11815 | 1 | 2 |  | Manual | 1 | Ceiling Fixture | Compact Fluorescent |  | Circline (Screw Base) | 1 | 15 | Bathroom | 118151 | Bathroom | 0.1723%
11815 | 2 | 1 |  | Manual | 1 | Chandelier (Hanging) | Incandescent |  | Decorative | 10 | 40 | Dining Room | 118152 | Dining Room | 0.1723%
11815 | 3 | 1 |  | Manual | 1 | Ceiling Fan | Compact Fluorescent |  | Twist | 4 | 13 | Kitchen | 118153 | Kitchen | 0.1723%
11815 | 4 | 1 |  | Manual | 2 | Ceiling Fixture | Incandescent |  | Standard A Lamp | 1 | 60 | Laundry Room | 118154 | Laundry Room | 0.1723%
11815 | 5 | 1 |  | Manual | 1 | Floor lamp | Incandescent |  | Standard A Lamp | 1 | 60 | Living Room | 118155 | Living Room | 0.1723%
11815 | 5 | 2 |  | Manual | 1 | Floor lamp | Compact Fluorescent |  | Pin base | 1 | 15 | Living Room | 118155 | Living Room | 0.1723%
11815 | 5 | 3 |  | Manual | 1 | Chandelier (Hanging) | Incandescent |  | Standard A Lamp | 1 | 60 | Living Room | 118155 | Living Room | 0.1723%
11815 | 6 | 1 |  | Manual | 1 | Ceiling Fixture | Incandescent |  | Standard A Lamp | 1 | 60 | Bathroom | 118156 | Bathroom | 0.1723%
11815 | 6 | 2 |  | Manual | 1 | Wall Mount | Incandescent |  | Decorative | 2 | 40 | Bathroom | 118156 | Bathroom | 0.1723%
11815 | 7 | 1 |  | Manual | 1 | Ceiling Fixture | Incandescent |  | Standard A Lamp | 1 | 60 | Master Bedroom | 118157 | Master Bedroom | 0.1723%
11815 | 8 | 1 |  | Manual | 1 | Ceiling Fixture | Incandescent |  | Standard A Lamp | 1 | 40 | Closet | 118158 | Closet | 0.1723%
11815 | 9 | 1 |  | Manual | 1 | Ceiling Fixture | Incandescent |  | Standard A Lamp | 1 | 60 | Hall | 118159 | Hall | 0.1723%
11815 | 10 | 1 |  | Manual | 1 | Ceiling Fixture | Incandescent |  | Standard A Lamp | 1 | 60 | Bedroom | 1181510 | Bedroom | 0.1723%
11815 | 11 | 1 |  | Manual | 1 | Ceiling Fixture | Incandescent |  | Standard A Lamp | 2 | 60 | Bedroom | 1181511 | Bedroom | 0.1723%
11815 | 11 | 2 |  | Manual | 1 | Floor lamp | Incandescent |  | Standard A Lamp | 1 | 60 | Bedroom | 1181511 | Bedroom | 0.1723%
11825 | 1 | 1 |  | Manual | 1 | Ceiling Fixture | Compact Fluorescent |  | Twist | 1 | 15 | Dining Room | 118251 | Dining Room | 0.0364%
11825 | 1 | 2 |  | Manual | 1 | Ceiling Fan | Compact Fluorescent |  | Twist | 1 | 15 | Dining Room | 118251 | Dining Room | 0.0364%
11825 | 2 | 1 |  | Manual | 1 | Ceiling Fixture | Compact Fluorescent |  | Twist | 1 | 22 | Garage | 118252 | Garage | 0.0364%
11825 | 2 | 2 |  | Manual | 1 | Ceiling Fixture | Incandescent |  | Reflector | 1 | 150 | Garage | 118252 | Garage | 0.0364%
11825 | 3 | 1 |  | Manual | 1 | Ceiling Fixture | Compact Fluorescent |  | Twist | 1 | 15 | Hall | 118253 | Hall | 0.0364%
11825 | 4 | 1 |  | Manual | 1 | Wall Mount | Compact Fluorescent |  | Twist | 5 | 15 | Bathroom | 118254 | Bathroom | 0.0364%
11825 | 5 | 1 |  | Manual | 1 | Ceiling Fixture | Compact Fluorescent |  | Twist | 1 | 15 | Bedroom | 118255 | Bedroom | 0.0364%
11825 | 6 | 1 |  | Manual | 2 | Ceiling Fixture | Compact Fluorescent |  | Twist | 2 | 15 | Kitchen | 118256 | Kitchen | 0.0364%
11825 | 7 | 1 |  | Manual | 1 | Ceiling Fixture | Compact Fluorescent |  | Pin base | 1 | 13 | Laundry Room | 118257 | Laundry Room | 0.0364%
11825 | 8 | 1 |  | Manual | 1 | Torchiere | Compact Fluorescent |  | Twist | 1 | 15 | Living Room | 118258 | Living Room | 0.0364%
11825 | 9 | 1 |  | Manual | 1 | Ceiling Fixture | Compact Fluorescent |  | Twist | 1 | 15 | Master Bedroom | 118259 | Master Bedroom | 0.0364%
11825 | 10 | 1 |  | Manual | 1 | Wall Mount | Incandescent |  | Standard A Lamp | 3 | 40 | Bathroom | 1182510 | Bathroom | 0.0364%
11825 | 11 | 1 |  | Manual | 1 | Ceiling Fixture | Compact Fluorescent |  | Twist | 2 | 14 | Bedroom | 1182511 | Bedroom | 0.0364%
11825 | 12 | 1 |  | Manual | 1 | Ceiling Fixture | Compact Fluorescent |  | Twist | 2 | 15 | Other | 1182512 | Other | 0.0364%
11827 | 1 | 1 |  | Dimmer | 2 | Chandelier (Hanging) | Incandescent |  | Globe | 1 | 50 | Hall | 118271 | Hall | 0.1232%
11827 | 1 | 2 |  | Manual | 1 | Floor lamp | Halogen |  | Other | 1 | 75 | Hall | 118271 | Hall | 0.1232%
11827 | 2 | 1 |  | Manual | 6 | Ceiling Fixture | Linear Fluorescent | 48 | T-8 | 2 | 32 | Other | 118272 | Other | 0.1232%
11827 | 3 | 1 |  | Manual | 6 | Recessed Can | Incandescent |  | Reflector | 1 | 65 | Hall | 118273 | Hall | 0.1232%
11827 | 4 | 1 |  | Manual | 3 | Ceiling Fixture | Halogen |  | PAR | 1 | 50 | Hall | 118274 | Hall | 0.1232%
11827 | 5 | 1 |  | Manual | 1 | Ceiling Fixture | Linear Fluorescent | 36 | T-5 | 1 | 21 | Other | 118275 | Other | 0.1232%
11827 | 6 | 1 |  | Dimmer | 1 | Ceiling Fixture | Incandescent |  | Standard A Lamp | 1 | 40 | Bathroom | 118276 | Bathroom | 0.1232%
11827 | 6 | 2 |  | Dimmer | 6 | Other | Linear Fluorescent | 36 | T-5 | 1 | 21 | Bathroom | 118276 | Bathroom | 0.1232%
11827 | 6 | 3 |  | Manual | 2 | Wall Mount | Halogen |  |  | 1 | 50 | Bathroom | 118276 | Bathroom | 0.1232%
11827 | 6 | 4 |  | Dimmer | 1 | Wall Mount | Halogen |  |  | 1 | 50 | Bathroom | 118276 | Bathroom | 0.1232%
11827 | 8 | 1 |  | Manual | 2 | Wall Mount | Halogen |  | Other | 3 | 17 | Bathroom | 118278 | Bathroom | 0.1232%
11827 | 10 | 1 |  | Manual | 1 | Recessed Can | Incandescent |  | Reflector | 1 | 65 | Closet | 1182710 | Closet | 0.1232%
11827 | 11 | 1 |  | Manual | 2 | Chandelier (Hanging) | Incandescent |  | Globe | 1 | 40 | Closet | 1182711 | Closet | 0.1232%
11827 | 12 | 1 |  | Manual | 3 | Wall Mount | Linear Fluorescent | 36 | T-5 | 1 | 21 | Dining Room | 1182712 | Dining Room | 0.1232%
11827 | 12 | 2 |  | Dimmer | 2 | Chandelier (Hanging) | Incandescent |  | Standard A Lamp | 1 | 75 | Dining Room | 1182712 | Dining Room | 0.1232%
11827 | 12 | 3 |  | Manual | 4 | Other | Linear Fluorescent | 36 | T-5 | 1 | 21 | Dining Room | 1182712 | Dining Room | 0.1232%
11827 | 12 | 4 |  | Manual | 6 | Other | Halogen |  | Other | 3 | 17 | Dining Room | 1182712 | Dining Room | 0.1232%
11827 | 14 | 1 |  | Dimmer | 4 | Recessed Can | Incandescent |  | Reflector | 1 | 65 | Hall | 1182714 | Hall | 0.1232%
11827 | 15 | 1 |  | Dimmer | 3 | Recessed Can | Incandescent |  | Reflector | 1 | 65 | Hall | 1182715 | Hall | 0.1232%
11827 | 16 | 1 |  | Dimmer | 2 | Track | Halogen |  | MR | 6 | 50 | Family Room | 1182716 | Family Room | 0.1232%
11827 | 16 | 2 |  | Manual | 7 | Wall Mount | Compact Fluorescent |  | Twist | 1 | 15 | Family Room | 1182716 | Family Room | 0.1232%
11827 | 17 | 1 |  | Manual | 4 | Ceiling Fixture | Linear Fluorescent | 48 | T-8 | 2 | 32 | Garage | 1182717 | Garage | 0.1232%
11827 | 17 | 2 |  | Manual | 1 | Garage door opener | Incandescent |  | Standard A Lamp | 2 | 60 | Garage | 1182717 | Garage | 0.1232%
11827 | 17 | 3 |  | Motion | 1 | Garage door opener | Incandescent |  | Standard A Lamp | 2 | 60 | Garage | 1182717 | Garage | 0.1232%
11827 | 18 | 1 |  | Manual | 3 | Recessed Can | Incandescent |  | Reflector | 1 | 65 | Hall | 1182718 | Hall | 0.1232%
11827 | 19 | 1 |  | Dimmer | 3 | Recessed Can | Incandescent |  | Reflector | 1 | 65 | Hall | 1182719 | Hall | 0.1232%
11827 | 20 | 1 |  | Manual | 1 | Table | Incandescent |  | Reflector | 1 | 100 | Kitchen | 1182720 | Kitchen | 0.1232%
11827 | 20 | 2 |  | Dimmer | 6 | Ceiling Fixture | Incandescent |  | Globe | 1 | 100 | Kitchen | 1182720 | Kitchen | 0.1232%
11827 | 20 | 3 |  | Manual | 3 | Ceiling Fixture | Incandescent |  | Globe | 1 | 40 | Kitchen | 1182720 | Kitchen | 0.1232%
11827 | 20 | 4 |  | Dimmer | 4 | Low bay | Linear Fluorescent | 36 | T-5 | 1 | 21 | Kitchen | 1182720 | Kitchen | 0.1232%
11827 | 20 | 5 |  | Manual | 5 | Architectural | Halogen |  | Other | 3 | 17 | Kitchen | 1182720 | Kitchen | 0.1232%
11827 | 20 | 6 |  | Manual | 1 | Architectural | Halogen |  | Other | 1 | 17 | Kitchen | 1182720 | Kitchen | 0.1232%
11827 | 20 | 7 |  | Manual | 6 | Architectural | Halogen |  | MR | 1 | 35 | Kitchen | 1182720 | Kitchen | 0.1232%
11827 | 20 | 8 |  | Manual | 1 | Table | Incandescent |  | Reflector | 1 | 35 | Kitchen | 1182720 | Kitchen | 0.1232%
11827 | 21 | 1 |  | Manual | 1 | Ceiling Fixture | Linear Fluorescent | 48 | T-8 | 2 | 32 | Closet | 1182721 | Closet | 0.1232%
11827 | 22 | 1 |  | Manual | 3 | Wall Mount | Incandescent |  | Globe | 1 | 60 | Hall | 1182722 | Hall | 0.1232%
11827 | 22 | 2 |  | Dimmer | 7 | Ceiling Fixture | Incandescent |  | Globe | 1 | 40 | Hall | 1182722 | Hall | 0.1232%
11827 | 23 | 1 |  | Dimmer | 6 | Wall Mount | Linear Fluorescent | 48 | T-8 | 2 | 32 | Laundry Room | 1182723 | Laundry Room | 0.1232%
11827 | 23 | 2 |  | Manual | 2 | Other | Halogen |  | Other | 3 | 17 | Laundry Room | 1182723 | Laundry Room | 0.1232%
11827 | 23 | 3 |  | Manual | 1 | Recessed Can | Incandescent |  | Reflector | 1 | 65 | Laundry Room | 1182723 | Laundry Room | 0.1232%
11827 | 23 | 4 |  | Manual | 1 | Wall Mount | Incandescent |  | Reflector | 1 | 30 | Laundry Room | 1182723 | Laundry Room | 0.1232%
11827 | 24 | 1 |  | Dimmer | 10 | Recessed Can | Incandescent |  | Reflector | 1 | 65 | Living Room | 1182724 | Living Room | 0.1232%
11827 | 25 | 1 |  | Dimmer | 7 | Wall Mount | Halogen |  |  | 1 | 50 | Master Bedroom | 1182725 | Master Bedroom | 0.1232%
11827 | 25 | 2 |  | Manual | 18 | Recessed Can | Incandescent |  | Other | 1 | 18 | Master Bedroom | 1182725 | Master Bedroom | 0.1232%
11827 | 26 | 1 |  | Dimmer | 2 | Recessed Can | Compact Fluorescent |  | Reflector | 1 | 15 | Office | 1182726 | Office | 0.1232%
11827 | 26 | 2 |  | Manual | 2 | Recessed Can | Incandescent |  | Reflector | 1 | 65 | Office | 1182726 | Office | 0.1232%
11827 | 27 | 1 |  | Manual | 2 | Recessed Can | Incandescent |  | Reflector | 1 | 65 | Bathroom | 1182727 | Bathroom | 0.1232%
11827 | 27 | 2 |  | Dimmer | 2 | Wall Mount | Halogen |  | Other | 3 | 17 | Bathroom | 1182727 | Bathroom | 0.1232%
11827 | 28 | 1 |  | Dimmer | 3 | Wall Mount | Halogen |  | Other | 3 | 17 | Bathroom | 1182728 | Bathroom | 0.1232%
11827 | 28 | 2 |  | Dimmer | 3 | Wall Mount | Halogen |  | Other | 3 | 17 | Bathroom | 1182728 | Bathroom | 0.1232%
11827 | 28 | 3 |  | Dimmer | 2 | Other | Linear Fluorescent | 36 | T-5 | 1 | 21 | Bathroom | 1182728 | Bathroom | 0.1232%
11827 | 29 | 1 |  | Dimmer | 5 | Recessed Can | Incandescent |  | Reflector | 1 | 65 | Bedroom | 1182729 | Bedroom | 0.1232%
11827 | 29 | 2 |  | Manual | 1 | Recessed Can | Incandescent |  | Reflector | 1 | 65 | Bedroom | 1182729 | Bedroom | 0.1232%
11827 | 29 | 3 |  | Manual | 1 | Table | Halogen |  | Other | 1 | 50 | Bedroom | 1182729 | Bedroom | 0.1232%
11827 | 30 | 1 |  | Manual | 2 | Recessed Can | Incandescent |  | Reflector | 1 | 65 | Bathroom | 1182730 | Bathroom | 0.1232%
11827 | 30 | 2 |  | Manual | 2 | Wall Mount | Halogen |  | Other | 3 | 17 | Bathroom | 1182730 | Bathroom | 0.1232%
11827 | 31 | 1 |  | Manual | 1 | Wall Mount | Linear Fluorescent | 36 | T-5 | 1 | 21 | Closet | 1182731 | Closet | 0.1232%
11827 | 32 | 1 |  | Dimmer | 3 | Wall Mount | Incandescent |  | Reflector | 1 | 65 | Hall | 1182732 | Hall | 0.1232%
11835 | 1 | 1 |  | Manual | 3 | Ceiling Fixture | Incandescent |  | Standard A Lamp | 1 | 60 | Other | 118351 | Other | 0.0364%
11835 | 2 | 1 |  | Manual | 1 | Wall Mount | Linear Fluorescent | 24 | T-12 | 1 | 40 | Bathroom | 118352 | Bathroom | 0.0364%
11835 | 3 | 1 |  | Manual | 1 | Ceiling Fixture | Compact Fluorescent |  | Twist | 2 | 15 | Bedroom | 118353 | Bedroom | 0.0364%
11835 | 4 | 1 |  | Manual | 1 | Ceiling Fixture | Compact Fluorescent |  | Twist | 1 | 15 | Closet | 118354 | Closet | 0.0364%
11835 | 5 | 1 |  | Manual | 1 | Chandelier (Hanging) | Compact Fluorescent |  | Twist | 3 | 15 | Dining Room | 118355 | Dining Room | 0.0364%
11835 | 6 | 1 |  | Manual | 1 | Ceiling Fixture | Compact Fluorescent |  | Twist | 2 | 15 | Hall | 118356 | Hall | 0.0364%
11835 | 7 | 1 |  | Manual | 1 | Ceiling Fixture | Compact Fluorescent |  | Twist | 2 | 15 | Kitchen | 118357 | Kitchen | 0.0364%
11835 | 8 | 1 |  | Manual | 1 | Ceiling Fixture | Compact Fluorescent |  | Twist | 1 | 15 | Laundry Room | 118358 | Laundry Room | 0.0364%
11835 | 9 | 1 |  | Manual | 2 | Floor lamp | Compact Fluorescent |  | Twist | 1 | 15 | Living Room | 118359 | Living Room | 0.0364%
11835 | 11 | 1 |  | Manual | 1 | Wall Mount | Incandescent |  | Standard A Lamp | 1 | 60 | Bathroom | 1183511 | Bathroom | 0.0364%
11835 | 12 | 1 |  | Manual | 1 | Ceiling Fixture | Compact Fluorescent |  | Twist | 1 | 15 | Bedroom | 1183512 | Bedroom | 0.0364%
11835 | 13 | 1 |  | Manual | 1 | Ceiling Fixture | Linear Fluorescent | 12 | Fluorescent Other | 2 | 32 | Bedroom | 1183513 | Bedroom | 0.0364%
11836 | 1 | 1 |  | Manual | 1 | Wall Mount | Compact Fluorescent |  | Decorative | 3 | 7 | Bathroom | 118361 | Bathroom | 0.04979%
11836 | 2 | 1 |  | Manual | 1 | Ceiling Fixture | Incandescent |  | Clear | 1 | 60 | Hall | 118362 | Hall | 0.04979%
11836 | 3 | 1 |  | Manual | 6 | Recessed Can | Incandescent |  | Reflector | 1 | 45 | Kitchen | 118363 | Kitchen | 0.04979%
11836 | 4 | 1 |  | Manual | 1 | Ceiling Fixture | Incandescent |  | Standard A Lamp | 1 | 40 | Laundry Room | 118364 | Laundry Room | 0.04979%
11836 | 5 | 1 |  | Manual | 4 | Recessed Can | Incandescent |  | Reflector | 1 | 45 | Living Room | 118365 | Living Room | 0.04979%
11836 | 5 | 2 |  | Manual | 2 | Table | Compact Fluorescent |  | Twist | 1 | 15 | Living Room | 118365 | Living Room | 0.04979%
11836 | 5 | 3 |  | Manual | 1 | Chandelier (Hanging) | Incandescent |  | Decorative | 5 | 40 | Living Room | 118365 | Living Room | 0.04979%
11836 | 6 | 1 |  | Manual | 1 | Chandelier (Hanging) | Incandescent |  | Decorative | 6 | 40 | Master Bedroom | 118366 | Master Bedroom | 0.04979%
11836 | 6 | 2 |  | Manual | 1 | Table | Compact Fluorescent |  | Twist | 1 | 15 | Master Bedroom | 118366 | Master Bedroom | 0.04979%
11836 | 7 | 1 |  | Manual | 1 | Ceiling Fixture | Compact Fluorescent |  | Twist | 2 | 15 | Office | 118367 | Office | 0.04979%
11836 | 7 | 2 |  | Manual | 1 | Table | Incandescent |  | Mini base | 1 | 40 | Office | 118367 | Office | 0.04979%
11836 | 8 | 1 |  | Manual | 3 | Ceiling Fixture | Incandescent |  | Globe | 1 | 100 | Other | 118368 | Other | 0.04979%
11836 | 9 | 1 |  | Manual | 1 | Ceiling Fixture | Incandescent |  | Standard A Lamp | 2 | 40 | Bedroom | 118369 | Bedroom | 0.04979%
11836 | 9 | 2 |  | Manual | 1 | Floor lamp | Compact Fluorescent |  | Twist | 1 | 13 | Bedroom | 118369 | Bedroom | 0.04979%
11838 | 1 | 1 |  | Manual | 1 | Ceiling Fixture | Incandescent |  | Clear | 1 | 60 | Bathroom | 118381 | Bathroom | 0.04979%
11838 | 1 | 2 |  | Manual | 1 | Wall Mount | Incandescent |  | Clear | 4 | 40 | Bathroom | 118381 | Bathroom | 0.04979%
11838 | 2 | 1 |  | Manual | 1 | Wall Mount | Incandescent |  | Clear | 5 | 40 | Bathroom | 118382 | Bathroom | 0.04979%
11838 | 2 | 2 |  | Manual | 1 | Ceiling Fixture | Incandescent |  | Standard A Lamp | 2 | 60 | Bathroom | 118382 | Bathroom | 0.04979%
11838 | 3 | 1 |  | Manual | 2 | Ceiling Fixture | Compact Fluorescent |  | Twist | 2 | 15 | Bedroom | 118383 | Bedroom | 0.04979%
11838 | 4 | 1 |  | Manual | 1 | Ceiling Fixture | Linear Fluorescent | 24 | T-12 | 2 | 32 | Bedroom | 118384 | Bedroom | 0.04979%
11838 | 4 | 2 |  | Manual | 1 | Floor lamp | Incandescent |  | 3-Way Incandescent | 1 | 150 | Bedroom | 118384 | Bedroom | 0.04979%
11838 | 5 | 1 |  | Manual | 1 | Chandelier (Hanging) | Incandescent |  | Decorative | 4 | 25 | Other | 118385 | Other | 0.04979%
11838 | 6 | 1 |  | Manual | 1 | Track | Incandescent |  | Globe | 4 | 100 | Family Room | 118386 | Family Room | 0.04979%
11838 | 6 | 2 |  | Manual | 2 | Wall Mount | Incandescent |  | Standard A Lamp | 1 | 60 | Family Room | 118386 | Family Room | 0.04979%
11838 | 6 | 3 |  | Manual | 1 | Torchiere | Compact Fluorescent |  | Twist | 1 | 42 | Family Room | 118386 | Family Room | 0.04979%
11838 | 7 | 1 |  | Manual | 1 | Ceiling Fixture | Linear Fluorescent | 48 | T-12 | 2 | 32 | Hall | 118387 | Hall | 0.04979%
11838 | 7 | 2 |  | Manual | 1 | Ceiling Fixture | Incandescent |  | Decorative | 2 | 60 | Hall | 118387 | Hall | 0.04979%
11838 | 8 | 1 |  | Manual | 2 | Ceiling Fixture | Linear Fluorescent | 48 | T-12 | 2 | 32 | Kitchen | 118388 | Kitchen | 0.04979%
11838 | 9 | 1 |  | Manual | 2 | Floor lamp | Incandescent |  | Standard A Lamp | 1 | 100 | Living Room | 118389 | Living Room | 0.04979%
11838 | 9 | 2 |  | Manual | 2 | Floor lamp | Compact Fluorescent |  | Twist | 2 | 15 | Living Room | 118389 | Living Room | 0.04979%
11838 | 10 | 1 |  | Manual | 1 | Ceiling Fixture | Compact Fluorescent |  | Twist | 2 | 15 | Office | 1183810 | Office | 0.04979%
11838 | 11 | 1 |  | Manual | 1 | Ceiling Fixture | Incandescent |  | Standard A Lamp | 1 | 60 | Closet | 1183811 | Closet | 0.04979%
11838 | 12 | 1 |  | Manual | 2 | Recessed Can | Compact Fluorescent |  | Reflector | 1 | 15 | Laundry Room | 1183812 | Laundry Room | 0.04979%
11842 | 1 | 1 |  | Manual | 4 | Wall Mount | Compact Fluorescent |  | Twist | 4 | 15 | Bathroom | 118421 | Bathroom | 0.1232%
11842 | 2 | 1 |  | Manual | 1 | Ceiling Fixture | Compact Fluorescent |  | Twist | 1 | 15 | Bedroom | 118422 | Bedroom | 0.1232%
11842 | 3 | 1 |  | Manual | 1 | Ceiling Fan | Compact Fluorescent |  | Twist | 2 | 15 | Bedroom | 118423 | Bedroom | 0.1232%
11842 | 4 | 1 |  | Manual | 4 | Ceiling Fixture | Compact Fluorescent |  | Twist | 1 | 15 | Other | 118424 | Other | 0.1232%
11842 | 4 | 2 |  | Manual | 2 | Ceiling Fixture | Linear Fluorescent | 48 | T-12 | 2 | 40 | Other | 118424 | Other | 0.1232%
11842 | 5 | 1 |  | Manual | 2 | Ceiling Fixture | Compact Fluorescent |  | Twist | 1 | 15 | Kitchen | 118425 | Kitchen | 0.1232%
11842 | 6 | 1 |  | Manual | 2 | Ceiling Fan | Compact Fluorescent |  | Twist | 3 | 15 | Living Room | 118426 | Living Room | 0.1232%
11844 | 1 | 1 |  | Manual | 1 | Wall Mount | Incandescent |  | Globe | 4 | 40 | Bathroom | 118441 | Bathroom | 0.1232%
11844 | 2 | 1 |  | Manual | 1 | Ceiling Fixture | Incandescent |  | Standard A Lamp | 12 | 60 | Bedroom | 118442 | Bedroom | 0.1232%
11844 | 2 | 2 |  | Manual | 1 | Floor lamp | Incandescent |  | 3-Way Incandescent | 1 | 150 | Bedroom | 118442 | Bedroom | 0.1232%
11844 | 3 | 1 |  | Dimmer | 1 | Chandelier (Hanging) | Incandescent |  | Mini base | 5 | 60 | Dining Room | 118443 | Dining Room | 0.1232%
11844 | 5 | 1 |  | Manual | 1 | Ceiling Fixture | Incandescent |  | Standard A Lamp | 1 | 60 | Kitchen | 118445 | Kitchen | 0.1232%
11844 | 6 | 1 |  | Manual | 1 | Ceiling Fixture | Compact Fluorescent |  | Twist | 1 | 15 | Laundry Room | 118446 | Laundry Room | 0.1232%
11844 | 7 | 1 |  | Manual | 1 | Torchiere | Compact Fluorescent |  | Twist | 1 | 13 | Living Room | 118447 | Living Room | 0.1232%
11844 | 7 | 2 |  | Manual | 1 | Table | Incandescent |  | Globe | 1 | 40 | Living Room | 118447 | Living Room | 0.1232%
11844 | 8 | 1 |  | Manual | 1 | Ceiling Fixture | Compact Fluorescent |  | Twist | 1 | 15 | Master Bedroom | 118448 | Master Bedroom | 0.1232%
11844 | 8 | 2 |  | Manual | 1 | Floor lamp | Incandescent |  | Mini base | 3 | 60 | Master Bedroom | 118448 | Master Bedroom | 0.1232%
11860 | 1 | 1 |  | Manual | 3 | Wall Mount | Incandescent |  | Standard A Lamp | 1 | 60 | Bathroom | 118601 | Bathroom | 0.04979%
11860 | 2 | 1 |  | Manual | 1 | Wall Mount | Incandescent |  | Standard A Lamp | 1 | 60 | Other | 118602 | Other | 0.04979%
11860 | 3 | 1 |  | Manual | 1 | Chandelier (Hanging) | Incandescent |  | Globe | 3 | 60 | Dining Room | 118603 | Dining Room | 0.04979%
11860 | 4 | 1 |  | Manual | 1 | Ceiling Fixture | Incandescent |  | Standard A Lamp | 2 | 60 | Hall | 118604 | Hall | 0.04979%
11860 | 5 | 1 |  | Manual | 8 | Ceiling Fixture | Linear Fluorescent | 48 | T-8 | 2 | 32 | Garage | 118605 | Garage | 0.04979%
11860 | 6 | 1 |  | Manual | 1 | Ceiling Fan | Incandescent |  | Standard A Lamp | 1 | 60 | Bathroom | 118606 | Bathroom | 0.04979%
11860 | 7 | 1 |  | Manual | 1 | Ceiling Fixture | Halogen |  | Quartz Tube | 1 | 300 | Hall | 118607 | Hall | 0.04979%
11860 | 8 | 1 |  | Manual | 8 | Recessed Can | Incandescent |  | Reflector | 1 | 75 | Kitchen | 118608 | Kitchen | 0.04979%
11860 | 8 | 2 |  | Manual | 4 | Recessed Can | Incandescent |  | Reflector | 1 | 50 | Kitchen | 118608 | Kitchen | 0.04979%
11860 | 8 | 3 |  | Manual | 2 | Chandelier (Hanging) | Incandescent |  | Standard A Lamp | 1 | 100 | Kitchen | 118608 | Kitchen | 0.04979%
11860 | 10 | 1 |  | Manual | 1 | Ceiling Fixture | Incandescent |  | Standard A Lamp | 1 | 60 | Closet | 1186010 | Closet | 0.04979%
11860 | 11 | 1 |  | Manual | 1 | Ceiling Fixture | Linear Fluorescent | 24 | T-8 | 1 | 17 | Closet | 1186011 | Closet | 0.04979%
11860 | 12 | 1 |  | Manual | 1 | Ceiling Fixture | Incandescent |  | Standard A Lamp | 1 | 60 | Bedroom | 1186012 | Bedroom | 0.04979%
11860 | 12 | 2 |  | Manual | 1 | Torchiere | Halogen |  | Quartz Tube | 1 | 300 | Bedroom | 1186012 | Bedroom | 0.04979%
11860 | 12 | 3 |  | Manual | 1 | Table | Incandescent |  | Globe | 1 | 60 | Bedroom | 1186012 | Bedroom | 0.04979%
11860 | 13 | 1 |  | Manual | 1 | Ceiling Fixture | Incandescent |  | Standard A Lamp | 1 | 100 | Garage | 1186013 | Garage | 0.04979%
11860 | 14 | 1 |  | Manual | 2 | Wall Mount | Halogen |  | Quartz Tube | 1 | 300 | Bathroom | 1186014 | Bathroom | 0.04979%
11860 | 15 | 1 |  | Manual | 1 | Table | Incandescent |  | Standard A Lamp | 1 | 75 | Bedroom | 1186015 | Bedroom | 0.04979%
11860 | 15 | 2 |  | Manual | 1 | Table | Incandescent |  | Standard A Lamp | 1 | 60 | Bedroom | 1186015 | Bedroom | 0.04979%
11860 | 16 | 1 |  | Manual | 3 | Ceiling Fixture | Halogen |  | Quartz Tube | 1 | 300 | Hall | 1186016 | Hall | 0.04979%
11860 | 17 | 1 |  | Manual | 1 | Ceiling Fixture | Incandescent |  | Standard A Lamp | 1 | 60 | Laundry Room | 1186017 | Laundry Room | 0.04979%
11860 | 18 | 1 |  | Manual | 1 | Recessed Can | Incandescent |  | Standard A Lamp | 1 | 60 | Master Bedroom | 1186018 | Master Bedroom | 0.04979%
11860 | 18 | 2 |  | Dimmer | 2 | Recessed Can | Incandescent |  | Standard A Lamp | 1 | 60 | Master Bedroom | 1186018 | Master Bedroom | 0.04979%
11860 | 18 | 3 |  | Manual | 2 | Ceiling Fixture | Linear Fluorescent | 48 | T-8 | 2 | 32 | Master Bedroom | 1186018 | Master Bedroom | 0.04979%
11860 | 19 | 1 |  | Manual | 1 | Ceiling Fixture | Incandescent |  | Standard A Lamp | 1 | 60 | Hall | 1186019 | Hall | 0.04979%
11860 | 20 | 1 |  | Manual | 2 | Table | Incandescent |  | Standard A Lamp | 1 | 60 | Master Bedroom | 1186020 | Master Bedroom | 0.04979%
11860 | 20 | 2 |  | Manual | 1 | Floor lamp | Incandescent |  | Standard A Lamp | 1 | 100 | Master Bedroom | 1186020 | Master Bedroom | 0.04979%
11860 | 21 | 1 |  | Manual | 2 | Ceiling Fixture | Incandescent |  | Standard A Lamp | 1 | 60 | Closet | 1186021 | Closet | 0.04979%
11860 | 22 | 1 |  | Manual | 1 | Ceiling Fixture | Incandescent |  | Standard A Lamp | 3 | 60 | Office | 1186022 | Office | 0.04979%
11860 | 23 | 1 |  | Manual | 8 | Recessed Can | Incandescent |  | Reflector | 1 | 60 | Family Room | 1186023 | Family Room | 0.04979%
11860 | 23 | 2 |  | Manual | 1 | Low bay | Linear Fluorescent | 48 | T-12 | 2 | 40 | Family Room | 1186023 | Family Room | 0.04979%
11860 | 23 | 3 |  | Manual | 1 | Torchiere | Halogen |  | Quartz Tube | 1 | 300 | Family Room | 1186023 | Family Room | 0.04979%
11860 | 23 | 4 |  | Manual | 2 | Floor lamp | Halogen |  | MR | 1 | 50 | Family Room | 1186023 | Family Room | 0.04979%
11860 | 24 | 1 |  | Manual | 1 | Chandelier (Hanging) | Incandescent |  | Standard A Lamp | 3 | 60 | Hall | 1186024 | Hall | 0.04979%
11860 | 24 | 2 |  | Manual | 3 | Wall Mount | Incandescent |  | Standard A Lamp | 1 | 60 | Hall | 1186024 | Hall | 0.04979%
11860 | 25 | 1 |  | Manual | 1 | Ceiling Fan | Incandescent |  | Standard A Lamp | 1 | 60 | Bathroom | 1186025 | Bathroom | 0.04979%
11860 | 26 | 1 |  | Manual | 7 | Ceiling Fixture | Incandescent |  | Standard A Lamp | 1 | 100 | Garage | 1186026 | Garage | 0.04979%
11860 | 26 | 2 |  | Manual | 1 | Ceiling Fixture | Incandescent |  | Standard A Lamp | 1 | 60 | Garage | 1186026 | Garage | 0.04979%
11860 | 26 | 3 |  | Manual | 1 | Garage door opener | Incandescent |  | Standard A Lamp | 1 | 60 | Garage | 1186026 | Garage | 0.04979%
11871 | 1 | 1 |  | Manual | 1 | Ceiling Fixture | Compact Fluorescent |  | Flood | 1 | 23 | Bathroom | 118711 | Bathroom | 0.1232%
11871 | 1 | 2 |  | Manual | 1 | Wall Mount | Compact Fluorescent |  | Decorative | 3 | 7 | Bathroom | 118711 | Bathroom | 0.1232%
11871 | 2 | 1 |  | Manual | 1 | Ceiling Fixture | Compact Fluorescent |  | Twist | 1 | 13 | Hall | 118712 | Hall | 0.1232%
11871 | 3 | 1 |  | Manual | 2 | Ceiling Fixture | Compact Fluorescent |  | Twist | 1 | 13 | Kitchen | 118713 | Kitchen | 0.1232%
11871 | 5 | 1 |  | Manual | 1 | Floor lamp | Compact Fluorescent |  | Other | 1 | 27 | Living Room | 118715 | Living Room | 0.1232%
11871 | 5 | 2 |  | Dimmer | 1 | Chandelier (Hanging) | Compact Fluorescent |  | Twist | 5 | 15 | Living Room | 118715 | Living Room | 0.1232%
11871 | 5 | 3 |  | Manual | 1 | Recessed Can | Compact Fluorescent |  | Reflector | 1 | 7 | Living Room | 118715 | Living Room | 0.1232%
11871 | 6 | 1 |  | Manual | 2 | Recessed - other | Compact Fluorescent |  | Reflector | 1 | 27 | Bathroom | 118716 | Bathroom | 0.1232%
11871 | 7 | 1 |  | Manual | 1 | Recessed Can | Incandescent |  | Reflector | 1 | 65 | Bedroom | 118717 | Bedroom | 0.1232%
11871 | 7 | 2 |  | Manual | 1 | Recessed Can | Compact Fluorescent |  | Reflector | 1 | 7 | Bedroom | 118717 | Bedroom | 0.1232%
11871 | 7 | 3 |  | Manual | 1 | Table | Compact Fluorescent |  | Twist | 1 | 13 | Bedroom | 118717 | Bedroom | 0.1232%
11871 | 7 | 4 |  | Manual | 1 | Wall Mount | Compact Fluorescent |  | Decorative | 6 | 7 | Bedroom | 118717 | Bedroom | 0.1232%
11871 | 8 | 1 |  | Manual | 1 | Recessed Can | Compact Fluorescent |  | Reflector | 1 | 27 | Bedroom | 118718 | Bedroom | 0.1232%
11871 | 9 | 1 |  | Manual | 2 | Wall Mount | Compact Fluorescent |  | Twist | 1 | 14 | Hall | 118719 | Hall | 0.1232%
11871 | 10 | 1 |  | Manual | 1 | Recessed Can | Compact Fluorescent |  | Reflector | 1 | 27 | Office | 1187110 | Office | 0.1232%
11871 | 11 | 1 |  | Manual | 1 | Wall Mount | Compact Fluorescent |  | Decorative | 6 | 7 | Bathroom | 1187111 | Bathroom | 0.1232%
11871 | 11 | 2 |  | Manual | 1 | Recessed - other | Compact Fluorescent |  | Reflector | 1 | 27 | Bathroom | 1187111 | Bathroom | 0.1232%
11871 | 12 | 1 |  | Manual | 2 | Ceiling Fixture | Compact Fluorescent |  | Twist | 1 | 15 | Hall | 1187112 | Hall | 0.1232%
11872 | 1 | 1 |  | Manual | 1 | Wall Mount | Incandescent |  | Globe | 4 | 40 | Bathroom | 118721 | Bathroom | 0.03789%
11872 | 2 | 1 |  | Manual | 1 | Ceiling Fixture | Compact Fluorescent |  | Twist | 2 | 15 | Bedroom | 118722 | Bedroom | 0.03789%
11872 | 3 | 1 |  | Manual | 2 | Ceiling Fixture | Compact Fluorescent |  | Twist | 2 | 15 | Bedroom | 118723 | Bedroom | 0.03789%
11872 | 3 | 2 |  | Manual | 1 | Wall Mount | Incandescent |  | Reflector | 1 | 40 | Bedroom | 118723 | Bedroom | 0.03789%
11872 | 3 | 3 |  | Manual | 1 | Wall Mount | Incandescent |  | Other | 1 | 40 | Bedroom | 118723 | Bedroom | 0.03789%
11872 | 4 | 1 |  | Manual | 1 | Ceiling Fixture | Compact Fluorescent |  | Twist | 1 | 15 | Closet | 118724 | Closet | 0.03789%
11872 | 5 | 1 |  | Manual | 1 | Ceiling Fixture | Incandescent |  | Standard A Lamp | 1 | 75 | Closet | 118725 | Closet | 0.03789%
11872 | 6 | 1 |  | Manual | 1 | Ceiling Fixture | Incandescent |  | Standard A Lamp | 2 | 75 | Dining Room | 118726 | Dining Room | 0.03789%
11872 | 7 | 1 |  | Manual | 1 | Ceiling Fixture | Compact Fluorescent |  | Twist | 1 | 1 | Dining Room | 118727 | Dining Room | 0.03789%
11872 | 8 | 1 |  | Manual | 1 | Ceiling Fixture | Compact Fluorescent |  | Twist | 1 | 15 | Family Room | 118728 | Family Room | 0.03789%
11872 | 8 | 2 |  | Manual | 1 | Table | Incandescent |  | Standard A Lamp | 1 | 75 | Family Room | 118728 | Family Room | 0.03789%
11872 | 9 | 1 |  | Manual | 1 | Ceiling Fixture | Incandescent |  | Standard A Lamp | 2 | 75 | Garage | 118729 | Garage | 0.03789%
11872 | 9 | 2 |  | Manual | 1 | Track | Incandescent |  | Reflector | 1 | 65 | Garage | 118729 | Garage | 0.03789%
11872 | 9 | 3 |  | Manual | 2 | Ceiling Fixture | Linear Fluorescent | 48 | T-4 | 2 | 40 | Garage | 118729 | Garage | 0.03789%
11872 | 9 | 4 |  | Manual | 1 | Wall Mount | Incandescent |  | Standard A Lamp | 1 | 40 | Garage | 118729 | Garage | 0.03789%
11872 | 9 | 5 |  | Manual | 1 | Other | Compact Fluorescent |  | Twist | 1 | 15 | Garage | 118729 | Garage | 0.03789%
11872 | 10 | 1 |  | Manual | 1 | Recessed Can | Compact Fluorescent |  | Twist | 1 | 15 | Hall | 1187210 | Hall | 0.03789%
11872 | 11 | 1 |  | Manual | 3 | Recessed Can | Compact Fluorescent |  | Twist | 1 | 15 | Kitchen | 1187211 | Kitchen | 0.03789%
11872 | 12 | 1 |  | Manual | 2 | Ceiling Fixture | Compact Fluorescent |  | Twist | 1 | 19 | Laundry Room | 1187212 | Laundry Room | 0.03789%
11872 | 13 | 1 |  | Manual | 1 | Ceiling Fixture | Incandescent |  | Standard A Lamp | 3 | 75 | Living Room | 1187213 | Living Room | 0.03789%
11872 | 13 | 2 |  | Manual | 2 | Table | Compact Fluorescent |  | Twist | 1 | 15 | Living Room | 1187213 | Living Room | 0.03789%
11872 | 13 | 3 |  | Manual | 1 | Table | Incandescent |  | Other | 1 | 40 | Living Room | 1187213 | Living Room | 0.03789%
11872 | 13 | 4 |  | Manual | 1 | Torchiere | Incandescent |  | Mini base | 3 | 25 | Living Room | 1187213 | Living Room | 0.03789%
11872 | 14 | 1 |  | Manual | 1 | Ceiling Fixture | Compact Fluorescent |  | Twist | 2 | 15 | Master Bedroom | 1187214 | Master Bedroom | 0.03789%
11873 | 1 | 1 |  | Manual | 2 | Ceiling Fixture | Incandescent |  | Standard A Lamp | 1 | 60 | Other | 118731 | Other | 0.03789%
11873 | 2 | 1 |  | Manual | 1 | Ceiling Fixture | Incandescent |  | Standard A Lamp | 1 | 60 | Bathroom | 118732 | Bathroom | 0.03789%
11873 | 3 | 1 |  | Manual | 1 | Ceiling Fixture | Incandescent |  | Standard A Lamp | 1 | 60 | Bedroom | 118733 | Bedroom | 0.03789%
11873 | 4 | 1 |  | Manual | 1 | Ceiling Fixture | Incandescent |  | Standard A Lamp | 1 | 60 | Hall | 118734 | Hall | 0.03789%
11873 | 4 | 2 |  | Manual | 1 | Ceiling Fixture | Incandescent |  | Standard A Lamp | 1 | 75 | Hall | 118734 | Hall | 0.03789%
11873 | 5 | 1 |  | Manual | 1 | Wall Mount | Incandescent |  | Standard A Lamp | 1 | 60 | Hall | 118735 | Hall | 0.03789%
11873 | 6 | 1 |  | Manual | 1 | Ceiling Fixture | Compact Fluorescent |  | A shape bulb | 1 | 15 | Bathroom | 118736 | Bathroom | 0.03789%
11873 | 6 | 2 |  | Manual | 1 | Wall Mount | Compact Fluorescent |  | Twist | 1 | 15 | Bathroom | 118736 | Bathroom | 0.03789%
11873 | 7 | 1 |  | Manual | 1 | Chandelier (Hanging) | Compact Fluorescent |  | Twist | 1 | 15 | Dining Room | 118737 | Dining Room | 0.03789%
11873 | 8 | 1 |  | Manual | 1 | Ceiling Fixture | Incandescent |  | Standard A Lamp | 1 | 60 | Hall | 118738 | Hall | 0.03789%
11873 | 9 | 1 |  | Manual | 1 | Recessed Can | Incandescent |  | Reflector | 1 | 65 | Hall | 118739 | Hall | 0.03789%
11873 | 10 | 1 |  | Manual | 2 | Recessed Can | Incandescent |  | Reflector | 1 | 65 | Kitchen | 1187310 | Kitchen | 0.03789%
11873 | 10 | 2 |  | Manual | 1 | Track | Halogen |  | MR | 3 | 75 | Kitchen | 1187310 | Kitchen | 0.03789%
11873 | 11 | 1 |  | Manual | 6 | Wall Mount | Compact Fluorescent |  | Twist | 1 | 13 | Living Room | 1187311 | Living Room | 0.03789%
11873 | 12 | 1 |  | Manual | 1 | Ceiling Fixture | Compact Fluorescent |  | Twist | 2 | 15 | Master Bedroom | 1187312 | Master Bedroom | 0.03789%
11873 | 12 | 2 |  | Manual | 1 | Floor lamp | Compact Fluorescent |  | Twist | 1 | 15 | Master Bedroom | 1187312 | Master Bedroom | 0.03789%
11873 | 12 | 3 |  | Manual | 1 | Floor lamp | Incandescent |  | Other | 1 | 150 | Master Bedroom | 1187312 | Master Bedroom | 0.03789%
11873 | 13 | 1 |  | Manual | 1 | Ceiling Fixture | Compact Fluorescent |  | Twist | 2 | 15 | Office | 1187313 | Office | 0.03789%
11873 | 13 | 2 |  | Manual | 1 | Table | Compact Fluorescent |  | Twist | 1 | 15 | Office | 1187313 | Office | 0.03789%
11873 | 14 | 1 |  | Manual | 1 | Ceiling Fixture | Compact Fluorescent |  | Twist | 1 | 15 | Other | 1187314 | Other | 0.03789%
11873 | 15 | 1 |  | Manual | 1 | Ceiling Fixture | Incandescent |  | Standard A Lamp | 1 | 60 | Other | 1187315 | Other | 0.03789%
11873 | 16 | 1 |  | Manual | 1 | Ceiling Fixture | Incandescent |  | Standard A Lamp | 1 | 60 | Other | 1187316 | Other | 0.03789%
11873 | 17 | 1 |  | Manual | 1 | Ceiling Fixture | Incandescent |  | Standard A Lamp | 1 | 60 | Laundry Room | 1187317 | Laundry Room | 0.03789%
11873 | 17 | 2 |  | Manual | 1 | Ceiling Fan | Incandescent |  | Standard A Lamp | 1 | 60 | Laundry Room | 1187317 | Laundry Room | 0.03789%
11873 | 17 | 3 |  | Manual | 1 | Ceiling Fixture | Linear Fluorescent | 24 | T-12 | 2 | 20 | Laundry Room | 1187317 | Laundry Room | 0.03789%
11880 | 1 | 1 |  | Manual | 1 | Table | Compact Fluorescent |  | Twist | 1 | 13 | Living Room | 118801 | Living Room | 0.04979%
11880 | 1 | 2 |  | Manual | 1 | Table | Incandescent |  | Standard A Lamp | 4 | 40 | Living Room | 118801 | Living Room | 0.04979%
11880 | 2 | 1 |  | Manual | 1 | Table | Incandescent |  | Standard A Lamp | 1 | 100 | Office | 118802 | Office | 0.04979%
11880 | 3 | 1 |  | Manual | 1 | Ceiling Fixture | Incandescent |  | Standard A Lamp | 1 | 40 | Bedroom | 118803 | Bedroom | 0.04979%
11880 | 4 | 1 |  | Manual | 1 | Ceiling Fan | Incandescent |  | Mini base | 3 | 40 | Dining Room | 118804 | Dining Room | 0.04979%
11880 | 5 | 1 |  | Manual | 2 | Ceiling Fixture | Linear Fluorescent | 48 | T-12 | 2 | 40 | Kitchen | 118805 | Kitchen | 0.04979%
11880 | 6 | 1 |  | Manual | 1 | Ceiling Fixture | Compact Fluorescent |  | Twist | 1 | 13 | Laundry Room | 118806 | Laundry Room | 0.04979%
11880 | 7 | 1 |  | Manual | 3 | Table | Compact Fluorescent |  | Twist | 1 | 19 | Bedroom | 118807 | Bedroom | 0.04979%
11880 | 7 | 2 |  | Manual | 1 | Wall Mount | Compact Fluorescent |  | Twist | 3 | 13 | Bedroom | 118807 | Bedroom | 0.04979%
11894 | 1 | 1 |  | Manual | 1 | Ceiling Fixture | Incandescent |  | Standard A Lamp | 2 | 60 | Dining Room | 118941 | Dining Room | 0.1232%
11894 | 2 | 1 |  | Manual | 1 | Garage door opener | Incandescent |  | Standard A Lamp | 1 | 60 | Garage | 118942 | Garage | 0.1232%
11894 | 3 | 1 |  | Manual | 1 | Chandelier (Hanging) | Incandescent |  | Decorative | 3 | 60 | Hall | 118943 | Hall | 0.1232%
11894 | 3 | 2 |  | Manual | 2 | Ceiling Fixture | Incandescent |  | Standard A Lamp | 1 | 60 | Hall | 118943 | Hall | 0.1232%
11894 | 4 | 1 |  | Manual | 5 | Recessed Can | Compact Fluorescent |  | Reflector | 1 | 22 | Kitchen | 118944 | Kitchen | 0.1232%
11894 | 5 | 1 |  | Manual | 1 | Ceiling Fixture | Incandescent |  | Standard A Lamp | 1 | 60 | Laundry Room | 118945 | Laundry Room | 0.1232%
11894 | 6 | 1 |  | Manual | 2 | Table | Compact Fluorescent |  | Twist | 1 | 15 | Living Room | 118946 | Living Room | 0.1232%
11894 | 7 | 1 |  | Manual | 3 | Table | Incandescent |  | Standard A Lamp | 1 | 60 | Master Bedroom | 118947 | Master Bedroom | 0.1232%
11894 | 8 | 1 |  | Manual | 1 | Chandelier (Hanging) | Incandescent |  | Standard A Lamp | 5 | 60 | Other | 118948 | Other | 0.1232%
11894 | 9 | 1 |  | Manual | 1 | Wall Mount | Incandescent |  | Standard A Lamp | 2 | 60 | Bathroom | 118949 | Bathroom | 0.1232%
11894 | 10 | 1 |  | Manual | 1 | Wall Mount | Incandescent |  | Globe | 4 | 40 | Bathroom | 1189410 | Bathroom | 0.1232%
11894 | 11 | 1 |  | Manual | 2 | Ceiling Fixture | Incandescent |  | Standard A Lamp | 1 | 60 | Bedroom | 1189411 | Bedroom | 0.1232%
11894 | 12 | 1 |  | Manual | 1 | Ceiling Fixture | Incandescent |  | Standard A Lamp | 1 | 60 | Bedroom | 1189412 | Bedroom | 0.1232%
11894 | 13 | 1 |  | Manual | 1 | Ceiling Fixture | Incandescent |  | Standard A Lamp | 1 | 60 | Closet | 1189413 | Closet | 0.1232%
11894 | 14 | 1 |  | Manual | 3 | Ceiling Fixture | Incandescent |  | Standard A Lamp | 2 | 60 | Hall | 1189414 | Hall | 0.1232%
11894 | 15 | 1 |  | Manual | 1 | Recessed Can | Incandescent |  | Reflector | 1 | 65 | Bathroom | 1189415 | Bathroom | 0.1232%
11894 | 15 | 2 |  | Manual | 2 | Wall Mount | Compact Fluorescent |  | Twist | 2 | 15 | Bathroom | 1189415 | Bathroom | 0.1232%
11896 | 1 | 1 |  | Manual | 1 | Ceiling Fixture | Compact Fluorescent |  | Twist | 2 | 22 | Bedroom | 118961 | Bedroom | 0.04979%
11896 | 2 | 1 |  | Manual | 1 | Ceiling Fixture | Compact Fluorescent |  | Twist | 2 | 15 | Office | 118962 | Office | 0.04979%
11896 | 2 | 2 |  | Manual | 1 | Table | Incandescent |  | Decorative | 1 | 25 | Office | 118962 | Office | 0.04979%
11896 | 3 | 1 |  | Manual | 1 | Ceiling Fixture | Compact Fluorescent |  | Twist | 3 | 15 | Bedroom | 118963 | Bedroom | 0.04979%
11896 | 3 | 2 |  | Manual | 1 | Floor lamp | Compact Fluorescent |  | Twist | 1 | 15 | Bedroom | 118963 | Bedroom | 0.04979%
11896 | 3 | 3 |  | Manual | 1 | Table | Compact Fluorescent |  | Twist | 1 | 15 | Bedroom | 118963 | Bedroom | 0.04979%
11896 | 3 | 4 |  | Manual | 1 | Table | Halogen |  | MR | 1 | 20 | Bedroom | 118963 | Bedroom | 0.04979%
11896 | 4 | 1 |  | Manual | 1 | Ceiling Fixture | Compact Fluorescent |  | Twist | 1 | 15 | Closet | 118964 | Closet | 0.04979%
11896 | 5 | 1 |  | Manual | 1 | Wall Mount | Incandescent |  | Standard A Lamp | 2 | 60 | Bathroom | 118965 | Bathroom | 0.04979%
11896 | 5 | 2 |  | Manual | 1 | Wall Mount | Compact Fluorescent |  | Twist | 2 | 15 | Bathroom | 118965 | Bathroom | 0.04979%
11896 | 5 | 3 |  | Manual | 1 | Recessed Can | Incandescent |  | Reflector | 1 | 75 | Bathroom | 118965 | Bathroom | 0.04979%
11896 | 6 | 1 |  | Manual | 3 | Ceiling Fixture | Compact Fluorescent |  | Twist | 1 | 15 | Garage | 118966 | Garage | 0.04979%
11896 | 6 | 2 |  | Manual | 1 | Garage door opener | Incandescent |  | Standard A Lamp | 1 | 40 | Garage | 118966 | Garage | 0.04979%
11896 | 7 | 1 |  | Manual | 1 | Ceiling Fixture | Compact Fluorescent |  | Twist | 2 | 15 | Hall | 118967 | Hall | 0.04979%
11896 | 7 | 2 |  | Manual | 1 | Wall Mount | Compact Fluorescent |  | Twist | 1 | 15 | Hall | 118967 | Hall | 0.04979%
11896 | 8 | 1 |  | Manual | 1 | Wall Mount | Incandescent |  | Standard A Lamp | 2 | 60 | Bathroom | 118968 | Bathroom | 0.04979%
11896 | 8 | 2 |  | Manual | 1 | Recessed Can | Incandescent |  | Mini base | 1 | 75 | Bathroom | 118968 | Bathroom | 0.04979%
11896 | 9 | 1 |  | Manual | 1 | Ceiling Fixture | Compact Fluorescent |  | Twist | 2 | 15 | Hall | 118969 | Hall | 0.04979%
11896 | 10 | 1 |  | Manual | 4 | Recessed Can | Compact Fluorescent |  | Twist | 1 | 15 | Kitchen | 1189610 | Kitchen | 0.04979%
11896 | 10 | 2 |  | Manual | 2 | Ceiling Fixture | Compact Fluorescent |  | Twist | 1 | 15 | Kitchen | 1189610 | Kitchen | 0.04979%
11896 | 11 | 1 |  | Manual | 1 | Ceiling Fixture | Compact Fluorescent |  | Twist | 1 | 22 | Living Room | 1189611 | Living Room | 0.04979%
11896 | 11 | 2 |  | Manual | 1 | Ceiling Fixture | Halogen |  | MR | 1 | 50 | Living Room | 1189611 | Living Room | 0.04979%
11896 | 12 | 1 |  | Manual | 2 | Wall Mount | Compact Fluorescent |  | Twist | 1 | 22 | Hall | 1189612 | Hall | 0.04979%
11896 | 13 | 1 |  | Manual | 1 | Ceiling Fixture | Compact Fluorescent |  | Twist | 2 | 22 | Bedroom | 1189613 | Bedroom | 0.04979%
11896 | 14 | 1 |  | Manual | 1 | Wall Mount | Incandescent |  | Standard A Lamp | 3 | 60 | Bathroom | 1189614 | Bathroom | 0.04979%
11900 | 1 | 1 |  | Manual | 1 | Wall Mount | Compact Fluorescent |  | Twist | 3 | 15 | Bathroom | 119001 | Bathroom | 0.03789%
11900 | 2 | 1 |  | Manual | 1 | Floor lamp | Compact Fluorescent |  | 3-Way CFL | 1 | 33 | Family Room | 119002 | Family Room | 0.03789%
11900 | 2 | 2 |  | Manual | 1 | Ceiling Fixture | Compact Fluorescent |  | Twist | 1 | 15 | Family Room | 119002 | Family Room | 0.03789%
11900 | 3 | 1 |  | Manual | 3 | Ceiling Fixture | Halogen |  | MR | 3 | 35 | Dining Room | 119003 | Dining Room | 0.03789%
11900 | 4 | 1 |  | Manual | 1 | Ceiling Fixture | Linear Fluorescent | 48 | T-8 | 4 | 32 | Hall | 119004 | Hall | 0.03789%
11900 | 5 | 1 |  | Manual | 1 | Wall Mount | Incandescent |  | Standard A Lamp | 1 | 60 | Other | 119005 | Other | 0.03789%
11900 | 6 | 1 |  | Manual | 1 | Ceiling Fixture | Incandescent |  | Clear | 2 | 60 | Hall | 119006 | Hall | 0.03789%
11900 | 7 | 1 |  | Manual | 3 | Ceiling Fixture | Incandescent |  | Standard A Lamp | 2 | 60 | Kitchen | 119007 | Kitchen | 0.03789%
11900 | 7 | 2 |  | Manual | 1 | Other | Incandescent |  | Standard A Lamp | 1 | 50 | Kitchen | 119007 | Kitchen | 0.03789%
11900 | 8 | 1 |  | Dimmer | 2 | Torchiere | Incandescent |  | Standard A Lamp | 2 | 60 | Living Room | 119008 | Living Room | 0.03789%
11900 | 8 | 2 |  | Dimmer | 1 | Floor lamp | Halogen |  | Quartz Tube | 1 | 50 | Living Room | 119008 | Living Room | 0.03789%
11900 | 9 | 1 |  | Manual | 1 | Table | Incandescent |  | Standard A Lamp | 1 | 60 | Master Bedroom | 119009 | Master Bedroom | 0.03789%
11900 | 9 | 2 |  | Manual | 1 | Table | Incandescent |  | Clear | 1 | 60 | Master Bedroom | 119009 | Master Bedroom | 0.03789%
11900 | 10 | 1 |  | Manual | 1 | Ceiling Fixture | Incandescent |  | Standard A Lamp | 3 | 60 | Bedroom | 1190010 | Bedroom | 0.03789%
11900 | 11 | 1 |  | Manual | 1 | Ceiling Fixture | Compact Fluorescent |  | Straight Tube | 3 | 11 | Bedroom | 1190011 | Bedroom | 0.03789%
11900 | 11 | 2 |  | Manual | 1 | Table | Incandescent |  | Mini base | 1 | 25 | Bedroom | 1190011 | Bedroom | 0.03789%
11904 | 1 | 1 |  | Manual | 1 | Wall Mount | Halogen |  | Quartz Tube | 3 | 30 | Bathroom | 119041 | Bathroom | 0.0364%
11904 | 1 | 2 |  | Manual | 3 | Recessed Can | Incandescent |  | Reflector | 1 | 65 | Bathroom | 119041 | Bathroom | 0.0364%
11904 | 2 | 1 |  | Manual | 1 | Ceiling Fixture | Compact Fluorescent |  | Twist | 3 | 22 | Bedroom | 119042 | Bedroom | 0.0364%
11904 | 3 | 1 |  | Manual | 1 | Ceiling Fixture | Compact Fluorescent |  | Twist | 3 | 22 | Bedroom | 119043 | Bedroom | 0.0364%
11904 | 4 | 1 |  | Manual | 1 | Chandelier (Hanging) | Incandescent |  | Mini base | 4 | 25 | Dining Room | 119044 | Dining Room | 0.0364%
11904 | 5 | 1 |  | Manual | 2 | Garage door opener | Incandescent |  | Standard A Lamp | 1 | 60 | Garage | 119045 | Garage | 0.0364%
11904 | 5 | 2 |  | Manual | 1 | Ceiling Fixture | Linear Fluorescent | 48 | T-12 | 2 | 40 | Garage | 119045 | Garage | 0.0364%
11904 | 6 | 1 |  | Manual | 2 | Ceiling Fixture | Compact Fluorescent |  | Twist | 3 | 22 | Hall | 119046 | Hall | 0.0364%
11904 | 7 | 1 |  | Manual | 1 | Ceiling Fixture | Incandescent |  | Standard A Lamp | 1 | 60 | Hall | 119047 | Hall | 0.0364%
11904 | 8 | 1 |  | Manual | 7 | Recessed Can | Incandescent |  | Reflector | 1 | 65 | Kitchen | 119048 | Kitchen | 0.0364%
11904 | 9 | 1 |  | Manual | 1 | Ceiling Fixture | Incandescent |  | Standard A Lamp | 1 | 100 | Bedroom | 119049 | Bedroom | 0.0364%
11904 | 9 | 2 |  | Manual | 2 | Table | Incandescent |  | Standard A Lamp | 1 | 60 | Bedroom | 119049 | Bedroom | 0.0364%
11904 | 10 | 1 |  | Manual | 3 | Ceiling Fixture | Compact Fluorescent |  | Twist | 2 | 15 | Family Room | 1190410 | Family Room | 0.0364%
11904 | 11 | 1 |  | Manual | 1 | Ceiling Fixture | Incandescent |  | Clear | 1 | 100 | Hall | 1190411 | Hall | 0.0364%
11904 | 12 | 1 |  | Manual | 1 | Ceiling Fixture | Incandescent |  | Clear | 1 | 60 | Laundry Room | 1190412 | Laundry Room | 0.0364%
11904 | 13 | 1 |  | Manual | 3 | Table | Compact Fluorescent |  | Twist | 1 | 22 | Living Room | 1190413 | Living Room | 0.0364%
11904 | 14 | 1 |  | Manual | 2 | Recessed Can | Incandescent |  | Reflector | 1 | 65 | Bathroom | 1190414 | Bathroom | 0.0364%
11904 | 14 | 2 |  | Manual | 1 | Wall Mount | Halogen |  | Quartz Tube | 3 | 30 | Bathroom | 1190414 | Bathroom | 0.0364%
11904 | 14 | 3 |  | Manual | 1 | Recessed - other | Incandescent |  | Heat Lamp | 1 | 250 | Bathroom | 1190414 | Bathroom | 0.0364%
11904 | 15 | 1 |  | Manual | 2 | Ceiling Fixture | Compact Fluorescent |  | Twist | 2 | 22 | Master Bedroom | 1190415 | Master Bedroom | 0.0364%
11904 | 16 | 1 |  | Manual | 1 | Chandelier (Hanging) | Incandescent |  | Mini base | 6 | 40 | Hall | 1190416 | Hall | 0.0364%
11904 | 17 | 1 |  | Manual | 4 | Ceiling Fixture | Compact Fluorescent |  | Pin base | 3 | 22 | Other | 1190417 | Other | 0.0364%
11904 | 17 | 2 |  | Dimmer | 1 | Torchiere | Halogen |  | Quartz Tube | 1 | 50 | Other | 1190417 | Other | 0.0364%
11908 | 1 | 1 |  | Manual | 1 | Wall Mount | Incandescent |  | Standard A Lamp | 2 | 60 | Bathroom | 119081 | Bathroom | 0.04979%
11908 | 2 | 1 |  | Manual | 1 | Table | Incandescent |  | Clear | 1 | 60 | Bedroom | 119082 | Bedroom | 0.04979%
11908 | 3 | 1 |  | Manual | 1 | Recessed - other | Incandescent |  | Standard A Lamp | 1 | 60 | Closet | 119083 | Closet | 0.04979%
11908 | 4 | 1 |  | Manual | 1 | Chandelier (Hanging) | Incandescent |  | Standard A Lamp | 6 | 100 | Dining Room | 119084 | Dining Room | 0.04979%
11908 | 5 | 1 |  | Manual | 1 | Ceiling Fixture | Incandescent |  | Reflector | 1 | 65 | Hall | 119085 | Hall | 0.04979%
11908 | 6 | 1 |  | Manual | 2 | Recessed Can | Incandescent |  | Reflector | 2 | 65 | Hall | 119086 | Hall | 0.04979%
11908 | 7 | 1 |  | Manual | 6 | Recessed Can | Incandescent |  | Reflector | 1 | 65 | Kitchen | 119087 | Kitchen | 0.04979%
11908 | 8 | 1 |  | Manual | 1 | Ceiling Fixture | Incandescent |  | Standard A Lamp | 2 | 60 | Laundry Room | 119088 | Laundry Room | 0.04979%
11908 | 9 | 1 |  | Manual | 1 | Recessed Can | Incandescent |  | Clear | 2 | 65 | Living Room | 119089 | Living Room | 0.04979%
11908 | 10 | 1 |  | Manual | 1 | Wall Mount | Incandescent |  | Globe | 8 | 40 | Bathroom | 1190810 | Bathroom | 0.04979%
11908 | 11 | 1 |  | Manual | 1 | Table | Incandescent |  | Standard A Lamp | 1 | 100 | Master Bedroom | 1190811 | Master Bedroom | 0.04979%
11910 | 1 | 1 |  | Manual | 2 | Chandelier (Hanging) | Compact Fluorescent |  | A shape bulb | 1 | 15 | Bathroom | 119101 | Bathroom | 0.04979%
11910 | 2 | 1 |  | Manual | 1 | Chandelier (Hanging) | Compact Fluorescent |  | Twist | 5 | 15 | Bedroom | 119102 | Bedroom | 0.04979%
11910 | 2 | 2 |  | Manual | 1 | Ceiling Fixture | Incandescent |  | Globe | 4 | 60 | Bedroom | 119102 | Bedroom | 0.04979%
11910 | 2 | 3 |  | Manual | 2 | Table | Compact Fluorescent |  | Straight Tube | 1 | 15 | Bedroom | 119102 | Bedroom | 0.04979%
11910 | 2 | 4 |  | Manual | 2 | Recessed Can | Halogen |  | PAR | 1 | 35 | Bedroom | 119102 | Bedroom | 0.04979%
11910 | 3 | 1 |  | Manual | 2 | Ceiling Fixture | Compact Fluorescent |  | Twist | 2 | 15 | Family Room | 119103 | Family Room | 0.04979%
11910 | 4 | 1 |  | Manual | 1 | Ceiling Fixture | Compact Fluorescent |  | Twist | 2 | 15 | Hall | 119104 | Hall | 0.04979%
11910 | 5 | 1 |  | Manual | 1 | Ceiling Fixture | Incandescent |  | Standard A Lamp | 1 | 60 | Laundry Room | 119105 | Laundry Room | 0.04979%
11910 | 6 | 1 |  | Manual | 1 | Ceiling Fixture | Incandescent |  | Standard A Lamp | 1 | 60 | Closet | 119106 | Closet | 0.04979%
11910 | 7 | 1 |  | Manual | 1 | Ceiling Fixture | Incandescent |  | Standard A Lamp | 1 | 60 | Closet | 119107 | Closet | 0.04979%
11910 | 8 | 1 |  | Manual | 1 | Ceiling Fixture | Incandescent |  | Standard A Lamp | 1 | 60 | Bedroom | 119108 | Bedroom | 0.04979%
11910 | 8 | 2 |  | Manual | 1 | Table | Compact Fluorescent |  | Twist | 1 | 26 | Bedroom | 119108 | Bedroom | 0.04979%
11910 | 8 | 3 |  | Manual | 1 | Table | Incandescent |  | Standard A Lamp | 1 | 60 | Bedroom | 119108 | Bedroom | 0.04979%
11910 | 9 | 1 |  | Manual | 1 | Ceiling Fixture | Compact Fluorescent |  | Twist | 1 | 15 | Hall | 119109 | Hall | 0.04979%
11910 | 10 | 1 |  | Manual | 1 | Chandelier (Hanging) | Compact Fluorescent |  | Twist | 1 | 15 | Bathroom | 1191010 | Bathroom | 0.04979%
11910 | 11 | 1 |  | Manual | 1 | Chandelier (Hanging) | Incandescent |  | Globe | 1 | 60 | Hall | 1191011 | Hall | 0.04979%
11910 | 11 | 2 |  | Manual | 1 | Ceiling Fixture | Compact Fluorescent |  | Twist | 1 | 15 | Hall | 1191011 | Hall | 0.04979%
11910 | 12 | 1 |  | Manual | 1 | Ceiling Fixture | Incandescent |  | Standard A Lamp | 1 | 60 | Bathroom | 1191012 | Bathroom | 0.04979%
11910 | 12 | 2 |  | Manual | 2 | Chandelier (Hanging) | Compact Fluorescent |  | Twist | 1 | 15 | Bathroom | 1191012 | Bathroom | 0.04979%
11910 | 13 | 1 |  | Manual | 2 | Chandelier (Hanging) | Compact Fluorescent |  | Twist | 1 | 15 | Master Bedroom | 1191013 | Master Bedroom | 0.04979%
11910 | 14 | 1 |  | Manual | 1 | Chandelier (Hanging) | Incandescent |  | Standard A Lamp | 3 | 40 | Other | 1191014 | Other | 0.04979%
11910 | 14 | 2 |  | Manual | 1 | Floor lamp | Incandescent |  | 3-Way Incandescent | 1 | 150 | Other | 1191014 | Other | 0.04979%
11910 | 15 | 1 |  | Manual | 1 | Ceiling Fan | Compact Fluorescent |  | Twist | 1 | 15 | Other | 1191015 | Other | 0.04979%
11910 | 16 | 1 |  | Manual | 1 | Chandelier (Hanging) | Compact Fluorescent |  | Twist | 5 | 15 | Dining Room | 1191016 | Dining Room | 0.04979%
11910 | 17 | 1 |  | Manual | 1 | Ceiling Fixture | Incandescent |  | Standard A Lamp | 3 | 60 | Hall | 1191017 | Hall | 0.04979%
11910 | 18 | 1 |  | Manual | 1 | Ceiling Fixture | Compact Fluorescent |  | Twist | 1 | 15 | Hall | 1191018 | Hall | 0.04979%
11910 | 19 | 1 |  | Manual | 1 | Other | Compact Fluorescent |  | Twist | 1 | 13 | Kitchen | 1191019 | Kitchen | 0.04979%
11910 | 19 | 2 |  | Manual | 1 | Ceiling Fixture | Linear Fluorescent | 48 | T-12 | 2 | 40 | Kitchen | 1191019 | Kitchen | 0.04979%
11910 | 19 | 3 |  | Manual | 1 | Chandelier (Hanging) | Compact Fluorescent |  | Twist | 1 | 15 | Kitchen | 1191019 | Kitchen | 0.04979%
11910 | 20 | 1 |  | Manual | 2 | Table | Compact Fluorescent |  | Twist | 1 | 22 | Living Room | 1191020 | Living Room | 0.04979%
11910 | 20 | 2 |  | Manual | 2 | Table | Incandescent |  | 3-Way Incandescent | 1 | 150 | Living Room | 1191020 | Living Room | 0.04979%
11914 | 1 | 1 |  | Manual | 1 | Wall Mount | Incandescent |  | Globe | 2 | 75 | Bathroom | 119141 | Bathroom | 0.1723%
11914 | 2 | 1 |  | Dimmer | 1 | Wall Mount | Incandescent |  | Globe | 4 | 40 | Bathroom | 119142 | Bathroom | 0.1723%
11914 | 2 | 2 |  | Manual | 1 | Ceiling Fixture | Incandescent |  | Standard A Lamp | 2 | 60 | Bathroom | 119142 | Bathroom | 0.1723%
11914 | 2 | 3 |  | Manual | 1 | Recessed Can | Incandescent |  | Standard A Lamp | 1 | 40 | Bathroom | 119142 | Bathroom | 0.1723%
11914 | 3 | 1 |  | Dimmer | 2 | Wall Mount | Incandescent |  | Mini base | 4 | 40 | Bathroom | 119143 | Bathroom | 0.1723%
11914 | 4 | 1 |  | Manual | 5 | Recessed Can | Compact Fluorescent |  | Reflector | 1 | 15 | Master Bedroom | 119144 | Master Bedroom | 0.1723%
11914 | 4 | 2 |  | Manual | 1 | Ceiling Fan | Incandescent |  | Standard A Lamp | 2 | 60 | Master Bedroom | 119144 | Master Bedroom | 0.1723%
11914 | 4 | 3 |  | Manual | 1 | Table | Incandescent |  | Standard A Lamp | 1 | 60 | Master Bedroom | 119144 | Master Bedroom | 0.1723%
11914 | 5 | 1 |  | Manual | 1 | Ceiling Fan | Compact Fluorescent |  | Twist | 2 | 15 | Bedroom | 119145 | Bedroom | 0.1723%
11914 | 5 | 2 |  | Manual | 1 | Floor lamp | Incandescent |  | Standard A Lamp | 2 | 40 | Bedroom | 119145 | Bedroom | 0.1723%
11914 | 5 | 3 |  | Manual | 1 | Recessed Can | Compact Fluorescent |  | Twist | 1 | 15 | Bedroom | 119145 | Bedroom | 0.1723%
11914 | 6 | 1 |  | Manual | 1 | Chandelier (Hanging) | Incandescent |  | Decorative | 4 | 40 | Bedroom | 119146 | Bedroom | 0.1723%
11914 | 6 | 2 |  | Manual | 1 | Table | Incandescent |  | Standard A Lamp | 1 | 60 | Bedroom | 119146 | Bedroom | 0.1723%
11914 | 7 | 1 |  | Manual | 1 | Ceiling Fixture | Incandescent |  | Standard A Lamp | 1 | 60 | Bedroom | 119147 | Bedroom | 0.1723%
11914 | 7 | 2 |  | Manual | 1 | Recessed Can | Compact Fluorescent |  | Reflector | 1 | 15 | Bedroom | 119147 | Bedroom | 0.1723%
11914 | 7 | 3 |  | Manual | 1 | Table | Incandescent |  | Standard A Lamp | 1 | 60 | Bedroom | 119147 | Bedroom | 0.1723%
11914 | 8 | 1 |  | Manual | 2 | Chandelier (Hanging) | Incandescent |  | Mini base | 1 | 40 | Closet | 119148 | Closet | 0.1723%
11914 | 8 | 2 |  | Manual | 1 | Ceiling Fixture | Linear Fluorescent | 24 | T-12 | 2 | 20 | Closet | 119148 | Closet | 0.1723%
11914 | 9 | 1 |  | Dimmer | 1 | Chandelier (Hanging) | Incandescent |  | Decorative | 5 | 40 | Dining Room | 119149 | Dining Room | 0.1723%
11914 | 10 | 1 |  | Dimmer | 1 | Chandelier (Hanging) | Incandescent |  | Decorative | 16 | 25 | Hall | 1191410 | Hall | 0.1723%
11914 | 11 | 1 |  | Manual | 8 | Recessed Can | Compact Fluorescent |  | Reflector | 1 | 15 | Family Room | 1191411 | Family Room | 0.1723%
11914 | 11 | 2 |  | Manual | 1 | Recessed Can | Incandescent |  | Reflector | 1 | 75 | Family Room | 1191411 | Family Room | 0.1723%
11914 | 11 | 3 |  | Manual | 2 | Table | Incandescent |  | Standard A Lamp | 2 | 60 | Family Room | 1191411 | Family Room | 0.1723%
11914 | 11 | 4 |  | Manual | 1 | Floor lamp | Incandescent |  | Standard A Lamp | 1 | 40 | Family Room | 1191411 | Family Room | 0.1723%
11914 | 12 | 1 |  | Manual | 6 | Ceiling Fixture | Linear Fluorescent | 48 | T-12 | 2 | 40 | Garage | 1191412 | Garage | 0.1723%
11914 | 12 | 2 |  | Manual | 3 | Garage door opener | Incandescent |  | Standard A Lamp | 1 | 60 | Garage | 1191412 | Garage | 0.1723%
11914 | 13 | 1 |  | Manual | 3 | Chandelier (Hanging) | Incandescent |  | Mini base | 1 | 25 | Hall | 1191413 | Hall | 0.1723%
11914 | 14 | 1 |  | Manual | 9 | Recessed Can | Compact Fluorescent |  | Reflector | 1 | 15 | Kitchen | 1191414 | Kitchen | 0.1723%
11914 | 14 | 2 |  | Manual | 2 | Chandelier (Hanging) | Incandescent |  | Standard A Lamp | 1 | 40 | Kitchen | 1191414 | Kitchen | 0.1723%
11914 | 14 | 3 |  | Manual | 1 | Chandelier (Hanging) | Incandescent |  | Globe | 1 | 100 | Kitchen | 1191414 | Kitchen | 0.1723%
11914 | 15 | 1 |  | Manual | 1 | Ceiling Fixture | Linear Fluorescent | 48 | T-12 | 2 | 40 | Laundry Room | 1191415 | Laundry Room | 0.1723%
11914 | 16 | 1 |  | Manual | 2 | Recessed Can | Compact Fluorescent |  | Reflector | 2 | 15 | Living Room | 1191416 | Living Room | 0.1723%
11914 | 16 | 2 |  | Manual | 1 | Table | Incandescent |  | 3-Way Incandescent | 1 | 100 | Living Room | 1191416 | Living Room | 0.1723%
11914 | 16 | 3 |  | Manual | 2 | Table | Compact Fluorescent |  | Pin base | 1 | 15 | Living Room | 1191416 | Living Room | 0.1723%
11914 | 17 | 1 |  | Manual | 1 | Ceiling Fan | Incandescent |  | Standard A Lamp | 1 | 60 | Office | 1191417 | Office | 0.1723%
11925 | 1 | 1 |  | Manual | 1 | Ceiling Fan | Compact Fluorescent |  | Reflector | 1 | 22 | Bathroom | 119251 | Bathroom | 0.1232%
11925 | 2 | 1 |  | Manual | 1 | Wall Mount | Compact Fluorescent |  | Twist | 3 | 15 | Bathroom | 119252 | Bathroom | 0.1232%
11925 | 3 | 1 |  | Manual | 1 | Chandelier (Hanging) | Incandescent |  | Standard A Lamp | 3 | 60 | Bedroom | 119253 | Bedroom | 0.1232%
11925 | 4 | 1 |  | Manual | 1 | Ceiling Fixture | Linear Fluorescent | 48 | T-12 | 2 | 40 | Closet | 119254 | Closet | 0.1232%
11925 | 5 | 1 |  | Manual | 1 | Recessed Can | Compact Fluorescent |  | Twist | 1 | 15 | Office | 119255 | Office | 0.1232%
11925 | 6 | 1 |  | Dimmer | 1 | Chandelier (Hanging) | Halogen |  | Quartz Tube | 1 | 50 | Dining Room | 119256 | Dining Room | 0.1232%
11925 | 7 | 1 |  | Manual | 2 | Garage door opener | Incandescent |  | Standard A Lamp | 1 | 60 | Garage | 119257 | Garage | 0.1232%
11925 | 8 | 1 |  | Manual | 3 | Recessed Can | Incandescent |  | Reflector | 1 | 65 | Hall | 119258 | Hall | 0.1232%
11925 | 8 | 2 |  | Manual | 2 | Wall Mount | Incandescent |  | Standard A Lamp | 1 | 60 | Hall | 119258 | Hall | 0.1232%
11925 | 9 | 1 |  | Manual | 9 | Recessed Can | Compact Fluorescent |  | Reflector | 1 | 22 | Kitchen | 119259 | Kitchen | 0.1232%
11925 | 10 | 1 |  | Manual | 1 | Ceiling Fixture | Linear Fluorescent | 48 | T-12 | 2 | 40 | Laundry Room | 1192510 | Laundry Room | 0.1232%
11925 | 11 | 1 |  | Manual | 4 | Recessed Can | Compact Fluorescent |  | Reflector | 1 | 22 | Living Room | 1192511 | Living Room | 0.1232%
11925 | 11 | 2 |  | Manual | 4 | Table | Compact Fluorescent |  | Twist | 1 | 15 | Living Room | 1192511 | Living Room | 0.1232%
11925 | 12 | 1 |  | Manual | 4 | Recessed Can | Compact Fluorescent |  | Reflector | 1 | 22 | Bathroom | 1192512 | Bathroom | 0.1232%
11925 | 13 | 1 |  | Manual | 3 | Recessed Can | Compact Fluorescent |  | Reflector | 1 | 22 | Master Bedroom | 1192513 | Master Bedroom | 0.1232%
11925 | 13 | 2 |  | Manual | 1 | Ceiling Fan | Incandescent |  | Standard A Lamp | 1 | 60 | Master Bedroom | 1192513 | Master Bedroom | 0.1232%
11933 | 1 | 1 |  | Manual | 1 | Ceiling Fixture | Incandescent |  | Standard A Lamp | 1 | 60 | Bathroom | 119331 | Bathroom | 0.04979%
11933 | 2 | 1 |  | Manual | 1 | Wall Mount | Incandescent |  | Globe | 3 | 40 | Bathroom | 119332 | Bathroom | 0.04979%
11933 | 3 | 1 |  | Manual | 1 | Ceiling Fixture | Incandescent |  | Standard A Lamp | 2 | 60 | Bedroom | 119333 | Bedroom | 0.04979%
11933 | 4 | 1 |  | Manual | 1 | Ceiling Fixture | Linear Fluorescent | 48 | T-12 | 2 | 40 | Other | 119334 | Other | 0.04979%
11933 | 5 | 1 |  | Manual | 1 | Chandelier (Hanging) | Incandescent |  | Mini base | 5 | 25 | Dining Room | 119335 | Dining Room | 0.04979%
11933 | 6 | 1 |  | Manual | 2 | Ceiling Fixture | Incandescent |  | Standard A Lamp | 1 | 60 | Hall | 119336 | Hall | 0.04979%
11933 | 7 | 1 |  | Manual | 2 | Ceiling Fixture | Incandescent |  | Standard A Lamp | 1 | 60 | Hall | 119337 | Hall | 0.04979%
11933 | 8 | 1 |  | Manual | 1 | Ceiling Fixture | Compact Fluorescent |  | Twist | 1 | 15 | Kitchen | 119338 | Kitchen | 0.04979%
11933 | 8 | 2 |  | Manual | 1 | Ceiling Fixture | Linear Fluorescent | 48 | T-12 | 2 | 32 | Kitchen | 119338 | Kitchen | 0.04979%
11933 | 9 | 1 |  | Manual | 1 | Ceiling Fixture | Incandescent |  | Standard A Lamp | 1 | 60 | Laundry Room | 119339 | Laundry Room | 0.04979%
11933 | 10 | 1 |  | Manual | 3 | Table | Compact Fluorescent |  | Twist | 1 | 15 | Living Room | 1193310 | Living Room | 0.04979%
11933 | 10 | 2 |  | Manual | 1 | Table | Incandescent |  | 3-Way Incandescent | 1 | 150 | Living Room | 1193310 | Living Room | 0.04979%
11933 | 11 | 1 |  | Manual | 1 | Ceiling Fixture | Incandescent |  | Standard A Lamp | 1 | 60 | Master Bedroom | 1193311 | Master Bedroom | 0.04979%
11933 | 12 | 1 |  | Manual | 1 | Ceiling Fixture | Incandescent |  | Standard A Lamp | 2 | 100 | Office | 1193312 | Office | 0.04979%
11933 | 13 | 1 |  | Manual | 1 | Ceiling Fixture | Incandescent |  | Standard A Lamp | 1 | 60 | Closet | 1193313 | Closet | 0.04979%
11943 | 1 | 1 |  | Manual | 1 | Wall Mount | Incandescent |  | Standard A Lamp | 5 | 40 | Bathroom | 119431 | Bathroom | 0.1232%
11943 | 2 | 1 |  | Manual | 1 | Ceiling Fixture | Incandescent |  | Standard A Lamp | 2 | 60 | Bedroom | 119432 | Bedroom | 0.1232%
11943 | 3 | 1 |  | Manual | 1 | Ceiling Fixture | Incandescent |  | Standard A Lamp | 1 | 60 | Bedroom | 119433 | Bedroom | 0.1232%
11943 | 4 | 1 |  | Dimmer | 1 | Chandelier (Hanging) | Compact Fluorescent |  | Pin base | 1 | 15 | Dining Room | 119434 | Dining Room | 0.1232%
11943 | 5 | 1 |  | Manual | 2 | Ceiling Fixture | Incandescent |  | Standard A Lamp | 1 | 60 | Garage | 119435 | Garage | 0.1232%
11943 | 5 | 2 |  | Manual | 2 | Garage door opener | Incandescent |  | Standard A Lamp | 1 | 60 | Garage | 119435 | Garage | 0.1232%
11943 | 6 | 1 |  | Manual | 1 | Ceiling Fixture | Compact Fluorescent |  | Twist | 1 | 15 | Hall | 119436 | Hall | 0.1232%
11943 | 7 | 1 |  | Manual | 2 | Ceiling Fixture | Compact Fluorescent |  | Twist | 1 | 15 | Kitchen | 119437 | Kitchen | 0.1232%
11943 | 8 | 1 |  | Manual | 1 | Recessed - other | Incandescent |  | Standard A Lamp | 1 | 60 | Bathroom | 119438 | Bathroom | 0.1232%
11943 | 9 | 1 |  | Manual | 1 | Ceiling Fixture | Incandescent |  | Reflector | 3 | 65 | Bedroom | 119439 | Bedroom | 0.1232%
11943 | 9 | 2 |  | Manual | 1 | Table | Incandescent |  | Standard A Lamp | 1 | 60 | Bedroom | 119439 | Bedroom | 0.1232%
11943 | 10 | 1 |  | Manual | 2 | Chandelier (Hanging) | Compact Fluorescent |  | Twist | 1 | 15 | Family Room | 1194310 | Family Room | 0.1232%
11943 | 11 | 1 |  | Manual | 1 | Ceiling Fixture | Compact Fluorescent |  | Twist | 2 | 15 | Laundry Room | 1194311 | Laundry Room | 0.1232%
11943 | 13 | 1 |  | Manual | 1 | Floor lamp | Incandescent |  | Decorative | 1 | 25 | Living Room | 1194313 | Living Room | 0.1232%
11943 | 14 | 1 |  | Manual | 1 | Wall Mount | Incandescent |  | Standard A Lamp | 4 | 75 | Bathroom | 1194314 | Bathroom | 0.1232%
11943 | 15 | 1 |  | Manual | 1 | Ceiling Fixture | Incandescent |  | Reflector | 3 | 65 | Master Bedroom | 1194315 | Master Bedroom | 0.1232%
11943 | 15 | 2 |  | Manual | 2 | Table | Incandescent |  | Standard A Lamp | 1 | 55 | Master Bedroom | 1194315 | Master Bedroom | 0.1232%
11943 | 16 | 1 |  | Manual | 1 | Chandelier (Hanging) | Incandescent |  | Decorative | 3 | 25 | Hall | 1194316 | Hall | 0.1232%
11953 | 1 | 1 |  | Dimmer | 1 | Chandelier (Hanging) | Incandescent |  | Mini base | 5 | 40 | Dining Room | 119531 | Dining Room | 0.04979%
11953 | 2 | 1 |  | Manual | 3 | Ceiling Fixture | Linear Fluorescent | 48 | T-12 | 3 | 40 | Garage | 119532 | Garage | 0.04979%
11953 | 2 | 2 |  | Timer | 1 | Garage door opener | Incandescent |  | Standard A Lamp | 2 | 60 | Garage | 119532 | Garage | 0.04979%
11953 | 3 | 1 |  | Manual | 1 | Ceiling Fixture | Compact Fluorescent |  | Twist | 1 | 15 | Hall | 119533 | Hall | 0.04979%
11953 | 4 | 1 |  | Manual | 1 | Wall Mount | Compact Fluorescent |  | Twist | 3 | 13 | Bathroom | 119534 | Bathroom | 0.04979%
11953 | 5 | 1 |  | Manual | 1 | Ceiling Fixture | Halogen |  | MR | 4 | 50 | Kitchen | 119535 | Kitchen | 0.04979%
11953 | 6 | 1 |  | Manual | 1 | Ceiling Fixture | Incandescent |  | Standard A Lamp | 1 | 60 | Living Room | 119536 | Living Room | 0.04979%
11953 | 7 | 1 |  | Manual | 1 | Wall Mount | Incandescent |  | Globe | 3 | 25 | Bathroom | 119537 | Bathroom | 0.04979%
11953 | 8 | 1 |  | Dimmer | 1 | Ceiling Fixture | Incandescent |  | Standard A Lamp | 1 | 60 | Master Bedroom | 119538 | Master Bedroom | 0.04979%
11953 | 8 | 2 |  | Manual | 1 | Table | Incandescent |  | Standard A Lamp | 1 | 60 | Master Bedroom | 119538 | Master Bedroom | 0.04979%
11953 | 9 | 1 |  | Manual | 1 | Ceiling Fixture | Incandescent |  | Standard A Lamp | 2 | 60 | Office | 119539 | Office | 0.04979%
11953 | 10 | 1 |  | Manual | 1 | Ceiling Fixture | Incandescent |  | Standard A Lamp | 2 | 60 | Bedroom | 1195310 | Bedroom | 0.04979%
11954 | 1 | 1 |  | Manual | 2 | Ceiling Fixture | Halogen |  | Quartz Tube | 1 | 75 | Other | 119541 | Other | 0.03789%
11954 | 1 | 2 |  | Manual | 2 | Architectural | Compact Fluorescent |  | Twist | 1 | 15 | Other | 119541 | Other | 0.03789%
11954 | 1 | 3 |  | Manual | 1 | Floor lamp | Linear Fluorescent | 48 | Fluorescent Other | 1 | 40 | Other | 119541 | Other | 0.03789%
11954 | 2 | 1 |  | Dimmer | 3 | Ceiling Fixture | Halogen |  | Other | 1 | 75 | Bathroom | 119542 | Bathroom | 0.03789%
11954 | 3 | 1 |  | Manual | 1 | Ceiling Fixture | Incandescent |  | Standard A Lamp | 1 | 40 | Bedroom | 119543 | Bedroom | 0.03789%
11954 | 3 | 2 |  | Manual | 1 | Table | Incandescent |  | Mini base | 1 | 20 | Bedroom | 119543 | Bedroom | 0.03789%
11954 | 4 | 1 |  | Dimmer | 1 | Ceiling Fixture | Halogen |  | PAR | 4 | 60 | Dining Room | 119544 | Dining Room | 0.03789%
11954 | 4 | 2 |  | Manual | 2 | Table | Halogen |  | Other | 1 | 75 | Dining Room | 119544 | Dining Room | 0.03789%
11954 | 5 | 1 |  | Manual | 1 | Ceiling Fixture | Incandescent |  | Standard A Lamp | 1 | 60 | Hall | 119545 | Hall | 0.03789%
11954 | 6 | 1 |  | Manual | 3 | Chandelier (Hanging) | Halogen |  | Other | 3 | 75 | Kitchen | 119546 | Kitchen | 0.03789%
11954 | 7 | 1 |  | Dimmer | 1 | Ceiling Fixture | Incandescent |  | Standard A Lamp | 4 | 60 | Living Room | 119547 | Living Room | 0.03789%
11954 | 7 | 2 |  | Manual | 1 | Floor lamp | Incandescent |  | Standard A Lamp | 1 | 60 | Living Room | 119547 | Living Room | 0.03789%
11954 | 8 | 1 |  | Dimmer | 1 | Ceiling Fixture | Incandescent |  | Standard A Lamp | 1 | 60 | Hall | 119548 | Hall | 0.03789%
11954 | 9 | 1 |  | Dimmer | 1 | Chandelier (Hanging) | Incandescent |  | Standard A Lamp | 1 | 60 | Master Bedroom | 119549 | Master Bedroom | 0.03789%
11954 | 9 | 2 |  | Manual | 2 | Table | Incandescent |  | Standard A Lamp | 1 | 40 | Master Bedroom | 119549 | Master Bedroom | 0.03789%
11958 | 1 | 1 |  | Manual | 2 | Wall Mount | Compact Fluorescent |  | Twist | 1 | 13 | Bathroom | 119581 | Bathroom | 0.1723%
11958 | 1 | 2 |  | Manual | 1 | Recessed Can | Compact Fluorescent |  | Twist | 1 | 13 | Bathroom | 119581 | Bathroom | 0.1723%
11958 | 2 | 1 |  | Manual | 2 | Table | Incandescent |  | 3-Way Incandescent | 1 | 70 | Master Bedroom | 119582 | Master Bedroom | 0.1723%
11958 | 2 | 2 |  | Manual | 1 | Table | Incandescent |  | Decorative | 1 | 40 | Master Bedroom | 119582 | Master Bedroom | 0.1723%
11958 | 2 | 3 |  | Manual | 1 | Ceiling Fan | Incandescent |  | Mini base | 3 | 40 | Master Bedroom | 119582 | Master Bedroom | 0.1723%
11958 | 3 | 1 |  | Manual | 1 | Ceiling Fan | Incandescent |  | Decorative | 3 | 25 | Bedroom | 119583 | Bedroom | 0.1723%
11958 | 4 | 1 |  | Manual | 1 | Ceiling Fan | Incandescent |  | Decorative | 4 | 25 | Bedroom | 119584 | Bedroom | 0.1723%
11958 | 5 | 1 |  | Manual | 2 | Ceiling Fixture | Linear Fluorescent | 48 | Fluorescent Other | 2 | 35 | Dining Room | 119585 | Dining Room | 0.1723%
11958 | 6 | 1 |  | Manual | 1 | Ceiling Fan | Compact Fluorescent |  | Twist | 2 | 13 | Other | 119586 | Other | 0.1723%
11958 | 7 | 1 |  | Manual | 1 | Ceiling Fixture | Compact Fluorescent |  | Twist | 2 | 13 | Hall | 119587 | Hall | 0.1723%
11958 | 8 | 1 |  | Manual | 1 | Ceiling Fixture | Linear Fluorescent | 48 | Fluorescent Other | 2 | 35 | Kitchen | 119588 | Kitchen | 0.1723%
11958 | 9 | 1 |  | Manual | 1 | Ceiling Fan | Incandescent |  | Standard A Lamp | 1 | 100 | Living Room | 119589 | Living Room | 0.1723%
11958 | 9 | 2 |  | Manual | 1 | Table | Incandescent |  | 3-Way Incandescent | 1 | 100 | Living Room | 119589 | Living Room | 0.1723%
11958 | 9 | 3 |  | Manual | 1 | Floor lamp | Compact Fluorescent |  | Twist | 1 | 13 | Living Room | 119589 | Living Room | 0.1723%
11958 | 10 | 1 |  | Manual | 1 | Ceiling Fan | Compact Fluorescent |  | Twist | 1 | 13 | Other | 1195810 | Other | 0.1723%
11958 | 10 | 2 |  | Manual | 1 | Low bay | Linear Fluorescent | 24 | T-12 | 1 | 20 | Other | 1195810 | Other | 0.1723%
11967 | 1 | 1 |  | Manual | 1 | Wall Mount | Compact Fluorescent |  | Twist | 4 | 22 | Bathroom | 119671 | Bathroom | 0.1723%
11967 | 2 | 1 |  | Manual | 1 | Ceiling Fan | Incandescent |  | Standard A Lamp | 3 | 75 | Bedroom | 119672 | Bedroom | 0.1723%
11967 | 3 | 1 |  | Manual | 1 | Chandelier (Hanging) | Incandescent |  | Decorative | 5 | 40 | Dining Room | 119673 | Dining Room | 0.1723%
11967 | 3 | 2 |  | Manual | 2 | Floor lamp | Incandescent |  | 3-Way Incandescent | 1 | 150 | Dining Room | 119673 | Dining Room | 0.1723%
11967 | 3 | 3 |  | Manual | 2 | Wall Mount | Incandescent |  | Decorative | 1 | 40 | Dining Room | 119673 | Dining Room | 0.1723%
11967 | 3 | 4 |  | Manual | 1 | Floor lamp | Incandescent |  | Standard A Lamp | 1 | 75 | Dining Room | 119673 | Dining Room | 0.1723%
11967 | 3 | 5 |  | Manual | 1 | Ceiling Fixture | Incandescent |  | Globe | 1 | 60 | Dining Room | 119673 | Dining Room | 0.1723%
11967 | 4 | 1 |  | Manual | 1 | Ceiling Fan | Incandescent |  | Standard A Lamp | 4 | 75 | Garage | 119674 | Garage | 0.1723%
11967 | 5 | 1 |  | Manual | 2 | Ceiling Fixture | Incandescent |  | Standard A Lamp | 1 | 60 | Hall | 119675 | Hall | 0.1723%
11967 | 6 | 1 |  | Manual | 3 | Ceiling Fixture | Linear Fluorescent | 48 | T-12 | 2 | 40 | Kitchen | 119676 | Kitchen | 0.1723%
11967 | 6 | 2 |  | Manual | 1 | Track | Incandescent |  | Reflector | 1 | 40 | Kitchen | 119676 | Kitchen | 0.1723%
11967 | 7 | 1 |  | Manual | 1 | Ceiling Fixture | Incandescent |  | Standard A Lamp | 2 | 60 | Laundry Room | 119677 | Laundry Room | 0.1723%
11967 | 8 | 1 |  | Manual | 2 | Floor lamp | Compact Fluorescent |  | Twist | 2 | 13 | Living Room | 119678 | Living Room | 0.1723%
11967 | 8 | 2 |  | Manual | 1 | Ceiling Fan | Incandescent |  | Standard A Lamp | 3 | 40 | Living Room | 119678 | Living Room | 0.1723%
11967 | 9 | 1 |  | Dimmer | 1 | Wall Mount | Incandescent |  | Standard A Lamp | 4 | 60 | Bathroom | 119679 | Bathroom | 0.1723%
11967 | 9 | 2 |  | Manual | 1 | Ceiling Fixture | Incandescent |  | Standard A Lamp | 1 | 60 | Bathroom | 119679 | Bathroom | 0.1723%
11967 | 9 | 3 |  | Manual | 1 | Ceiling Fixture | Incandescent |  | Heat Lamp | 1 | 125 | Bathroom | 119679 | Bathroom | 0.1723%
11967 | 10 | 1 |  | Manual | 2 | Floor lamp | Compact Fluorescent |  | Twist | 1 | 13 | Master Bedroom | 1196710 | Master Bedroom | 0.1723%
11967 | 10 | 2 |  | Manual | 1 | Ceiling Fan | Incandescent |  | Standard A Lamp | 2 | 75 | Master Bedroom | 1196710 | Master Bedroom | 0.1723%
11967 | 11 | 1 |  | Manual | 1 | Floor lamp | Incandescent |  | Globe | 3 | 60 | Office | 1196711 | Office | 0.1723%
11967 | 11 | 2 |  | Manual | 1 | Ceiling Fan | Incandescent |  | Standard A Lamp | 1 | 60 | Office | 1196711 | Office | 0.1723%
11971 | 1 | 1 |  | Dimmer | 1 | Ceiling Fixture | Halogen |  | PAR | 3 | 50 | Family Room | 119711 | Family Room | 0.03789%
11971 | 1 | 2 |  | Manual | 1 | Table | Incandescent |  | Standard A Lamp | 1 | 40 | Family Room | 119711 | Family Room | 0.03789%
11971 | 2 | 1 |  | Manual | 2 | Recessed Can | Incandescent |  | Reflector | 1 | 60 | Bedroom | 119712 | Bedroom | 0.03789%
11971 | 2 | 2 |  | Manual | 1 | Table | Incandescent |  | Standard A Lamp | 1 | 25 | Bedroom | 119712 | Bedroom | 0.03789%
11971 | 3 | 1 |  | Manual | 2 | Ceiling Fixture | Incandescent |  | Reflector | 1 | 60 | Bedroom | 119713 | Bedroom | 0.03789%
11971 | 4 | 1 |  | Manual | 1 | Track | Halogen |  | MR | 5 | 30 | Master Bedroom | 119714 | Master Bedroom | 0.03789%
11971 | 5 | 1 |  | Dimmer | 1 | Ceiling Fixture | Incandescent |  | Mini base | 5 | 25 | Bathroom | 119715 | Bathroom | 0.03789%
11971 | 5 | 2 |  | Dimmer | 1 | Ceiling Fixture | Incandescent |  | Reflector | 1 | 60 | Bathroom | 119715 | Bathroom | 0.03789%
11971 | 5 | 3 |  | Timer | 1 | Ceiling Fixture | Incandescent |  | Standard A Lamp | 1 | 60 | Bathroom | 119715 | Bathroom | 0.03789%
11971 | 6 | 1 |  | Dimmer | 1 | Wall Mount | Incandescent |  | Mini base | 5 | 25 | Kitchen | 119716 | Kitchen | 0.03789%
11971 | 6 | 2 |  | Dimmer | 1 | Ceiling Fixture | Incandescent |  | Reflector | 1 | 60 | Kitchen | 119716 | Kitchen | 0.03789%
11971 | 6 | 3 |  | Manual | 1 | Ceiling Fixture | Incandescent |  | Standard A Lamp | 1 | 40 | Kitchen | 119716 | Kitchen | 0.03789%
11971 | 7 | 1 |  | Manual | 3 | Ceiling Fixture | Incandescent |  | Mini base | 3 | 25 | Hall | 119717 | Hall | 0.03789%
11971 | 7 | 2 |  | Manual | 1 | Table | Incandescent |  | Standard A Lamp | 1 | 40 | Hall | 119717 | Hall | 0.03789%
11971 | 8 | 1 |  | Manual | 1 | Ceiling Fan | Incandescent |  | Standard A Lamp | 1 | 40 | Laundry Room | 119718 | Laundry Room | 0.03789%
11971 | 9 | 1 |  | Manual | 1 | Ceiling Fixture | Halogen |  | MR | 3 | 50 | Office | 119719 | Office | 0.03789%
11971 | 10 | 1 |  | Manual | 7 | Recessed Can | Incandescent |  | Reflector | 2 | 60 | Hall | 1197110 | Hall | 0.03789%
11971 | 11 | 1 |  | Manual | 1 | Chandelier (Hanging) | Incandescent |  | Standard A Lamp | 3 | 60 | Dining Room | 1197111 | Dining Room | 0.03789%
11971 | 12 | 1 |  | Manual | 1 | Track | Halogen |  | MR | 5 | 20 | Living Room | 1197112 | Living Room | 0.03789%
11971 | 12 | 2 |  | Manual | 2 | Recessed Can | Incandescent |  | Reflector | 1 | 60 | Living Room | 1197112 | Living Room | 0.03789%
11971 | 13 | 1 |  | Manual | 4 | Recessed Can | Incandescent |  | Reflector | 1 | 60 | Bathroom | 1197113 | Bathroom | 0.03789%
11971 | 14 | 1 |  | Manual | 1 | Ceiling Fixture | Compact Fluorescent |  | Twist | 1 | 36 | Garage | 1197114 | Garage | 0.03789%
11971 | 14 | 2 |  | Manual | 1 | Ceiling Fixture | Incandescent |  | Reflector | 2 | 75 | Garage | 1197114 | Garage | 0.03789%
11971 | 14 | 3 |  | Manual | 1 | Table | Incandescent |  | Reflector | 1 | 60 | Garage | 1197114 | Garage | 0.03789%
11978 | 1 | 1 |  | Manual | 1 | Wall Mount | Incandescent |  | Clear | 4 | 25 | Bathroom | 119781 | Bathroom | 0.02952%
11978 | 2 | 1 |  | Manual | 1 | Ceiling Fixture | Incandescent |  | Reflector | 1 | 65 | Bathroom | 119782 | Bathroom | 0.02952%
11978 | 2 | 2 |  | Manual | 1 | Wall Mount | Incandescent |  | Standard A Lamp | 2 | 75 | Bathroom | 119782 | Bathroom | 0.02952%
11978 | 3 | 1 |  | Manual | 1 | Ceiling Fixture | Incandescent |  | Standard A Lamp | 2 | 75 | Bedroom | 119783 | Bedroom | 0.02952%
11978 | 3 | 2 |  | Manual | 1 | Other | Incandescent |  | Other | 10 | 5 | Bedroom | 119783 | Bedroom | 0.02952%
11978 | 3 | 3 |  | Dimmer | 1 | Table | Incandescent |  | Standard A Lamp | 1 | 65 | Bedroom | 119783 | Bedroom | 0.02952%
11978 | 4 | 1 |  | Manual | 1 | Ceiling Fixture | Incandescent |  | Standard A Lamp | 1 | 75 | Bedroom | 119784 | Bedroom | 0.02952%
11978 | 4 | 2 |  | Manual | 1 | Recessed - other | Incandescent |  | Mini base | 1 | 25 | Bedroom | 119784 | Bedroom | 0.02952%
11978 | 5 | 1 |  | Manual | 1 | Chandelier (Hanging) | Incandescent |  | Standard A Lamp | 1 | 75 | Bedroom | 119785 | Bedroom | 0.02952%
11978 | 6 | 1 |  | Dimmer | 1 | Ceiling Fixture | Incandescent |  | Standard A Lamp | 2 | 75 | Dining Room | 119786 | Dining Room | 0.02952%
11978 | 7 | 1 |  | Manual | 4 | Ceiling Fixture | Incandescent |  | Standard A Lamp | 2 | 75 | Family Room | 119787 | Family Room | 0.02952%
11978 | 7 | 2 |  | Manual | 1 | Ceiling Fan | Incandescent |  | Mini base | 3 | 25 | Family Room | 119787 | Family Room | 0.02952%
11978 | 8 | 1 |  | Manual | 2 | Ceiling Fixture | Incandescent |  | Standard A Lamp | 2 | 100 | Garage | 119788 | Garage | 0.02952%
11978 | 9 | 1 |  | Manual | 3 | Ceiling Fixture | Incandescent |  | Standard A Lamp | 2 | 65 | Hall | 119789 | Hall | 0.02952%
11978 | 10 | 1 |  | Manual | 1 | Ceiling Fixture | Linear Fluorescent | 44 | T-12 | 2 | 32 | Kitchen | 1197810 | Kitchen | 0.02952%
11978 | 10 | 2 |  | Manual | 1 | Recessed Can | Incandescent |  | Reflector | 1 | 65 | Kitchen | 1197810 | Kitchen | 0.02952%
11978 | 11 | 1 |  | Manual | 1 | Ceiling Fixture | Incandescent |  | Standard A Lamp | 2 | 75 | Laundry Room | 1197811 | Laundry Room | 0.02952%
11978 | 12 | 1 |  | Manual | 1 | Ceiling Fan | Incandescent |  | Standard A Lamp | 3 | 40 | Living Room | 1197812 | Living Room | 0.02952%
11978 | 13 | 1 |  | Manual | 2 | Ceiling Fixture | Incandescent |  | Standard A Lamp | 2 | 75 | Master Bedroom | 1197813 | Master Bedroom | 0.02952%
11978 | 13 | 2 |  | Manual | 1 | Table | Incandescent |  | Mini base | 1 | 25 | Master Bedroom | 1197813 | Master Bedroom | 0.02952%
11978 | 13 | 3 |  | Manual | 1 | Table | Incandescent |  | Standard A Lamp | 1 | 60 | Master Bedroom | 1197813 | Master Bedroom | 0.02952%
11978 | 13 | 4 |  | Manual | 1 | Ceiling Fixture | Linear Fluorescent | 44 | T-12 | 2 | 32 | Master Bedroom | 1197813 | Master Bedroom | 0.02952%
11978 | 14 | 1 |  | Dimmer | 1 | Ceiling Fixture | Incandescent |  | Heat Lamp | 1 | 150 | Bathroom | 1197814 | Bathroom | 0.02952%
11978 | 14 | 2 |  | Manual | 1 | Ceiling Fixture | Incandescent |  | Reflector | 1 | 75 | Bathroom | 1197814 | Bathroom | 0.02952%
11978 | 15 | 1 |  | Manual | 1 | Ceiling Fixture | Incandescent |  | Standard A Lamp | 1 | 100 | Hall | 1197815 | Hall | 0.02952%
11978 | 16 | 1 |  | Manual | 1 | Ceiling Fixture | Incandescent |  | Standard A Lamp | 2 | 75 | Bedroom | 1197816 | Bedroom | 0.02952%
11980 | 1 | 1 |  | Manual | 1 | Ceiling Fixture | Compact Fluorescent |  | Twist | 4 | 15 | Family Room | 119801 | Family Room | 0.03789%
11980 | 1 | 2 |  | Manual | 2 | Floor lamp | Compact Fluorescent |  | Twist | 1 | 15 | Family Room | 119801 | Family Room | 0.03789%
11980 | 1 | 3 |  | Manual | 2 | Table | Compact Fluorescent |  | Twist | 2 | 15 | Family Room | 119801 | Family Room | 0.03789%
11980 | 2 | 1 |  | Manual | 1 | Ceiling Fixture | Incandescent |  | Standard A Lamp | 2 | 60 | Bedroom | 119802 | Bedroom | 0.03789%
11980 | 2 | 2 |  | Manual | 1 | Table | Incandescent |  | Standard A Lamp | 1 | 60 | Bedroom | 119802 | Bedroom | 0.03789%
11980 | 3 | 1 |  | Manual | 1 | Ceiling Fixture | Compact Fluorescent |  | Twist | 2 | 15 | Kitchen | 119803 | Kitchen | 0.03789%
11980 | 4 | 1 |  | Manual | 4 | Ceiling Fixture | Incandescent |  | Standard A Lamp | 1 | 60 | Other | 119804 | Other | 0.03789%
11980 | 4 | 2 |  | Manual | 1 | Ceiling Fixture | Linear Fluorescent | 48 | T-12 | 4 | 40 | Other | 119804 | Other | 0.03789%
11980 | 4 | 3 |  | Manual | 1 | Wall Mount | Compact Fluorescent |  | Twist | 1 | 15 | Other | 119804 | Other | 0.03789%
11980 | 5 | 1 |  | Manual | 1 | Ceiling Fixture | Compact Fluorescent |  | Twist | 1 | 15 | Other | 119805 | Other | 0.03789%
11980 | 6 | 1 |  | Manual | 1 | Chandelier (Hanging) | Compact Fluorescent |  | Twist | 2 | 15 | Bathroom | 119806 | Bathroom | 0.03789%
11980 | 7 | 1 |  | Manual | 1 | Ceiling Fixture | Compact Fluorescent |  | Twist | 1 | 15 | Hall | 119807 | Hall | 0.03789%
11980 | 8 | 1 |  | Manual | 1 | Ceiling Fixture | Incandescent |  | Standard A Lamp | 1 | 100 | Bedroom | 119808 | Bedroom | 0.03789%
11980 | 9 | 1 |  | Manual | 1 | Ceiling Fixture | Compact Fluorescent |  | Twist | 3 | 15 | Master Bedroom | 119809 | Master Bedroom | 0.03789%
11980 | 9 | 2 |  | Manual | 1 | Table | Compact Fluorescent |  | Twist | 1 | 15 | Master Bedroom | 119809 | Master Bedroom | 0.03789%
11980 | 10 | 1 |  | Manual | 1 | Wall Mount | Compact Fluorescent |  | Twist | 1 | 15 | Closet | 1198010 | Closet | 0.03789%
11988 | 1 | 1 |  | Manual | 1 | Wall Mount | Incandescent |  | Globe | 4 | 40 | Bathroom | 119881 | Bathroom | 0.02952%
11988 | 2 | 1 |  | Dimmer | 1 | Ceiling Fixture | Incandescent |  | Standard A Lamp | 1 | 60 | Bedroom | 119882 | Bedroom | 0.02952%
11988 | 2 | 2 |  | Manual | 1 | Table | Incandescent |  | Standard A Lamp | 1 | 75 | Bedroom | 119882 | Bedroom | 0.02952%
11988 | 3 | 1 |  | Manual | 1 | Ceiling Fixture | Incandescent |  | Standard A Lamp | 1 | 60 | Bedroom | 119883 | Bedroom | 0.02952%
11988 | 4 | 1 |  | Manual | 2 | Recessed Can | Incandescent |  | Reflector | 1 | 65 | Dining Room | 119884 | Dining Room | 0.02952%
11988 | 5 | 1 |  | Manual | 1 | Ceiling Fixture | Incandescent |  | Standard A Lamp | 1 | 60 | Hall | 119885 | Hall | 0.02952%
11988 | 6 | 1 |  | Manual | 1 | Ceiling Fixture | Incandescent |  | Standard A Lamp | 1 | 60 | Hall | 119886 | Hall | 0.02952%
11988 | 7 | 1 |  | Manual | 3 | Torchiere | Compact Fluorescent |  | Reflector | 1 | 22 | Kitchen | 119887 | Kitchen | 0.02952%
11988 | 7 | 2 |  | Manual | 1 | Wall Mount | Linear Fluorescent | 20 | T-8 | 1 | 16 | Kitchen | 119887 | Kitchen | 0.02952%
11988 | 8 | 1 |  | Manual | 1 | Recessed Can | Incandescent |  | Reflector | 1 | 65 | Living Room | 119888 | Living Room | 0.02952%
11988 | 8 | 2 |  | Manual | 1 | Table | Halogen |  | PAR | 1 | 50 | Living Room | 119888 | Living Room | 0.02952%
11988 | 9 | 1 |  | Manual | 1 | Ceiling Fixture | Incandescent |  | Standard A Lamp | 2 | 60 | Office | 119889 | Office | 0.02952%
11988 | 10 | 1 |  | Manual | 1 | Ceiling Fixture | Incandescent |  | Reflector | 3 | 60 | Garage | 1198810 | Garage | 0.02952%
11988 | 10 | 2 |  | Manual | 1 | Ceiling Fixture | Compact Fluorescent |  | Reflector | 3 | 15 | Garage | 1198810 | Garage | 0.02952%
11988 | 10 | 3 |  | Manual | 2 | Ceiling Fixture | Linear Fluorescent | 40 | T-12 | 2 | 20 | Garage | 1198810 | Garage | 0.02952%
11988 | 10 | 4 |  | Manual | 1 | Table | Compact Fluorescent |  | Twist | 1 | 15 | Garage | 1198810 | Garage | 0.02952%
11988 | 10 | 5 |  | Manual | 2 | Ceiling Fixture | Compact Fluorescent |  | Twist | 1 | 22 | Garage | 1198810 | Garage | 0.02952%
11988 | 10 | 6 |  | Manual | 2 | Ceiling Fixture | Linear Fluorescent | 16 | T-8 | 1 | 16 | Garage | 1198810 | Garage | 0.02952%
11992 | 1 | 1 |  | Manual | 1 | Other | Incandescent |  | Reflector | 1 | 25 | Bedroom | 119921 | Bedroom | 0.03789%
11992 | 1 | 2 |  | Manual | 1 | Wall Mount | Compact Fluorescent |  | Twist | 1 | 15 | Bedroom | 119921 | Bedroom | 0.03789%
11992 | 2 | 1 |  | Manual | 1 | Ceiling Fixture | Halogen |  | Quartz Tube | 1 | 100 | Bathroom | 119922 | Bathroom | 0.03789%
11992 | 3 | 1 |  | Manual | 1 | Ceiling Fixture | Compact Fluorescent |  | Twist | 1 | 22 | Master Bedroom | 119923 | Master Bedroom | 0.03789%
11992 | 3 | 2 |  | Manual | 2 | Wall Mount | Compact Fluorescent |  | Twist | 1 | 22 | Master Bedroom | 119923 | Master Bedroom | 0.03789%
11992 | 3 | 3 |  | Manual | 1 | Table | Incandescent |  | Decorative | 1 | 40 | Master Bedroom | 119923 | Master Bedroom | 0.03789%
11992 | 4 | 1 |  | Manual | 1 | Ceiling Fixture | Compact Fluorescent |  | Straight Tube | 2 | 28 | Bedroom | 119924 | Bedroom | 0.03789%
11992 | 4 | 2 |  | Manual | 2 | Table | Compact Fluorescent |  | Twist | 1 | 15 | Bedroom | 119924 | Bedroom | 0.03789%
11992 | 4 | 3 |  | Manual | 1 | Table | Incandescent |  | 3-Way Incandescent | 1 | 75 | Bedroom | 119924 | Bedroom | 0.03789%
11992 | 5 | 1 |  | Manual | 5 | Ceiling Fixture | Linear Fluorescent | 48 | T-8 | 2 | 32 | Other | 119925 | Other | 0.03789%
11992 | 5 | 2 |  | Manual | 1 | Ceiling Fixture | Linear Fluorescent | 48 | T-12 | 1 | 40 | Other | 119925 | Other | 0.03789%
11992 | 5 | 3 |  | Manual | 2 | Ceiling Fixture | Linear Fluorescent | 48 | Fluorescent Unknown | 1 | 40 | Other | 119925 | Other | 0.03789%
11992 | 5 | 4 |  | Manual | 3 | Ceiling Fixture | Compact Fluorescent |  | Twist | 1 | 15 | Other | 119925 | Other | 0.03789%
11992 | 5 | 5 |  | Manual | 1 | Ceiling Fixture | Compact Fluorescent |  | Twist | 1 | 22 | Other | 119925 | Other | 0.03789%
11992 | 6 | 1 |  | Manual | 1 | Track | Halogen |  | MR | 6 | 50 | Bathroom | 119926 | Bathroom | 0.03789%
11992 | 6 | 2 |  | Manual | 1 | Wall Mount | Compact Fluorescent |  | Twist | 3 | 15 | Bathroom | 119926 | Bathroom | 0.03789%
11992 | 7 | 1 |  | Manual | 1 | Ceiling Fixture | Compact Fluorescent |  | Twist | 1 | 15 | Closet | 119927 | Closet | 0.03789%
11992 | 8 | 1 |  | Manual | 1 | Ceiling Fixture | Linear Fluorescent | 18 | Fluorescent Other | 1 | 20 | Closet | 119928 | Closet | 0.03789%
11992 | 9 | 1 |  | Manual | 1 | Chandelier (Hanging) | Incandescent |  | Mini base | 6 | 25 | Dining Room | 119929 | Dining Room | 0.03789%
11992 | 10 | 1 |  | Manual | 1 | Chandelier (Hanging) | Incandescent |  | Standard A Lamp | 5 | 60 | Family Room | 1199210 | Family Room | 0.03789%
11992 | 10 | 2 |  | Manual | 1 | Table | Incandescent |  | Standard A Lamp | 1 | 25 | Family Room | 1199210 | Family Room | 0.03789%
11992 | 11 | 1 |  | Manual | 1 | Ceiling Fixture | Incandescent |  | Mini base | 38 | 6 | Garage | 1199211 | Garage | 0.03789%
11992 | 11 | 2 |  | Manual | 4 | Ceiling Fixture | Linear Fluorescent | 48 | T-8 | 2 | 32 | Garage | 1199211 | Garage | 0.03789%
11992 | 11 | 3 |  | Manual | 5 | Wall Mount | Compact Fluorescent |  | Twist | 1 | 22 | Garage | 1199211 | Garage | 0.03789%
11992 | 11 | 4 |  | Manual | 1 | Wall Mount | Linear Fluorescent | 48 | T-12 | 1 | 30 | Garage | 1199211 | Garage | 0.03789%
11992 | 11 | 5 |  | Manual | 2 | Ceiling Fixture | Compact Fluorescent |  | Reflector | 2 | 40 | Garage | 1199211 | Garage | 0.03789%
11992 | 11 | 6 |  | Manual | 1 | Garage door opener | Incandescent |  | Standard A Lamp | 2 | 60 | Garage | 1199211 | Garage | 0.03789%
11992 | 12 | 1 |  | Manual | 2 | Ceiling Fixture | Linear Fluorescent | 48 | T-12 | 1 | 40 | Kitchen | 1199212 | Kitchen | 0.03789%
11992 | 12 | 2 |  | Manual | 1 | Chandelier (Hanging) | Incandescent |  | Globe | 1 | 60 | Kitchen | 1199212 | Kitchen | 0.03789%
11992 | 12 | 3 |  | Manual | 1 | Track | Halogen |  | MR | 4 | 50 | Kitchen | 1199212 | Kitchen | 0.03789%
11992 | 12 | 4 |  | Manual | 1 | Other | Linear Fluorescent | 48 | T-12 | 1 | 40 | Kitchen | 1199212 | Kitchen | 0.03789%
11992 | 12 | 5 |  | Manual | 2 | Other | Compact Fluorescent |  | Reflector | 1 | 15 | Kitchen | 1199212 | Kitchen | 0.03789%
11992 | 13 | 1 |  | Manual | 1 | Table | Incandescent |  | 3-Way Incandescent | 1 | 150 | Living Room | 1199213 | Living Room | 0.03789%
11992 | 13 | 2 |  | Manual | 1 | Chandelier (Hanging) | Incandescent |  | Decorative | 1 | 60 | Living Room | 1199213 | Living Room | 0.03789%
11992 | 13 | 3 |  | Manual | 1 | Floor lamp | Halogen |  | Other | 1 | 50 | Living Room | 1199213 | Living Room | 0.03789%
11992 | 13 | 4 |  | Manual | 1 | Table | Incandescent |  | Decorative | 1 | 60 | Living Room | 1199213 | Living Room | 0.03789%
11992 | 13 | 5 |  | Manual | 2 | Wall Mount | Incandescent |  | Globe | 2 | 25 | Living Room | 1199213 | Living Room | 0.03789%
11992 | 13 | 6 |  | None | 1 | Wall Mount | Other |  | Other | 1 | 35 | Living Room | 1199213 | Living Room | 0.03789%
11992 | 14 | 1 |  | Manual | 1 | Chandelier (Hanging) | Incandescent |  | Decorative | 5 | 60 | Office | 1199214 | Office | 0.03789%
11992 | 14 | 2 |  | Manual | 1 | Table | Incandescent |  | Decorative | 1 | 60 | Office | 1199214 | Office | 0.03789%
11992 | 15 | 1 |  | Manual | 1 | Ceiling Fixture | Incandescent |  | Clear | 1 | 60 | Office | 1199215 | Office | 0.03789%
11992 | 15 | 2 |  | Manual | 1 | Torchiere | Halogen |  | Quartz Tube | 1 | 300 | Office | 1199215 | Office | 0.03789%
11992 | 16 | 1 |  | Manual | 1 | Wall Mount | Compact Fluorescent |  | Twist | 2 | 15 | Other | 1199216 | Other | 0.03789%
11992 | 16 | 2 |  | Manual | 1 | Wall Mount | Incandescent |  | Standard A Lamp | 1 | 60 | Other | 1199216 | Other | 0.03789%
11992 | 17 | 1 |  | Manual | 1 | Ceiling Fixture | Compact Fluorescent |  | Twist | 1 | 15 | Hall | 1199217 | Hall | 0.03789%
11992 | 18 | 1 |  | Manual | 1 | Ceiling Fixture | Compact Fluorescent |  | Twist | 1 | 22 | Other | 1199218 | Other | 0.03789%
11993 | 1 | 1 |  | Manual | 1 | Ceiling Fixture | Incandescent |  | Mini base | 4 | 40 | Kitchen | 119931 | Kitchen | 0.04979%
11993 | 1 | 2 |  | Manual | 1 | Ceiling Fixture | Incandescent |  | Mini base | 3 | 25 | Kitchen | 119931 | Kitchen | 0.04979%
11993 | 2 | 1 |  | Manual | 1 | Ceiling Fan | Incandescent |  | Mini base | 4 | 40 | Dining Room | 119932 | Dining Room | 0.04979%
11993 | 2 | 2 |  | Manual | 1 | Table | Linear Fluorescent | 48 | T-4 | 2 | 9 | Dining Room | 119932 | Dining Room | 0.04979%
11993 | 3 | 1 |  | Manual | 1 | Floor lamp | Incandescent |  | Standard A Lamp | 1 | 75 | Living Room | 119933 | Living Room | 0.04979%
11993 | 4 | 1 |  | Manual | 1 | Ceiling Fixture | Incandescent |  | Clear | 3 | 40 | Hall | 119934 | Hall | 0.04979%
11993 | 5 | 1 |  | Manual | 1 | Wall Mount | Incandescent |  | Globe | 3 | 40 | Bathroom | 119935 | Bathroom | 0.04979%
11993 | 5 | 2 |  | Manual | 1 | Ceiling Fixture | Incandescent |  | Standard A Lamp | 2 | 60 | Bathroom | 119935 | Bathroom | 0.04979%
11993 | 6 | 1 |  | Manual | 1 | Ceiling Fixture | Incandescent |  | Standard A Lamp | 1 | 75 | Laundry Room | 119936 | Laundry Room | 0.04979%
11993 | 7 | 1 |  | Manual | 1 | Ceiling Fan | Incandescent |  | Standard A Lamp | 4 | 60 | Master Bedroom | 119937 | Master Bedroom | 0.04979%
11993 | 8 | 1 |  | Manual | 1 | Ceiling Fixture | Incandescent |  | Standard A Lamp | 2 | 75 | Bedroom | 119938 | Bedroom | 0.04979%
12016 | 1 | 1 |  | Manual | 3 | Ceiling Fixture | Compact Fluorescent |  | Twist | 1 | 20 | Other | 120161 | Other | 0.03789%
12016 | 2 | 1 |  | Manual | 1 | Wall Mount | Incandescent |  | Mini base | 2 | 40 | Bathroom | 120162 | Bathroom | 0.03789%
12016 | 2 | 2 |  | Manual | 1 | Wall Mount | Compact Fluorescent |  | Mini base | 2 | 15 | Bathroom | 120162 | Bathroom | 0.03789%
12016 | 2 | 3 |  | Manual | 1 | Ceiling Fan | Compact Fluorescent |  | Twist | 2 | 15 | Bathroom | 120162 | Bathroom | 0.03789%
12016 | 3 | 1 |  | Manual | 1 | Ceiling Fixture | Compact Fluorescent |  | Twist | 2 | 22 | Bedroom | 120163 | Bedroom | 0.03789%
12016 | 4 | 1 |  | Manual | 1 | Ceiling Fixture | Compact Fluorescent |  | Twist | 2 | 22 | Bedroom | 120164 | Bedroom | 0.03789%
12016 | 5 | 1 |  | Manual | 1 | Ceiling Fixture | Incandescent |  | Standard A Lamp | 1 | 60 | Garage | 120165 | Garage | 0.03789%
12016 | 6 | 1 |  | Manual | 2 | Ceiling Fixture | Compact Fluorescent |  | Twist | 1 | 22 | Hall | 120166 | Hall | 0.03789%
12016 | 7 | 1 |  | Manual | 1 | Architectural | Linear Fluorescent | 24 | T-12 | 2 | 20 | Kitchen | 120167 | Kitchen | 0.03789%
12016 | 7 | 2 |  | Manual | 1 | Ceiling Fixture | Compact Fluorescent |  | Twist | 3 | 22 | Kitchen | 120167 | Kitchen | 0.03789%
12016 | 7 | 3 |  | Manual | 1 | Ceiling Fan | Incandescent |  | Other | 1 | 25 | Kitchen | 120167 | Kitchen | 0.03789%
12016 | 8 | 1 |  | Dimmer | 1 | Ceiling Fan | Incandescent |  | Standard A Lamp | 2 | 60 | Living Room | 120168 | Living Room | 0.03789%
12016 | 8 | 2 |  | Dimmer | 1 | Ceiling Fan | Compact Fluorescent |  | Twist | 2 | 22 | Living Room | 120168 | Living Room | 0.03789%
12016 | 9 | 1 |  | Manual | 1 | Ceiling Fixture | Compact Fluorescent |  | Twist | 2 | 22 | Master Bedroom | 120169 | Master Bedroom | 0.03789%
12016 | 10 | 1 |  | Manual | 1 | Ceiling Fixture | Compact Fluorescent |  | Twist | 2 | 22 | Office | 1201610 | Office | 0.03789%
12016 | 10 | 2 |  | Manual | 1 | Floor lamp | Compact Fluorescent |  | Twist | 5 | 22 | Office | 1201610 | Office | 0.03789%
12016 | 11 | 1 |  | Manual | 1 | Ceiling Fixture | Compact Fluorescent |  | Twist | 1 | 15 | Hall | 1201611 | Hall | 0.03789%
12018 | 1 | 1 |  | Manual | 3 | Chandelier (Hanging) | Incandescent |  | Standard A Lamp | 1 | 60 | Dining Room | 120181 | Dining Room | 0.1723%
12018 | 1 | 2 |  | Manual | 1 | Chandelier (Hanging) | Incandescent |  | Reflector | 1 | 60 | Dining Room | 120181 | Dining Room | 0.1723%
12018 | 2 | 1 |  | Manual | 2 | Recessed Can | Compact Fluorescent |  | Twist | 1 | 28 | Hall | 120182 | Hall | 0.1723%
12018 | 3 | 1 |  | Manual | 1 | Wall Mount | Incandescent |  | Clear | 2 | 40 | Bathroom | 120183 | Bathroom | 0.1723%
12018 | 4 | 1 |  | Manual | 1 | Ceiling Fixture | Compact Fluorescent |  | Twist | 2 | 22 | Family Room | 120184 | Family Room | 0.1723%
12018 | 4 | 2 |  | Manual | 1 | Table | Incandescent |  | Standard A Lamp | 1 | 55 | Family Room | 120184 | Family Room | 0.1723%
12018 | 5 | 1 |  | Manual | 1 | Garage door opener | Incandescent |  | Standard A Lamp | 1 | 60 | Garage | 120185 | Garage | 0.1723%
12018 | 6 | 1 |  | Manual | 1 | Wall Mount | Incandescent |  | Clear | 2 | 50 | Bathroom | 120186 | Bathroom | 0.1723%
12018 | 7 | 1 |  | Manual | 1 | Floor lamp | Compact Fluorescent |  | Straight Tube | 1 | 22 | Bedroom | 120187 | Bedroom | 0.1723%
12018 | 7 | 2 |  | Manual | 1 | Ceiling Fixture | Compact Fluorescent |  | Twist | 2 | 22 | Bedroom | 120187 | Bedroom | 0.1723%
12018 | 8 | 1 |  | Manual | 2 | Recessed Can | Compact Fluorescent |  | Reflector | 1 | 22 | Hall | 120188 | Hall | 0.1723%
12018 | 9 | 1 |  | Manual | 4 | Ceiling Fixture | Linear Fluorescent | 48 | T-8 | 2 | 32 | Kitchen | 120189 | Kitchen | 0.1723%
12018 | 10 | 1 |  | Manual | 1 | Ceiling Fixture | Linear Fluorescent | 48 | T-8 | 2 | 32 | Laundry Room | 1201810 | Laundry Room | 0.1723%
12018 | 11 | 1 |  | Manual | 1 | Floor lamp | Incandescent |  | Standard A Lamp | 4 | 40 | Living Room | 1201811 | Living Room | 0.1723%
12018 | 11 | 2 |  | Manual | 1 | Table | Compact Fluorescent |  | Circline (Screw Base) | 1 | 28 | Living Room | 1201811 | Living Room | 0.1723%
12018 | 11 | 3 |  | Manual | 1 | Recessed - other | Incandescent |  | Reflector | 1 | 65 | Living Room | 1201811 | Living Room | 0.1723%
12018 | 12 | 1 |  | Manual | 1 | Wall Mount | Incandescent |  | Standard A Lamp | 5 | 60 | Bathroom | 1201812 | Bathroom | 0.1723%
12018 | 12 | 2 |  | Manual | 1 | Recessed Can | Incandescent |  | Reflector | 1 | 60 | Bathroom | 1201812 | Bathroom | 0.1723%
12018 | 13 | 1 |  | Manual | 1 | Ceiling Fan | Incandescent |  | Clear | 4 | 60 | Master Bedroom | 1201813 | Master Bedroom | 0.1723%
12018 | 13 | 2 |  | Manual | 2 | Table | Compact Fluorescent |  | Circline (Screw Base) | 1 | 28 | Master Bedroom | 1201813 | Master Bedroom | 0.1723%
12018 | 14 | 1 |  | Dimmer | 1 | Floor lamp | Incandescent |  | Standard A Lamp | 3 | 100 | Office | 1201814 | Office | 0.1723%
12018 | 14 | 2 |  | Manual | 3 | Table | Incandescent |  | Standard A Lamp | 1 | 25 | Office | 1201814 | Office | 0.1723%
12018 | 15 | 1 |  | Manual | 1 | Ceiling Fixture | Incandescent |  | Standard A Lamp | 1 | 60 | Other | 1201815 | Other | 0.1723%
12022 | 1 | 1 |  | Manual | 1 | Chandelier (Hanging) | Compact Fluorescent |  | Twist | 1 | 15 | Hall | 120221 | Hall | 0.03789%
12022 | 2 | 1 |  | Manual | 1 | Ceiling Fixture | Incandescent |  | Standard A Lamp | 2 | 90 | Other | 120222 | Other | 0.03789%
12022 | 2 | 2 |  | Manual | 1 | Ceiling Fixture | Incandescent |  | Standard A Lamp | 2 | 75 | Other | 120222 | Other | 0.03789%
12022 | 2 | 3 |  | Manual | 1 | Ceiling Fixture | Compact Fluorescent |  | Twist | 2 | 28 | Other | 120222 | Other | 0.03789%
12022 | 2 | 4 |  | Photo | 1 | Ceiling Fixture | Incandescent |  | Mini base | 1 | 5 | Other | 120222 | Other | 0.03789%
12022 | 2 | 5 |  | Manual | 1 | Ceiling Fixture | Linear Fluorescent | 18 | Fluorescent Unknown | 1 | 16 | Other | 120222 | Other | 0.03789%
12022 | 2 | 6 |  | Manual | 1 | Table | Incandescent |  | Mini base | 1 | 40 | Other | 120222 | Other | 0.03789%
12022 | 3 | 1 |  | Manual | 1 | Wall Mount | Incandescent |  | Standard A Lamp | 4 | 60 | Bathroom | 120223 | Bathroom | 0.03789%
12022 | 4 | 1 |  | Manual | 1 | Ceiling Fixture | Compact Fluorescent |  | Twist | 1 | 15 | Bedroom | 120224 | Bedroom | 0.03789%
12022 | 4 | 2 |  | Manual | 1 | Ceiling Fixture | Incandescent |  | Standard A Lamp | 1 | 100 | Bedroom | 120224 | Bedroom | 0.03789%
12022 | 4 | 3 |  | Manual | 1 | Ceiling Fixture | Compact Fluorescent |  | Twist | 2 | 28 | Bedroom | 120224 | Bedroom | 0.03789%
12022 | 5 | 1 |  | Manual | 1 | Chandelier (Hanging) | Incandescent |  | Globe | 1 | 75 | Dining Room | 120225 | Dining Room | 0.03789%
12022 | 6 | 1 |  | Manual | 1 | Chandelier (Hanging) | Incandescent |  | Standard A Lamp | 1 | 60 | Family Room | 120226 | Family Room | 0.03789%
12022 | 6 | 2 |  | Manual | 1 | Table | Incandescent |  | Standard A Lamp | 1 | 60 | Family Room | 120226 | Family Room | 0.03789%
12022 | 7 | 1 |  | Manual | 1 | Ceiling Fixture | Incandescent |  | Standard A Lamp | 1 | 60 | Hall | 120227 | Hall | 0.03789%
12022 | 8 | 1 |  | Manual | 1 | Ceiling Fixture | Compact Fluorescent |  | Twist | 1 | 15 | Kitchen | 120228 | Kitchen | 0.03789%
12022 | 8 | 2 |  | Manual | 1 | Ceiling Fixture | Incandescent |  | Standard A Lamp | 1 | 75 | Kitchen | 120228 | Kitchen | 0.03789%
12022 | 8 | 3 |  | Manual | 1 | Wall Mount | Incandescent |  | Mini base | 1 | 5 | Kitchen | 120228 | Kitchen | 0.03789%
12022 | 9 | 1 |  | Manual | 1 | Floor lamp | Incandescent |  | Standard A Lamp | 1 | 75 | Living Room | 120229 | Living Room | 0.03789%
12022 | 9 | 2 |  | Manual | 1 | Table | Compact Fluorescent |  | Twist | 1 | 28 | Living Room | 120229 | Living Room | 0.03789%
12022 | 9 | 3 |  | Manual | 1 | Torchiere | Incandescent |  | Standard A Lamp | 1 | 100 | Living Room | 120229 | Living Room | 0.03789%
12022 | 10 | 1 |  | Manual | 1 | Ceiling Fixture | Incandescent |  | Standard A Lamp | 1 | 60 | Hall | 1202210 | Hall | 0.03789%
12022 | 11 | 1 |  | Manual | 1 | Ceiling Fan | Incandescent |  | Clear | 4 | 60 | Master Bedroom | 1202211 | Master Bedroom | 0.03789%
12022 | 11 | 2 |  | Manual | 1 | Table | Incandescent |  | Standard A Lamp | 1 | 60 | Master Bedroom | 1202211 | Master Bedroom | 0.03789%
12029 | 1 | 1 |  | Manual | 6 | Ceiling Fixture | Compact Fluorescent |  | Twist | 1 | 15 | Other | 120291 | Other | 0.0364%
12029 | 2 | 1 |  | Manual | 1 | Wall Mount | Incandescent |  | Standard A Lamp | 2 | 40 | Bathroom | 120292 | Bathroom | 0.0364%
12029 | 3 | 1 |  | Manual | 1 | Chandelier (Hanging) | Incandescent |  | Mini base | 5 | 25 | Dining Room | 120293 | Dining Room | 0.0364%
12029 | 4 | 1 |  | Manual | 1 | Ceiling Fixture | Compact Fluorescent |  | Twist | 1 | 15 | Hall | 120294 | Hall | 0.0364%
12029 | 5 | 1 |  | Manual | 1 | Ceiling Fixture | Linear Fluorescent | 24 | T-12 | 2 | 20 | Laundry Room | 120295 | Laundry Room | 0.0364%
12029 | 6 | 1 |  | Manual | 3 | Table | Compact Fluorescent |  | Twist | 1 | 22 | Living Room | 120296 | Living Room | 0.0364%
12029 | 6 | 2 |  | Manual | 1 | Floor lamp | Incandescent |  | Standard A Lamp | 3 | 100 | Living Room | 120296 | Living Room | 0.0364%
12029 | 7 | 1 |  | Manual | 1 | Ceiling Fixture | Incandescent |  | Standard A Lamp | 2 | 60 | Office | 120297 | Office | 0.0364%
12029 | 8 | 1 |  | Manual | 3 | Ceiling Fixture | Incandescent |  | Standard A Lamp | 1 | 60 | Hall | 120298 | Hall | 0.0364%
12029 | 9 | 1 |  | Manual | 2 | Ceiling Fixture | Linear Fluorescent | 48 | T-12 | 2 | 40 | Bathroom | 120299 | Bathroom | 0.0364%
12029 | 10 | 1 |  | Manual | 2 | Wall Mount | Incandescent |  | Standard A Lamp | 1 | 60 | Bedroom | 1202910 | Bedroom | 0.0364%
12029 | 11 | 1 |  | Manual | 2 | Ceiling Fixture | Incandescent |  | Standard A Lamp | 1 | 60 | Bedroom | 1202911 | Bedroom | 0.0364%
12029 | 12 | 1 |  | Manual | 1 | Ceiling Fixture | Compact Fluorescent |  | Twist | 1 | 22 | Hall | 1202912 | Hall | 0.0364%
12033 | 1 | 1 |  | Manual | 1 | Wall Mount | Compact Fluorescent |  | Twist | 3 | 16 | Bathroom | 120331 | Bathroom | 0.02952%
12033 | 2 | 1 |  | Manual | 1 | Ceiling Fixture | Compact Fluorescent |  | Twist | 1 | 15 | Bedroom | 120332 | Bedroom | 0.02952%
12033 | 2 | 2 |  | Manual | 1 | Torchiere | Compact Fluorescent |  | Twist | 1 | 22 | Bedroom | 120332 | Bedroom | 0.02952%
12033 | 3 | 1 |  | Manual | 1 | Architectural | Compact Fluorescent |  | Twist | 3 | 15 | Bedroom | 120333 | Bedroom | 0.02952%
12033 | 3 | 2 |  | Manual | 1 | Table | Compact Fluorescent |  | Twist | 1 | 15 | Bedroom | 120333 | Bedroom | 0.02952%
12033 | 3 | 3 |  | Manual | 1 | Table | Compact Fluorescent |  | Mini base | 1 | 7 | Bedroom | 120333 | Bedroom | 0.02952%
12033 | 4 | 1 |  | Manual | 1 | Chandelier (Hanging) | Compact Fluorescent |  | Twist | 3 | 16 | Dining Room | 120334 | Dining Room | 0.02952%
12033 | 5 | 1 |  | Manual | 1 | Ceiling Fixture | Compact Fluorescent |  | Twist | 2 | 20 | Hall | 120335 | Hall | 0.02952%
12033 | 6 | 1 |  | Manual | 1 | Ceiling Fixture | Linear Fluorescent | 48 | T-12 | 2 | 42 | Garage | 120336 | Garage | 0.02952%
12033 | 7 | 1 |  | Manual | 1 | Ceiling Fixture | Compact Fluorescent |  | Twist | 1 | 15 | Hall | 120337 | Hall | 0.02952%
12033 | 8 | 1 |  | Manual | 4 | Recessed Can | Compact Fluorescent |  | Reflector | 1 | 16 | Kitchen | 120338 | Kitchen | 0.02952%
12033 | 8 | 2 |  | Manual | 1 | Ceiling Fixture | Halogen |  | PAR | 4 | 30 | Kitchen | 120338 | Kitchen | 0.02952%
12033 | 9 | 1 |  | Manual | 1 | Wall Mount | Linear Fluorescent | 24 | T-8 | 3 | 32 | Laundry Room | 120339 | Laundry Room | 0.02952%
12033 | 10 | 1 |  | Manual | 1 | Ceiling Fan | Compact Fluorescent |  | Twist | 3 | 15 | Living Room | 1203310 | Living Room | 0.02952%
12033 | 10 | 2 |  | Manual | 1 | Floor lamp | Incandescent |  | Decorative | 5 | 40 | Living Room | 1203310 | Living Room | 0.02952%
12033 | 11 | 1 |  | Manual | 1 | Ceiling Fixture | Compact Fluorescent |  | Twist | 1 | 15 | Office | 1203311 | Office | 0.02952%
12033 | 11 | 2 |  | Manual | 1 | Table | Compact Fluorescent |  | Twist | 1 | 15 | Office | 1203311 | Office | 0.02952%
12035 | 1 | 1 |  | Manual | 1 | Ceiling Fixture | Incandescent |  | Standard A Lamp | 2 | 40 | Bathroom | 120351 | Bathroom | 0.04979%
12035 | 1 | 2 |  | Manual | 1 | Recessed - other | Incandescent |  | Heat Lamp | 1 | 150 | Bathroom | 120351 | Bathroom | 0.04979%
12035 | 1 | 3 |  | Manual | 1 | Wall Mount | Incandescent |  | Globe | 4 | 40 | Bathroom | 120351 | Bathroom | 0.04979%
12035 | 2 | 1 |  | Manual | 1 | Ceiling Fixture | Incandescent |  | Standard A Lamp | 1 | 60 | Bedroom | 120352 | Bedroom | 0.04979%
12035 | 3 | 1 |  | Manual | 1 | Ceiling Fan | Incandescent |  | Standard A Lamp | 1 | 60 | Bedroom | 120353 | Bedroom | 0.04979%
12035 | 3 | 2 |  | Manual | 2 | Table | Compact Fluorescent |  | Twist | 1 | 15 | Bedroom | 120353 | Bedroom | 0.04979%
12035 | 4 | 1 |  | Manual | 4 | Chandelier (Hanging) | Incandescent |  | Standard A Lamp | 4 | 40 | Dining Room | 120354 | Dining Room | 0.04979%
12035 | 5 | 1 |  | Manual | 10 | Recessed Can | Incandescent |  | Reflector | 2 | 65 | Family Room | 120355 | Family Room | 0.04979%
12035 | 6 | 1 |  | Manual | 6 | Ceiling Fixture | Linear Fluorescent | 48 | T-8 | 2 | 32 | Garage | 120356 | Garage | 0.04979%
12035 | 7 | 1 |  | Manual | 1 | Ceiling Fixture | Incandescent |  | Standard A Lamp | 1 | 60 | Hall | 120357 | Hall | 0.04979%
12035 | 8 | 1 |  | Manual | 2 | Ceiling Fixture | Incandescent |  | Standard A Lamp | 2 | 60 | Hall | 120358 | Hall | 0.04979%
12035 | 9 | 1 |  | Manual | 10 | Recessed Can | Incandescent |  | Reflector | 1 | 65 | Kitchen | 120359 | Kitchen | 0.04979%
12035 | 10 | 1 |  | Manual | 1 | Ceiling Fixture | Linear Fluorescent | 48 | T-8 | 2 | 32 | Laundry Room | 1203510 | Laundry Room | 0.04979%
12035 | 11 | 1 |  | Manual | 10 | Recessed Can | Incandescent |  | Reflector | 1 | 65 | Living Room | 1203511 | Living Room | 0.04979%
12035 | 12 | 1 |  | Manual | 1 | Wall Mount | Incandescent |  | Standard A Lamp | 2 | 40 | Bathroom | 1203512 | Bathroom | 0.04979%
12035 | 12 | 2 |  | Manual | 1 | Recessed Can | Halogen |  | PAR | 1 | 30 | Bathroom | 1203512 | Bathroom | 0.04979%
12035 | 13 | 1 |  | Manual | 2 | Table | Incandescent |  | Standard A Lamp | 1 | 60 | Master Bedroom | 1203513 | Master Bedroom | 0.04979%
12035 | 13 | 2 |  | Manual | 7 | Recessed Can | Incandescent |  | Reflector | 1 | 40 | Master Bedroom | 1203513 | Master Bedroom | 0.04979%
12035 | 14 | 1 |  | Manual | 1 | Chandelier (Hanging) | Incandescent |  | Decorative | 4 | 40 | Hall | 1203514 | Hall | 0.04979%
12039 | 1 | 1 |  | Manual | 1 | Wall Mount | Incandescent |  | Globe | 8 | 40 | Bathroom | 120391 | Bathroom | 0.1232%
12039 | 2 | 1 |  | Manual | 2 | Ceiling Fixture | Incandescent |  | Standard A Lamp | 1 | 60 | Bathroom | 120392 | Bathroom | 0.1232%
12039 | 2 | 2 |  | Manual | 1 | Wall Mount | Incandescent |  | Globe | 3 | 40 | Bathroom | 120392 | Bathroom | 0.1232%
12039 | 2 | 3 |  | Manual | 1 | Recessed - other | Incandescent |  | Heat Lamp | 2 | 150 | Bathroom | 120392 | Bathroom | 0.1232%
12039 | 3 | 1 |  | Manual | 1 | Chandelier (Hanging) | Incandescent |  | Standard A Lamp | 1 | 60 | Bedroom | 120393 | Bedroom | 0.1232%
12039 | 4 | 1 |  | Manual | 1 | Chandelier (Hanging) | Incandescent |  | Mini base | 5 | 25 | Dining Room | 120394 | Dining Room | 0.1232%
12039 | 5 | 1 |  | Manual | 2 | Ceiling Fixture | Linear Fluorescent | 48 | T-12 | 2 | 40 | Garage | 120395 | Garage | 0.1232%
12039 | 5 | 2 |  | Manual | 1 | Exterior | Other |  | Metal Halide | 1 | 250 | Garage | 120395 | Garage | 0.1232%
12039 | 6 | 1 |  | Manual | 1 | Recessed - other | Linear Fluorescent | 48 | T-12 | 2 | 40 | Kitchen | 120396 | Kitchen | 0.1232%
12039 | 7 | 1 |  | Manual | 1 | Ceiling Fixture | Incandescent |  | Standard A Lamp | 2 | 60 | Laundry Room | 120397 | Laundry Room | 0.1232%
12039 | 8 | 1 |  | Manual | 5 | Recessed Can | Incandescent |  | Reflector | 1 | 65 | Living Room | 120398 | Living Room | 0.1232%
12039 | 8 | 2 |  | Manual | 1 | Table | Incandescent |  | 3-Way Incandescent | 1 | 150 | Living Room | 120398 | Living Room | 0.1232%
12039 | 9 | 1 |  | Dimmer | 4 | Recessed Can | Incandescent |  | Reflector | 1 | 65 | Master Bedroom | 120399 | Master Bedroom | 0.1232%
12039 | 10 | 1 |  | Manual | 1 | Ceiling Fixture | Incandescent |  | Standard A Lamp | 2 | 60 | Office | 1203910 | Office | 0.1232%
12049 | 1 | 1 |  | Manual | 1 | Ceiling Fixture | Linear Fluorescent | 48 | T-8 | 2 | 32 | Other | 120491 | Other | 0.0364%
12049 | 1 | 2 |  | Manual | 2 | Ceiling Fixture | Compact Fluorescent |  | Twist | 1 | 13 | Other | 120491 | Other | 0.0364%
12049 | 1 | 3 |  | Manual | 1 | Wall Mount | Incandescent |  | Globe | 1 | 40 | Other | 120491 | Other | 0.0364%
12049 | 1 | 4 | pool table lights | Manual | 2 | Other | Incandescent |  | Standard A Lamp | 2 | 75 | Other | 120491 | Other | 0.0364%
12049 | 2 | 1 |  | Manual | 1 | Ceiling Fixture | Incandescent |  | Standard A Lamp | 1 | 100 | Bathroom | 120492 | Bathroom | 0.0364%
12049 | 2 | 2 |  | Manual | 2 | Wall Mount | Incandescent |  | Standard A Lamp | 1 | 60 | Bathroom | 120492 | Bathroom | 0.0364%
12049 | 3 | 1 |  | Manual | 1 | Wall Mount | Halogen |  | MR | 2 | 100 | Bathroom | 120493 | Bathroom | 0.0364%
12049 | 4 | 1 | circular plug in style bulb | Manual | 1 | Ceiling Fixture | Linear Fluorescent | 24 | Fluorescent Other | 2 | 22 | Bedroom | 120494 | Bedroom | 0.0364%
12049 | 5 | 1 | circular | Manual | 1 | Ceiling Fixture | Linear Fluorescent | 24 | Fluorescent Other | 1 | 22 | Bedroom | 120495 | Bedroom | 0.0364%
12049 | 6 | 1 |  | Manual | 2 | Table | Incandescent |  | Standard A Lamp | 1 | 60 | Bedroom | 120496 | Bedroom | 0.0364%
12049 | 7 | 1 |  | Manual | 1 | Ceiling Fixture | Incandescent |  | Standard A Lamp | 1 | 100 | Closet | 120497 | Closet | 0.0364%
12049 | 8 | 1 |  | Manual | 1 | Ceiling Fan | Incandescent |  | Standard A Lamp | 2 | 60 | Family Room | 120498 | Family Room | 0.0364%
12049 | 8 | 2 |  | Manual | 1 | Table | Incandescent |  | Standard A Lamp | 1 | 100 | Family Room | 120498 | Family Room | 0.0364%
12049 | 9 | 1 | circular | Manual | 1 | Ceiling Fixture | Linear Fluorescent | 24 | Fluorescent Other | 1 | 22 | Hall | 120499 | Hall | 0.0364%
12049 | 10 | 1 |  | Manual | 1 | Ceiling Fixture | Incandescent |  | Standard A Lamp | 1 | 100 | Hall | 1204910 | Hall | 0.0364%
12049 | 11 | 1 |  | Manual | 1 | Ceiling Fixture | Incandescent |  | Standard A Lamp | 1 | 60 | Hall | 1204911 | Hall | 0.0364%
12049 | 12 | 1 |  | Manual | 1 | Ceiling Fixture | Incandescent |  | Standard A Lamp | 2 | 75 | Kitchen | 1204912 | Kitchen | 0.0364%
12049 | 13 | 1 |  | Manual | 1 | Table | Incandescent |  | Standard A Lamp | 1 | 60 | Office | 1204913 | Office | 0.0364%
12049 | 14 | 1 |  | Manual | 1 | Torchiere | Compact Fluorescent |  | Twist | 1 | 13 | Other | 1204914 | Other | 0.0364%
12049 | 15 | 1 |  | Manual | 1 | Recessed Can | Incandescent |  | Reflector | 1 | 65 | Other | 1204915 | Other | 0.0364%
12054 | 1 | 1 |  | Manual | 1 | Ceiling Fixture | Compact Fluorescent |  | Twist | 2 | 15 | Hall | 120541 | Hall | 0.03789%
12054 | 2 | 1 |  | Manual | 1 | Ceiling Fan | Incandescent |  | Standard A Lamp | 1 | 60 | Bathroom | 120542 | Bathroom | 0.03789%
12054 | 2 | 2 |  | Manual | 1 | Ceiling Fan | Incandescent |  | Standard A Lamp | 1 | 25 | Bathroom | 120542 | Bathroom | 0.03789%
12054 | 3 | 1 |  | Manual | 1 | Table | Incandescent |  | Standard A Lamp | 1 | 75 | Bedroom | 120543 | Bedroom | 0.03789%
12054 | 3 | 2 |  | Manual | 1 | Floor lamp | Compact Fluorescent |  | Twist | 1 | 26 | Bedroom | 120543 | Bedroom | 0.03789%
12054 | 3 | 3 |  | Manual | 1 | Ceiling Fixture | Incandescent |  | Standard A Lamp | 2 | 60 | Bedroom | 120543 | Bedroom | 0.03789%
12054 | 4 | 1 |  | Manual | 1 | Chandelier (Hanging) | Incandescent |  | Standard A Lamp | 6 | 60 | Living Room | 120544 | Living Room | 0.03789%
12054 | 4 | 2 |  | Manual | 1 | Chandelier (Hanging) | Compact Fluorescent |  | Twist | 2 | 15 | Living Room | 120544 | Living Room | 0.03789%
12054 | 6 | 1 |  | Manual | 1 | Ceiling Fixture | Incandescent |  | Standard A Lamp | 2 | 60 | Hall | 120546 | Hall | 0.03789%
12054 | 7 | 1 |  | Manual | 1 | Ceiling Fixture | Compact Fluorescent |  | Twist | 2 | 15 | Laundry Room | 120547 | Laundry Room | 0.03789%
12054 | 8 | 1 |  | Manual | 1 | Table | Incandescent |  | 3-Way Incandescent | 1 | 150 | Living Room | 120548 | Living Room | 0.03789%
12054 | 8 | 2 |  | Manual | 1 | Table | Incandescent |  | Standard A Lamp | 1 | 250 | Living Room | 120548 | Living Room | 0.03789%
12054 | 8 | 3 |  | Manual | 2 | Floor lamp | Incandescent |  | 3-Way Incandescent | 1 | 150 | Living Room | 120548 | Living Room | 0.03789%
12054 | 8 | 4 |  | Manual | 1 | Ceiling Fixture | Incandescent |  | Standard A Lamp | 3 | 55 | Living Room | 120548 | Living Room | 0.03789%
12054 | 8 | 5 |  | Manual | 1 | Ceiling Fixture | Compact Fluorescent |  | Twist | 1 | 15 | Living Room | 120548 | Living Room | 0.03789%
12054 | 8 | 6 |  | Manual | 1 | Ceiling Fixture | Compact Fluorescent |  | Twist | 2 | 15 | Living Room | 120548 | Living Room | 0.03789%
12054 | 9 | 1 |  | Manual | 1 | Ceiling Fixture | Incandescent |  | Globe | 1 | 40 | Closet | 120549 | Closet | 0.03789%
12054 | 10 | 1 |  | Manual | 1 | Ceiling Fixture | Incandescent |  | Standard A Lamp | 2 | 60 | Bedroom | 1205410 | Bedroom | 0.03789%
12054 | 10 | 2 |  | Manual | 1 | Table | Compact Fluorescent |  | Twist | 1 | 15 | Bedroom | 1205410 | Bedroom | 0.03789%
12054 | 11 | 1 |  | Manual | 1 | Ceiling Fixture | Incandescent |  | Standard A Lamp | 11 | 75 | Closet | 1205411 | Closet | 0.03789%
12054 | 12 | 1 |  | Manual | 1 | Ceiling Fixture | Incandescent |  | Standard A Lamp | 2 | 60 | Office | 1205412 | Office | 0.03789%
12054 | 13 | 1 |  | Manual | 2 | Ceiling Fixture | Incandescent |  | Mini base | 3 | 40 | Hall | 1205413 | Hall | 0.03789%
12054 | 14 | 1 |  | Manual | 1 | Recessed Can | Halogen |  | PAR | 1 | 75 | Bathroom | 1205414 | Bathroom | 0.03789%
12054 | 14 | 2 |  | Manual | 1 | Wall Mount | Compact Fluorescent |  | Twist | 3 | 15 | Bathroom | 1205414 | Bathroom | 0.03789%
12054 | 15 | 1 |  | Manual | 1 | Ceiling Fixture | Incandescent |  | Standard A Lamp | 2 | 60 | Bedroom | 1205415 | Bedroom | 0.03789%
12054 | 15 | 2 |  | Manual | 1 | Table | Incandescent |  | Mini base | 1 | 25 | Bedroom | 1205415 | Bedroom | 0.03789%
12054 | 15 | 3 |  | Manual | 1 | Recessed Can | Halogen |  | Quartz Tube | 1 | 75 | Bedroom | 1205415 | Bedroom | 0.03789%
12054 | 16 | 1 |  | Manual | 5 | Recessed Can | Halogen |  | PAR | 1 | 75 | Kitchen | 1205416 | Kitchen | 0.03789%
12054 | 16 | 2 |  | Manual | 4 | Wall Mount | Incandescent |  | Decorative | 1 | 25 | Kitchen | 1205416 | Kitchen | 0.03789%
12054 | 17 | 1 |  | Manual | 7 | Recessed Can | Halogen |  | PAR | 1 | 75 | Family Room | 1205417 | Family Room | 0.03789%
12054 | 17 | 2 |  | Manual | 1 | Table | Compact Fluorescent |  | Twist | 1 | 15 | Family Room | 1205417 | Family Room | 0.03789%
12054 | 17 | 3 |  | Manual | 5 | Wall Mount | Incandescent |  | Standard A Lamp | 1 | 60 | Family Room | 1205417 | Family Room | 0.03789%
12054 | 17 | 4 |  | Manual | 1 | Floor lamp | Incandescent |  | Standard A Lamp | 2 | 75 | Family Room | 1205417 | Family Room | 0.03789%
12054 | 17 | 5 |  | Manual | 1 | Table | Compact Fluorescent |  | Twist | 1 | 15 | Family Room | 1205417 | Family Room | 0.03789%
12054 | 17 | 6 |  | Manual | 1 | Floor lamp | Compact Fluorescent |  | Twist | 1 | 15 | Family Room | 1205417 | Family Room | 0.03789%
12054 | 18 | 1 |  | Manual | 4 | Wall Mount | Incandescent |  | Standard A Lamp | 1 | 60 | Bathroom | 1205418 | Bathroom | 0.03789%
12054 | 18 | 2 |  | Manual | 1 | Ceiling Fixture | Incandescent |  | Decorative | 1 | 60 | Bathroom | 1205418 | Bathroom | 0.03789%
12054 | 18 | 3 |  | Manual | 1 | Ceiling Fixture | Incandescent |  | Standard A Lamp | 1 | 60 | Bathroom | 1205418 | Bathroom | 0.03789%
12054 | 19 | 1 |  | Manual | 4 | Ceiling Fixture | Incandescent |  | Standard A Lamp | 1 | 60 | Bedroom | 1205419 | Bedroom | 0.03789%
12054 | 19 | 2 |  | Manual | 2 | Table | Incandescent |  | 3-Way Incandescent | 1 | 100 | Bedroom | 1205419 | Bedroom | 0.03789%
12054 | 20 | 1 |  | Manual | 1 | Recessed Can | Compact Fluorescent |  | Twist | 1 | 15 | Closet | 1205420 | Closet | 0.03789%
12054 | 21 | 1 |  | Manual | 5 | Recessed Can | Halogen |  | PAR | 1 | 75 | Hall | 1205421 | Hall | 0.03789%
12054 | 22 | 1 |  | Manual | 3 | Ceiling Fixture | Incandescent |  | Standard A Lamp | 1 | 60 | Hall | 1205422 | Hall | 0.03789%
12054 | 23 | 1 |  | Manual | 1 | Garage door opener | Compact Fluorescent |  | Twist | 2 | 15 | Hall | 1205423 | Hall | 0.03789%
12054 | 23 | 2 |  | Manual | 1 | Garage door opener | Incandescent |  | Standard A Lamp | 1 | 60 | Hall | 1205423 | Hall | 0.03789%
12054 | 23 | 3 |  | Manual | 4 | Ceiling Fixture | Incandescent |  | Standard A Lamp | 1 | 60 | Hall | 1205423 | Hall | 0.03789%
12054 | 23 | 4 |  | Manual | 1 | Wall Mount | Incandescent |  | Standard A Lamp | 1 | 60 | Hall | 1205423 | Hall | 0.03789%
12054 | 24 | 1 |  | Manual | 3 | Floor lamp | Halogen |  | Other | 1 | 20 | Kitchen | 1205424 | Kitchen | 0.03789%
12054 | 24 | 2 |  | Manual | 1 | Ceiling Fixture | Compact Fluorescent |  | Twist | 3 | 15 | Kitchen | 1205424 | Kitchen | 0.03789%
12054 | 25 | 1 |  | Manual | 1 | Ceiling Fixture | Incandescent |  | Standard A Lamp | 2 | 60 | Master Bedroom | 1205425 | Master Bedroom | 0.03789%
12054 | 25 | 2 |  | Manual | 1 | Table | Incandescent |  | Clear | 1 | 40 | Master Bedroom | 1205425 | Master Bedroom | 0.03789%
12054 | 25 | 3 |  | Manual | 2 | Ceiling Fixture | Incandescent |  | 3-Way Incandescent | 1 | 250 | Master Bedroom | 1205425 | Master Bedroom | 0.03789%
12054 | 26 | 1 |  | Manual | 1 | Ceiling Fixture | Incandescent |  | Heat Lamp | 1 | 250 | Bathroom | 1205426 | Bathroom | 0.03789%
12054 | 26 | 2 |  | Manual | 1 | Track | Incandescent |  | Standard A Lamp | 3 | 75 | Bathroom | 1205426 | Bathroom | 0.03789%
12054 | 26 | 3 |  | Manual | 1 | Track | Compact Fluorescent |  | Twist | 1 | 23 | Bathroom | 1205426 | Bathroom | 0.03789%
12060 | 1 | 1 |  | Manual | 2 | Wall Mount | Compact Fluorescent |  | Twist | 1 | 15 | Bathroom | 120601 | Bathroom | 0.0364%
12060 | 2 | 1 |  | Manual | 1 | Ceiling Fixture | Compact Fluorescent |  | Twist | 1 | 15 | Bedroom | 120602 | Bedroom | 0.0364%
12060 | 2 | 2 |  | Manual | 1 | Table | Incandescent |  | Standard A Lamp | 1 | 40 | Bedroom | 120602 | Bedroom | 0.0364%
12060 | 3 | 1 |  | Manual | 1 | Ceiling Fixture | Halogen |  | MR | 1 | 50 | Family Room | 120603 | Family Room | 0.0364%
12060 | 4 | 1 |  | Manual | 1 | Wall Mount | Incandescent |  | Standard A Lamp | 1 | 100 | Other | 120604 | Other | 0.0364%
12060 | 5 | 1 |  | Manual | 1 | Wall Mount | Compact Fluorescent |  | Twist | 1 | 15 | Hall | 120605 | Hall | 0.0364%
12060 | 6 | 1 |  | Manual | 1 | Ceiling Fixture | Incandescent |  | Standard A Lamp | 1 | 60 | Bedroom | 120606 | Bedroom | 0.0364%
12060 | 6 | 2 |  | Manual | 1 | Table | Incandescent |  | Standard A Lamp | 1 | 60 | Bedroom | 120606 | Bedroom | 0.0364%
12060 | 7 | 1 |  | Manual | 1 | Ceiling Fixture | Compact Fluorescent |  | Twist | 1 | 15 | Laundry Room | 120607 | Laundry Room | 0.0364%
12060 | 8 | 1 |  | Manual | 2 | Ceiling Fixture | Compact Fluorescent |  | Twist | 1 | 15 | Other | 120608 | Other | 0.0364%
12060 | 9 | 1 |  | Manual | 1 | Wall Mount | Compact Fluorescent |  | Twist | 1 | 15 | Hall | 120609 | Hall | 0.0364%
12060 | 10 | 1 |  | Manual | 1 | Ceiling Fixture | Compact Fluorescent |  | Twist | 1 | 15 | Other | 1206010 | Other | 0.0364%
12060 | 11 | 1 |  | Manual | 1 | Ceiling Fixture | Incandescent |  | Standard A Lamp | 1 | 40 | Hall | 1206011 | Hall | 0.0364%
12060 | 12 | 1 |  | Manual | 2 | Ceiling Fixture | Linear Fluorescent | 48 | T-12 | 2 | 40 | Garage | 1206012 | Garage | 0.0364%
12060 | 13 | 1 |  | Manual | 1 | Ceiling Fixture | Incandescent |  | Standard A Lamp | 1 | 60 | Hall | 1206013 | Hall | 0.0364%
12060 | 14 | 1 |  | Manual | 3 | Recessed Can | Compact Fluorescent |  | Reflector | 1 | 15 | Kitchen | 1206014 | Kitchen | 0.0364%
12060 | 14 | 2 |  | Manual | 1 | Recessed Can | Other |  | LED Interior | 1 | 8 | Kitchen | 1206014 | Kitchen | 0.0364%
12060 | 14 | 3 |  | Manual | 1 | Other | Incandescent |  | Standard A Lamp | 1 | 40 | Kitchen | 1206014 | Kitchen | 0.0364%
12060 | 15 | 1 |  | Manual | 1 | Wall Mount | Compact Fluorescent |  | Twist | 3 | 15 | Bathroom | 1206015 | Bathroom | 0.0364%
12060 | 16 | 1 |  | Manual | 1 | Ceiling Fixture | Incandescent |  | Standard A Lamp | 1 | 40 | Closet | 1206016 | Closet | 0.0364%
12060 | 17 | 1 |  | Manual | 2 | Ceiling Fixture | Compact Fluorescent |  | Twist | 1 | 15 | Master Bedroom | 1206017 | Master Bedroom | 0.0364%
12060 | 17 | 2 |  | Manual | 1 | Table | Compact Fluorescent |  | Twist | 1 | 15 | Master Bedroom | 1206017 | Master Bedroom | 0.0364%
12060 | 18 | 1 |  | Manual | 1 | Ceiling Fixture | Incandescent |  | Standard A Lamp | 2 | 60 | Dining Room | 1206018 | Dining Room | 0.0364%
12060 | 19 | 1 |  | Manual | 2 | Ceiling Fixture | Compact Fluorescent |  | Twist | 1 | 15 | Hall | 1206019 | Hall | 0.0364%
12060 | 20 | 1 |  | Manual | 1 | Wall Mount | Compact Fluorescent |  | Twist | 3 | 16 | Bathroom | 1206020 | Bathroom | 0.0364%
12060 | 21 | 1 |  | Manual | 1 | Floor lamp | Incandescent |  | Mini base | 2 | 75 | Living Room | 1206021 | Living Room | 0.0364%
12060 | 21 | 2 |  | Manual | 1 | Ceiling Fixture | Incandescent |  | Standard A Lamp | 1 | 60 | Living Room | 1206021 | Living Room | 0.0364%
12060 | 21 | 3 |  | Manual | 1 | Table | Other |  | LED Interior | 1 | 3 | Living Room | 1206021 | Living Room | 0.0364%
12060 | 22 | 1 |  | Manual | 1 | Ceiling Fixture | Compact Fluorescent |  | Twist | 1 | 15 | Office | 1206022 | Office | 0.0364%
12060 | 23 | 1 |  | Manual | 1 | Ceiling Fixture | Compact Fluorescent |  | Twist | 1 | 15 | Other | 1206023 | Other | 0.0364%
12060 | 23 | 2 | lighted mirror | None | 1 | Table | Compact Fluorescent |  | Other | 1 | 25 | Other | 1206023 | Other | 0.0364%
12060 | 23 | 3 |  | Manual | 1 | Torchiere | Compact Fluorescent |  | Reflector | 1 | 15 | Other | 1206023 | Other | 0.0364%
12062 | 1 | 1 |  | Manual | 1 | Ceiling Fan | Incandescent |  | Standard A Lamp | 2 | 60 | Bedroom | 120621 | Bedroom | 0.1723%
12062 | 2 | 1 |  | Manual | 1 | High bay | Linear Fluorescent | 48 | T-12 | 2 | 40 | Garage | 120622 | Garage | 0.1723%
12062 | 3 | 1 |  | Manual | 1 | Ceiling Fixture | Incandescent |  | Standard A Lamp | 2 | 60 | Dining Room | 120623 | Dining Room | 0.1723%
12062 | 4 | 1 |  | Manual | 1 | Ceiling Fixture | Incandescent |  | Standard A Lamp | 2 | 60 | Hall | 120624 | Hall | 0.1723%
12062 | 5 | 1 |  | Manual | 1 | Wall Mount | Incandescent |  | Mini base | 4 | 25 | Bathroom | 120625 | Bathroom | 0.1723%
12062 | 5 | 2 |  | Manual | 1 | Ceiling Fixture | Incandescent |  | Heat Lamp | 1 | 250 | Bathroom | 120625 | Bathroom | 0.1723%
12062 | 6 | 1 |  | Manual | 1 | Ceiling Fixture | Incandescent |  | Standard A Lamp | 2 | 60 | Hall | 120626 | Hall | 0.1723%
12062 | 7 | 1 |  | Manual | 2 | Ceiling Fixture | Incandescent |  | Standard A Lamp | 2 | 60 | Kitchen | 120627 | Kitchen | 0.1723%
12062 | 8 | 1 |  | Manual | 1 | Ceiling Fan | Incandescent |  | Standard A Lamp | 2 | 60 | Living Room | 120628 | Living Room | 0.1723%
12062 | 8 | 2 |  | Manual | 2 | Table | Compact Fluorescent |  | Twist | 1 | 15 | Living Room | 120628 | Living Room | 0.1723%
12062 | 8 | 3 |  | Manual | 1 | Table | Incandescent |  | 3-Way Incandescent | 1 | 100 | Living Room | 120628 | Living Room | 0.1723%
12062 | 9 | 1 |  | Manual | 1 | Wall Mount | Incandescent |  | Standard A Lamp | 1 | 40 | Bathroom | 120629 | Bathroom | 0.1723%
12062 | 10 | 1 |  | Manual | 1 | Ceiling Fan | Incandescent |  | Mini base | 3 | 60 | Master Bedroom | 1206210 | Master Bedroom | 0.1723%
12062 | 11 | 1 |  | Manual | 1 | Ceiling Fixture | Incandescent |  | Standard A Lamp | 1 | 60 | Closet | 1206211 | Closet | 0.1723%
12062 | 12 | 1 |  | Manual | 1 | Ceiling Fan | Incandescent |  | Standard A Lamp | 2 | 60 | Office | 1206212 | Office | 0.1723%
12062 | 13 | 1 |  | Manual | 1 | Ceiling Fixture | Incandescent |  | Standard A Lamp | 1 | 60 | Closet | 1206213 | Closet | 0.1723%
12063 | 1 | 1 |  | Manual | 1 | Chandelier (Hanging) | Compact Fluorescent |  | Twist | 1 | 13 | Dining Room | 120631 | Dining Room | 0.0364%
12063 | 1 | 2 |  | Manual | 1 | Chandelier (Hanging) | Compact Fluorescent |  | Twist | 3 | 23 | Dining Room | 120631 | Dining Room | 0.0364%
12063 | 1 | 3 | happylight | Manual | 1 | Other | Compact Fluorescent |  | Pin base | 2 | 36 | Dining Room | 120631 | Dining Room | 0.0364%
12063 | 1 | 4 |  | Manual | 1 | Chandelier (Hanging) | Compact Fluorescent |  | Twist | 1 | 18 | Dining Room | 120631 | Dining Room | 0.0364%
12063 | 2 | 1 |  | Manual | 1 | Ceiling Fixture | Compact Fluorescent |  | Twist | 1 | 13 | Hall | 120632 | Hall | 0.0364%
12063 | 3 | 1 |  | Manual | 1 | Ceiling Fixture | Linear Fluorescent | 96 | T-12 | 2 | 96 | Garage | 120633 | Garage | 0.0364%
12063 | 3 | 2 |  | Manual | 2 | Ceiling Fixture | Linear Fluorescent | 48 | T-12 | 2 | 40 | Garage | 120633 | Garage | 0.0364%
12063 | 4 | 1 |  | Manual | 1 | Ceiling Fixture | Compact Fluorescent |  | Twist | 2 | 23 | Kitchen | 120634 | Kitchen | 0.0364%
12063 | 5 | 1 |  | Manual | 1 | Floor lamp | Incandescent |  | Other | 1 | 35 | Living Room | 120635 | Living Room | 0.0364%
12063 | 5 | 2 |  | Manual | 1 | Floor lamp | Incandescent |  | Standard A Lamp | 1 | 40 | Living Room | 120635 | Living Room | 0.0364%
12063 | 6 | 1 |  | Manual | 2 | Ceiling Fixture | Compact Fluorescent |  | Twist | 1 | 13 | Hall | 120636 | Hall | 0.0364%
12063 | 7 | 1 |  | Manual | 1 | Wall Mount | Compact Fluorescent |  | Twist | 8 | 18 | Bathroom | 120637 | Bathroom | 0.0364%
12063 | 8 | 1 |  | Manual | 1 | Ceiling Fixture | Compact Fluorescent |  | Twist | 2 | 13 | Master Bedroom | 120638 | Master Bedroom | 0.0364%
12063 | 8 | 2 |  | Manual | 2 | Table | Compact Fluorescent |  | Twist | 1 | 23 | Master Bedroom | 120638 | Master Bedroom | 0.0364%
12063 | 8 | 3 |  | Manual | 1 | Floor lamp | Compact Fluorescent |  | Twist | 1 | 23 | Master Bedroom | 120638 | Master Bedroom | 0.0364%
12063 | 9 | 1 |  | Manual | 1 | Wall Mount | Compact Fluorescent |  | Twist | 1 | 13 | Bathroom | 120639 | Bathroom | 0.0364%
12063 | 9 | 2 |  | Manual | 1 | Wall Mount | Incandescent |  | Mini base | 1 | 4 | Bathroom | 120639 | Bathroom | 0.0364%
12063 | 10 | 1 |  | Manual | 2 | Wall Mount | Incandescent |  | Standard A Lamp | 1 | 60 | Office | 1206310 | Office | 0.0364%
12063 | 10 | 2 |  | Manual | 1 | Wall Mount | Incandescent |  | Reflector | 1 | 60 | Office | 1206310 | Office | 0.0364%
12063 | 10 | 3 | one lamp burned out, not counted | Manual | 1 | Track | Halogen |  | MR | 2 | 60 | Office | 1206310 | Office | 0.0364%
12063 | 11 | 1 |  | Manual | 1 | Ceiling Fixture | Compact Fluorescent |  | Twist | 2 | 23 | Office | 1206311 | Office | 0.0364%
12063 | 12 | 1 | one burned out bulb | Manual | 1 | Ceiling Fixture | Compact Fluorescent |  | Twist | 1 | 23 | Closet | 1206312 | Closet | 0.0364%
12064 | 1 | 1 |  | Manual | 1 | Ceiling Fixture | Incandescent |  | Standard A Lamp | 1 | 60 | Other | 120641 | Other | 0.03789%
12064 | 1 | 2 |  | Manual | 1 | Ceiling Fixture | Compact Fluorescent |  | Twist | 1 | 13 | Other | 120641 | Other | 0.03789%
12064 | 2 | 1 |  | Manual | 2 | Ceiling Fixture | Compact Fluorescent |  | Twist | 1 | 15 | Bathroom | 120642 | Bathroom | 0.03789%
12064 | 3 | 1 |  | Manual | 1 | Floor lamp | Compact Fluorescent |  | Twist | 1 | 15 | Bedroom | 120643 | Bedroom | 0.03789%
12064 | 4 | 1 |  | Manual | 1 | Floor lamp | Compact Fluorescent |  | Twist | 1 | 15 | Bedroom | 120644 | Bedroom | 0.03789%
12064 | 4 | 2 |  | Manual | 1 | Table | Compact Fluorescent |  | Twist | 1 | 15 | Bedroom | 120644 | Bedroom | 0.03789%
12064 | 5 | 1 |  | Manual | 1 | Ceiling Fixture | Compact Fluorescent |  | Twist | 1 | 15 | Other | 120645 | Other | 0.03789%
12064 | 6 | 1 |  | Manual | 1 | Ceiling Fixture | Incandescent |  | Standard A Lamp | 1 | 60 | Closet | 120646 | Closet | 0.03789%
12064 | 7 | 1 |  | Manual | 1 | Floor lamp | Compact Fluorescent |  | Twist | 1 | 15 | Dining Room | 120647 | Dining Room | 0.03789%
12064 | 7 | 2 |  | Manual | 1 | Table | Compact Fluorescent |  | Twist | 1 | 15 | Dining Room | 120647 | Dining Room | 0.03789%
12064 | 8 | 1 |  | Manual | 1 | Ceiling Fixture | Incandescent |  | Standard A Lamp | 1 | 60 | Hall | 120648 | Hall | 0.03789%
12064 | 9 | 1 |  | Manual | 1 | Ceiling Fixture | Compact Fluorescent |  | Twist | 1 | 15 | Hall | 120649 | Hall | 0.03789%
12064 | 10 | 1 |  | Manual | 2 | Ceiling Fixture | Compact Fluorescent |  | Twist | 1 | 15 | Kitchen | 1206410 | Kitchen | 0.03789%
12064 | 11 | 1 |  | Manual | 1 | Ceiling Fixture | Compact Fluorescent |  | Twist | 2 | 15 | Living Room | 1206411 | Living Room | 0.03789%
12064 | 12 | 1 |  | Manual | 1 | Ceiling Fixture | Incandescent |  | Standard A Lamp | 1 | 40 | Hall | 1206412 | Hall | 0.03789%
12086 | 1 | 1 |  | Manual | 1 | Wall Mount | Compact Fluorescent |  | Twist | 3 | 15 | Bathroom | 120861 | Bathroom | 0.0364%
12086 | 2 | 1 |  | Manual | 1 | Ceiling Fixture | Compact Fluorescent |  | Twist | 1 | 15 | Bedroom | 120862 | Bedroom | 0.0364%
12086 | 3 | 1 |  | Manual | 1 | Ceiling Fixture | Compact Fluorescent |  | Twist | 1 | 15 | Bedroom | 120863 | Bedroom | 0.0364%
12086 | 4 | 1 |  | Manual | 1 | Ceiling Fixture | Compact Fluorescent |  | Twist | 2 | 15 | Closet | 120864 | Closet | 0.0364%
12086 | 5 | 1 |  | Manual | 1 | Ceiling Fixture | Incandescent |  | Standard A Lamp | 1 | 60 | Garage | 120865 | Garage | 0.0364%
12086 | 6 | 1 |  | Manual | 1 | Chandelier (Hanging) | Compact Fluorescent |  | Twist | 5 | 15 | Dining Room | 120866 | Dining Room | 0.0364%
12086 | 7 | 1 |  | Manual | 1 | Ceiling Fixture | Compact Fluorescent |  | Twist | 2 | 15 | Hall | 120867 | Hall | 0.0364%
12086 | 8 | 1 |  | Manual | 6 | Recessed Can | Compact Fluorescent |  | Reflector | 1 | 22 | Kitchen | 120868 | Kitchen | 0.0364%
12086 | 9 | 1 |  | Manual | 1 | Ceiling Fixture | Compact Fluorescent |  | Twist | 1 | 15 | Laundry Room | 120869 | Laundry Room | 0.0364%
12086 | 10 | 1 |  | Manual | 1 | Ceiling Fixture | Compact Fluorescent |  | Twist | 2 | 15 | Living Room | 1208610 | Living Room | 0.0364%
12086 | 11 | 1 |  | Manual | 1 | Ceiling Fixture | Compact Fluorescent |  | Twist | 3 | 15 | Bathroom | 1208611 | Bathroom | 0.0364%
12086 | 11 | 2 |  | Manual | 1 | Ceiling Fan | Compact Fluorescent |  | Twist | 1 | 15 | Bathroom | 1208611 | Bathroom | 0.0364%
12086 | 12 | 1 |  | Manual | 1 | Ceiling Fixture | Compact Fluorescent |  | Twist | 2 | 15 | Master Bedroom | 1208612 | Master Bedroom | 0.0364%
12092 | 1 | 1 |  | Manual | 1 | Ceiling Fixture | Compact Fluorescent |  | Twist | 1 | 13 | Bathroom | 120921 | Bathroom | 0.1232%
12092 | 2 | 1 |  | Manual | 1 | Ceiling Fixture | Compact Fluorescent |  | Twist | 1 | 13 | Bathroom | 120922 | Bathroom | 0.1232%
12092 | 3 | 1 |  | Manual | 1 | Ceiling Fixture | Compact Fluorescent |  | Twist | 2 | 22 | Bedroom | 120923 | Bedroom | 0.1232%
12092 | 3 | 2 |  | Manual | 1 | Floor lamp | Incandescent |  | 3-Way Incandescent | 1 | 70 | Bedroom | 120923 | Bedroom | 0.1232%
12092 | 4 | 1 |  | Manual | 1 | Ceiling Fixture | Linear Fluorescent | 48 | T-12 | 2 | 40 | Bedroom | 120924 | Bedroom | 0.1232%
12092 | 4 | 2 |  | Manual | 1 | Table | Compact Fluorescent |  | Twist | 1 | 23 | Bedroom | 120924 | Bedroom | 0.1232%
12092 | 5 | 1 |  | Manual | 1 | Ceiling Fixture | Compact Fluorescent |  | Twist | 1 | 13 | Bedroom | 120925 | Bedroom | 0.1232%
12092 | 6 | 1 |  | Manual | 1 | Ceiling Fixture | Compact Fluorescent |  | Twist | 1 | 13 | Bedroom | 120926 | Bedroom | 0.1232%
12092 | 6 | 2 |  | Manual | 1 | Table | Incandescent |  | Standard A Lamp | 1 | 60 | Bedroom | 120926 | Bedroom | 0.1232%
12092 | 7 | 1 |  | Manual | 1 | Ceiling Fixture | Compact Fluorescent |  | Twist | 1 | 13 | Bedroom | 120927 | Bedroom | 0.1232%
12092 | 7 | 2 |  | Manual | 2 | Table | Compact Fluorescent |  | Twist | 2 | 13 | Bedroom | 120927 | Bedroom | 0.1232%
12092 | 8 | 1 |  | Manual | 1 | Ceiling Fixture | Incandescent |  | Standard A Lamp | 1 | 60 | Bedroom | 120928 | Bedroom | 0.1232%
12092 | 8 | 2 |  | Manual | 1 | Table | Incandescent |  | Standard A Lamp | 1 | 40 | Bedroom | 120928 | Bedroom | 0.1232%
12092 | 9 | 1 |  | Manual | 2 | Ceiling Fixture | Compact Fluorescent |  | Twist | 2 | 13 | Living Room | 120929 | Living Room | 0.1232%
12092 | 9 | 2 |  | Manual | 1 | Ceiling Fixture | Compact Fluorescent |  | Twist | 1 | 13 | Living Room | 120929 | Living Room | 0.1232%
12092 | 10 | 1 |  | Manual | 1 | Ceiling Fixture | Compact Fluorescent |  | Twist | 1 | 13 | Hall | 1209210 | Hall | 0.1232%
12092 | 11 | 1 |  | Manual | 1 | Ceiling Fixture | Compact Fluorescent |  | Twist | 2 | 13 | Kitchen | 1209211 | Kitchen | 0.1232%
12092 | 12 | 1 |  | Manual | 1 | Ceiling Fixture | Compact Fluorescent |  | Twist | 1 | 13 | Other | 1209212 | Other | 0.1232%
12092 | 13 | 1 |  | Manual | 1 | Chandelier (Hanging) | Compact Fluorescent |  | Twist | 1 | 13 | Dining Room | 1209213 | Dining Room | 0.1232%
12092 | 14 | 1 |  | Manual | 1 | Ceiling Fixture | Compact Fluorescent |  | A shape bulb | 1 | 11 | Other | 1209214 | Other | 0.1232%
12092 | 15 | 1 |  | Manual | 1 | Ceiling Fixture | Compact Fluorescent |  | Twist | 1 | 13 | Other | 1209215 | Other | 0.1232%
12092 | 16 | 1 |  | Manual | 1 | Table | Incandescent |  | Standard A Lamp | 1 | 60 | Other | 1209216 | Other | 0.1232%
12101 | 1 | 1 |  | Manual | 1 | Track | Incandescent |  | Reflector | 4 | 65 | Family Room | 121011 | Family Room | 0.1232%
12101 | 1 | 2 |  | Manual | 2 | Wall Mount | Compact Fluorescent |  | Twist | 1 | 15 | Family Room | 121011 | Family Room | 0.1232%
12101 | 2 | 1 |  | Manual | 2 | Floor lamp | Halogen |  | MR | 1 | 100 | Bedroom | 121012 | Bedroom | 0.1232%
12101 | 3 | 1 |  | Manual | 1 | Ceiling Fixture | Incandescent |  | Standard A Lamp | 1 | 75 | Bedroom | 121013 | Bedroom | 0.1232%
12101 | 3 | 2 |  | Dimmer | 1 | Torchiere | Halogen |  | MR | 1 | 100 | Bedroom | 121013 | Bedroom | 0.1232%
12101 | 4 | 1 |  | Manual | 1 | Ceiling Fixture | Incandescent |  | Standard A Lamp | 1 | 40 | Bedroom | 121014 | Bedroom | 0.1232%
12101 | 4 | 2 |  | Dimmer | 1 | Torchiere | Halogen |  | MR | 1 | 100 | Bedroom | 121014 | Bedroom | 0.1232%
12101 | 5 | 1 |  | Manual | 3 | Recessed Can | Incandescent |  | Reflector | 1 | 65 | Bathroom | 121015 | Bathroom | 0.1232%
12101 | 6 | 1 |  | Manual | 1 | Wall Mount | Halogen |  | PAR | 1 | 50 | Bathroom | 121016 | Bathroom | 0.1232%
12101 | 7 | 1 |  | Manual | 2 | Ceiling Fixture | Linear Fluorescent | 48 | T-12 | 2 | 40 | Garage | 121017 | Garage | 0.1232%
12101 | 7 | 2 |  | Manual | 1 | Garage door opener | Incandescent |  | Standard A Lamp | 1 | 60 | Garage | 121017 | Garage | 0.1232%
12101 | 8 | 1 |  | Manual | 3 | Ceiling Fixture | Linear Fluorescent | 48 | T-12 | 2 | 40 | Other | 121018 | Other | 0.1232%
12101 | 8 | 2 |  | Manual | 1 | Ceiling Fixture | Incandescent |  | Standard A Lamp | 1 | 60 | Other | 121018 | Other | 0.1232%
12101 | 9 | 1 |  | Manual | 1 | Ceiling Fixture | Linear Fluorescent | 18 | T-8 | 1 | 20 | Laundry Room | 121019 | Laundry Room | 0.1232%
12101 | 10 | 1 |  | Manual | 1 | Recessed Can | Compact Fluorescent |  | Reflector | 1 | 15 | Hall | 1210110 | Hall | 0.1232%
12101 | 11 | 1 |  | Manual | 1 | Floor lamp | Incandescent |  | Standard A Lamp | 1 | 100 | Master Bedroom | 1210111 | Master Bedroom | 0.1232%
12101 | 11 | 2 |  | Manual | 1 | Table | Incandescent |  | Standard A Lamp | 1 | 75 | Master Bedroom | 1210111 | Master Bedroom | 0.1232%
12101 | 12 | 1 |  | Manual | 2 | Wall Mount | Halogen |  | MR | 1 | 50 | Bathroom | 1210112 | Bathroom | 0.1232%
12101 | 12 | 2 |  | Manual | 1 | Ceiling Fan | Incandescent |  | Standard A Lamp | 1 | 40 | Bathroom | 1210112 | Bathroom | 0.1232%
12101 | 13 | 1 |  | Manual | 9 | Recessed Can | Compact Fluorescent |  | Reflector | 1 | 15 | Kitchen | 1210113 | Kitchen | 0.1232%
12101 | 13 | 2 |  | Dimmer | 5 | Recessed Can | Halogen |  | PAR | 1 | 50 | Kitchen | 1210113 | Kitchen | 0.1232%
12101 | 14 | 1 |  | Manual | 1 | Recessed Can | Incandescent |  | Globe | 1 | 40 | Living Room | 1210114 | Living Room | 0.1232%
12101 | 14 | 2 |  | Manual | 1 | Floor lamp | Halogen |  | MR | 1 | 50 | Living Room | 1210114 | Living Room | 0.1232%
12101 | 14 | 3 |  | Manual | 1 | Table | Compact Fluorescent |  | Twist | 1 | 15 | Living Room | 1210114 | Living Room | 0.1232%
12101 | 14 | 4 |  | Manual | 1 | Floor lamp | Compact Fluorescent |  | Twist | 1 | 15 | Living Room | 1210114 | Living Room | 0.1232%
12101 | 15 | 1 |  | Dimmer | 2 | Ceiling Fixture | Halogen |  | PAR | 1 | 50 | Hall | 1210115 | Hall | 0.1232%
12101 | 16 | 1 |  | Manual | 1 | Ceiling Fixture | Incandescent |  | Standard A Lamp | 1 | 60 | Closet | 1210116 | Closet | 0.1232%
12103 | 1 | 1 |  | Manual | 1 | Wall Mount | Incandescent |  | Globe | 3 | 40 | Bathroom | 121031 | Bathroom | 0.1232%
12103 | 2 | 1 |  | Manual | 1 | Ceiling Fixture | Incandescent |  | Standard A Lamp | 1 | 40 | Bedroom | 121032 | Bedroom | 0.1232%
12103 | 3 | 1 |  | Manual | 1 | Ceiling Fixture | Incandescent |  | Standard A Lamp | 2 | 40 | Bedroom | 121033 | Bedroom | 0.1232%
12103 | 3 | 2 |  | Dimmer | 1 | Table | Incandescent |  | Mini base | 1 | 40 | Bedroom | 121033 | Bedroom | 0.1232%
12103 | 4 | 1 |  | Manual | 1 | Ceiling Fixture | Incandescent |  | Standard A Lamp | 2 | 40 | Bedroom | 121034 | Bedroom | 0.1232%
12103 | 4 | 2 |  | Manual | 1 | Ceiling Fixture | Incandescent |  | Standard A Lamp | 1 | 40 | Bedroom | 121034 | Bedroom | 0.1232%
12103 | 5 | 1 |  | Dimmer | 1 | Chandelier (Hanging) | Incandescent |  | Standard A Lamp | 5 | 40 | Dining Room | 121035 | Dining Room | 0.1232%
12103 | 6 | 1 |  | Manual | 1 | Other | Incandescent |  | Reflector | 1 | 75 | Garage | 121036 | Garage | 0.1232%
12103 | 6 | 2 |  | Manual | 1 | Other | Compact Fluorescent |  | Twist | 1 | 15 | Garage | 121036 | Garage | 0.1232%
12103 | 7 | 1 |  | Manual | 1 | Ceiling Fixture | Compact Fluorescent |  | Twist | 1 | 13 | Other | 121037 | Other | 0.1232%
12103 | 8 | 1 |  | Manual | 1 | Ceiling Fan | Incandescent |  | Standard A Lamp | 1 | 40 | Hall | 121038 | Hall | 0.1232%
12103 | 9 | 1 |  | Manual | 1 | Ceiling Fixture | Compact Fluorescent |  | Twist | 2 | 15 | Kitchen | 121039 | Kitchen | 0.1232%
12103 | 9 | 2 |  | Manual | 1 | Ceiling Fixture | Incandescent |  | Standard A Lamp | 1 | 40 | Kitchen | 121039 | Kitchen | 0.1232%
12103 | 10 | 1 |  | Manual | 1 | Ceiling Fixture | Compact Fluorescent |  | Twist | 1 | 13 | Laundry Room | 1210310 | Laundry Room | 0.1232%
12103 | 11 | 1 |  | Dimmer | 1 | Floor lamp | Halogen |  | Quartz Tube | 1 | 150 | Living Room | 1210311 | Living Room | 0.1232%
12103 | 11 | 2 |  | Dimmer | 1 | Table | Incandescent |  | Mini base | 2 | 40 | Living Room | 1210311 | Living Room | 0.1232%
12105 | 1 | 1 |  | Manual | 1 | Ceiling Fixture | Incandescent |  | Reflector | 1 | 40 | Bathroom | 121051 | Bathroom | 0.02952%
12105 | 1 | 2 |  | Manual | 4 | Wall Mount | Incandescent |  | Standard A Lamp | 1 | 60 | Bathroom | 121051 | Bathroom | 0.02952%
12105 | 2 | 1 |  | Manual | 1 | Ceiling Fixture | Incandescent |  | Standard A Lamp | 2 | 60 | Bedroom | 121052 | Bedroom | 0.02952%
12105 | 3 | 1 |  | Manual | 1 | Ceiling Fixture | Incandescent |  | Standard A Lamp | 2 | 60 | Bedroom | 121053 | Bedroom | 0.02952%
12105 | 4 | 1 |  | Manual | 1 | Recessed Can | Incandescent |  | Reflector | 1 | 40 | Closet | 121054 | Closet | 0.02952%
12105 | 5 | 1 |  | Manual | 8 | Recessed Can | Incandescent |  | Reflector | 1 | 40 | Other | 121055 | Other | 0.02952%
12105 | 5 | 2 |  | Manual | 1 | Other | Incandescent |  | Standard A Lamp | 3 | 100 | Other | 121055 | Other | 0.02952%
12105 | 6 | 1 |  | Manual | 2 | Garage door opener | Incandescent |  | Standard A Lamp | 2 | 60 | Garage | 121056 | Garage | 0.02952%
12105 | 6 | 2 |  | Manual | 4 | Ceiling Fixture | Incandescent |  | Standard A Lamp | 1 | 60 | Garage | 121056 | Garage | 0.02952%
12105 | 7 | 1 |  | Manual | 6 | Recessed Can | Incandescent |  | Reflector | 1 | 40 | Hall | 121057 | Hall | 0.02952%
12105 | 7 | 2 |  | Manual | 3 | Wall Mount | Incandescent |  | Standard A Lamp | 1 | 60 | Hall | 121057 | Hall | 0.02952%
12105 | 7 | 3 |  | Manual | 1 | Chandelier (Hanging) | Incandescent |  | Standard A Lamp | 9 | 60 | Hall | 121057 | Hall | 0.02952%
12105 | 8 | 1 |  | Manual | 3 | Wall Mount | Incandescent |  | Standard A Lamp | 1 | 60 | Hall | 121058 | Hall | 0.02952%
12105 | 9 | 1 |  | Manual | 8 | Recessed Can | Incandescent |  | Mini base | 1 | 40 | Kitchen | 121059 | Kitchen | 0.02952%
12105 | 9 | 2 |  | Manual | 1 | Chandelier (Hanging) | Incandescent |  | Standard A Lamp | 4 | 60 | Kitchen | 121059 | Kitchen | 0.02952%
12105 | 10 | 1 |  | Manual | 1 | Ceiling Fixture | Incandescent |  | Standard A Lamp | 2 | 60 | Laundry Room | 1210510 | Laundry Room | 0.02952%
12105 | 11 | 1 |  | Manual | 4 | Recessed Can | Incandescent |  | Reflector | 1 | 40 | Living Room | 1210511 | Living Room | 0.02952%
12105 | 12 | 1 |  | Manual | 2 | Ceiling Fixture | Incandescent |  | Reflector | 1 | 40 | Closet | 1210512 | Closet | 0.02952%
12105 | 13 | 1 |  | Manual | 4 | Wall Mount | Incandescent |  | Standard A Lamp | 1 | 60 | Bathroom | 1210513 | Bathroom | 0.02952%
12105 | 13 | 2 |  | Manual | 1 | Ceiling Fixture | Incandescent |  | Standard A Lamp | 1 | 60 | Bathroom | 1210513 | Bathroom | 0.02952%
12105 | 13 | 3 |  | Manual | 2 | Recessed Can | Incandescent |  | Reflector | 1 | 40 | Bathroom | 1210513 | Bathroom | 0.02952%
12105 | 14 | 1 |  | Manual | 6 | Recessed Can | Incandescent |  | Reflector | 1 | 40 | Master Bedroom | 1210514 | Master Bedroom | 0.02952%
12105 | 15 | 1 |  | Manual | 3 | Recessed Can | Incandescent |  | Standard A Lamp | 1 | 40 | Hall | 1210515 | Hall | 0.02952%
12107 | 2 | 1 |  | Manual | 1 | Wall Mount | Compact Fluorescent |  | Twist | 1 | 15 | Bathroom | 121072 | Bathroom | 0.1232%
12107 | 3 | 1 |  | Manual | 1 | Wall Mount | Compact Fluorescent |  | Twist | 2 | 15 | Bathroom | 121073 | Bathroom | 0.1232%
12107 | 3 | 2 |  | Manual | 1 | Ceiling Fixture | Incandescent |  | Heat Lamp | 1 | 250 | Bathroom | 121073 | Bathroom | 0.1232%
12107 | 3 | 3 |  | Manual | 1 | Floor lamp | Compact Fluorescent |  | Twist | 3 | 15 | Bathroom | 121073 | Bathroom | 0.1232%
12107 | 4 | 1 |  | Manual | 1 | Ceiling Fixture | Compact Fluorescent |  | Twist | 2 | 15 | Bedroom | 121074 | Bedroom | 0.1232%
12107 | 4 | 2 |  | Manual | 1 | Table | Compact Fluorescent |  | Twist | 1 | 15 | Bedroom | 121074 | Bedroom | 0.1232%
12107 | 4 | 3 |  | Manual | 1 | Table | Other |  | LED Interior | 1 | 1 | Bedroom | 121074 | Bedroom | 0.1232%
12107 | 5 | 1 |  | Manual | 1 | Floor lamp | Compact Fluorescent |  | Other | 1 | 7 | Bedroom | 121075 | Bedroom | 0.1232%
12107 | 5 | 2 |  | Manual | 2 | Torchiere | Compact Fluorescent |  | Twist | 1 | 40 | Bedroom | 121075 | Bedroom | 0.1232%
12107 | 5 | 3 |  | Manual | 1 | Ceiling Fixture | Compact Fluorescent |  | Twist | 2 | 15 | Bedroom | 121075 | Bedroom | 0.1232%
12107 | 6 | 1 |  | Manual | 1 | Wall Mount | Incandescent |  | Standard A Lamp | 1 | 60 | Closet | 121076 | Closet | 0.1232%
12107 | 7 | 1 |  | Manual | 1 | Chandelier (Hanging) | Compact Fluorescent |  | Circline (Screw Base) | 1 | 24 | Dining Room | 121077 | Dining Room | 0.1232%
12107 | 8 | 1 |  | Manual | 1 | Ceiling Fixture | Compact Fluorescent |  | Twist | 1 | 15 | Hall | 121078 | Hall | 0.1232%
12107 | 9 | 1 |  | Manual | 2 | Ceiling Fixture | Compact Fluorescent |  | Twist | 2 | 15 | Hall | 121079 | Hall | 0.1232%
12107 | 10 | 1 |  | Manual | 1 | Ceiling Fixture | Linear Fluorescent | 48 | T-8 | 2 | 32 | Kitchen | 1210710 | Kitchen | 0.1232%
12107 | 10 | 2 |  | Manual | 1 | Other | Compact Fluorescent |  | Twist | 1 | 40 | Kitchen | 1210710 | Kitchen | 0.1232%
12107 | 11 | 1 |  | Manual | 1 | Ceiling Fixture | Incandescent |  | Standard A Lamp | 1 | 60 | Laundry Room | 1210711 | Laundry Room | 0.1232%
12107 | 12 | 1 |  | Manual | 1 | Track | Other |  | LED Interior | 5 | 5 | Living Room | 1210712 | Living Room | 0.1232%
12107 | 12 | 2 |  | Manual | 1 | Torchiere | Compact Fluorescent |  | Twist | 3 | 15 | Living Room | 1210712 | Living Room | 0.1232%
12107 | 12 | 3 |  | Manual | 1 | Torchiere | Compact Fluorescent |  | Twist | 2 | 40 | Living Room | 1210712 | Living Room | 0.1232%
12107 | 12 | 4 |  | Manual | 1 | Other | Compact Fluorescent |  | Twist | 1 | 22 | Living Room | 1210712 | Living Room | 0.1232%
12107 | 12 | 5 |  | Manual | 1 | Floor lamp | Compact Fluorescent |  | Twist | 3 | 15 | Living Room | 1210712 | Living Room | 0.1232%
12107 | 12 | 6 |  | Manual | 1 | Ceiling Fixture | Compact Fluorescent |  | Circline (Screw Base) | 1 | 22 | Living Room | 1210712 | Living Room | 0.1232%
12107 | 13 | 1 |  | Manual | 1 | Wall Mount | Compact Fluorescent |  | Twist | 2 | 15 | Hall | 1210713 | Hall | 0.1232%
12107 | 14 | 1 |  | Manual | 1 | Ceiling Fixture | Linear Fluorescent | 23 | Fluorescent Other | 1 | 20 | Bathroom | 1210714 | Bathroom | 0.1232%
12107 | 14 | 2 |  | Manual | 1 | Torchiere | Compact Fluorescent |  | Twist | 3 | 15 | Bathroom | 1210714 | Bathroom | 0.1232%
12107 | 14 | 3 |  | Manual | 1 | Torchiere | Compact Fluorescent |  | Twist | 2 | 40 | Bathroom | 1210714 | Bathroom | 0.1232%
12108 | 1 | 1 |  | Manual | 2 | Ceiling Fixture | Compact Fluorescent |  | Twist | 1 | 15 | Hall | 121081 | Hall | 0.03789%
12108 | 2 | 1 |  | Manual | 3 | Wall Mount | Compact Fluorescent |  | Twist | 1 | 15 | Bedroom | 121082 | Bedroom | 0.03789%
12108 | 3 | 1 |  | Manual | 1 | Ceiling Fixture | Compact Fluorescent |  | Twist | 3 | 15 | Dining Room | 121083 | Dining Room | 0.03789%
12108 | 4 | 1 |  | Manual | 1 | Ceiling Fixture | Compact Fluorescent |  | Twist | 1 | 22 | Family Room | 121084 | Family Room | 0.03789%
12108 | 5 | 1 |  | Manual | 1 | Ceiling Fixture | Incandescent |  | Standard A Lamp | 1 | 90 | Closet | 121085 | Closet | 0.03789%
12108 | 6 | 1 |  | Manual | 1 | Ceiling Fixture | Compact Fluorescent |  | Twist | 1 | 15 | Bathroom | 121086 | Bathroom | 0.03789%
12108 | 7 | 1 |  | Manual | 1 | Ceiling Fixture | Compact Fluorescent |  | Twist | 2 | 22 | Master Bedroom | 121087 | Master Bedroom | 0.03789%
12108 | 8 | 1 |  | Manual | 1 | Ceiling Fixture | Compact Fluorescent |  | Twist | 1 | 22 | Closet | 121088 | Closet | 0.03789%
12108 | 9 | 1 |  | Manual | 1 | Ceiling Fixture | Compact Fluorescent |  | Twist | 3 | 22 | Bedroom | 121089 | Bedroom | 0.03789%
12108 | 10 | 1 |  | Manual | 1 | Ceiling Fixture | Compact Fluorescent |  | Twist | 1 | 15 | Closet | 1210810 | Closet | 0.03789%
12108 | 11 | 1 |  | Manual | 1 | Table | Incandescent |  | Globe | 1 | 40 | Living Room | 1210811 | Living Room | 0.03789%
12108 | 11 | 2 |  | Manual | 1 | Floor lamp | Compact Fluorescent |  | Twist | 1 | 22 | Living Room | 1210811 | Living Room | 0.03789%
12108 | 12 | 1 |  | Manual | 2 | Ceiling Fixture | Compact Fluorescent |  | Twist | 1 | 15 | Kitchen | 1210812 | Kitchen | 0.03789%
12108 | 13 | 1 |  | Manual | 1 | Ceiling Fixture | Compact Fluorescent |  | Twist | 1 | 15 | Dining Room | 1210813 | Dining Room | 0.03789%
12108 | 14 | 1 |  | Manual | 1 | Ceiling Fixture | Compact Fluorescent |  | Twist | 3 | 15 | Family Room | 1210814 | Family Room | 0.03789%
12108 | 15 | 1 |  | Manual | 1 | Ceiling Fixture | Compact Fluorescent |  | Twist | 2 | 15 | Bathroom | 1210815 | Bathroom | 0.03789%
12108 | 15 | 2 |  | Manual | 1 | Wall Mount | Compact Fluorescent |  | Twist | 2 | 15 | Bathroom | 1210815 | Bathroom | 0.03789%
12108 | 16 | 1 |  | Manual | 1 | Ceiling Fixture | Compact Fluorescent |  | Twist | 1 | 15 | Hall | 1210816 | Hall | 0.03789%
12108 | 17 | 1 |  | Manual | 1 | Ceiling Fixture | Compact Fluorescent |  | Twist | 3 | 15 | Office | 1210817 | Office | 0.03789%
12108 | 17 | 2 |  | Manual | 1 | Table | Incandescent |  | Standard A Lamp | 1 | 100 | Office | 1210817 | Office | 0.03789%
12111 | 1 | 1 |  | Manual | 1 | Wall Mount | Incandescent |  | Globe | 6 | 40 | Bathroom | 121111 | Bathroom | 0.0364%
12111 | 1 | 2 |  | Manual | 1 | Recessed - other | Compact Fluorescent |  | Twist | 1 | 15 | Bathroom | 121111 | Bathroom | 0.0364%
12111 | 2 | 1 |  | Manual | 2 | Ceiling Fixture | Compact Fluorescent |  | Twist | 2 | 15 | Other | 121112 | Other | 0.0364%
12111 | 3 | 1 |  | Manual | 1 | Wall Mount | Compact Fluorescent |  | Twist | 1 | 15 | Other | 121113 | Other | 0.0364%
12111 | 3 | 2 |  | Manual | 2 | Ceiling Fixture | Compact Fluorescent |  | Twist | 1 | 15 | Other | 121113 | Other | 0.0364%
12111 | 3 | 3 |  | Manual | 1 | Ceiling Fixture | Incandescent |  | Standard A Lamp | 1 | 60 | Other | 121113 | Other | 0.0364%
12111 | 4 | 1 |  | Manual | 3 | Recessed Can | Incandescent |  | Reflector | 1 | 65 | Closet | 121114 | Closet | 0.0364%
12111 | 5 | 1 |  | Manual | 1 | Floor lamp | Compact Fluorescent |  | Twist | 3 | 15 | Dining Room | 121115 | Dining Room | 0.0364%
12111 | 5 | 2 |  | Manual | 1 | Floor lamp | Compact Fluorescent |  | 3-Way CFL | 1 | 33 | Dining Room | 121115 | Dining Room | 0.0364%
12111 | 5 | 3 |  | Manual | 1 | Floor lamp | Compact Fluorescent |  | Twist | 1 | 9 | Dining Room | 121115 | Dining Room | 0.0364%
12111 | 6 | 1 |  | Manual | 1 | Ceiling Fixture | Incandescent |  | Standard A Lamp | 1 | 60 | Garage | 121116 | Garage | 0.0364%
12111 | 7 | 1 |  | Manual | 1 | Ceiling Fixture | Compact Fluorescent |  | Twist | 2 | 15 | Hall | 121117 | Hall | 0.0364%
12111 | 8 | 1 |  | Manual | 1 | Ceiling Fixture | Compact Fluorescent |  | Twist | 2 | 15 | Kitchen | 121118 | Kitchen | 0.0364%
12111 | 9 | 1 |  | Manual | 1 | Table | Compact Fluorescent |  | Twist | 1 | 15 | Living Room | 121119 | Living Room | 0.0364%
12111 | 10 | 1 |  | Manual | 2 | Recessed Can | Compact Fluorescent |  | Twist | 1 | 15 | Bathroom | 1211110 | Bathroom | 0.0364%
12111 | 10 | 2 |  | Manual | 1 | Wall Mount | Incandescent |  | Globe | 6 | 40 | Bathroom | 1211110 | Bathroom | 0.0364%
12111 | 11 | 1 |  | Manual | 1 | Ceiling Fixture | Compact Fluorescent |  | Twist | 2 | 15 | Master Bedroom | 1211111 | Master Bedroom | 0.0364%
12111 | 11 | 2 |  | Manual | 1 | Recessed Can | Incandescent |  | Reflector | 1 | 65 | Master Bedroom | 1211111 | Master Bedroom | 0.0364%
12111 | 12 | 1 |  | Manual | 1 | Ceiling Fixture | Compact Fluorescent |  | Twist | 2 | 15 | Office | 1211112 | Office | 0.0364%
12111 | 12 | 2 |  | Manual | 1 | Table | Incandescent |  | Standard A Lamp | 2 | 60 | Office | 1211112 | Office | 0.0364%
12111 | 13 | 1 |  | Manual | 2 | Recessed Can | Incandescent |  | Reflector | 1 | 65 | Other | 1211113 | Other | 0.0364%
12114 | 1 | 1 |  | Manual | 1 | Ceiling Fixture | Compact Fluorescent |  | Twist | 2 | 15 | Laundry Room | 121141 | Laundry Room | 0.04979%
12114 | 1 | 2 |  | Manual | 1 | Wall Mount | Incandescent |  | Globe | 3 | 60 | Laundry Room | 121141 | Laundry Room | 0.04979%
12114 | 2 | 1 |  | Manual | 2 | Ceiling Fixture | Compact Fluorescent |  | Twist | 2 | 15 | Family Room | 121142 | Family Room | 0.04979%
12114 | 3 | 1 |  | Manual | 1 | Ceiling Fixture | Compact Fluorescent |  | Twist | 1 | 40 | Garage | 121143 | Garage | 0.04979%
12114 | 3 | 2 |  | Manual | 11 | Ceiling Fixture | Compact Fluorescent |  | Twist | 1 | 23 | Garage | 121143 | Garage | 0.04979%
12114 | 3 | 3 |  | Manual | 1 | Ceiling Fixture | Linear Fluorescent | 48 | T-12 | 2 | 40 | Garage | 121143 | Garage | 0.04979%
12114 | 3 | 4 |  | Manual | 1 | Garage door opener | Incandescent |  | Standard A Lamp | 1 | 60 | Garage | 121143 | Garage | 0.04979%
12114 | 4 | 1 |  | Manual | 1 | Ceiling Fixture | Compact Fluorescent |  | A shape bulb | 1 | 15 | Hall | 121144 | Hall | 0.04979%
12114 | 5 | 1 |  | Manual | 2 | Ceiling Fixture | Compact Fluorescent |  | Twist | 2 | 15 | Office | 121145 | Office | 0.04979%
12114 | 6 | 1 |  | Manual | 1 | Wall Mount | Incandescent |  | Globe | 1 | 60 | Bathroom | 121146 | Bathroom | 0.04979%
12114 | 7 | 1 |  | Manual | 1 | Ceiling Fixture | Compact Fluorescent |  | Twist | 1 | 23 | Bedroom | 121147 | Bedroom | 0.04979%
12114 | 8 | 1 |  | Manual | 1 | Chandelier (Hanging) | Incandescent |  | Mini base | 8 | 60 | Dining Room | 121148 | Dining Room | 0.04979%
12114 | 8 | 2 |  | Manual | 1 | Chandelier (Hanging) | Incandescent |  | Reflector | 1 | 50 | Dining Room | 121148 | Dining Room | 0.04979%
12114 | 9 | 1 |  | Manual | 1 | Chandelier (Hanging) | Incandescent |  | Mini base | 3 | 60 | Hall | 121149 | Hall | 0.04979%
12114 | 10 | 1 |  | Manual | 1 | Ceiling Fixture | Compact Fluorescent |  | Twist | 1 | 23 | Bedroom | 1211410 | Bedroom | 0.04979%
12114 | 10 | 2 |  | Manual | 1 | Floor lamp | Compact Fluorescent |  | Straight Tube | 1 | 27 | Bedroom | 1211410 | Bedroom | 0.04979%
12114 | 11 | 1 |  | Manual | 2 | Ceiling Fixture | Incandescent |  | Standard A Lamp | 1 | 60 | Hall | 1211411 | Hall | 0.04979%
12114 | 12 | 1 |  | Manual | 4 | Recessed Can | Compact Fluorescent |  | Reflector | 1 | 15 | Kitchen | 1211412 | Kitchen | 0.04979%
12114 | 12 | 2 |  | Manual | 1 | Other | Linear Fluorescent | 18 | T-5 | 1 | 16 | Kitchen | 1211412 | Kitchen | 0.04979%
12114 | 13 | 1 |  | Manual | 1 | Ceiling Fan | Linear Fluorescent | 30 | Fluorescent Other | 1 | 20 | Living Room | 1211413 | Living Room | 0.04979%
12114 | 13 | 2 |  | Manual | 1 | Table | Compact Fluorescent |  | Twist | 1 | 40 | Living Room | 1211413 | Living Room | 0.04979%
12114 | 13 | 3 |  | Manual | 1 | Table | Compact Fluorescent |  | Twist | 1 | 15 | Living Room | 1211413 | Living Room | 0.04979%
12114 | 14 | 1 |  | Manual | 2 | Recessed Can | Incandescent |  | Reflector | 1 | 65 | Master Bedroom | 1211414 | Master Bedroom | 0.04979%
12114 | 14 | 2 |  | Manual | 1 | Table | Incandescent |  | Standard A Lamp | 1 | 60 | Master Bedroom | 1211414 | Master Bedroom | 0.04979%
12114 | 15 | 1 |  | Manual | 1 | Ceiling Fan | Incandescent |  | Reflector | 1 | 75 | Bathroom | 1211415 | Bathroom | 0.04979%
12114 | 16 | 1 |  | Manual | 1 | Wall Mount | Incandescent |  | Globe | 6 | 60 | Bathroom | 1211416 | Bathroom | 0.04979%
12131 | 1 | 1 |  | Manual | 1 | Ceiling Fixture | Incandescent |  | Standard A Lamp | 1 | 60 | Bedroom | 121311 | Bedroom | 0.1232%
12131 | 2 | 1 |  | Manual | 1 | Ceiling Fixture | Incandescent |  | Standard A Lamp | 1 | 60 | Bedroom | 121312 | Bedroom | 0.1232%
12131 | 3 | 1 |  | Manual | 1 | Recessed Can | Incandescent |  | Standard A Lamp | 1 | 60 | Bedroom | 121313 | Bedroom | 0.1232%
12131 | 4 | 1 |  | Manual | 1 | Ceiling Fixture | Incandescent |  | Standard A Lamp | 1 | 60 | Closet | 121314 | Closet | 0.1232%
12131 | 5 | 1 |  | Manual | 1 | Chandelier (Hanging) | Incandescent |  | Standard A Lamp | 1 | 60 | Dining Room | 121315 | Dining Room | 0.1232%
12131 | 6 | 1 |  | Manual | 1 | Ceiling Fixture | Incandescent |  | Standard A Lamp | 1 | 60 | Hall | 121316 | Hall | 0.1232%
12131 | 7 | 1 |  | Manual | 1 | Ceiling Fixture | Incandescent |  | Standard A Lamp | 2 | 60 | Kitchen | 121317 | Kitchen | 0.1232%
12131 | 8 | 1 |  | Manual | 2 | Table | Incandescent |  | Standard A Lamp | 1 | 60 | Living Room | 121318 | Living Room | 0.1232%
12131 | 9 | 1 |  | Manual | 1 | Ceiling Fixture | Halogen |  | PAR | 3 | 75 | Laundry Room | 121319 | Laundry Room | 0.1232%
12142 | 1 | 1 |  | Manual | 1 | Architectural | Halogen |  | MR | 4 | 50 | Bedroom | 121421 | Bedroom | 0.03789%
12142 | 1 | 2 |  | Manual | 1 | Table | Compact Fluorescent |  | Twist | 1 | 15 | Bedroom | 121421 | Bedroom | 0.03789%
12142 | 2 | 1 |  | Manual | 1 | Ceiling Fixture | Incandescent |  | Standard A Lamp | 1 | 100 | Closet | 121422 | Closet | 0.03789%
12142 | 3 | 1 |  | Manual | 4 | Wall Mount | Compact Fluorescent |  | Twist | 1 | 15 | Family Room | 121423 | Family Room | 0.03789%
12142 | 4 | 1 |  | Manual | 1 | Wall Mount | Compact Fluorescent |  | Twist | 1 | 15 | Master Bedroom | 121424 | Master Bedroom | 0.03789%
12142 | 4 | 2 |  | Manual | 1 | Floor lamp | Incandescent |  | Standard A Lamp | 1 | 100 | Master Bedroom | 121424 | Master Bedroom | 0.03789%
12142 | 5 | 1 |  | Manual | 2 | Wall Mount | Compact Fluorescent |  | Twist | 1 | 15 | Office | 121425 | Office | 0.03789%
12142 | 5 | 2 |  | Manual | 1 | Table | Compact Fluorescent |  | Straight Tube | 1 | 15 | Office | 121425 | Office | 0.03789%
12142 | 5 | 3 |  | Manual | 1 | Chandelier (Hanging) | Incandescent |  | Standard A Lamp | 1 | 75 | Office | 121425 | Office | 0.03789%
12142 | 6 | 1 |  | Manual | 1 | Recessed Can | Incandescent |  | Standard A Lamp | 1 | 60 | Garage | 121426 | Garage | 0.03789%
12142 | 6 | 2 |  | Manual | 1 | Track | Halogen |  | MR | 2 | 50 | Garage | 121426 | Garage | 0.03789%
12142 | 7 | 1 |  | Manual | 5 | Ceiling Fixture | Compact Fluorescent |  | Twist | 1 | 22 | Other | 121427 | Other | 0.03789%
12142 | 7 | 2 |  | Manual | 1 | Ceiling Fixture | Linear Fluorescent | 48 | Fluorescent Other | 1 | 32 | Other | 121427 | Other | 0.03789%
12142 | 7 | 3 |  | Manual | 2 | Ceiling Fixture | Compact Fluorescent |  | Twist | 1 | 15 | Other | 121427 | Other | 0.03789%
12142 | 8 | 1 |  | Manual | 1 | Track | Halogen |  | MR | 2 | 50 | Kitchen | 121428 | Kitchen | 0.03789%
12142 | 8 | 2 |  | Manual | 1 | Wall Mount | Incandescent |  | Globe | 1 | 25 | Kitchen | 121428 | Kitchen | 0.03789%
12142 | 9 | 1 |  | Manual | 1 | Chandelier (Hanging) | Incandescent |  | Standard A Lamp | 1 | 100 | Dining Room | 121429 | Dining Room | 0.03789%
12142 | 10 | 1 |  | Manual | 3 | Recessed Can | Halogen |  | MR | 1 | 50 | Living Room | 1214210 | Living Room | 0.03789%
12142 | 10 | 2 |  | Manual | 1 | Architectural | Incandescent |  | Globe | 1 | 60 | Living Room | 1214210 | Living Room | 0.03789%
12142 | 11 | 1 |  | Manual | 1 | Ceiling Fixture | Incandescent |  | Standard A Lamp | 1 | 60 | Hall | 1214211 | Hall | 0.03789%
12142 | 12 | 1 |  | Manual | 2 | Recessed Can | Halogen |  | PAR | 1 | 75 | Bathroom | 1214212 | Bathroom | 0.03789%
12142 | 13 | 1 |  | Manual | 1 | Ceiling Fixture | Incandescent |  | Globe | 1 | 40 | Hall | 1214213 | Hall | 0.03789%
12142 | 14 | 1 |  | Dimmer | 1 | Ceiling Fan | Incandescent |  | Standard A Lamp | 3 | 60 | Bedroom | 1214214 | Bedroom | 0.03789%
12144 | 1 | 1 |  | Manual | 1 | Wall Mount | Compact Fluorescent |  | Mini base | 3 | 22 | Bathroom | 121441 | Bathroom | 0.1723%
12144 | 2 | 1 |  | Manual | 1 | Chandelier (Hanging) | Incandescent |  | Mini base | 5 | 40 | Dining Room | 121442 | Dining Room | 0.1723%
12144 | 3 | 2 |  | Manual | 1 | Floor lamp | Incandescent |  | Standard A Lamp | 2 | 100 | Family Room | 121443 | Family Room | 0.1723%
12144 | 3 | 3 |  | Manual | 1 | Floor lamp | Incandescent |  | Standard A Lamp | 1 | 100 | Family Room | 121443 | Family Room | 0.1723%
12144 | 3 | 4 |  | Manual | 1 | Table | Incandescent |  | Standard A Lamp | 1 | 75 | Family Room | 121443 | Family Room | 0.1723%
12144 | 4 | 2 |  | Manual | 1 | Chandelier (Hanging) | Compact Fluorescent |  | Twist | 5 | 13 | Hall | 121444 | Hall | 0.1723%
12144 | 5 | 1 |  | Manual | 3 | High bay | Linear Fluorescent | 48 | T-12 | 2 | 40 | Garage | 121445 | Garage | 0.1723%
12144 | 6 | 1 |  | Manual | 1 | Ceiling Fixture | Incandescent |  | Standard A Lamp | 1 | 75 | Bedroom | 121446 | Bedroom | 0.1723%
12144 | 6 | 2 |  | Manual | 1 | Table | Incandescent |  | Standard A Lamp | 1 | 100 | Bedroom | 121446 | Bedroom | 0.1723%
12144 | 7 | 1 |  | Manual | 1 | Ceiling Fixture | Incandescent |  | Standard A Lamp | 1 | 75 | Hall | 121447 | Hall | 0.1723%
12144 | 8 | 1 |  | Manual | 7 | Recessed Can | Halogen |  | PAR | 1 | 75 | Kitchen | 121448 | Kitchen | 0.1723%
12144 | 9 | 1 |  | Manual | 1 | Ceiling Fixture | Incandescent |  | Standard A Lamp | 1 | 75 | Laundry Room | 121449 | Laundry Room | 0.1723%
12144 | 10 | 2 |  | Manual | 2 | Table | Compact Fluorescent |  | Twist | 1 | 23 | Living Room | 1214410 | Living Room | 0.1723%
12144 | 11 | 1 |  | Manual | 1 | Track | Halogen |  | MR | 4 | 75 | Other | 1214411 | Other | 0.1723%
12144 | 12 | 1 |  | Manual | 1 | Wall Mount | Halogen |  | Quartz Tube | 3 | 50 | Bathroom | 1214412 | Bathroom | 0.1723%
12144 | 13 | 1 |  | Manual | 1 | Floor lamp | Incandescent |  | Standard A Lamp | 1 | 100 | Bedroom | 1214413 | Bedroom | 0.1723%
12144 | 13 | 2 |  | Manual | 2 | Table | Incandescent |  | Standard A Lamp | 1 | 100 | Bedroom | 1214413 | Bedroom | 0.1723%
12144 | 14 | 1 |  | Manual | 1 | Ceiling Fixture | Incandescent |  | Standard A Lamp | 1 | 60 | Closet | 1214414 | Closet | 0.1723%
12144 | 15 | 1 |  | Manual | 1 | Ceiling Fixture | Compact Fluorescent |  | Twist | 1 | 23 | Bathroom | 1214415 | Bathroom | 0.1723%
12144 | 16 | 1 |  | Manual | 2 | Table | Incandescent |  | Standard A Lamp | 1 | 100 | Office | 1214416 | Office | 0.1723%
12144 | 16 | 2 |  | Manual | 1 | Ceiling Fixture | Incandescent |  | Standard A Lamp | 1 | 60 | Office | 1214416 | Office | 0.1723%
12145 | 1 | 1 |  | Manual | 1 | High bay | Linear Fluorescent | 48 | T-8 | 4 | 32 | Closet | 121451 | Closet | 0.03789%
12145 | 2 | 1 |  | Manual | 1 | Wall Mount | Incandescent |  | Globe | 4 | 40 | Bathroom | 121452 | Bathroom | 0.03789%
12145 | 3 | 1 |  | Dimmer | 1 | Ceiling Fixture | Incandescent |  | Standard A Lamp | 2 | 75 | Bedroom | 121453 | Bedroom | 0.03789%
12145 | 3 | 2 |  | Manual | 2 | Table | Incandescent |  | Standard A Lamp | 1 | 25 | Bedroom | 121453 | Bedroom | 0.03789%
12145 | 4 | 1 |  | Dimmer | 1 | Ceiling Fixture | Incandescent |  | Standard A Lamp | 2 | 75 | Bedroom | 121454 | Bedroom | 0.03789%
12145 | 4 | 2 |  | Manual | 2 | Table | Compact Fluorescent |  | A shape bulb | 1 | 7 | Bedroom | 121454 | Bedroom | 0.03789%
12145 | 5 | 1 |  | Dimmer | 1 | Track | Halogen |  | Other | 2 | 50 | Dining Room | 121455 | Dining Room | 0.03789%
12145 | 6 | 1 |  | Manual | 2 | High bay | Linear Fluorescent | 36 | T-8 | 2 | 32 | Laundry Room | 121456 | Laundry Room | 0.03789%
12145 | 6 | 2 |  | Manual | 1 | High bay | Linear Fluorescent | 48 | T-12 | 2 | 40 | Laundry Room | 121456 | Laundry Room | 0.03789%
12145 | 7 | 1 |  | Manual | 2 | Ceiling Fixture | Compact Fluorescent |  | A shape bulb | 2 | 7 | Other | 121457 | Other | 0.03789%
12145 | 8 | 1 |  | Manual | 3 | High bay | Linear Fluorescent | 48 | T-8 | 4 | 32 | Garage | 121458 | Garage | 0.03789%
12145 | 8 | 2 |  | Manual | 1 | Garage door opener | Incandescent |  | Colored | 1 | 60 | Garage | 121458 | Garage | 0.03789%
12145 | 9 | 1 |  | Manual | 1 | Ceiling Fixture | Incandescent |  | Standard A Lamp | 2 | 75 | Hall | 121459 | Hall | 0.03789%
12145 | 10 | 1 |  | Manual | 1 | Track | Halogen |  | MR | 3 | 50 | Kitchen | 1214510 | Kitchen | 0.03789%
12145 | 11 | 1 |  | Dimmer | 4 | Recessed Can | Halogen |  | MR | 1 | 50 | Living Room | 1214511 | Living Room | 0.03789%
12145 | 11 | 2 |  | Manual | 1 | Table | Incandescent |  | Standard A Lamp | 1 | 60 | Living Room | 1214511 | Living Room | 0.03789%
12145 | 12 | 1 |  | Manual | 1 | High bay | Linear Fluorescent | 18 | T-5 | 2 | 14 | Other | 1214512 | Other | 0.03789%
12145 | 12 | 2 |  | Manual | 1 | High bay | Linear Fluorescent | 36 | T-8 | 2 | 32 | Other | 1214512 | Other | 0.03789%
12146 | 1 | 1 |  | Manual | 8 | Ceiling Fixture | Incandescent |  | Standard A Lamp | 1 | 60 | Other | 121461 | Other | 0.0364%
12146 | 2 | 1 |  | Manual | 1 | Wall Mount | Incandescent |  | Standard A Lamp | 6 | 60 | Bathroom | 121462 | Bathroom | 0.0364%
12146 | 2 | 2 |  | Manual | 1 | Recessed - other | Incandescent |  | Heat Lamp | 2 | 250 | Bathroom | 121462 | Bathroom | 0.0364%
12146 | 3 | 1 |  | Manual | 3 | Recessed Can | Incandescent |  | Reflector | 1 | 75 | Bathroom | 121463 | Bathroom | 0.0364%
12146 | 3 | 2 |  | Manual | 1 | Recessed - other | Incandescent |  | Heat Lamp | 2 | 250 | Bathroom | 121463 | Bathroom | 0.0364%
12146 | 4 | 1 |  | Manual | 1 | Ceiling Fixture | Incandescent |  | Standard A Lamp | 2 | 60 | Bedroom | 121464 | Bedroom | 0.0364%
12146 | 4 | 2 |  | Manual | 2 | Table | Incandescent |  | Standard A Lamp | 1 | 60 | Bedroom | 121464 | Bedroom | 0.0364%
12146 | 5 | 1 |  | Manual | 1 | Ceiling Fixture | Incandescent |  | Standard A Lamp | 2 | 60 | Bedroom | 121465 | Bedroom | 0.0364%
12146 | 5 | 2 |  | Manual | 1 | Ceiling Fixture | Incandescent |  | Standard A Lamp | 1 | 60 | Bedroom | 121465 | Bedroom | 0.0364%
12146 | 6 | 1 |  | Manual | 3 | Ceiling Fixture | Incandescent |  | Standard A Lamp | 2 | 60 | Closet | 121466 | Closet | 0.0364%
12146 | 7 | 1 |  | Manual | 1 | Ceiling Fixture | Incandescent |  | Standard A Lamp | 1 | 60 | Closet | 121467 | Closet | 0.0364%
12146 | 8 | 1 |  | Manual | 1 | Chandelier (Hanging) | Incandescent |  | Mini base | 7 | 25 | Dining Room | 121468 | Dining Room | 0.0364%
12146 | 8 | 2 |  | Dimmer | 5 | Recessed Can | Incandescent |  | Reflector | 1 | 65 | Dining Room | 121468 | Dining Room | 0.0364%
12146 | 9 | 1 |  | Manual | 2 | Ceiling Fixture | Incandescent |  | Standard A Lamp | 2 | 60 | Hall | 121469 | Hall | 0.0364%
12146 | 9 | 2 |  | Manual | 1 | Wall Mount | Incandescent |  | Reflector | 1 | 40 | Hall | 121469 | Hall | 0.0364%
12146 | 9 | 3 |  | Manual | 2 | Recessed Can | Incandescent |  | Reflector | 2 | 75 | Hall | 121469 | Hall | 0.0364%
12146 | 10 | 1 |  | Manual | 1 | Garage door opener | Incandescent |  | Standard A Lamp | 1 | 60 | Garage | 1214610 | Garage | 0.0364%
12146 | 10 | 2 |  | Manual | 1 | Ceiling Fixture | Incandescent |  | Standard A Lamp | 1 | 60 | Garage | 1214610 | Garage | 0.0364%
12146 | 11 | 1 |  | Manual | 1 | Recessed Can | Incandescent |  | Reflector | 1 | 65 | Bathroom | 1214611 | Bathroom | 0.0364%
12146 | 12 | 1 |  | Manual | 1 | Ceiling Fixture | Incandescent |  | Standard A Lamp | 1 | 60 | Hall | 1214612 | Hall | 0.0364%
12146 | 13 | 1 |  | Manual | 9 | Recessed Can | Incandescent |  | Standard A Lamp | 1 | 60 | Kitchen | 1214613 | Kitchen | 0.0364%
12146 | 14 | 1 |  | Manual | 2 | Table | Incandescent |  | 3-Way Incandescent | 1 | 150 | Living Room | 1214614 | Living Room | 0.0364%
12146 | 14 | 2 |  | Manual | 1 | Table | Incandescent |  | Standard A Lamp | 3 | 60 | Living Room | 1214614 | Living Room | 0.0364%
12146 | 14 | 3 |  | Manual | 1 | Recessed Can | Incandescent |  | Standard A Lamp | 1 | 60 | Living Room | 1214614 | Living Room | 0.0364%
12146 | 15 | 1 |  | Manual | 2 | Recessed Can | Incandescent |  | Standard A Lamp | 1 | 60 | Other | 1214615 | Other | 0.0364%
12146 | 15 | 2 |  | Manual | 1 | Floor lamp | Incandescent |  | 3-Way Incandescent | 1 | 150 | Other | 1214615 | Other | 0.0364%
12146 | 16 | 1 |  | Manual | 2 | Ceiling Fixture | Incandescent |  | Decorative | 1 | 60 | Hall | 1214616 | Hall | 0.0364%
12146 | 17 | 1 |  | Dimmer | 4 | Recessed Can | Incandescent |  | Reflector | 1 | 65 | Bathroom | 1214617 | Bathroom | 0.0364%
12146 | 17 | 2 |  | Manual | 1 | Wall Mount | Incandescent |  | Globe | 6 | 40 | Bathroom | 1214617 | Bathroom | 0.0364%
12146 | 18 | 1 |  | Manual | 1 | Ceiling Fixture | Incandescent |  | Standard A Lamp | 2 | 60 | Closet | 1214618 | Closet | 0.0364%
12146 | 19 | 1 |  | Manual | 1 | Recessed Can | Incandescent |  | Reflector | 1 | 65 | Laundry Room | 1214619 | Laundry Room | 0.0364%
12146 | 20 | 1 |  | Manual | 2 | Recessed Can | Incandescent |  | Reflector | 1 | 65 | Master Bedroom | 1214620 | Master Bedroom | 0.0364%
12146 | 20 | 2 |  | Manual | 2 | Table | Incandescent |  | Standard A Lamp | 1 | 60 | Master Bedroom | 1214620 | Master Bedroom | 0.0364%
12148 | 1 | 1 |  | Manual | 2 | Recessed - other | Incandescent |  | Standard A Lamp | 1 | 75 | Living Room | 121481 | Living Room | 0.1723%
12148 | 2 | 1 |  | Manual | 1 | Recessed - other | Compact Fluorescent |  | Twist | 1 | 13 | Bedroom | 121482 | Bedroom | 0.1723%
12148 | 2 | 2 |  | Manual | 1 | Wall Mount | Incandescent |  | Standard A Lamp | 1 | 75 | Bedroom | 121482 | Bedroom | 0.1723%
12148 | 3 | 1 |  | Manual | 1 | Wall Mount | Compact Fluorescent |  | Twist | 2 | 13 | Bathroom | 121483 | Bathroom | 0.1723%
12148 | 3 | 2 |  | Manual | 1 | Wall Mount | Compact Fluorescent |  | Twist | 1 | 23 | Bathroom | 121483 | Bathroom | 0.1723%
12148 | 3 | 3 |  | Manual | 1 | Ceiling Fixture | Compact Fluorescent |  | Twist | 1 | 13 | Bathroom | 121483 | Bathroom | 0.1723%
12148 | 4 | 1 |  | Dimmer | 1 | Chandelier (Hanging) | Incandescent |  | Standard A Lamp | 5 | 60 | Dining Room | 121484 | Dining Room | 0.1723%
12148 | 4 | 2 |  | Manual | 1 | Table | Incandescent |  | Decorative | 1 | 25 | Dining Room | 121484 | Dining Room | 0.1723%
12148 | 5 | 1 |  | Manual | 1 | Ceiling Fixture | Incandescent |  | Standard A Lamp | 1 | 60 | Hall | 121485 | Hall | 0.1723%
12148 | 6 | 1 |  | Manual | 1 | Ceiling Fixture | Compact Fluorescent |  | Twist | 1 | 23 | Other | 121486 | Other | 0.1723%
12148 | 7 | 1 |  | Manual | 1 | Ceiling Fixture | Compact Fluorescent |  | Twist | 2 | 13 | Hall | 121487 | Hall | 0.1723%
12148 | 8 | 1 |  | Manual | 1 | Track | Halogen |  | MR | 5 | 50 | Kitchen | 121488 | Kitchen | 0.1723%
12148 | 8 | 2 |  | Manual | 1 | Low bay | Linear Fluorescent | 24 | T-5 | 1 | 15 | Kitchen | 121488 | Kitchen | 0.1723%
12148 | 8 | 3 |  | Manual | 1 | Low bay | Incandescent |  | Mini base | 1 | 25 | Kitchen | 121488 | Kitchen | 0.1723%
12148 | 9 | 1 |  | Manual | 3 | Wall Mount | Incandescent |  | Standard A Lamp | 1 | 75 | Laundry Room | 121489 | Laundry Room | 0.1723%
12148 | 10 | 1 |  | Dimmer | 1 | Floor lamp | Incandescent |  | Standard A Lamp | 2 | 75 | Living Room | 1214810 | Living Room | 0.1723%
12148 | 11 | 1 |  | Manual | 1 | Ceiling Fixture | Compact Fluorescent |  | Twist | 2 | 13 | Master Bedroom | 1214811 | Master Bedroom | 0.1723%
12148 | 11 | 2 |  | Manual | 1 | Table | Incandescent |  | Standard A Lamp | 1 | 60 | Master Bedroom | 1214811 | Master Bedroom | 0.1723%
12148 | 11 | 3 |  | Manual | 1 | Table | Incandescent |  | Mini base | 1 | 20 | Master Bedroom | 1214811 | Master Bedroom | 0.1723%
12148 | 12 | 1 |  | Manual | 2 | Wall Mount | Incandescent |  | Standard A Lamp | 1 | 60 | Bathroom | 1214812 | Bathroom | 0.1723%
12148 | 13 | 1 |  | Manual | 1 | Floor lamp | Compact Fluorescent |  | Twist | 1 | 15 | Bedroom | 1214813 | Bedroom | 0.1723%
12148 | 13 | 2 |  | Manual | 1 | Floor lamp | Compact Fluorescent |  | A shape bulb | 1 | 11 | Bedroom | 1214813 | Bedroom | 0.1723%
12148 | 13 | 3 |  | Manual | 1 | Track | Halogen |  | MR | 3 | 50 | Bedroom | 1214813 | Bedroom | 0.1723%
12148 | 13 | 4 |  | Manual | 2 | Table | Incandescent |  | Decorative | 1 | 40 | Bedroom | 1214813 | Bedroom | 0.1723%
12148 | 14 | 1 |  | Manual | 1 | Table | Compact Fluorescent |  | Twist | 1 | 15 | Bedroom | 1214814 | Bedroom | 0.1723%
12148 | 14 | 2 |  | Manual | 1 | Ceiling Fixture | Incandescent |  | Globe | 1 | 60 | Bedroom | 1214814 | Bedroom | 0.1723%
12148 | 14 | 3 |  | Manual | 1 | Table | Incandescent |  | Standard A Lamp | 1 | 60 | Bedroom | 1214814 | Bedroom | 0.1723%
12148 | 15 | 1 |  | Manual | 1 | High bay | Linear Fluorescent | 48 | T-12 | 2 | 40 | Other | 1214815 | Other | 0.1723%
12153 | 1 | 1 |  | Manual | 1 | Ceiling Fixture | Compact Fluorescent |  | Twist | 2 | 22 | Dining Room | 121531 | Dining Room | 0.03789%
12153 | 2 | 1 |  | Manual | 1 | Ceiling Fixture | Halogen |  | MR | 2 | 75 | Hall | 121532 | Hall | 0.03789%
12153 | 2 | 2 |  | Manual | 1 | Ceiling Fixture | Other |  | LED Interior | 2 | 15 | Hall | 121532 | Hall | 0.03789%
12153 | 2 | 3 |  | Manual | 1 | Ceiling Fixture | Compact Fluorescent |  | Twist | 1 | 15 | Hall | 121532 | Hall | 0.03789%
12153 | 3 | 1 |  | Manual | 1 | Ceiling Fixture | Compact Fluorescent |  | Twist | 1 | 28 | Garage | 121533 | Garage | 0.03789%
12153 | 4 | 1 |  | Manual | 3 | Recessed Can | Other |  | LED Interior | 1 | 12 | Kitchen | 121534 | Kitchen | 0.03789%
12153 | 4 | 2 |  | Manual | 1 | Ceiling Fan | Incandescent |  | Standard A Lamp | 1 | 40 | Kitchen | 121534 | Kitchen | 0.03789%
12153 | 5 | 1 |  | Manual | 1 | Table | Compact Fluorescent |  | Twist | 2 | 15 | Living Room | 121535 | Living Room | 0.03789%
12153 | 6 | 1 |  | Manual | 1 | Ceiling Fixture | Compact Fluorescent |  | Twist | 2 | 15 | Bathroom | 121536 | Bathroom | 0.03789%
12153 | 6 | 2 |  | Manual | 1 | Wall Mount | Compact Fluorescent |  | A shape bulb | 2 | 15 | Bathroom | 121536 | Bathroom | 0.03789%
12153 | 7 | 1 |  | Manual | 1 | Table | Compact Fluorescent |  | Twist | 1 | 15 | Master Bedroom | 121537 | Master Bedroom | 0.03789%
12153 | 7 | 2 |  | Manual | 1 | Chandelier (Hanging) | Incandescent |  | Mini base | 6 | 40 | Master Bedroom | 121537 | Master Bedroom | 0.03789%
12153 | 8 | 1 |  | Manual | 1 | Ceiling Fixture | Compact Fluorescent |  | Twist | 1 | 15 | Closet | 121538 | Closet | 0.03789%
12153 | 9 | 1 |  | Manual | 1 | Ceiling Fixture | Compact Fluorescent |  | Twist | 1 | 15 | Office | 121539 | Office | 0.03789%
12153 | 10 | 1 |  | Manual | 1 | Ceiling Fixture | Compact Fluorescent |  | Twist | 2 | 15 | Bedroom | 1215310 | Bedroom | 0.03789%
12153 | 11 | 1 |  | Manual | 1 | Ceiling Fixture | Compact Fluorescent |  | Twist | 1 | 15 | Bedroom | 1215311 | Bedroom | 0.03789%
12153 | 11 | 2 |  | Manual | 1 | Table | Compact Fluorescent |  | Twist | 1 | 15 | Bedroom | 1215311 | Bedroom | 0.03789%
12153 | 12 | 1 |  | Manual | 1 | Chandelier (Hanging) | Compact Fluorescent |  | Twist | 3 | 15 | Hall | 1215312 | Hall | 0.03789%
12153 | 12 | 2 |  | Manual | 1 | Ceiling Fixture | Compact Fluorescent |  | Twist | 2 | 15 | Hall | 1215312 | Hall | 0.03789%
12153 | 13 | 1 |  | Manual | 2 | Ceiling Fixture | Compact Fluorescent |  | Twist | 2 | 7 | Hall | 1215313 | Hall | 0.03789%
12163 | 1 | 1 |  | Manual | 2 | Ceiling Fixture | Compact Fluorescent |  | Twist | 1 | 20 | Other | 121631 | Other | 0.03789%
12163 | 1 | 2 |  | Manual | 1 | Ceiling Fixture | Compact Fluorescent |  | Twist | 1 | 26 | Other | 121631 | Other | 0.03789%
12163 | 1 | 3 |  | Manual | 1 | Ceiling Fixture | Incandescent |  | Standard A Lamp | 1 | 60 | Other | 121631 | Other | 0.03789%
12163 | 2 | 1 |  | Manual | 1 | Ceiling Fixture | Compact Fluorescent |  | Straight Tube | 1 | 26 | Bedroom | 121632 | Bedroom | 0.03789%
12163 | 3 | 1 |  | Manual | 1 | Ceiling Fixture | Compact Fluorescent |  | Twist | 1 | 15 | Bathroom | 121633 | Bathroom | 0.03789%
12163 | 3 | 2 |  | Manual | 1 | Wall Mount | Compact Fluorescent |  | Twist | 4 | 15 | Bathroom | 121633 | Bathroom | 0.03789%
12163 | 4 | 1 |  | Manual | 2 | Ceiling Fixture | Linear Fluorescent | 48 | T-12 | 2 | 40 | Master Bedroom | 121634 | Master Bedroom | 0.03789%
12163 | 5 | 1 |  | Manual | 1 | Ceiling Fixture | Incandescent |  | Standard A Lamp | 1 | 60 | Closet | 121635 | Closet | 0.03789%
12163 | 6 | 1 |  | Manual | 1 | Ceiling Fixture | Linear Fluorescent | 48 | T-12 | 2 | 40 | Bedroom | 121636 | Bedroom | 0.03789%
12163 | 7 | 1 |  | Manual | 1 | Ceiling Fixture | Linear Fluorescent | 48 | T-12 | 2 | 40 | Dining Room | 121637 | Dining Room | 0.03789%
12163 | 8 | 1 |  | Manual | 3 | Ceiling Fixture | Linear Fluorescent | 48 | T-12 | 2 | 40 | Kitchen | 121638 | Kitchen | 0.03789%
12163 | 9 | 1 |  | Manual | 1 | Floor lamp | Incandescent |  | Standard A Lamp | 1 | 60 | Living Room | 121639 | Living Room | 0.03789%
12163 | 9 | 2 |  | Manual | 1 | Torchiere | Incandescent |  | Standard A Lamp | 2 | 60 | Living Room | 121639 | Living Room | 0.03789%
12163 | 9 | 3 |  | Manual | 1 | Ceiling Fixture | Linear Fluorescent | 48 | T-12 | 2 | 40 | Living Room | 121639 | Living Room | 0.03789%
12169 | 1 | 1 |  | Manual | 1 | Ceiling Fixture | Incandescent |  | Standard A Lamp | 2 | 60 | Bedroom | 121691 | Bedroom | 0.03789%
12169 | 1 | 2 |  | Manual | 1 | Table | Incandescent |  | Standard A Lamp | 1 | 40 | Bedroom | 121691 | Bedroom | 0.03789%
12169 | 2 | 1 |  | Manual | 2 | Other | Compact Fluorescent |  | Twist | 1 | 15 | Garage | 121692 | Garage | 0.03789%
12169 | 2 | 2 |  | Manual | 1 | Garage door opener | Incandescent |  | Standard A Lamp | 1 | 60 | Garage | 121692 | Garage | 0.03789%
12169 | 2 | 3 |  | Manual | 1 | Ceiling Fixture | Incandescent |  | Standard A Lamp | 1 | 100 | Garage | 121692 | Garage | 0.03789%
12169 | 2 | 4 |  | Manual | 2 | Ceiling Fixture | Compact Fluorescent |  | Twist | 1 | 15 | Garage | 121692 | Garage | 0.03789%
12169 | 2 | 5 |  | Manual | 1 | Other | Incandescent |  | Standard A Lamp | 1 | 25 | Garage | 121692 | Garage | 0.03789%
12169 | 3 | 1 |  | Manual | 2 | Wall Mount | Compact Fluorescent |  | Twist | 1 | 28 | Bathroom | 121693 | Bathroom | 0.03789%
12169 | 3 | 2 |  | Manual | 1 | Wall Mount | Incandescent |  | Standard A Lamp | 1 | 100 | Bathroom | 121693 | Bathroom | 0.03789%
12169 | 4 | 1 |  | Manual | 1 | Ceiling Fixture | Compact Fluorescent |  | Twist | 3 | 25 | Other | 121694 | Other | 0.03789%
12169 | 5 | 1 |  | Manual | 2 | Ceiling Fixture | Linear Fluorescent | 48 | T-4 | 2 | 40 | Family Room | 121695 | Family Room | 0.03789%
12169 | 5 | 2 |  | Manual | 1 | Table | Incandescent |  | Standard A Lamp | 1 | 25 | Family Room | 121695 | Family Room | 0.03789%
12169 | 6 | 1 |  | Manual | 1 | Ceiling Fixture | Compact Fluorescent |  | A shape bulb | 3 | 22 | Laundry Room | 121696 | Laundry Room | 0.03789%
12169 | 6 | 2 |  | Manual | 1 | Track | Halogen |  | MR | 3 | 50 | Laundry Room | 121696 | Laundry Room | 0.03789%
12169 | 7 | 1 |  | Manual | 1 | Recessed Can | Compact Fluorescent |  | Twist | 1 | 15 | Hall | 121697 | Hall | 0.03789%
12169 | 8 | 1 |  | Manual | 1 | Ceiling Fixture | Compact Fluorescent |  | Twist | 1 | 15 | Hall | 121698 | Hall | 0.03789%
12169 | 8 | 2 |  | Manual | 1 | Ceiling Fixture | Incandescent |  | Standard A Lamp | 1 | 60 | Hall | 121698 | Hall | 0.03789%
12169 | 8 | 3 |  | Manual | 1 | Wall Mount | Halogen |  | MR | 3 | 30 | Hall | 121698 | Hall | 0.03789%
12169 | 9 | 1 |  | Manual | 1 | Ceiling Fixture | Incandescent |  | Standard A Lamp | 1 | 60 | Bedroom | 121699 | Bedroom | 0.03789%
12169 | 9 | 2 |  | Manual | 1 | Ceiling Fixture | Compact Fluorescent |  | Twist | 1 | 15 | Bedroom | 121699 | Bedroom | 0.03789%
12169 | 9 | 3 |  | Manual | 1 | Table | Incandescent |  | Standard A Lamp | 1 | 60 | Bedroom | 121699 | Bedroom | 0.03789%
12169 | 10 | 1 |  | Manual | 1 | Ceiling Fixture | Incandescent |  | Standard A Lamp | 2 | 60 | Hall | 1216910 | Hall | 0.03789%
12169 | 10 | 2 |  | Manual | 1 | Table | Incandescent |  | Standard A Lamp | 1 | 60 | Hall | 1216910 | Hall | 0.03789%
12169 | 11 | 1 |  | Manual | 1 | Ceiling Fixture | Incandescent |  | Standard A Lamp | 1 | 100 | Closet | 1216911 | Closet | 0.03789%
12169 | 12 | 1 |  | Manual | 1 | Wall Mount | Incandescent |  | Standard A Lamp | 2 | 100 | Bathroom | 1216912 | Bathroom | 0.03789%
12169 | 13 | 1 |  | Manual | 1 | Torchiere | Halogen |  | Quartz Tube | 1 | 150 | Office | 1216913 | Office | 0.03789%
12169 | 13 | 2 |  | Manual | 1 | Ceiling Fixture | Incandescent |  | Standard A Lamp | 1 | 60 | Office | 1216913 | Office | 0.03789%
12169 | 14 | 1 |  | Dimmer | 1 | Ceiling Fixture | Incandescent |  | Decorative | 2 | 60 | Master Bedroom | 1216914 | Master Bedroom | 0.03789%
12169 | 14 | 2 |  | Manual | 1 | Table | Incandescent |  | Decorative | 1 | 40 | Master Bedroom | 1216914 | Master Bedroom | 0.03789%
12169 | 14 | 3 |  | Manual | 1 | Table | Incandescent |  | Standard A Lamp | 1 | 60 | Master Bedroom | 1216914 | Master Bedroom | 0.03789%
12169 | 15 | 1 |  | Manual | 1 | Ceiling Fixture | Incandescent |  | Decorative | 2 | 60 | Living Room | 1216915 | Living Room | 0.03789%
12169 | 15 | 2 |  | Manual | 7 | Table | Incandescent |  | Standard A Lamp | 1 | 100 | Living Room | 1216915 | Living Room | 0.03789%
12169 | 15 | 3 |  | Manual | 1 | Table | Incandescent |  | Standard A Lamp | 1 | 75 | Living Room | 1216915 | Living Room | 0.03789%
12169 | 16 | 1 |  | Manual | 1 | Ceiling Fan | Incandescent |  | Standard A Lamp | 3 | 100 | Kitchen | 1216916 | Kitchen | 0.03789%
12169 | 16 | 2 |  | Dimmer | 2 | Ceiling Fixture | Incandescent |  | Standard A Lamp | 2 | 100 | Kitchen | 1216916 | Kitchen | 0.03789%
12169 | 16 | 3 |  | Manual | 1 | Table | Incandescent |  | Standard A Lamp | 1 | 60 | Kitchen | 1216916 | Kitchen | 0.03789%
12176 | 1 | 1 |  | Manual | 1 | Chandelier (Hanging) | Incandescent |  | Standard A Lamp | 2 | 40 | Dining Room | 121761 | Dining Room | 0.03789%
12176 | 1 | 2 |  | Manual | 1 | Chandelier (Hanging) | Incandescent |  | Mini base | 6 | 40 | Dining Room | 121761 | Dining Room | 0.03789%
12176 | 1 | 3 |  | Dimmer | 1 | Floor lamp | Compact Fluorescent |  | Straight Tube | 1 | 22 | Dining Room | 121761 | Dining Room | 0.03789%
12176 | 2 | 1 |  | Manual | 1 | Ceiling Fixture | Incandescent |  | Standard A Lamp | 1 | 75 | Hall | 121762 | Hall | 0.03789%
12176 | 3 | 1 |  | Manual | 1 | Recessed Can | Compact Fluorescent |  | Reflector | 1 | 14 | Family Room | 121763 | Family Room | 0.03789%
12176 | 3 | 2 |  | Manual | 7 | Recessed Can | Incandescent |  | Reflector | 1 | 40 | Family Room | 121763 | Family Room | 0.03789%
12176 | 4 | 1 |  | Manual | 1 | Floor lamp | Incandescent |  | Standard A Lamp | 4 | 40 | Bedroom | 121764 | Bedroom | 0.03789%
12176 | 4 | 2 |  | Manual | 1 | Ceiling Fixture | Compact Fluorescent |  | Twist | 1 | 15 | Bedroom | 121764 | Bedroom | 0.03789%
12176 | 5 | 1 |  | Manual | 1 | Ceiling Fixture | Incandescent |  | Standard A Lamp | 1 | 60 | Hall | 121765 | Hall | 0.03789%
12176 | 6 | 1 |  | Manual | 1 | Ceiling Fixture | Compact Fluorescent |  | A shape bulb | 2 | 7 | Kitchen | 121766 | Kitchen | 0.03789%
12176 | 6 | 2 |  | Manual | 4 | Recessed Can | Compact Fluorescent |  | Twist | 1 | 15 | Kitchen | 121766 | Kitchen | 0.03789%
12176 | 6 | 3 |  | Manual | 2 | Recessed Can | Incandescent |  | Reflector | 1 | 65 | Kitchen | 121766 | Kitchen | 0.03789%
12176 | 6 | 4 |  | Manual | 1 | Recessed Can | Halogen |  | MR | 1 | 50 | Kitchen | 121766 | Kitchen | 0.03789%
12176 | 6 | 5 |  | Manual | 2 | Low bay | Linear Fluorescent | 36 | T-12 | 1 | 20 | Kitchen | 121766 | Kitchen | 0.03789%
12176 | 6 | 6 |  | Manual | 1 | Other | Incandescent |  | Mini base | 2 | 30 | Kitchen | 121766 | Kitchen | 0.03789%
12176 | 7 | 1 |  | Manual | 3 | Ceiling Fixture | Compact Fluorescent |  | Twist | 1 | 15 | Laundry Room | 121767 | Laundry Room | 0.03789%
12176 | 8 | 1 |  | Manual | 2 | Wall Mount | Incandescent |  | Mini base | 1 | 40 | Living Room | 121768 | Living Room | 0.03789%
12176 | 8 | 2 |  | Manual | 1 | Floor lamp | Incandescent |  | 3-Way Incandescent | 1 | 70 | Living Room | 121768 | Living Room | 0.03789%
12176 | 8 | 3 |  | Manual | 1 | Ceiling Fixture | Compact Fluorescent |  | Twist | 2 | 15 | Living Room | 121768 | Living Room | 0.03789%
12176 | 9 | 1 |  | Manual | 2 | Wall Mount | Compact Fluorescent |  | Twist | 1 | 13 | Bathroom | 121769 | Bathroom | 0.03789%
12176 | 10 | 1 |  | Manual | 1 | Track | Halogen |  | MR | 3 | 50 | Master Bedroom | 1217610 | Master Bedroom | 0.03789%
12176 | 10 | 2 |  | Manual | 1 | Table | Compact Fluorescent |  | Twist | 1 | 13 | Master Bedroom | 1217610 | Master Bedroom | 0.03789%
12176 | 11 | 1 |  | Manual | 1 | Track | Halogen |  | MR | 5 | 50 | Bedroom | 1217611 | Bedroom | 0.03789%
12176 | 11 | 2 |  | Manual | 1 | Table | Compact Fluorescent |  | Twist | 1 | 15 | Bedroom | 1217611 | Bedroom | 0.03789%
12176 | 12 | 1 |  | Manual | 1 | Ceiling Fixture | Incandescent |  | Heat Lamp | 1 | 250 | Bathroom | 1217612 | Bathroom | 0.03789%
12176 | 12 | 2 |  | Manual | 1 | Wall Mount | Incandescent |  | Mini base | 3 | 40 | Bathroom | 1217612 | Bathroom | 0.03789%
12176 | 12 | 3 |  | Manual | 1 | Wall Mount | Incandescent |  | Mini base | 4 | 40 | Bathroom | 1217612 | Bathroom | 0.03789%
12176 | 12 | 4 |  | Manual | 2 | Ceiling Fixture | Compact Fluorescent |  | Twist | 2 | 15 | Bathroom | 1217612 | Bathroom | 0.03789%
12176 | 13 | 1 |  | Manual | 1 | Ceiling Fixture | Compact Fluorescent |  | Twist | 1 | 15 | Hall | 1217613 | Hall | 0.03789%
12183 | 1 | 1 |  | Manual | 1 | Wall Mount | Incandescent |  | Globe | 4 | 40 | Bathroom | 121831 | Bathroom | 0.1232%
12183 | 2 | 1 |  | Manual | 1 | Wall Mount | Incandescent |  | Globe | 4 | 60 | Bathroom | 121832 | Bathroom | 0.1232%
12183 | 2 | 2 |  | Manual | 1 | Ceiling Fixture | Incandescent |  | Reflector | 1 | 125 | Bathroom | 121832 | Bathroom | 0.1232%
12183 | 3 | 1 |  | Manual | 1 | Wall Mount | Incandescent |  | Globe | 6 | 40 | Bathroom | 121833 | Bathroom | 0.1232%
12183 | 3 | 2 |  | Manual | 1 | Ceiling Fixture | Incandescent |  | Heat Lamp | 1 | 120 | Bathroom | 121833 | Bathroom | 0.1232%
12183 | 4 | 1 |  | Manual | 1 | Recessed Can | Incandescent |  | Reflector | 1 | 65 | Bedroom | 121834 | Bedroom | 0.1232%
12183 | 4 | 2 |  | Manual | 1 | Table | Incandescent |  | Standard A Lamp | 1 | 40 | Bedroom | 121834 | Bedroom | 0.1232%
12183 | 5 | 1 |  | Manual | 1 | Ceiling Fixture | Incandescent |  | Standard A Lamp | 1 | 60 | Closet | 121835 | Closet | 0.1232%
12183 | 6 | 1 |  | Manual | 1 | Recessed Can | Halogen |  | PAR | 1 | 75 | Closet | 121836 | Closet | 0.1232%
12183 | 7 | 1 |  | Dimmer | 1 | Chandelier (Hanging) | Incandescent |  | Decorative | 4 | 40 | Dining Room | 121837 | Dining Room | 0.1232%
12183 | 7 | 2 |  | Dimmer | 2 | Wall Mount | Incandescent |  | Standard A Lamp | 1 | 60 | Dining Room | 121837 | Dining Room | 0.1232%
12183 | 8 | 1 |  | Dimmer | 1 | Ceiling Fixture | Incandescent |  | Standard A Lamp | 2 | 25 | Other | 121838 | Other | 0.1232%
12183 | 9 | 1 |  | Manual | 1 | Garage door opener | Incandescent |  | Globe | 1 | 60 | Garage | 121839 | Garage | 0.1232%
12183 | 9 | 2 |  | Manual | 2 | Ceiling Fixture | Incandescent |  | Standard A Lamp | 1 | 60 | Garage | 121839 | Garage | 0.1232%
12183 | 10 | 1 |  | Manual | 3 | Recessed Can | Incandescent |  | Reflector | 1 | 65 | Kitchen | 1218310 | Kitchen | 0.1232%
12183 | 10 | 2 |  | Manual | 3 | Recessed Can | Compact Fluorescent |  | Reflector | 1 | 23 | Kitchen | 1218310 | Kitchen | 0.1232%
12183 | 10 | 3 |  | Manual | 1 | Floor lamp | Incandescent |  | Standard A Lamp | 1 | 100 | Kitchen | 1218310 | Kitchen | 0.1232%
12183 | 10 | 4 |  | Manual | 1 | Floor lamp | Halogen |  | Other | 1 | 50 | Kitchen | 1218310 | Kitchen | 0.1232%
12183 | 11 | 1 |  | Manual | 1 | Recessed Can | Incandescent |  | Reflector | 1 | 65 | Living Room | 1218311 | Living Room | 0.1232%
12183 | 11 | 2 |  | Manual | 1 | Table | Incandescent |  | Standard A Lamp | 1 | 60 | Living Room | 1218311 | Living Room | 0.1232%
12183 | 11 | 3 |  | Manual | 1 | Table | Incandescent |  | Standard A Lamp | 1 | 100 | Living Room | 1218311 | Living Room | 0.1232%
12183 | 12 | 1 |  | Manual | 2 | Table | Incandescent |  | 3-Way Incandescent | 1 | 100 | Master Bedroom | 1218312 | Master Bedroom | 0.1232%
12183 | 12 | 2 |  | Manual | 1 | Table | Incandescent |  | Standard A Lamp | 1 | 100 | Master Bedroom | 1218312 | Master Bedroom | 0.1232%
12183 | 13 | 1 |  | Dimmer | 1 | Floor lamp | Incandescent |  | Standard A Lamp | 2 | 100 | Office | 1218313 | Office | 0.1232%
12183 | 13 | 2 |  | Manual | 1 | Table | Incandescent |  | Standard A Lamp | 1 | 60 | Office | 1218313 | Office | 0.1232%
12183 | 14 | 1 |  | Manual | 1 | Chandelier (Hanging) | Incandescent |  | Decorative | 3 | 25 | Other | 1218314 | Other | 0.1232%
12186 | 1 | 1 |  | Manual | 1 | Ceiling Fixture | Incandescent |  | Standard A Lamp | 2 | 75 | Dining Room | 121861 | Dining Room | 0.1232%
12186 | 2 | 1 |  | Manual | 1 | Ceiling Fixture | Incandescent |  | Standard A Lamp | 2 | 75 | Hall | 121862 | Hall | 0.1232%
12186 | 3 | 1 |  | Manual | 1 | Ceiling Fixture | Linear Fluorescent | 24 | T-12 | 1 | 15 | Closet | 121863 | Closet | 0.1232%
12186 | 4 | 1 |  | Manual | 1 | Ceiling Fixture | Incandescent |  | Standard A Lamp | 1 | 60 | Family Room | 121864 | Family Room | 0.1232%
12186 | 4 | 2 |  | Manual | 1 | Ceiling Fixture | Linear Fluorescent | 48 | T-12 | 2 | 40 | Family Room | 121864 | Family Room | 0.1232%
12186 | 4 | 3 |  | Manual | 2 | Floor lamp | Halogen |  | Quartz Tube | 1 | 300 | Family Room | 121864 | Family Room | 0.1232%
12186 | 5 | 1 |  | Manual | 1 | Wall Mount | Incandescent |  | Decorative | 3 | 40 | Bathroom | 121865 | Bathroom | 0.1232%
12186 | 5 | 2 |  | Manual | 1 | Ceiling Fan | Incandescent |  | Standard A Lamp | 1 | 40 | Bathroom | 121865 | Bathroom | 0.1232%
12186 | 6 | 1 |  | Manual | 3 | Ceiling Fixture | Linear Fluorescent | 48 | T-12 | 2 | 40 | Laundry Room | 121866 | Laundry Room | 0.1232%
12186 | 7 | 1 |  | Manual | 2 | Garage door opener | Incandescent |  | Standard A Lamp | 2 | 60 | Garage | 121867 | Garage | 0.1232%
12186 | 7 | 2 |  | Manual | 2 | Ceiling Fixture | Linear Fluorescent | 24 | T-12 | 2 | 25 | Garage | 121867 | Garage | 0.1232%
12186 | 8 | 1 |  | Manual | 7 | Recessed Can | Incandescent |  | Reflector | 1 | 75 | Kitchen | 121868 | Kitchen | 0.1232%
12186 | 9 | 1 |  | Manual | 2 | Ceiling Fixture | Incandescent |  | Standard A Lamp | 2 | 60 | Hall | 121869 | Hall | 0.1232%
12186 | 10 | 1 |  | Manual | 4 | Recessed Can | Incandescent |  | Reflector | 1 | 65 | Bathroom | 1218610 | Bathroom | 0.1232%
12186 | 11 | 1 |  | Manual | 1 | Recessed Can | Incandescent |  | Standard A Lamp | 1 | 65 | Bedroom | 1218611 | Bedroom | 0.1232%
12186 | 11 | 2 |  | Manual | 1 | Table | Incandescent |  | Clear | 1 | 65 | Bedroom | 1218611 | Bedroom | 0.1232%
12186 | 12 | 1 |  | Manual | 1 | Wall Mount | Incandescent |  | Standard A Lamp | 2 | 60 | Bathroom | 1218612 | Bathroom | 0.1232%
12186 | 13 | 1 |  | Manual | 1 | Recessed Can | Compact Fluorescent |  | Reflector | 1 | 19 | Bedroom | 1218613 | Bedroom | 0.1232%
12186 | 14 | 1 |  | Manual | 1 | Recessed Can | Incandescent |  | Reflector | 1 | 65 | Bedroom | 1218614 | Bedroom | 0.1232%
12186 | 15 | 1 |  | Manual | 1 | Floor lamp | Incandescent |  | Globe | 1 | 75 | Living Room | 1218615 | Living Room | 0.1232%
12190 | 1 | 1 |  | Manual | 1 | Wall Mount | Compact Fluorescent |  | Twist | 3 | 13 | Bathroom | 121901 | Bathroom | 0.1232%
12190 | 2 | 1 |  | Manual | 1 | Wall Mount | Compact Fluorescent |  | Twist | 3 | 23 | Bathroom | 121902 | Bathroom | 0.1232%
12190 | 2 | 2 |  | Dimmer | 2 | Recessed Can | Incandescent |  | Reflector | 1 | 65 | Bathroom | 121902 | Bathroom | 0.1232%
12190 | 2 | 3 |  | Manual | 1 | Recessed Can | Incandescent |  | Reflector | 1 | 65 | Bathroom | 121902 | Bathroom | 0.1232%
12190 | 3 | 1 |  | Manual | 1 | Wall Mount | Compact Fluorescent |  | Twist | 3 | 13 | Bathroom | 121903 | Bathroom | 0.1232%
12190 | 4 | 1 |  | Manual | 1 | Wall Mount | Compact Fluorescent |  | Twist | 4 | 13 | Bathroom | 121904 | Bathroom | 0.1232%
12190 | 4 | 2 |  | Manual | 2 | Recessed Can | Compact Fluorescent |  | Flood | 1 | 14 | Bathroom | 121904 | Bathroom | 0.1232%
12190 | 5 | 1 |  | Manual | 1 | Wall Mount | Compact Fluorescent |  | Twist | 3 | 13 | Bathroom | 121905 | Bathroom | 0.1232%
12190 | 5 | 2 |  | Manual | 1 | Ceiling Fixture | Incandescent |  | Standard A Lamp | 1 | 60 | Bathroom | 121905 | Bathroom | 0.1232%
12190 | 6 | 1 |  | Manual | 2 | Recessed Can | Incandescent |  | Reflector | 1 | 65 | Bedroom | 121906 | Bedroom | 0.1232%
12190 | 6 | 2 |  | Manual | 2 | Recessed Can | Compact Fluorescent |  | Flood | 1 | 14 | Bedroom | 121906 | Bedroom | 0.1232%
12190 | 7 | 1 |  | Manual | 3 | Recessed Can | Incandescent |  | Reflector | 1 | 65 | Bedroom | 121907 | Bedroom | 0.1232%
12190 | 8 | 1 |  | Manual | 4 | Recessed Can | Incandescent |  | Reflector | 1 | 65 | Bedroom | 121908 | Bedroom | 0.1232%
12190 | 8 | 2 |  | Manual | 2 | Table | Compact Fluorescent |  | Twist | 1 | 13 | Bedroom | 121908 | Bedroom | 0.1232%
12190 | 9 | 1 |  | Manual | 1 | Chandelier (Hanging) | Compact Fluorescent |  | Twist | 1 | 23 | Closet | 121909 | Closet | 0.1232%
12190 | 10 | 1 |  | Manual | 4 | Recessed Can | Compact Fluorescent |  | Flood | 1 | 14 | Other | 1219010 | Other | 0.1232%
12190 | 11 | 1 |  | Dimmer | 4 | Recessed Can | Incandescent |  | Reflector | 1 | 65 | Dining Room | 1219011 | Dining Room | 0.1232%
12190 | 11 | 2 |  | Manual | 1 | Chandelier (Hanging) | Compact Fluorescent |  | Twist | 2 | 13 | Dining Room | 1219011 | Dining Room | 0.1232%
12190 | 12 | 1 |  | Manual | 5 | Recessed Can | Incandescent |  | Reflector | 1 | 65 | Other | 1219012 | Other | 0.1232%
12190 | 13 | 1 |  | Manual | 4 | Recessed Can | Compact Fluorescent |  | Flood | 1 | 14 | Family Room | 1219013 | Family Room | 0.1232%
12190 | 13 | 2 |  | Manual | 1 | Table | Compact Fluorescent |  | Twist | 1 | 23 | Family Room | 1219013 | Family Room | 0.1232%
12190 | 13 | 3 |  | Manual | 1 | Table | Compact Fluorescent |  | Twist | 1 | 13 | Family Room | 1219013 | Family Room | 0.1232%
12190 | 14 | 1 |  | Manual | 2 | Ceiling Fixture | Linear Fluorescent | 48 | T-8 | 2 | 32 | Garage | 1219014 | Garage | 0.1232%
12190 | 14 | 2 |  | Manual | 1 | Garage door opener | Compact Fluorescent |  | Twist | 2 | 13 | Garage | 1219014 | Garage | 0.1232%
12190 | 15 | 1 |  | Manual | 3 | Recessed Can | Incandescent |  | Reflector | 1 | 65 | Bedroom | 1219015 | Bedroom | 0.1232%
12190 | 16 | 1 |  | Manual | 3 | Recessed Can | Incandescent |  | Reflector | 1 | 65 | Bedroom | 1219016 | Bedroom | 0.1232%
12190 | 17 | 1 |  | Manual | 3 | Recessed Can | Incandescent |  | Reflector | 1 | 65 | Hall | 1219017 | Hall | 0.1232%
12190 | 18 | 1 |  | Manual | 3 | Recessed Can | Compact Fluorescent |  | Flood | 1 | 14 | Hall | 1219018 | Hall | 0.1232%
12190 | 19 | 1 |  | Manual | 2 | Wall Mount | Incandescent |  | Standard A Lamp | 1 | 60 | Hall | 1219019 | Hall | 0.1232%
12190 | 20 | 1 |  | Manual | 2 | Ceiling Fixture | Compact Fluorescent |  | Twist | 1 | 13 | Kitchen | 1219020 | Kitchen | 0.1232%
12190 | 20 | 2 |  | Manual | 7 | Recessed Can | Incandescent |  | Reflector | 1 | 65 | Kitchen | 1219020 | Kitchen | 0.1232%
12190 | 20 | 3 | exhaust hood | Manual | 1 | Other | Incandescent |  | Other | 3 | 40 | Kitchen | 1219020 | Kitchen | 0.1232%
12190 | 21 | 1 |  | Manual | 2 | Recessed Can | Compact Fluorescent |  | Flood | 1 | 14 | Laundry Room | 1219021 | Laundry Room | 0.1232%
12190 | 22 | 1 |  | Dimmer | 6 | Recessed Can | Incandescent |  | Reflector | 1 | 65 | Other | 1219022 | Other | 0.1232%
12190 | 23 | 1 |  | Dimmer | 4 | Recessed Can | Incandescent |  | Reflector | 1 | 65 | Master Bedroom | 1219023 | Master Bedroom | 0.1232%
12190 | 23 | 2 |  | Manual | 3 | Table | Compact Fluorescent |  | Twist | 1 | 13 | Master Bedroom | 1219023 | Master Bedroom | 0.1232%
12190 | 23 | 3 |  | Manual | 1 | Ceiling Fan | Incandescent |  | Standard A Lamp | 2 | 60 | Master Bedroom | 1219023 | Master Bedroom | 0.1232%
12190 | 24 | 1 |  | Manual | 1 | Ceiling Fixture | Compact Fluorescent |  | Twist | 2 | 13 | Other | 1219024 | Other | 0.1232%
12190 | 25 | 1 |  | Manual | 2 | Recessed Can | Incandescent |  | Reflector | 1 | 65 | Other | 1219025 | Other | 0.1232%
12190 | 26 | 1 |  | Manual | 2 | Ceiling Fixture | Compact Fluorescent |  | Twist | 1 | 23 | Office | 1219026 | Office | 0.1232%
12190 | 26 | 2 |  | Manual | 2 | Recessed Can | Incandescent |  | Reflector | 1 | 65 | Office | 1219026 | Office | 0.1232%
12190 | 27 | 1 |  | Manual | 3 | Recessed Can | Incandescent |  | Reflector | 1 | 65 | Other | 1219027 | Other | 0.1232%
12190 | 28 | 1 |  | Manual | 1 | Recessed Can | Incandescent |  | Reflector | 1 | 65 | Other | 1219028 | Other | 0.1232%
12197 | 1 | 1 |  | Manual | 1 | Ceiling Fixture | Compact Fluorescent |  | Twist | 1 | 15 | Hall | 121971 | Hall | 0.03789%
12197 | 2 | 1 |  | Manual | 4 | Ceiling Fixture | Compact Fluorescent |  | Twist | 1 | 22 | Other | 121972 | Other | 0.03789%
12197 | 2 | 2 |  | Manual | 2 | Ceiling Fixture | Compact Fluorescent |  | Twist | 1 | 15 | Other | 121972 | Other | 0.03789%
12197 | 2 | 3 |  | Manual | 1 | Ceiling Fixture | Linear Fluorescent | 48 | T-12 | 1 | 40 | Other | 121972 | Other | 0.03789%
12197 | 2 | 4 |  | Manual | 1 | Ceiling Fixture | Linear Fluorescent | 48 | T-12 | 2 | 40 | Other | 121972 | Other | 0.03789%
12197 | 3 | 1 |  | Manual | 1 | Wall Mount | Compact Fluorescent |  | Twist | 2 | 14 | Bathroom | 121973 | Bathroom | 0.03789%
12197 | 4 | 1 |  | Manual | 1 | Ceiling Fixture | Compact Fluorescent |  | Twist | 1 | 9 | Master Bedroom | 121974 | Master Bedroom | 0.03789%
12197 | 5 | 1 |  | Manual | 1 | Ceiling Fixture | Compact Fluorescent |  | Twist | 1 | 15 | Closet | 121975 | Closet | 0.03789%
12197 | 6 | 1 |  | Manual | 1 | Wall Mount | Compact Fluorescent |  | Twist | 1 | 18 | Closet | 121976 | Closet | 0.03789%
12197 | 7 | 1 |  | Manual | 3 | Recessed Can | Compact Fluorescent |  | Reflector | 1 | 15 | Kitchen | 121977 | Kitchen | 0.03789%
12197 | 7 | 2 |  | Manual | 3 | Chandelier (Hanging) | Compact Fluorescent |  | Twist | 1 | 15 | Kitchen | 121977 | Kitchen | 0.03789%
12197 | 7 | 3 |  | Manual | 1 | Other | Compact Fluorescent |  | Twist | 1 | 15 | Kitchen | 121977 | Kitchen | 0.03789%
12197 | 7 | 4 |  | Manual | 3 | Other | Linear Fluorescent | 18 | Fluorescent Unknown | 1 | 15 | Kitchen | 121977 | Kitchen | 0.03789%
12197 | 8 | 1 |  | Manual | 1 | Ceiling Fixture | Compact Fluorescent |  | A shape bulb | 1 | 14 | Living Room | 121978 | Living Room | 0.03789%
12197 | 8 | 2 |  | Manual | 1 | Floor lamp | Compact Fluorescent |  | Twist | 1 | 14 | Living Room | 121978 | Living Room | 0.03789%
12197 | 8 | 3 |  | Manual | 1 | Other | Compact Fluorescent |  | Twist | 1 | 14 | Living Room | 121978 | Living Room | 0.03789%
12197 | 10 | 1 |  | Manual | 1 | Ceiling Fixture | Compact Fluorescent |  | Twist | 1 | 15 | Closet | 1219710 | Closet | 0.03789%
12199 | 1 | 1 |  | Manual | 1 | Wall Mount | Incandescent |  | Standard A Lamp | 6 | 60 | Bathroom | 121991 | Bathroom | 0.04979%
12199 | 1 | 2 |  | Manual | 1 | Ceiling Fan | Incandescent |  | Standard A Lamp | 1 | 60 | Bathroom | 121991 | Bathroom | 0.04979%
12199 | 2 | 1 |  | Manual | 1 | Chandelier (Hanging) | Incandescent |  | Globe | 1 | 100 | Master Bedroom | 121992 | Master Bedroom | 0.04979%
12199 | 2 | 2 |  | Manual | 1 | Table | Incandescent |  | Decorative | 1 | 60 | Master Bedroom | 121992 | Master Bedroom | 0.04979%
12199 | 3 | 1 |  | Manual | 1 | Ceiling Fixture | Incandescent |  | Standard A Lamp | 1 | 60 | Closet | 121993 | Closet | 0.04979%
12199 | 4 | 1 |  | Manual | 1 | Chandelier (Hanging) | Incandescent |  | Standard A Lamp | 3 | 60 | Dining Room | 121994 | Dining Room | 0.04979%
12199 | 5 | 1 |  | Manual | 1 | Ceiling Fixture | Incandescent |  | Standard A Lamp | 1 | 60 | Hall | 121995 | Hall | 0.04979%
12199 | 6 | 1 |  | Manual | 1 | Wall Mount | Incandescent |  | Standard A Lamp | 1 | 75 | Garage | 121996 | Garage | 0.04979%
12199 | 7 | 1 |  | Manual | 1 | Wall Mount | Incandescent |  | Standard A Lamp | 1 | 75 | Garage | 121997 | Garage | 0.04979%
12199 | 7 | 2 |  | Manual | 1 | Garage door opener | Incandescent |  | Standard A Lamp | 1 | 15 | Garage | 121997 | Garage | 0.04979%
12199 | 7 | 3 |  | Manual | 1 | Ceiling Fixture | Compact Fluorescent |  | Twist | 1 | 23 | Garage | 121997 | Garage | 0.04979%
12199 | 8 | 1 |  | Manual | 1 | Track | Halogen |  | MR | 3 | 50 | Kitchen | 121998 | Kitchen | 0.04979%
12199 | 9 | 1 |  | Manual | 1 | Ceiling Fixture | Incandescent |  | Standard A Lamp | 1 | 60 | Laundry Room | 121999 | Laundry Room | 0.04979%
12199 | 10 | 1 |  | Manual | 1 | Ceiling Fan | Halogen |  | MR | 3 | 50 | Living Room | 1219910 | Living Room | 0.04979%
12199 | 10 | 2 |  | Manual | 1 | Table | Compact Fluorescent |  | Twist | 2 | 15 | Living Room | 1219910 | Living Room | 0.04979%
12199 | 11 | 1 |  | Manual | 1 | Recessed Can | Compact Fluorescent |  | Reflector | 1 | 15 | Family Room | 1219911 | Family Room | 0.04979%
12203 | 1 | 1 |  | Manual | 1 | Wall Mount | Incandescent |  | Clear | 3 | 40 | Bathroom | 122031 | Bathroom | 0.03789%
12203 | 2 | 1 |  | Manual | 1 | Ceiling Fixture | Compact Fluorescent |  | Twist | 2 | 15 | Bedroom | 122032 | Bedroom | 0.03789%
12203 | 2 | 2 |  | Manual | 1 | Floor lamp | Compact Fluorescent |  | Twist | 1 | 15 | Bedroom | 122032 | Bedroom | 0.03789%
12203 | 3 | 1 |  | Manual | 1 | Ceiling Fixture | Incandescent |  | Standard A Lamp | 1 | 60 | Hall | 122033 | Hall | 0.03789%
12203 | 4 | 1 |  | Manual | 2 | Chandelier (Hanging) | Compact Fluorescent |  | Twist | 1 | 15 | Dining Room | 122034 | Dining Room | 0.03789%
12203 | 4 | 2 |  | Manual | 2 | Table | Compact Fluorescent |  | Twist | 1 | 15 | Dining Room | 122034 | Dining Room | 0.03789%
12203 | 5 | 1 |  | Manual | 1 | Ceiling Fixture | Compact Fluorescent |  | Twist | 2 | 15 | Family Room | 122035 | Family Room | 0.03789%
12203 | 6 | 1 |  | Manual | 2 | Track | Halogen |  | MR | 3 | 50 | Kitchen | 122036 | Kitchen | 0.03789%
12203 | 7 | 1 |  | Manual | 1 | Ceiling Fan | Compact Fluorescent |  | Twist | 1 | 15 | Living Room | 122037 | Living Room | 0.03789%
12203 | 7 | 2 |  | Manual | 1 | Table | Compact Fluorescent |  | Twist | 1 | 15 | Living Room | 122037 | Living Room | 0.03789%
12203 | 8 | 1 |  | Manual | 1 | Chandelier (Hanging) | Incandescent |  | Mini base | 6 | 25 | Other | 122038 | Other | 0.03789%
12203 | 9 | 1 |  | Manual | 1 | Ceiling Fixture | Compact Fluorescent |  | Twist | 2 | 15 | Office | 122039 | Office | 0.03789%
12203 | 9 | 2 |  | Manual | 1 | Table | Compact Fluorescent |  | Twist | 1 | 15 | Office | 122039 | Office | 0.03789%
12203 | 11 | 1 |  | Manual | 1 | Ceiling Fixture | Compact Fluorescent |  | Twist | 2 | 15 | Bedroom | 1220311 | Bedroom | 0.03789%
12203 | 12 | 1 |  | Dimmer | 1 | Track | Halogen |  | MR | 5 | 30 | Master Bedroom | 1220312 | Master Bedroom | 0.03789%
12207 | 1 | 1 |  | Manual | 1 | Wall Mount | Incandescent |  | Standard A Lamp | 1 | 60 | Bathroom | 122071 | Bathroom | 0.1232%
12207 | 2 | 1 |  | Manual | 1 | Chandelier (Hanging) | Incandescent |  | Globe | 1 | 60 | Dining Room | 122072 | Dining Room | 0.1232%
12207 | 3 | 1 |  | Manual | 2 | Ceiling Fixture | Linear Fluorescent | 48 | T-12 | 2 | 40 | Garage | 122073 | Garage | 0.1232%
12207 | 3 | 2 |  | Manual | 1 | Ceiling Fixture | Incandescent |  | Standard A Lamp | 1 | 60 | Garage | 122073 | Garage | 0.1232%
12207 | 4 | 1 |  | Manual | 1 | Ceiling Fixture | Incandescent |  | Standard A Lamp | 1 | 60 | Hall | 122074 | Hall | 0.1232%
12207 | 5 | 1 |  | Manual | 1 | Ceiling Fixture | Compact Fluorescent |  | Twist | 4 | 15 | Kitchen | 122075 | Kitchen | 0.1232%
12207 | 6 | 1 |  | Manual | 1 | Ceiling Fixture | Compact Fluorescent |  | Twist | 1 | 15 | Laundry Room | 122076 | Laundry Room | 0.1232%
12207 | 7 | 1 |  | Manual | 2 | Floor lamp | Compact Fluorescent |  | Twist | 1 | 15 | Living Room | 122077 | Living Room | 0.1232%
12207 | 8 | 1 |  | Manual | 1 | Wall Mount | Compact Fluorescent |  | Twist | 3 | 15 | Bathroom | 122078 | Bathroom | 0.1232%
12207 | 9 | 1 |  | Manual | 1 | Ceiling Fixture | Compact Fluorescent |  | Twist | 2 | 15 | Bedroom | 122079 | Bedroom | 0.1232%
12207 | 9 | 2 |  | Manual | 1 | Table | Incandescent |  | 3-Way Incandescent | 1 | 150 | Bedroom | 122079 | Bedroom | 0.1232%
12207 | 10 | 1 |  | Manual | 2 | Ceiling Fixture | Compact Fluorescent |  | Twist | 2 | 15 | Bedroom | 1220710 | Bedroom | 0.1232%
12207 | 11 | 1 |  | Manual | 1 | Ceiling Fixture | Compact Fluorescent |  | Twist | 1 | 15 | Hall | 1220711 | Hall | 0.1232%
12207 | 12 | 1 |  | Manual | 1 | Ceiling Fixture | Incandescent |  | Standard A Lamp | 2 | 60 | Master Bedroom | 1220712 | Master Bedroom | 0.1232%
12207 | 12 | 2 |  | Manual | 1 | Table | Incandescent |  | Decorative | 1 | 40 | Master Bedroom | 1220712 | Master Bedroom | 0.1232%
12213 | 1 | 1 |  | Manual | 1 | Track | Incandescent |  | Standard A Lamp | 1 | 60 | Living Room | 122131 | Living Room | 0.0364%
12213 | 1 | 2 |  | Manual | 1 | Wall Mount | Incandescent |  | Standard A Lamp | 1 | 100 | Living Room | 122131 | Living Room | 0.0364%
12213 | 1 | 3 |  | Manual | 1 | Floor lamp | Incandescent |  | Standard A Lamp | 1 | 100 | Living Room | 122131 | Living Room | 0.0364%
12213 | 2 | 1 |  | Manual | 1 | Ceiling Fixture | Incandescent |  | Standard A Lamp | 1 | 40 | Hall | 122132 | Hall | 0.0364%
12213 | 3 | 1 |  | Manual | 1 | Ceiling Fixture | Linear Fluorescent | 24 | T-12 | 4 | 32 | Kitchen | 122133 | Kitchen | 0.0364%
12213 | 3 | 2 |  | Manual | 1 | Ceiling Fixture | Incandescent |  | Standard A Lamp | 1 | 40 | Kitchen | 122133 | Kitchen | 0.0364%
12213 | 4 | 1 |  | Manual | 1 | Chandelier (Hanging) | Incandescent |  | Standard A Lamp | 5 | 60 | Dining Room | 122134 | Dining Room | 0.0364%
12213 | 4 | 2 |  | Manual | 1 | Recessed Can | Incandescent |  | Reflector | 1 | 60 | Dining Room | 122134 | Dining Room | 0.0364%
12213 | 4 | 3 |  | Manual | 2 | Wall Mount | Incandescent |  | Standard A Lamp | 1 | 60 | Dining Room | 122134 | Dining Room | 0.0364%
12213 | 5 | 1 |  | Manual | 1 | Ceiling Fixture | Incandescent |  | Standard A Lamp | 2 | 40 | Hall | 122135 | Hall | 0.0364%
12213 | 6 | 1 |  | Manual | 1 | Wall Mount | Incandescent |  | Clear | 3 | 60 | Bathroom | 122136 | Bathroom | 0.0364%
12213 | 7 | 1 |  | Manual | 2 | Table | Incandescent |  | Standard A Lamp | 1 | 40 | Bedroom | 122137 | Bedroom | 0.0364%
12213 | 7 | 2 |  | Manual | 1 | Ceiling Fixture | Incandescent |  | Standard A Lamp | 2 | 75 | Bedroom | 122137 | Bedroom | 0.0364%
12213 | 8 | 1 |  | Manual | 1 | Ceiling Fixture | Incandescent |  | Standard A Lamp | 2 | 60 | Bedroom | 122138 | Bedroom | 0.0364%
12213 | 9 | 1 |  | Manual | 2 | Ceiling Fixture | Incandescent |  | Standard A Lamp | 1 | 60 | Garage | 122139 | Garage | 0.0364%
12213 | 9 | 2 |  | Manual | 1 | Garage door opener | Incandescent |  | Standard A Lamp | 2 | 60 | Garage | 122139 | Garage | 0.0364%
12214 | 1 | 1 |  | Manual | 1 | Wall Mount | Compact Fluorescent |  | Twist | 2 | 22 | Bathroom | 122141 | Bathroom | 0.1232%
12214 | 2 | 1 |  | Manual | 1 | Wall Mount | Compact Fluorescent |  | Twist | 2 | 15 | Bathroom | 122142 | Bathroom | 0.1232%
12214 | 3 | 1 |  | Manual | 1 | Ceiling Fixture | Compact Fluorescent |  | Twist | 1 | 15 | Master Bedroom | 122143 | Master Bedroom | 0.1232%
12214 | 4 | 1 |  | Manual | 1 | Ceiling Fixture | Incandescent |  | Standard A Lamp | 1 | 60 | Bedroom | 122144 | Bedroom | 0.1232%
12214 | 5 | 1 |  | Manual | 1 | Ceiling Fixture | Compact Fluorescent |  | Twist | 2 | 22 | Bedroom | 122145 | Bedroom | 0.1232%
12214 | 6 | 1 |  | Manual | 2 | Ceiling Fixture | Compact Fluorescent |  | Twist | 1 | 15 | Garage | 122146 | Garage | 0.1232%
12214 | 7 | 1 |  | Manual | 1 | Ceiling Fixture | Compact Fluorescent |  | Twist | 1 | 15 | Hall | 122147 | Hall | 0.1232%
12214 | 8 | 1 |  | Manual | 1 | Ceiling Fixture | Compact Fluorescent |  | Twist | 2 | 15 | Kitchen | 122148 | Kitchen | 0.1232%
12214 | 8 | 2 |  | Manual | 1 | Recessed - other | Compact Fluorescent |  | Twist | 1 | 15 | Kitchen | 122148 | Kitchen | 0.1232%
12214 | 9 | 1 |  | Manual | 1 | Table | Compact Fluorescent |  | Straight Tube | 1 | 15 | Living Room | 122149 | Living Room | 0.1232%
12214 | 10 | 1 |  | Manual | 1 | Ceiling Fixture | Compact Fluorescent |  | Twist | 2 | 15 | Dining Room | 1221410 | Dining Room | 0.1232%
12215 | 1 | 1 |  | Manual | 3 | Recessed Can | Incandescent |  | Reflector | 1 | 65 | Bathroom | 122151 | Bathroom | 0.04979%
12215 | 2 | 1 |  | Manual | 1 | Ceiling Fixture | Incandescent |  | Standard A Lamp | 2 | 60 | Bedroom | 122152 | Bedroom | 0.04979%
12215 | 2 | 2 |  | Manual | 1 | Table | Incandescent |  | 3-Way Incandescent | 1 | 150 | Bedroom | 122152 | Bedroom | 0.04979%
12215 | 3 | 1 |  | Manual | 1 | Chandelier (Hanging) | Incandescent |  | Standard A Lamp | 4 | 60 | Dining Room | 122153 | Dining Room | 0.04979%
12215 | 4 | 1 |  | Manual | 1 | Architectural | Incandescent |  | Standard A Lamp | 1 | 60 | Garage | 122154 | Garage | 0.04979%
12215 | 4 | 2 |  | Manual | 1 | Garage door opener | Incandescent |  | Standard A Lamp | 1 | 40 | Garage | 122154 | Garage | 0.04979%
12215 | 5 | 1 |  | Manual | 1 | Ceiling Fixture | Incandescent |  | Standard A Lamp | 1 | 60 | Hall | 122155 | Hall | 0.04979%
12215 | 6 | 1 |  | Manual | 1 | Ceiling Fixture | Incandescent |  | Standard A Lamp | 1 | 60 | Hall | 122156 | Hall | 0.04979%
12215 | 7 | 1 |  | Manual | 1 | Ceiling Fixture | Incandescent |  | Standard A Lamp | 2 | 60 | Kitchen | 122157 | Kitchen | 0.04979%
12215 | 7 | 2 |  | Manual | 1 | Recessed Can | Incandescent |  | Reflector | 1 | 65 | Kitchen | 122157 | Kitchen | 0.04979%
12215 | 8 | 1 |  | Manual | 1 | Ceiling Fixture | Incandescent |  | Standard A Lamp | 1 | 60 | Laundry Room | 122158 | Laundry Room | 0.04979%
12215 | 9 | 1 |  | Manual | 1 | Table | Incandescent |  | Decorative | 2 | 40 | Living Room | 122159 | Living Room | 0.04979%
12215 | 9 | 2 |  | Manual | 2 | Table | Incandescent |  | Standard A Lamp | 1 | 60 | Living Room | 122159 | Living Room | 0.04979%
12215 | 9 | 3 |  | Manual | 2 | Floor lamp | Incandescent |  | Standard A Lamp | 1 | 60 | Living Room | 122159 | Living Room | 0.04979%
12215 | 10 | 1 |  | Manual | 1 | Ceiling Fixture | Incandescent |  | Standard A Lamp | 1 | 60 | Master Bedroom | 1221510 | Master Bedroom | 0.04979%
12215 | 10 | 2 |  | Manual | 1 | Other | Incandescent |  | Mini base | 1 | 40 | Master Bedroom | 1221510 | Master Bedroom | 0.04979%
12215 | 10 | 3 |  | Manual | 1 | Table | Incandescent |  | Standard A Lamp | 2 | 60 | Master Bedroom | 1221510 | Master Bedroom | 0.04979%
12226 | 1 | 1 |  | Manual | 3 | Ceiling Fixture | Incandescent |  | Standard A Lamp | 1 | 60 | Other | 122261 | Other | 0.1723%
12226 | 2 | 1 |  | Manual | 1 | Ceiling Fixture | Incandescent |  | Standard A Lamp | 1 | 60 | Bathroom | 122262 | Bathroom | 0.1723%
12226 | 2 | 2 |  | Manual | 1 | Wall Mount | Incandescent |  | Globe | 6 | 40 | Bathroom | 122262 | Bathroom | 0.1723%
12226 | 3 | 1 |  | Manual | 4 | Ceiling Fixture | Incandescent |  | Standard A Lamp | 4 | 60 | Bathroom | 122263 | Bathroom | 0.1723%
12226 | 3 | 2 |  | Manual | 2 | Wall Mount | Incandescent |  | Standard A Lamp | 4 | 75 | Bathroom | 122263 | Bathroom | 0.1723%
12226 | 4 | 1 |  | Manual | 1 | Ceiling Fixture | Incandescent |  | Standard A Lamp | 1 | 60 | Bathroom | 122264 | Bathroom | 0.1723%
12226 | 4 | 2 |  | Manual | 2 | Wall Mount | Incandescent |  | Globe | 6 | 40 | Bathroom | 122264 | Bathroom | 0.1723%
12226 | 5 | 1 |  | Manual | 1 | Wall Mount | Compact Fluorescent |  | Twist | 3 | 15 | Bathroom | 122265 | Bathroom | 0.1723%
12226 | 6 | 1 |  | Manual | 4 | Table | Incandescent |  | Standard A Lamp | 1 | 60 | Bedroom | 122266 | Bedroom | 0.1723%
12226 | 6 | 2 |  | Manual | 1 | Ceiling Fan | Incandescent |  | Standard A Lamp | 3 | 60 | Bedroom | 122266 | Bedroom | 0.1723%
12226 | 7 | 1 |  | Manual | 1 | Ceiling Fan | Incandescent |  | Standard A Lamp | 2 | 60 | Bedroom | 122267 | Bedroom | 0.1723%
12226 | 7 | 2 |  | Manual | 1 | Floor lamp | Incandescent |  | Standard A Lamp | 5 | 60 | Bedroom | 122267 | Bedroom | 0.1723%
12226 | 8 | 1 |  | Manual | 2 | Table | Incandescent |  | Standard A Lamp | 1 | 60 | Bedroom | 122268 | Bedroom | 0.1723%
12226 | 8 | 2 |  | Manual | 1 | Ceiling Fan | Incandescent |  | Standard A Lamp | 2 | 60 | Bedroom | 122268 | Bedroom | 0.1723%
12226 | 9 | 1 |  | Manual | 1 | Ceiling Fan | Incandescent |  | Standard A Lamp | 2 | 60 | Bedroom | 122269 | Bedroom | 0.1723%
12226 | 9 | 2 |  | Manual | 4 | Table | Incandescent |  | Standard A Lamp | 1 | 60 | Bedroom | 122269 | Bedroom | 0.1723%
12226 | 10 | 1 |  | Manual | 1 | Ceiling Fixture | Incandescent |  | Standard A Lamp | 2 | 60 | Bedroom | 1222610 | Bedroom | 0.1723%
12226 | 10 | 2 |  | Manual | 2 | Table | Incandescent |  | Standard A Lamp | 1 | 60 | Bedroom | 1222610 | Bedroom | 0.1723%
12226 | 11 | 1 |  | Manual | 1 | Ceiling Fixture | Incandescent |  | Standard A Lamp | 2 | 60 | Bedroom | 1222611 | Bedroom | 0.1723%
12226 | 11 | 2 |  | Manual | 4 | Ceiling Fixture | Incandescent |  | Standard A Lamp | 1 | 60 | Bedroom | 1222611 | Bedroom | 0.1723%
12226 | 12 | 1 |  | Manual | 2 | Ceiling Fixture | Compact Fluorescent |  | Twist | 2 | 15 | Other | 1222612 | Other | 0.1723%
12226 | 13 | 1 |  | Manual | 1 | Ceiling Fixture | Incandescent |  | Standard A Lamp | 2 | 60 | Closet | 1222613 | Closet | 0.1723%
12226 | 14 | 1 |  | Manual | 1 | Ceiling Fixture | Incandescent |  | Standard A Lamp | 1 | 60 | Closet | 1222614 | Closet | 0.1723%
12226 | 15 | 1 |  | Manual | 4 | Table | Incandescent |  | Standard A Lamp | 4 | 60 | Family Room | 1222615 | Family Room | 0.1723%
12226 | 15 | 2 |  | Manual | 2 | Recessed Can | Incandescent |  | Reflector | 1 | 40 | Family Room | 1222615 | Family Room | 0.1723%
12226 | 15 | 3 |  | Manual | 1 | Ceiling Fan | Incandescent |  | Standard A Lamp | 3 | 60 | Family Room | 1222615 | Family Room | 0.1723%
12226 | 16 | 1 |  | Manual | 7 | Ceiling Fixture | Incandescent |  | Standard A Lamp | 1 | 60 | Other | 1222616 | Other | 0.1723%
12226 | 16 | 2 |  | Manual | 1 | Ceiling Fan | Incandescent |  | Standard A Lamp | 2 | 60 | Other | 1222616 | Other | 0.1723%
12226 | 16 | 3 |  | Manual | 2 | Recessed Can | Incandescent |  | Reflector | 1 | 60 | Other | 1222616 | Other | 0.1723%
12226 | 16 | 4 |  | Manual | 1 | Floor lamp | Incandescent |  | Standard A Lamp | 3 | 60 | Other | 1222616 | Other | 0.1723%
12226 | 16 | 5 |  | Dimmer | 2 | Floor lamp | Incandescent |  | Standard A Lamp | 3 | 60 | Other | 1222616 | Other | 0.1723%
12226 | 17 | 1 |  | Manual | 2 | Ceiling Fixture | Linear Fluorescent | 48 | T-12 | 4 | 40 | Garage | 1222617 | Garage | 0.1723%
12226 | 17 | 2 |  | Manual | 3 | Ceiling Fixture | Linear Fluorescent | 48 | T-12 | 2 | 40 | Garage | 1222617 | Garage | 0.1723%
12226 | 17 | 3 |  | Manual | 2 | Garage door opener | Incandescent |  | Standard A Lamp | 2 | 60 | Garage | 1222617 | Garage | 0.1723%
12226 | 18 | 1 |  | Manual | 2 | Recessed Can | Incandescent |  | Reflector | 1 | 60 | Hall | 1222618 | Hall | 0.1723%
12226 | 18 | 2 |  | Manual | 1 | Table | Compact Fluorescent |  | Twist | 1 | 15 | Hall | 1222618 | Hall | 0.1723%
12226 | 18 | 3 |  | Manual | 1 | Chandelier (Hanging) | Incandescent |  | Standard A Lamp | 1 | 60 | Hall | 1222618 | Hall | 0.1723%
12226 | 18 | 4 |  | Manual | 6 | Recessed Can | Incandescent |  | Standard A Lamp | 1 | 60 | Hall | 1222618 | Hall | 0.1723%
12226 | 18 | 5 |  | Manual | 1 | Ceiling Fixture | Incandescent |  | Standard A Lamp | 1 | 60 | Hall | 1222618 | Hall | 0.1723%
12226 | 19 | 1 |  | Manual | 7 | Recessed Can | Compact Fluorescent |  | Reflector | 1 | 22 | Kitchen | 1222619 | Kitchen | 0.1723%
12226 | 19 | 2 |  | Manual | 1 | Chandelier (Hanging) | Incandescent |  | Standard A Lamp | 5 | 60 | Kitchen | 1222619 | Kitchen | 0.1723%
12226 | 19 | 3 |  | Manual | 1 | Track | Halogen |  | PAR | 3 | 50 | Kitchen | 1222619 | Kitchen | 0.1723%
12226 | 19 | 4 |  | Manual | 1 | Recessed - other | Linear Fluorescent | 24 | T-12 | 1 | 32 | Kitchen | 1222619 | Kitchen | 0.1723%
12226 | 20 | 1 |  | Manual | 1 | Ceiling Fixture | Incandescent |  | Standard A Lamp | 1 | 60 | Laundry Room | 1222620 | Laundry Room | 0.1723%
12226 | 21 | 1 |  | Manual | 1 | Chandelier (Hanging) | Incandescent |  | Reflector | 8 | 40 | Living Room | 1222621 | Living Room | 0.1723%
12226 | 21 | 2 |  | Manual | 1 | Floor lamp | Incandescent |  | Standard A Lamp | 3 | 60 | Living Room | 1222621 | Living Room | 0.1723%
12226 | 21 | 3 |  | Manual | 3 | Table | Incandescent |  | Standard A Lamp | 1 | 60 | Living Room | 1222621 | Living Room | 0.1723%
12226 | 21 | 4 |  | Manual | 2 | Recessed Can | Incandescent |  | Reflector | 1 | 60 | Living Room | 1222621 | Living Room | 0.1723%
12226 | 22 | 1 |  | Manual | 2 | Ceiling Fixture | Incandescent |  | Standard A Lamp | 1 | 60 | Closet | 1222622 | Closet | 0.1723%
12229 | 1 | 1 |  | Manual | 1 | Chandelier (Hanging) | Incandescent |  | Globe | 3 | 40 | Bathroom | 122291 | Bathroom | 0.03789%
12229 | 2 | 1 |  | Manual | 1 | Ceiling Fan | Incandescent |  | Standard A Lamp | 1 | 60 | Bathroom | 122292 | Bathroom | 0.03789%
12229 | 2 | 2 |  | Manual | 1 | Wall Mount | Compact Fluorescent |  | Twist | 4 | 15 | Bathroom | 122292 | Bathroom | 0.03789%
12229 | 3 | 1 |  | Manual | 1 | Ceiling Fixture | Compact Fluorescent |  | Twist | 1 | 22 | Bedroom | 122293 | Bedroom | 0.03789%
12229 | 4 | 1 |  | Manual | 2 | Chandelier (Hanging) | Incandescent |  | Standard A Lamp | 1 | 25 | Dining Room | 122294 | Dining Room | 0.03789%
12229 | 5 | 1 |  | Manual | 1 | Ceiling Fixture | Compact Fluorescent |  | Twist | 1 | 15 | Family Room | 122295 | Family Room | 0.03789%
12229 | 6 | 1 |  | Manual | 1 | Ceiling Fixture | Incandescent |  | Standard A Lamp | 1 | 60 | Hall | 122296 | Hall | 0.03789%
12229 | 7 | 1 |  | Manual | 8 | Recessed Can | Incandescent |  | Reflector | 1 | 65 | Kitchen | 122297 | Kitchen | 0.03789%
12229 | 7 | 2 |  | Manual | 1 | Ceiling Fixture | Incandescent |  | Standard A Lamp | 1 | 60 | Kitchen | 122297 | Kitchen | 0.03789%
12229 | 8 | 1 |  | Manual | 1 | Ceiling Fixture | Linear Fluorescent | 25 | T-4 | 1 | 16 | Laundry Room | 122298 | Laundry Room | 0.03789%
12229 | 9 | 1 |  | Manual | 1 | Architectural | Incandescent |  | Standard A Lamp | 3 | 60 | Living Room | 122299 | Living Room | 0.03789%
12229 | 10 | 1 |  | Dimmer | 1 | Ceiling Fixture | Incandescent |  | Standard A Lamp | 1 | 60 | Master Bedroom | 1222910 | Master Bedroom | 0.03789%
12229 | 11 | 1 |  | Manual | 1 | Ceiling Fixture | Incandescent |  | Standard A Lamp | 1 | 60 | Office | 1222911 | Office | 0.03789%
12230 | 1 | 1 |  | Dimmer | 1 | Wall Mount | Incandescent |  | Standard A Lamp | 3 | 60 | Bathroom | 122301 | Bathroom | 0.1723%
12230 | 1 | 2 |  | Manual | 1 | Ceiling Fixture | Incandescent |  | Standard A Lamp | 1 | 40 | Bathroom | 122301 | Bathroom | 0.1723%
12230 | 2 | 1 |  | Manual | 1 | Wall Mount | Compact Fluorescent |  | Twist | 3 | 13 | Bathroom | 122302 | Bathroom | 0.1723%
12230 | 3 | 1 |  | Manual | 2 | Other | Halogen |  | PAR | 1 | 100 | Bedroom | 122303 | Bedroom | 0.1723%
12230 | 3 | 2 |  | Dimmer | 1 | Ceiling Fixture | Incandescent |  | Standard A Lamp | 2 | 60 | Bedroom | 122303 | Bedroom | 0.1723%
12230 | 3 | 3 |  | Manual | 1 | Floor lamp | Incandescent |  | Standard A Lamp | 1 | 60 | Bedroom | 122303 | Bedroom | 0.1723%
12230 | 4 | 1 |  | Manual | 1 | Wall Mount | Compact Fluorescent |  | Twist | 1 | 13 | Hall | 122304 | Hall | 0.1723%
12230 | 4 | 2 |  | Manual | 1 | Ceiling Fixture | Incandescent |  | Standard A Lamp | 1 | 60 | Hall | 122304 | Hall | 0.1723%
12230 | 5 | 1 |  | Manual | 1 | Ceiling Fan | Compact Fluorescent |  | Twist | 2 | 27 | Other | 122305 | Other | 0.1723%
12230 | 6 | 1 |  | Manual | 1 | Ceiling Fixture | Incandescent |  | Standard A Lamp | 1 | 60 | Family Room | 122306 | Family Room | 0.1723%
12230 | 6 | 2 |  | Manual | 1 | Floor lamp | Incandescent |  | Standard A Lamp | 1 | 75 | Family Room | 122306 | Family Room | 0.1723%
12230 | 6 | 3 |  | Manual | 1 | Floor lamp | Incandescent |  | Reflector | 1 | 25 | Family Room | 122306 | Family Room | 0.1723%
12230 | 7 | 1 |  | Manual | 5 | Ceiling Fixture | Incandescent |  | Reflector | 1 | 65 | Garage | 122307 | Garage | 0.1723%
12230 | 8 | 1 |  | Manual | 4 | Recessed Can | Compact Fluorescent |  | Twist | 1 | 13 | Kitchen | 122308 | Kitchen | 0.1723%
12230 | 8 | 2 |  | Dimmer | 1 | Chandelier (Hanging) | Incandescent |  | Standard A Lamp | 5 | 40 | Kitchen | 122308 | Kitchen | 0.1723%
12230 | 8 | 3 |  | Manual | 1 | Ceiling Fixture | Incandescent |  | Standard A Lamp | 1 | 40 | Kitchen | 122308 | Kitchen | 0.1723%
12230 | 9 | 1 |  | Manual | 1 | Ceiling Fixture | Incandescent |  | Standard A Lamp | 1 | 13 | Laundry Room | 122309 | Laundry Room | 0.1723%
12230 | 10 | 1 |  | Manual | 1 | Floor lamp | Compact Fluorescent |  | Twist | 1 | 27 | Living Room | 1223010 | Living Room | 0.1723%
12230 | 10 | 2 |  | Manual | 1 | Floor lamp | Compact Fluorescent |  | Circline (Screw Base) | 2 | 22 | Living Room | 1223010 | Living Room | 0.1723%
12230 | 10 | 3 |  | Manual | 1 | Floor lamp | Incandescent |  | Standard A Lamp | 1 | 75 | Living Room | 1223010 | Living Room | 0.1723%
12230 | 11 | 1 |  | Dimmer | 1 | Wall Mount | Incandescent |  | Standard A Lamp | 3 | 60 | Bathroom | 1223011 | Bathroom | 0.1723%
12230 | 12 | 1 |  | Manual | 1 | Ceiling Fan | Incandescent |  | Decorative | 3 | 40 | Master Bedroom | 1223012 | Master Bedroom | 0.1723%
12230 | 12 | 2 |  | Manual | 2 | Floor lamp | Incandescent |  | Standard A Lamp | 2 | 40 | Master Bedroom | 1223012 | Master Bedroom | 0.1723%
12230 | 12 | 3 |  | Manual | 1 | Floor lamp | Compact Fluorescent |  | Twist | 1 | 13 | Master Bedroom | 1223012 | Master Bedroom | 0.1723%
12230 | 13 | 1 |  | Manual | 1 | Floor lamp | Incandescent |  | Mini base | 1 | 40 | Office | 1223013 | Office | 0.1723%
12230 | 13 | 2 |  | Manual | 1 | Ceiling Fan | Compact Fluorescent |  | Twist | 3 | 9 | Office | 1223013 | Office | 0.1723%
12230 | 13 | 3 |  | Manual | 1 | Floor lamp | Compact Fluorescent |  | Circline (Screw Base) | 1 | 22 | Office | 1223013 | Office | 0.1723%
12230 | 13 | 4 |  | Manual | 1 | Floor lamp | Compact Fluorescent |  | Twist | 1 | 13 | Office | 1223013 | Office | 0.1723%
12230 | 14 | 1 |  | Manual | 1 | Ceiling Fixture | Incandescent |  | Standard A Lamp | 2 | 60 | Office | 1223014 | Office | 0.1723%
12230 | 15 | 1 |  | Manual | 2 | Recessed Can | Incandescent |  | Reflector | 1 | 65 | Hall | 1223015 | Hall | 0.1723%
12232 | 1 | 1 |  | Manual | 1 | Ceiling Fixture | Incandescent |  | Standard A Lamp | 1 | 60 | Other | 122321 | Other | 0.02952%
12232 | 2 | 1 |  | Manual | 1 | Wall Mount | Incandescent |  | Standard A Lamp | 4 | 40 | Bathroom | 122322 | Bathroom | 0.02952%
12232 | 3 | 1 |  | Manual | 1 | Wall Mount | Incandescent |  | Globe | 3 | 40 | Bathroom | 122323 | Bathroom | 0.02952%
12232 | 3 | 2 |  | Timer | 1 | Ceiling Fixture | Incandescent |  | Other | 1 | 250 | Bathroom | 122323 | Bathroom | 0.02952%
12232 | 4 | 1 |  | Manual | 1 | Ceiling Fixture | Incandescent |  | Standard A Lamp | 1 | 100 | Bathroom | 122324 | Bathroom | 0.02952%
12232 | 4 | 2 |  | Manual | 1 | Ceiling Fixture | Incandescent |  | Standard A Lamp | 1 | 75 | Bathroom | 122324 | Bathroom | 0.02952%
12232 | 4 | 3 |  | Manual | 1 | Wall Mount | Incandescent |  | Standard A Lamp | 2 | 65 | Bathroom | 122324 | Bathroom | 0.02952%
12232 | 5 | 1 |  | Manual | 1 | Ceiling Fixture | Incandescent |  | Standard A Lamp | 2 | 60 | Bedroom | 122325 | Bedroom | 0.02952%
12232 | 6 | 1 |  | Manual | 3 | Wall Mount | Compact Fluorescent |  | Twist | 1 | 15 | Bedroom | 122326 | Bedroom | 0.02952%
12232 | 6 | 2 |  | Manual | 1 | Table | Incandescent |  | Standard A Lamp | 1 | 60 | Bedroom | 122326 | Bedroom | 0.02952%
12232 | 6 | 3 |  | Manual | 1 | Table | Incandescent |  | Standard A Lamp | 1 | 60 | Bedroom | 122326 | Bedroom | 0.02952%
12232 | 7 | 1 |  | Manual | 1 | Wall Mount | Incandescent |  | Standard A Lamp | 1 | 75 | Closet | 122327 | Closet | 0.02952%
12232 | 8 | 1 |  | Manual | 1 | Ceiling Fixture | Compact Fluorescent |  | Twist | 2 | 22 | Dining Room | 122328 | Dining Room | 0.02952%
12232 | 9 | 1 |  | Manual | 1 | Ceiling Fixture | Incandescent |  | Standard A Lamp | 1 | 60 | Hall | 122329 | Hall | 0.02952%
12232 | 10 | 1 |  | Manual | 1 | Ceiling Fixture | Compact Fluorescent |  | Twist | 2 | 15 | Kitchen | 1223210 | Kitchen | 0.02952%
12232 | 10 | 2 |  | Manual | 1 | Ceiling Fixture | Compact Fluorescent |  | Twist | 1 | 15 | Kitchen | 1223210 | Kitchen | 0.02952%
12232 | 11 | 1 |  | Manual | 1 | Ceiling Fixture | Linear Fluorescent | 48 | T-8 | 2 | 32 | Kitchen | 1223211 | Kitchen | 0.02952%
12232 | 11 | 2 |  | Manual | 2 | Ceiling Fixture | Incandescent |  | Standard A Lamp | 1 | 60 | Kitchen | 1223211 | Kitchen | 0.02952%
12232 | 12 | 1 |  | Manual | 1 | Track | Halogen |  | Other | 8 | 30 | Family Room | 1223212 | Family Room | 0.02952%
12232 | 12 | 2 |  | Manual | 2 | Wall Mount | Compact Fluorescent |  | Twist | 1 | 15 | Family Room | 1223212 | Family Room | 0.02952%
12232 | 12 | 3 |  | Manual | 1 | Floor lamp | Incandescent |  | Standard A Lamp | 5 | 40 | Family Room | 1223212 | Family Room | 0.02952%
12232 | 12 | 4 |  | Manual | 1 | Track | Halogen |  | Other | 3 | 30 | Family Room | 1223212 | Family Room | 0.02952%
12232 | 12 | 5 |  | Manual | 1 | Ceiling Fixture | Compact Fluorescent |  | Twist | 1 | 15 | Family Room | 1223212 | Family Room | 0.02952%
12232 | 12 | 6 |  | Manual | 1 | Table | Incandescent |  | Standard A Lamp | 1 | 60 | Family Room | 1223212 | Family Room | 0.02952%
12232 | 12 | 7 |  | Manual | 1 | Ceiling Fixture | Incandescent |  | Standard A Lamp | 1 | 60 | Family Room | 1223212 | Family Room | 0.02952%
12232 | 13 | 1 |  | Manual | 3 | Wall Mount | Incandescent |  | Standard A Lamp | 1 | 75 | Bathroom | 1223213 | Bathroom | 0.02952%
12232 | 14 | 1 |  | Manual | 1 | Track | Compact Fluorescent |  | Twist | 1 | 22 | Master Bedroom | 1223214 | Master Bedroom | 0.02952%
12232 | 14 | 2 |  | Manual | 1 | Wall Mount | Compact Fluorescent |  | Straight Tube | 1 | 15 | Master Bedroom | 1223214 | Master Bedroom | 0.02952%
12232 | 14 | 3 |  | Manual | 1 | Wall Mount | Incandescent |  | Standard A Lamp | 1 | 60 | Master Bedroom | 1223214 | Master Bedroom | 0.02952%
12232 | 14 | 4 |  | Manual | 1 | Table | Compact Fluorescent |  | Twist | 1 | 22 | Master Bedroom | 1223214 | Master Bedroom | 0.02952%
12232 | 15 | 1 |  | Manual | 2 | Wall Mount | Incandescent |  | Standard A Lamp | 1 | 40 | Closet | 1223215 | Closet | 0.02952%
12232 | 15 | 2 |  | Manual | 1 | Chandelier (Hanging) | Compact Fluorescent |  | Twist | 1 | 22 | Closet | 1223215 | Closet | 0.02952%
12232 | 16 | 1 |  | Manual | 1 | Ceiling Fixture | Linear Fluorescent | 48 | T-12 | 2 | 40 | Office | 1223216 | Office | 0.02952%
12232 | 16 | 2 |  | Manual | 1 | Ceiling Fixture | Incandescent |  | Standard A Lamp | 1 | 100 | Office | 1223216 | Office | 0.02952%
12232 | 16 | 3 |  | Manual | 1 | Table | Incandescent |  | Standard A Lamp | 1 | 60 | Office | 1223216 | Office | 0.02952%
12232 | 17 | 1 |  | Manual | 1 | Ceiling Fixture | Compact Fluorescent |  | Twist | 1 | 15 | Hall | 1223217 | Hall | 0.02952%
12232 | 18 | 1 |  | Manual | 1 | Wall Mount | Compact Fluorescent |  | Twist | 1 | 15 | Hall | 1223218 | Hall | 0.02952%
12232 | 19 | 1 |  | Manual | 2 | Ceiling Fixture | Incandescent |  | Standard A Lamp | 1 | 60 | Other | 1223219 | Other | 0.02952%
12232 | 20 | 1 |  | Manual | 1 | Ceiling Fixture | Linear Fluorescent | 48 | T-8 | 2 | 20 | Other | 1223220 | Other | 0.02952%
12242 | 1 | 1 |  | Manual | 1 | Ceiling Fixture | Compact Fluorescent |  | Pin base | 1 | 30 | Family Room | 122421 | Family Room | 0.03789%
12242 | 1 | 2 |  | Manual | 1 | Table | Compact Fluorescent |  | Twist | 1 | 13 | Family Room | 122421 | Family Room | 0.03789%
12242 | 1 | 3 |  | Manual | 1 | Floor lamp | Incandescent |  | Standard A Lamp | 1 | 100 | Family Room | 122421 | Family Room | 0.03789%
12242 | 1 | 4 |  | Manual | 8 | Recessed Can | Compact Fluorescent |  | Twist | 1 | 13 | Family Room | 122421 | Family Room | 0.03789%
12242 | 1 | 5 |  | Manual | 1 | Table | Compact Fluorescent |  | Twist | 1 | 13 | Family Room | 122421 | Family Room | 0.03789%
12242 | 2 | 1 |  | Manual | 1 | Wall Mount | Incandescent |  | Mini base | 8 | 40 | Bathroom | 122422 | Bathroom | 0.03789%
12242 | 2 | 2 |  | Timer | 1 | Ceiling Fixture | Incandescent |  | Heat Lamp | 2 | 15 | Bathroom | 122422 | Bathroom | 0.03789%
12242 | 3 | 1 |  | Manual | 1 | Table | Compact Fluorescent |  | Twist | 1 | 13 | Bedroom | 122423 | Bedroom | 0.03789%
12242 | 3 | 2 |  | Dimmer | 1 | Floor lamp | Incandescent |  | Standard A Lamp | 5 | 60 | Bedroom | 122423 | Bedroom | 0.03789%
12242 | 3 | 3 |  | Manual | 1 | Ceiling Fixture | Compact Fluorescent |  | Twist | 1 | 15 | Bedroom | 122423 | Bedroom | 0.03789%
12242 | 4 | 1 |  | Manual | 1 | Table | Compact Fluorescent |  | Mini base | 1 | 7 | Bedroom | 122424 | Bedroom | 0.03789%
12242 | 4 | 2 |  | Manual | 1 | Wall Mount | Compact Fluorescent |  | Twist | 1 | 13 | Bedroom | 122424 | Bedroom | 0.03789%
12242 | 5 | 1 |  | Manual | 1 | Table | Compact Fluorescent |  | Twist | 1 | 13 | Bedroom | 122425 | Bedroom | 0.03789%
12242 | 5 | 2 |  | Manual | 1 | Ceiling Fixture | Compact Fluorescent |  | Twist | 2 | 13 | Bedroom | 122425 | Bedroom | 0.03789%
12242 | 6 | 1 |  | Manual | 1 | Ceiling Fixture | Compact Fluorescent |  | Twist | 1 | 15 | Closet | 122426 | Closet | 0.03789%
12242 | 7 | 1 |  | Dimmer | 1 | Ceiling Fixture | Incandescent |  | Standard A Lamp | 1 | 60 | Dining Room | 122427 | Dining Room | 0.03789%
12242 | 7 | 2 |  | Manual | 1 | Floor lamp | Compact Fluorescent |  | Twist | 1 | 14 | Dining Room | 122427 | Dining Room | 0.03789%
12242 | 8 | 1 |  | Manual | 1 | Ceiling Fixture | Incandescent |  | Standard A Lamp | 1 | 100 | Kitchen | 122428 | Kitchen | 0.03789%
12242 | 9 | 1 |  | Manual | 1 | Ceiling Fixture | Incandescent |  | Clear | 3 | 25 | Kitchen | 122429 | Kitchen | 0.03789%
12242 | 9 | 2 |  | Manual | 1 | Ceiling Fixture | Compact Fluorescent |  | Pin base | 2 | 22 | Kitchen | 122429 | Kitchen | 0.03789%
12242 | 9 | 3 |  | Manual | 1 | Ceiling Fixture | Compact Fluorescent |  | Twist | 1 | 13 | Kitchen | 122429 | Kitchen | 0.03789%
12242 | 9 | 4 |  | Manual | 1 | Ceiling Fixture | Compact Fluorescent |  | Pin base | 1 | 30 | Kitchen | 122429 | Kitchen | 0.03789%
12242 | 10 | 1 |  | Motion | 1 | Ceiling Fixture | Compact Fluorescent |  | Twist | 1 | 15 | Closet | 1224210 | Closet | 0.03789%
12242 | 11 | 1 |  | Manual | 1 | Floor lamp | Compact Fluorescent |  | Twist | 1 | 13 | Living Room | 1224211 | Living Room | 0.03789%
12242 | 11 | 2 |  | Manual | 1 | Wall Mount | Compact Fluorescent |  | Twist | 2 | 13 | Living Room | 1224211 | Living Room | 0.03789%
12242 | 11 | 3 |  | Manual | 1 | Recessed Can | Compact Fluorescent |  | Twist | 1 | 13 | Living Room | 1224211 | Living Room | 0.03789%
12242 | 11 | 4 |  | Manual | 6 | Recessed - other | Compact Fluorescent |  | Twist | 1 | 13 | Living Room | 1224211 | Living Room | 0.03789%
12242 | 11 | 5 |  | Manual | 1 | Table | Incandescent |  | Decorative | 1 | 60 | Living Room | 1224211 | Living Room | 0.03789%
12242 | 12 | 1 |  | Manual | 1 | Ceiling Fixture | Incandescent |  | Heat Lamp | 2 | 60 | Bathroom | 1224212 | Bathroom | 0.03789%
12242 | 12 | 2 |  | Manual | 1 | Wall Mount | Compact Fluorescent |  | Twist | 3 | 13 | Bathroom | 1224212 | Bathroom | 0.03789%
12242 | 13 | 1 |  | Manual | 2 | Chandelier (Hanging) | Compact Fluorescent |  | Twist | 1 | 13 | Other | 1224213 | Other | 0.03789%
12247 | 1 | 1 |  | Manual | 1 | Wall Mount | Incandescent |  | Standard A Lamp | 1 | 40 | Hall | 122471 | Hall | 0.04979%
12247 | 2 | 1 |  | Manual | 1 | Ceiling Fixture | Compact Fluorescent |  | Twist | 2 | 15 | Bathroom | 122472 | Bathroom | 0.04979%
12247 | 2 | 2 |  | Manual | 1 | Wall Mount | Compact Fluorescent |  | Twist | 1 | 15 | Bathroom | 122472 | Bathroom | 0.04979%
12247 | 2 | 3 |  | Manual | 1 | Wall Mount | Incandescent |  | Standard A Lamp | 1 | 40 | Bathroom | 122472 | Bathroom | 0.04979%
12247 | 2 | 4 |  | Manual | 1 | Wall Mount | Incandescent |  | Decorative | 1 | 60 | Bathroom | 122472 | Bathroom | 0.04979%
12247 | 3 | 1 |  | Dimmer | 1 | Ceiling Fan | Incandescent |  | Standard A Lamp | 3 | 40 | Master Bedroom | 122473 | Master Bedroom | 0.04979%
12247 | 3 | 2 |  | Manual | 1 | Wall Mount | Incandescent |  | Standard A Lamp | 1 | 40 | Master Bedroom | 122473 | Master Bedroom | 0.04979%
12247 | 4 | 1 |  | Manual | 1 | Ceiling Fixture | Incandescent |  | Standard A Lamp | 1 | 40 | Closet | 122474 | Closet | 0.04979%
12247 | 5 | 1 |  | Manual | 1 | Ceiling Fixture | Incandescent |  | Standard A Lamp | 1 | 60 | Bedroom | 122475 | Bedroom | 0.04979%
12247 | 5 | 2 |  | Manual | 1 | Table | Incandescent |  | Mini base | 1 | 25 | Bedroom | 122475 | Bedroom | 0.04979%
12247 | 5 | 3 |  | Manual | 1 | Table | Compact Fluorescent |  | Twist | 1 | 15 | Bedroom | 122475 | Bedroom | 0.04979%
12247 | 5 | 4 |  | Manual | 1 | Wall Mount | Incandescent |  | Standard A Lamp | 1 | 40 | Bedroom | 122475 | Bedroom | 0.04979%
12247 | 5 | 5 |  | Manual | 1 | Wall Mount | Incandescent |  | Standard A Lamp | 1 | 40 | Bedroom | 122475 | Bedroom | 0.04979%
12247 | 6 | 1 |  | Manual | 1 | Ceiling Fixture | Incandescent |  | Standard A Lamp | 1 | 40 | Bathroom | 122476 | Bathroom | 0.04979%
12247 | 6 | 2 |  | Manual | 1 | Wall Mount | Incandescent |  | Mini base | 4 | 25 | Bathroom | 122476 | Bathroom | 0.04979%
12247 | 7 | 1 |  | Manual | 1 | Wall Mount | Incandescent |  | Standard A Lamp | 1 | 60 | Closet | 122477 | Closet | 0.04979%
12247 | 8 | 1 |  | Manual | 1 | Ceiling Fixture | Incandescent |  | Standard A Lamp | 1 | 60 | Closet | 122478 | Closet | 0.04979%
12247 | 9 | 1 |  | Manual | 2 | Ceiling Fixture | Linear Fluorescent | 48 | T-12 | 2 | 40 | Dining Room | 122479 | Dining Room | 0.04979%
12247 | 10 | 1 |  | Manual | 10 | Ceiling Fixture | Linear Fluorescent | 48 | T-12 | 2 | 40 | Garage | 1224710 | Garage | 0.04979%
12247 | 10 | 2 |  | Manual | 1 | Garage door opener | Incandescent |  | Standard A Lamp | 2 | 60 | Garage | 1224710 | Garage | 0.04979%
12247 | 11 | 1 |  | Manual | 1 | Ceiling Fixture | Incandescent |  | Standard A Lamp | 1 | 60 | Hall | 1224711 | Hall | 0.04979%
12247 | 12 | 1 |  | Manual | 1 | Ceiling Fixture | Linear Fluorescent | 48 | T-12 | 1 | 40 | Kitchen | 1224712 | Kitchen | 0.04979%
12247 | 12 | 2 |  | Manual | 1 | Ceiling Fixture | Linear Fluorescent | 24 | T-12 | 2 | 20 | Kitchen | 1224712 | Kitchen | 0.04979%
12247 | 13 | 1 |  | Manual | 1 | Ceiling Fixture | Linear Fluorescent | 24 | T-12 | 2 | 20 | Laundry Room | 1224713 | Laundry Room | 0.04979%
12247 | 14 | 1 |  | Manual | 1 | Table | Halogen |  | MR | 1 | 35 | Living Room | 1224714 | Living Room | 0.04979%
12247 | 14 | 2 |  | Dimmer | 1 | Torchiere | Halogen |  | Quartz Tube | 1 | 300 | Living Room | 1224714 | Living Room | 0.04979%
12247 | 14 | 3 |  | Manual | 1 | Table | Incandescent |  | Standard A Lamp | 1 | 40 | Living Room | 1224714 | Living Room | 0.04979%
12247 | 14 | 4 |  | Manual | 2 | Table | Incandescent |  | Decorative | 1 | 60 | Living Room | 1224714 | Living Room | 0.04979%
12247 | 14 | 5 |  | Dimmer | 1 | Table | Incandescent |  | Standard A Lamp | 1 | 60 | Living Room | 1224714 | Living Room | 0.04979%
12247 | 14 | 6 |  | Dimmer | 1 | Ceiling Fan | Incandescent |  | Decorative | 3 | 60 | Living Room | 1224714 | Living Room | 0.04979%
12247 | 14 | 7 |  | Manual | 1 | Ceiling Fixture | Halogen |  | MR | 3 | 35 | Living Room | 1224714 | Living Room | 0.04979%
12247 | 15 | 1 |  | Manual | 1 | Ceiling Fixture | Incandescent |  | Standard A Lamp | 3 | 40 | Office | 1224715 | Office | 0.04979%
12247 | 15 | 2 |  | Manual | 1 | Table | Incandescent |  | 3-Way Incandescent | 1 | 150 | Office | 1224715 | Office | 0.04979%
12247 | 15 | 3 |  | Manual | 1 | Wall Mount | Compact Fluorescent |  | Straight Tube | 1 | 11 | Office | 1224715 | Office | 0.04979%
12247 | 16 | 1 |  | Manual | 1 | Ceiling Fixture | Linear Fluorescent | 48 | T-12 | 2 | 40 | Other | 1224716 | Other | 0.04979%
12247 | 16 | 2 |  | Manual | 1 | Recessed - other | Halogen |  | Other | 1 | 35 | Other | 1224716 | Other | 0.04979%
12247 | 16 | 3 |  | Manual | 1 | Wall Mount | Incandescent |  | Standard A Lamp | 1 | 60 | Other | 1224716 | Other | 0.04979%
12247 | 17 | 1 |  | Manual | 2 | Wall Mount | Compact Fluorescent |  | Twist | 1 | 15 | Hall | 1224717 | Hall | 0.04979%
12255 | 1 | 1 |  | Manual | 1 | Wall Mount | Incandescent |  | Globe | 5 | 40 | Bathroom | 122551 | Bathroom | 0.02952%
12255 | 2 | 1 |  | Manual | 1 | Wall Mount | Incandescent |  | Standard A Lamp | 1 | 75 | Bathroom | 122552 | Bathroom | 0.02952%
12255 | 2 | 2 |  | Manual | 1 | Ceiling Fixture | Incandescent |  | Standard A Lamp | 2 | 40 | Bathroom | 122552 | Bathroom | 0.02952%
12255 | 3 | 1 |  | Manual | 1 | Ceiling Fixture | Incandescent |  | Standard A Lamp | 2 | 60 | Bedroom | 122553 | Bedroom | 0.02952%
12255 | 3 | 2 |  | Manual | 1 | Table | Compact Fluorescent |  | Twist | 1 | 15 | Bedroom | 122553 | Bedroom | 0.02952%
12255 | 4 | 1 |  | Manual | 1 | Ceiling Fixture | Incandescent |  | Standard A Lamp | 2 | 40 | Bedroom | 122554 | Bedroom | 0.02952%
12255 | 4 | 2 |  | Manual | 1 | Table | Incandescent |  | Standard A Lamp | 1 | 40 | Bedroom | 122554 | Bedroom | 0.02952%
12255 | 5 | 1 |  | Manual | 1 | Ceiling Fixture | Incandescent |  | Clear | 2 | 40 | Bedroom | 122555 | Bedroom | 0.02952%
12255 | 5 | 2 |  | Manual | 1 | Floor lamp | Incandescent |  | Standard A Lamp | 2 | 70 | Bedroom | 122555 | Bedroom | 0.02952%
12255 | 5 | 3 |  | Manual | 1 | Floor lamp | Compact Fluorescent |  | Twist | 1 | 15 | Bedroom | 122555 | Bedroom | 0.02952%
12255 | 6 | 1 |  | Manual | 1 | Ceiling Fixture | Incandescent |  | Standard A Lamp | 1 | 60 | Bedroom | 122556 | Bedroom | 0.02952%
12255 | 6 | 2 |  | Manual | 2 | Recessed Can | Incandescent |  | Clear | 1 | 40 | Bedroom | 122556 | Bedroom | 0.02952%
12255 | 7 | 1 |  | Dimmer | 1 | Ceiling Fixture | Incandescent |  | Decorative | 1 | 40 | Family Room | 122557 | Family Room | 0.02952%
12255 | 8 | 1 |  | Manual | 1 | Ceiling Fixture | Incandescent |  | Clear | 1 | 40 | Garage | 122558 | Garage | 0.02952%
12255 | 9 | 1 |  | Manual | 1 | Ceiling Fixture | Incandescent |  | Standard A Lamp | 1 | 60 | Hall | 122559 | Hall | 0.02952%
12255 | 10 | 1 |  | Manual | 1 | Ceiling Fixture | Compact Fluorescent |  | Twist | 2 | 15 | Kitchen | 1225510 | Kitchen | 0.02952%
12255 | 10 | 2 |  | Manual | 1 | Architectural | Compact Fluorescent |  | Twist | 1 | 15 | Kitchen | 1225510 | Kitchen | 0.02952%
12255 | 11 | 1 |  | Manual | 1 | Ceiling Fixture | Incandescent |  | Standard A Lamp | 1 | 40 | Laundry Room | 1225511 | Laundry Room | 0.02952%
12255 | 12 | 1 |  | Manual | 3 | Floor lamp | Incandescent |  | Standard A Lamp | 1 | 75 | Living Room | 1225512 | Living Room | 0.02952%
12263 | 1 | 1 |  | Manual | 1 | Recessed - other | Incandescent |  | Heat Lamp | 1 | 250 | Bathroom | 122631 | Bathroom | 0.03789%
12263 | 1 | 2 |  | Manual | 1 | Wall Mount | Compact Fluorescent |  | Twist | 4 | 15 | Bathroom | 122631 | Bathroom | 0.03789%
12263 | 2 | 1 |  | Manual | 1 | Ceiling Fan | Incandescent |  | Standard A Lamp | 1 | 75 | Bedroom | 122632 | Bedroom | 0.03789%
12263 | 3 | 1 |  | Manual | 1 | Ceiling Fixture | Compact Fluorescent |  | Twist | 1 | 22 | Hall | 122633 | Hall | 0.03789%
12263 | 4 | 1 |  | Manual | 4 | Recessed Can | Compact Fluorescent |  | Reflector | 1 | 22 | Kitchen | 122634 | Kitchen | 0.03789%
12263 | 4 | 2 |  | Manual | 2 | Recessed Can | Incandescent |  | Reflector | 1 | 65 | Kitchen | 122634 | Kitchen | 0.03789%
12263 | 5 | 1 |  | Manual | 1 | Floor lamp | Incandescent |  | Standard A Lamp | 1 | 250 | Family Room | 122635 | Family Room | 0.03789%
12263 | 5 | 2 |  | Manual | 1 | Table | Compact Fluorescent |  | Twist | 1 | 20 | Family Room | 122635 | Family Room | 0.03789%
12263 | 6 | 1 |  | Manual | 1 | Ceiling Fan | Compact Fluorescent |  | Twist | 1 | 15 | Master Bedroom | 122636 | Master Bedroom | 0.03789%
12263 | 6 | 2 |  | Manual | 1 | Table | Incandescent |  | Mini base | 1 | 25 | Master Bedroom | 122636 | Master Bedroom | 0.03789%
12264 | 1 | 1 |  | Manual | 1 | Wall Mount | Compact Fluorescent |  | Twist | 2 | 13 | Bathroom | 122641 | Bathroom | 0.0364%
12264 | 1 | 2 |  | Manual | 1 | Recessed Can | Incandescent |  | Reflector | 1 | 65 | Bathroom | 122641 | Bathroom | 0.0364%
12264 | 2 | 1 |  | Manual | 1 | Wall Mount | Incandescent |  | Clear | 3 | 60 | Bathroom | 122642 | Bathroom | 0.0364%
12264 | 2 | 2 |  | Manual | 1 | Ceiling Fixture | Compact Fluorescent |  | Twist | 1 | 15 | Bathroom | 122642 | Bathroom | 0.0364%
12264 | 3 | 1 |  | Manual | 1 | Wall Mount | Compact Fluorescent |  | Twist | 3 | 15 | Bathroom | 122643 | Bathroom | 0.0364%
12264 | 4 | 1 |  | Manual | 1 | Ceiling Fixture | Incandescent |  | Standard A Lamp | 2 | 60 | Bedroom | 122644 | Bedroom | 0.0364%
12264 | 4 | 2 |  | Manual | 1 | Table | Incandescent |  | Standard A Lamp | 1 | 55 | Bedroom | 122644 | Bedroom | 0.0364%
12264 | 5 | 1 |  | Manual | 1 | Ceiling Fan | Incandescent |  | Clear | 1 | 60 | Other | 122645 | Other | 0.0364%
12264 | 6 | 1 |  | Manual | 1 | Ceiling Fixture | Incandescent |  | Standard A Lamp | 1 | 60 | Closet | 122646 | Closet | 0.0364%
12264 | 7 | 1 |  | Manual | 1 | Ceiling Fixture | Compact Fluorescent |  | Twist | 2 | 36 | Other | 122647 | Other | 0.0364%
12264 | 8 | 1 |  | Dimmer | 1 | Chandelier (Hanging) | Incandescent |  | Standard A Lamp | 2 | 75 | Dining Room | 122648 | Dining Room | 0.0364%
12264 | 9 | 1 |  | Manual | 1 | Table | Incandescent |  | Standard A Lamp | 1 | 100 | Family Room | 122649 | Family Room | 0.0364%
12264 | 9 | 2 |  | Manual | 1 | Table | Compact Fluorescent |  | A shape bulb | 1 | 15 | Family Room | 122649 | Family Room | 0.0364%
12264 | 9 | 3 |  | Manual | 1 | Torchiere | Halogen |  | Quartz Tube | 1 | 150 | Family Room | 122649 | Family Room | 0.0364%
12264 | 10 | 1 |  | Manual | 1 | Ceiling Fixture | Incandescent |  | Standard A Lamp | 1 | 60 | Hall | 1226410 | Hall | 0.0364%
12264 | 11 | 1 |  | Manual | 3 | Ceiling Fixture | Incandescent |  | Clear | 1 | 57 | Kitchen | 1226411 | Kitchen | 0.0364%
12264 | 11 | 2 |  | Manual | 8 | Recessed Can | Incandescent |  | Reflector | 1 | 65 | Kitchen | 1226411 | Kitchen | 0.0364%
12264 | 11 | 3 |  | Manual | 1 | Ceiling Fixture | Incandescent |  | Standard A Lamp | 2 | 57 | Kitchen | 1226411 | Kitchen | 0.0364%
12264 | 12 | 1 |  | Manual | 1 | Ceiling Fixture | Incandescent |  | Standard A Lamp | 2 | 57 | Laundry Room | 1226412 | Laundry Room | 0.0364%
12264 | 13 | 1 |  | Manual | 1 | Ceiling Fan | Compact Fluorescent |  | Twist | 4 | 15 | Master Bedroom | 1226413 | Master Bedroom | 0.0364%
12264 | 13 | 2 |  | Dimmer | 1 | Table | Incandescent |  | Standard A Lamp | 1 | 100 | Master Bedroom | 1226413 | Master Bedroom | 0.0364%
12264 | 14 | 1 |  | Manual | 2 | Ceiling Fixture | Incandescent |  | Standard A Lamp | 1 | 75 | Garage | 1226414 | Garage | 0.0364%
12266 | 1 | 1 |  | Manual | 1 | Ceiling Fixture | Incandescent |  | Clear | 1 | 60 | Bathroom | 122661 | Bathroom | 0.1232%
12266 | 2 | 1 |  | Manual | 1 | Ceiling Fan | Incandescent |  | Standard A Lamp | 1 | 60 | Bedroom | 122662 | Bedroom | 0.1232%
12266 | 2 | 2 |  | Manual | 1 | Table | Incandescent |  | 3-Way Incandescent | 1 | 70 | Bedroom | 122662 | Bedroom | 0.1232%
12266 | 3 | 1 |  | Manual | 1 | Garage door opener | Compact Fluorescent |  | Twist | 2 | 13 | Garage | 122663 | Garage | 0.1232%
12266 | 3 | 2 |  | Manual | 1 | Ceiling Fixture | Compact Fluorescent |  | Twist | 1 | 13 | Garage | 122663 | Garage | 0.1232%
12266 | 3 | 3 |  | Manual | 1 | Other | Compact Fluorescent |  | Twist | 1 | 13 | Garage | 122663 | Garage | 0.1232%
12266 | 3 | 4 |  | Manual | 1 | Wall Mount | Incandescent |  | Standard A Lamp | 1 | 40 | Garage | 122663 | Garage | 0.1232%
12266 | 4 | 1 |  | Manual | 1 | Table | Incandescent |  | Standard A Lamp | 1 | 100 | Hall | 122664 | Hall | 0.1232%
12266 | 5 | 1 |  | Manual | 1 | Ceiling Fixture | Incandescent |  | Clear | 1 | 60 | Hall | 122665 | Hall | 0.1232%
12266 | 6 | 1 |  | Manual | 1 | Ceiling Fixture | Incandescent |  | Colored | 1 | 60 | Kitchen | 122666 | Kitchen | 0.1232%
12266 | 6 | 2 |  | Manual | 1 | Other | Halogen |  | MR | 2 | 50 | Kitchen | 122666 | Kitchen | 0.1232%
12266 | 6 | 3 |  | Manual | 2 | Ceiling Fixture | Incandescent |  | Mini base | 3 | 40 | Kitchen | 122666 | Kitchen | 0.1232%
12266 | 6 | 4 |  | Manual | 1 | Other | Compact Fluorescent |  | Straight Tube | 1 | 18 | Kitchen | 122666 | Kitchen | 0.1232%
12266 | 7 | 1 |  | Manual | 1 | Ceiling Fixture | Incandescent |  | Standard A Lamp | 1 | 60 | Laundry Room | 122667 | Laundry Room | 0.1232%
12266 | 8 | 1 |  | Manual | 3 | Ceiling Fixture | Incandescent |  | Mini base | 3 | 40 | Living Room | 122668 | Living Room | 0.1232%
12266 | 8 | 2 |  | Manual | 1 | Table | Incandescent |  | 3-Way Incandescent | 1 | 100 | Living Room | 122668 | Living Room | 0.1232%
12266 | 8 | 3 |  | Manual | 2 | Wall Mount | Incandescent |  | Decorative | 1 | 40 | Living Room | 122668 | Living Room | 0.1232%
12266 | 8 | 4 |  | Manual | 1 | Table | Incandescent |  | Standard A Lamp | 1 | 60 | Living Room | 122668 | Living Room | 0.1232%
12266 | 8 | 5 |  | Manual | 1 | Other | Linear Fluorescent | 36 | T-5 | 1 | 36 | Living Room | 122668 | Living Room | 0.1232%
12266 | 9 | 1 |  | Manual | 1 | Recessed - other | Incandescent |  | Standard A Lamp | 2 | 60 | Master Bedroom | 122669 | Master Bedroom | 0.1232%
12266 | 9 | 2 |  | Manual | 1 | Table | Incandescent |  | Standard A Lamp | 1 | 60 | Master Bedroom | 122669 | Master Bedroom | 0.1232%
12266 | 9 | 3 |  | Manual | 1 | Wall Mount | Incandescent |  | Standard A Lamp | 1 | 100 | Master Bedroom | 122669 | Master Bedroom | 0.1232%
12266 | 9 | 4 |  | Manual | 1 | Wall Mount | Incandescent |  | Mini base | 4 | 40 | Master Bedroom | 122669 | Master Bedroom | 0.1232%
12266 | 9 | 5 |  | Manual | 1 | Ceiling Fixture | Incandescent |  | Clear | 2 | 40 | Master Bedroom | 122669 | Master Bedroom | 0.1232%
12270 | 1 | 1 |  | Manual | 1 | Ceiling Fan | Incandescent |  | Reflector | 2 | 65 | Bathroom | 122701 | Bathroom | 0.0286%
12270 | 1 | 2 |  | Manual | 1 | Table | Incandescent |  | Mini base | 1 | 5 | Bathroom | 122701 | Bathroom | 0.0286%
12270 | 2 | 1 |  | Manual | 1 | Chandelier (Hanging) | Incandescent |  | Decorative | 8 | 25 | Dining Room | 122702 | Dining Room | 0.0286%
12270 | 2 | 2 |  | Manual | 1 | Table | Incandescent |  | Standard A Lamp | 1 | 100 | Dining Room | 122702 | Dining Room | 0.0286%
12270 | 2 | 3 |  | Manual | 1 | Floor lamp | Incandescent |  | Standard A Lamp | 1 | 100 | Dining Room | 122702 | Dining Room | 0.0286%
12270 | 3 | 1 |  | Manual | 1 | Ceiling Fixture | Incandescent |  | Standard A Lamp | 2 | 40 | Hall | 122703 | Hall | 0.0286%
12270 | 4 | 1 |  | Manual | 1 | Recessed Can | Incandescent |  | Reflector | 1 | 65 | Other | 122704 | Other | 0.0286%
12270 | 5 | 1 |  | Manual | 1 | Ceiling Fixture | Incandescent |  | Standard A Lamp | 2 | 60 | Family Room | 122705 | Family Room | 0.0286%
12270 | 5 | 2 |  | Manual | 2 | Table | Incandescent |  | Standard A Lamp | 1 | 40 | Family Room | 122705 | Family Room | 0.0286%
12270 | 5 | 3 |  | Manual | 1 | Table | Incandescent |  | Mini base | 1 | 25 | Family Room | 122705 | Family Room | 0.0286%
12270 | 6 | 1 |  | Manual | 1 | Ceiling Fixture | Linear Fluorescent | 48 | T-12 | 1 | 40 | Kitchen | 122706 | Kitchen | 0.0286%
12270 | 6 | 2 |  | Manual | 1 | Chandelier (Hanging) | Incandescent |  | Mini base | 3 | 25 | Kitchen | 122706 | Kitchen | 0.0286%
12270 | 6 | 3 |  | Manual | 1 | Other | Incandescent |  |  | 1 | 5 | Kitchen | 122706 | Kitchen | 0.0286%
12270 | 6 | 4 |  | Manual | 1 | Ceiling Fixture | Incandescent |  | Standard A Lamp | 2 | 40 | Kitchen | 122706 | Kitchen | 0.0286%
12270 | 7 | 1 |  | Manual | 1 | Ceiling Fixture | Incandescent |  | Standard A Lamp | 2 | 75 | Living Room | 122707 | Living Room | 0.0286%
12270 | 7 | 2 |  | Manual | 1 | Ceiling Fixture | Compact Fluorescent |  | Twist | 1 | 15 | Living Room | 122707 | Living Room | 0.0286%
12270 | 7 | 3 |  | Manual | 2 | Floor lamp | Incandescent |  | Standard A Lamp | 3 | 60 | Living Room | 122707 | Living Room | 0.0286%
12270 | 7 | 4 |  | Manual | 2 | Table | Incandescent |  | Standard A Lamp | 1 | 75 | Living Room | 122707 | Living Room | 0.0286%
12270 | 7 | 5 |  | Manual | 1 | Other | Incandescent |  | Standard A Lamp | 1 | 25 | Living Room | 122707 | Living Room | 0.0286%
12270 | 8 | 1 |  | Manual | 6 | Recessed Can | Incandescent |  | Reflector | 1 | 75 | Master Bedroom | 122708 | Master Bedroom | 0.0286%
12270 | 8 | 2 |  | Manual | 1 | Ceiling Fan | Incandescent |  | Standard A Lamp | 3 | 60 | Master Bedroom | 122708 | Master Bedroom | 0.0286%
12270 | 8 | 3 |  | Manual | 1 | Table | Compact Fluorescent |  | Twist | 1 | 15 | Master Bedroom | 122708 | Master Bedroom | 0.0286%
12270 | 8 | 4 |  | Manual | 1 | Table | Incandescent |  | Standard A Lamp | 1 | 25 | Master Bedroom | 122708 | Master Bedroom | 0.0286%
12270 | 8 | 5 |  | Manual | 1 | Floor lamp | Incandescent |  | Standard A Lamp | 3 | 60 | Master Bedroom | 122708 | Master Bedroom | 0.0286%
12270 | 8 | 6 |  | Manual | 1 | Table | Incandescent |  | Standard A Lamp | 1 | 75 | Master Bedroom | 122708 | Master Bedroom | 0.0286%
12270 | 8 | 7 |  | Manual | 1 | Wall Mount | Incandescent |  | Standard A Lamp | 1 | 60 | Master Bedroom | 122708 | Master Bedroom | 0.0286%
12270 | 8 | 8 |  | Manual | 1 | Floor lamp | Incandescent |  | Standard A Lamp | 1 | 60 | Master Bedroom | 122708 | Master Bedroom | 0.0286%
12270 | 9 | 1 |  | Manual | 1 | Recessed Can | Incandescent |  | Reflector | 2 | 100 | Bathroom | 122709 | Bathroom | 0.0286%
12270 | 10 | 1 |  | Manual | 1 | Recessed Can | Incandescent |  | Reflector | 1 | 65 | Closet | 1227010 | Closet | 0.0286%
12271 | 1 | 1 |  | Manual | 1 | Chandelier (Hanging) | Incandescent |  | Mini base | 3 | 60 | Master Bedroom | 122711 | Master Bedroom | 0.03789%
12271 | 1 | 2 |  | Manual | 1 | Table | Incandescent |  | Mini base | 1 | 60 | Master Bedroom | 122711 | Master Bedroom | 0.03789%
12271 | 1 | 3 |  | Manual | 1 | Table | Compact Fluorescent |  | A shape bulb | 1 | 14 | Master Bedroom | 122711 | Master Bedroom | 0.03789%
12271 | 2 | 1 |  | Manual | 2 | Ceiling Fixture | Incandescent |  | Standard A Lamp | 1 | 60 | Hall | 122712 | Hall | 0.03789%
12271 | 4 | 1 |  | Dimmer | 3 | Recessed Can | Incandescent |  | Standard A Lamp | 1 | 60 | Bedroom | 122714 | Bedroom | 0.03789%
12271 | 4 | 2 |  | Dimmer | 1 | Wall Mount | Other |  |  | 1 | 50 | Bedroom | 122714 | Bedroom | 0.03789%
12271 | 5 | 1 |  | Manual | 1 | Wall Mount | Incandescent |  | Globe | 3 | 60 | Bathroom | 122715 | Bathroom | 0.03789%
12271 | 6 | 1 |  | Dimmer | 1 | Chandelier (Hanging) | Incandescent |  | Mini base | 11 | 40 | Dining Room | 122716 | Dining Room | 0.03789%
12271 | 7 | 1 |  | Manual | 1 | Ceiling Fixture | Incandescent |  | Standard A Lamp | 1 | 60 | Other | 122717 | Other | 0.03789%
12271 | 8 | 1 |  | Manual | 1 | Ceiling Fan | Incandescent |  | Standard A Lamp | 1 | 60 | Kitchen | 122718 | Kitchen | 0.03789%
12271 | 8 | 2 |  | Manual | 9 | Recessed Can | Compact Fluorescent |  | Flood | 1 | 23 | Kitchen | 122718 | Kitchen | 0.03789%
12271 | 9 | 1 |  | Manual | 2 | Table | Compact Fluorescent |  | Twist | 1 | 15 | Family Room | 122719 | Family Room | 0.03789%
12271 | 9 | 2 |  | Manual | 2 | Ceiling Fixture | Incandescent |  | Standard A Lamp | 1 | 60 | Family Room | 122719 | Family Room | 0.03789%
12271 | 9 | 3 |  | Manual | 2 | Ceiling Fixture | Compact Fluorescent |  | Pin base | 1 | 22 | Family Room | 122719 | Family Room | 0.03789%
12271 | 10 | 1 |  | Manual | 1 | Table | Compact Fluorescent |  | Twist | 1 | 14 | Master Bedroom | 1227110 | Master Bedroom | 0.03789%
12271 | 10 | 2 |  | Manual | 4 | Recessed Can | Incandescent |  | Reflector | 1 | 65 | Master Bedroom | 1227110 | Master Bedroom | 0.03789%
12271 | 11 | 1 |  | Manual | 1 | Table | Incandescent |  | Mini base | 2 | 40 | Office | 1227111 | Office | 0.03789%
12271 | 11 | 2 |  | Manual | 1 | Chandelier (Hanging) | Incandescent |  | Globe | 5 | 60 | Office | 1227111 | Office | 0.03789%
12271 | 12 | 1 |  | Manual | 1 | Ceiling Fixture | Incandescent |  | Reflector | 1 | 40 | Living Room | 1227112 | Living Room | 0.03789%
12271 | 12 | 2 |  | Manual | 1 | Floor lamp | Incandescent |  | 3-Way Incandescent | 1 | 150 | Living Room | 1227112 | Living Room | 0.03789%
12271 | 12 | 3 |  | Manual | 1 | Floor lamp | Incandescent |  | Clear | 1 | 40 | Living Room | 1227112 | Living Room | 0.03789%
12271 | 12 | 4 |  | Manual | 1 | Table | Incandescent |  | Standard A Lamp | 1 | 60 | Living Room | 1227112 | Living Room | 0.03789%
12271 | 12 | 5 |  | Manual | 1 | Table | Compact Fluorescent |  | Twist | 1 | 23 | Living Room | 1227112 | Living Room | 0.03789%
12271 | 13 | 1 |  | Manual | 1 | Ceiling Fixture | Incandescent |  | Standard A Lamp | 1 | 60 | Hall | 1227113 | Hall | 0.03789%
12271 | 14 | 1 |  | Manual | 2 | Ceiling Fixture | Incandescent |  | Standard A Lamp | 1 | 60 | Laundry Room | 1227114 | Laundry Room | 0.03789%
12271 | 14 | 2 |  | Manual | 1 | Track | Incandescent |  | Standard A Lamp | 1 | 60 | Laundry Room | 1227114 | Laundry Room | 0.03789%
12271 | 15 | 1 |  | Manual | 1 | Track | Halogen |  | MR | 5 | 40 | Other | 1227115 | Other | 0.03789%
12274 | 1 | 1 |  | Manual | 1 | Wall Mount | Incandescent |  | Globe | 3 | 60 | Bathroom | 122741 | Bathroom | 0.1232%
12274 | 2 | 1 |  | Manual | 1 | Ceiling Fixture | Compact Fluorescent |  | Twist | 2 | 15 | Bedroom | 122742 | Bedroom | 0.1232%
12274 | 3 | 1 |  | Manual | 1 | Ceiling Fixture | Compact Fluorescent |  | Twist | 2 | 22 | Bedroom | 122743 | Bedroom | 0.1232%
12274 | 4 | 1 |  | Manual | 1 | Chandelier (Hanging) | Incandescent |  | Standard A Lamp | 1 | 60 | Dining Room | 122744 | Dining Room | 0.1232%
12274 | 5 | 1 |  | Dimmer | 4 | Recessed Can | Incandescent |  | Reflector | 1 | 65 | Family Room | 122745 | Family Room | 0.1232%
12274 | 6 | 1 |  | Manual | 1 | Garage door opener | Incandescent |  | Standard A Lamp | 1 | 60 | Garage | 122746 | Garage | 0.1232%
12274 | 7 | 1 |  | Manual | 1 | Ceiling Fixture | Compact Fluorescent |  | Twist | 1 | 15 | Hall | 122747 | Hall | 0.1232%
12274 | 8 | 1 |  | Manual | 1 | Track | Halogen |  | MR | 4 | 20 | Hall | 122748 | Hall | 0.1232%
12274 | 9 | 1 |  | Manual | 1 | Ceiling Fixture | Compact Fluorescent |  | Twist | 3 | 22 | Laundry Room | 122749 | Laundry Room | 0.1232%
12274 | 10 | 1 |  | Manual | 1 | Floor lamp | Compact Fluorescent |  | Twist | 1 | 15 | Living Room | 1227410 | Living Room | 0.1232%
12274 | 11 | 1 |  | Manual | 1 | Ceiling Fixture | Compact Fluorescent |  | Twist | 2 | 22 | Master Bedroom | 1227411 | Master Bedroom | 0.1232%
12274 | 12 | 1 |  | Manual | 1 | Ceiling Fixture | Incandescent |  | Standard A Lamp | 1 | 40 | Closet | 1227412 | Closet | 0.1232%
12278 | 1 | 1 |  | Manual | 1 | Wall Mount | Incandescent |  | Globe | 4 | 60 | Bathroom | 122781 | Bathroom | 0.04979%
12278 | 2 | 1 |  | Manual | 2 | Recessed Can | Compact Fluorescent |  | Twist | 1 | 15 | Hall | 122782 | Hall | 0.04979%
12278 | 3 | 1 |  | Manual | 5 | Recessed Can | Compact Fluorescent |  | Twist | 1 | 15 | Kitchen | 122783 | Kitchen | 0.04979%
12278 | 4 | 1 |  | Manual | 4 | Recessed Can | Compact Fluorescent |  | Twist | 1 | 15 | Master Bedroom | 122784 | Master Bedroom | 0.04979%
12278 | 4 | 2 |  | Manual | 1 | Table | Compact Fluorescent |  | Twist | 1 | 15 | Master Bedroom | 122784 | Master Bedroom | 0.04979%
12278 | 5 | 1 |  | Manual | 1 | Wall Mount | Compact Fluorescent |  | Twist | 4 | 15 | Bathroom | 122785 | Bathroom | 0.04979%
12278 | 6 | 1 |  | Manual | 3 | Ceiling Fixture | Compact Fluorescent |  | Twist | 1 | 15 | Hall | 122786 | Hall | 0.04979%
12278 | 7 | 1 |  | Manual | 1 | Ceiling Fan | Incandescent |  | Heat Lamp | 1 | 250 | Bathroom | 122787 | Bathroom | 0.04979%
12278 | 7 | 2 |  | Manual | 1 | Wall Mount | Compact Fluorescent |  | Twist | 4 | 15 | Bathroom | 122787 | Bathroom | 0.04979%
12278 | 7 | 3 |  | Manual | 1 | Wall Mount | Compact Fluorescent |  | Twist | 4 | 23 | Bathroom | 122787 | Bathroom | 0.04979%
12278 | 8 | 1 |  | Manual | 1 | Ceiling Fixture | Compact Fluorescent |  | Twist | 2 | 15 | Bedroom | 122788 | Bedroom | 0.04979%
12278 | 9 | 1 |  | Manual | 1 | Ceiling Fixture | Compact Fluorescent |  | Twist | 2 | 15 | Office | 122789 | Office | 0.04979%
12278 | 10 | 1 |  | Manual | 2 | Wall Mount | Compact Fluorescent |  | Twist | 1 | 15 | Hall | 1227810 | Hall | 0.04979%
12278 | 11 | 1 |  | Manual | 1 | Ceiling Fixture | Compact Fluorescent |  | Twist | 2 | 15 | Bedroom | 1227811 | Bedroom | 0.04979%
12278 | 12 | 1 |  | Manual | 2 | Ceiling Fixture | Compact Fluorescent |  | Twist | 1 | 15 | Garage | 1227812 | Garage | 0.04979%
12278 | 12 | 2 |  | Manual | 1 | Garage door opener | Incandescent |  | Standard A Lamp | 1 | 40 | Garage | 1227812 | Garage | 0.04979%
12278 | 13 | 1 |  | Manual | 1 | Ceiling Fixture | Compact Fluorescent |  | Twist | 1 | 15 | Living Room | 1227813 | Living Room | 0.04979%
12278 | 13 | 2 |  | Manual | 1 | Recessed Can | Compact Fluorescent |  | Twist | 1 | 15 | Living Room | 1227813 | Living Room | 0.04979%
12295 | 1 | 1 |  | Manual | 1 | Ceiling Fixture | Compact Fluorescent |  | Twist | 2 | 13 | Bedroom | 122951 | Bedroom | 0.1723%
12295 | 1 | 2 |  | Manual | 1 | Table | Compact Fluorescent |  | A shape bulb | 1 | 13 | Bedroom | 122951 | Bedroom | 0.1723%
12295 | 2 | 1 |  | Manual | 1 | Ceiling Fixture | Compact Fluorescent |  | Twist | 2 | 13 | Bedroom | 122952 | Bedroom | 0.1723%
12295 | 2 | 2 |  | Manual | 1 | Table | Incandescent |  | Clear | 1 | 60 | Bedroom | 122952 | Bedroom | 0.1723%
12295 | 2 | 3 |  | Manual | 1 | Floor lamp | Incandescent |  | Mini base | 6 | 25 | Bedroom | 122952 | Bedroom | 0.1723%
12295 | 3 | 1 |  | Manual | 1 | Ceiling Fixture | Compact Fluorescent |  | Twist | 2 | 13 | Bedroom | 122953 | Bedroom | 0.1723%
12295 | 4 | 1 |  | Manual | 1 | Chandelier (Hanging) | Incandescent |  | Clear | 5 | 60 | Dining Room | 122954 | Dining Room | 0.1723%
12295 | 5 | 1 |  | Manual | 1 | Chandelier (Hanging) | Incandescent |  | Mini base | 6 | 40 | Dining Room | 122955 | Dining Room | 0.1723%
12295 | 6 | 1 |  | Manual | 1 | Wall Mount | Incandescent |  | Globe | 4 | 60 | Bathroom | 122956 | Bathroom | 0.1723%
12295 | 7 | 1 |  | Manual | 1 | Ceiling Fan | Compact Fluorescent |  | Twist | 1 | 13 | Family Room | 122957 | Family Room | 0.1723%
12295 | 7 | 2 |  | Dimmer | 2 | Floor lamp | Halogen |  | Quartz Tube | 1 | 300 | Family Room | 122957 | Family Room | 0.1723%
12295 | 8 | 1 |  | Manual | 1 | Chandelier (Hanging) | Incandescent |  | Mini base | 15 | 40 | Hall | 122958 | Hall | 0.1723%
12295 | 9 | 1 |  | Manual | 4 | High bay | Linear Fluorescent | 48 | T-12 | 2 | 40 | Garage | 122959 | Garage | 0.1723%
12295 | 10 | 1 |  | Manual | 1 | Recessed Can | Compact Fluorescent |  | Twist | 1 | 13 | Hall | 1229510 | Hall | 0.1723%
12295 | 11 | 1 |  | Manual | 8 | Recessed Can | Compact Fluorescent |  | Twist | 1 | 13 | Kitchen | 1229511 | Kitchen | 0.1723%
12295 | 12 | 1 |  | Manual | 1 | Recessed Can | Compact Fluorescent |  | Twist | 1 | 13 | Laundry Room | 1229512 | Laundry Room | 0.1723%
12295 | 13 | 1 |  | Manual | 1 | Recessed Can | Incandescent |  | Reflector | 1 | 45 | Living Room | 1229513 | Living Room | 0.1723%
12295 | 13 | 2 |  | Manual | 1 | Recessed Can | Compact Fluorescent |  | Twist | 1 | 13 | Living Room | 1229513 | Living Room | 0.1723%
12295 | 14 | 1 |  | Manual | 1 | Wall Mount | Incandescent |  | Globe | 8 | 60 | Bathroom | 1229514 | Bathroom | 0.1723%
12295 | 15 | 1 |  | Manual | 1 | Ceiling Fixture | Incandescent |  | Standard A Lamp | 3 | 60 | Bedroom | 1229515 | Bedroom | 0.1723%
12295 | 15 | 2 |  | Manual | 2 | Table | Incandescent |  | Standard A Lamp | 1 | 60 | Bedroom | 1229515 | Bedroom | 0.1723%
12295 | 16 | 1 |  | Manual | 1 | Ceiling Fixture | Incandescent |  | Standard A Lamp | 1 | 60 | Closet | 1229516 | Closet | 0.1723%
12295 | 17 | 1 |  | Manual | 1 | Wall Mount | Incandescent |  | Globe | 6 | 60 | Bathroom | 1229517 | Bathroom | 0.1723%
12295 | 18 | 1 |  | Manual | 3 | Recessed Can | Compact Fluorescent |  | Twist | 1 | 13 | Hall | 1229518 | Hall | 0.1723%
12303 | 1 | 1 |  | Manual | 1 | Wall Mount | Incandescent |  | Globe | 3 | 40 | Bathroom | 123031 | Bathroom | 0.0364%
12303 | 1 | 2 |  | Manual | 1 | Wall Mount | Compact Fluorescent |  | Globe | 3 | 7 | Bathroom | 123031 | Bathroom | 0.0364%
12303 | 2 | 1 |  | Manual | 1 | Ceiling Fixture | Compact Fluorescent |  | Twist | 1 | 15 | Bedroom | 123032 | Bedroom | 0.0364%
12303 | 2 | 2 |  | Manual | 2 | Table | Incandescent |  | Standard A Lamp | 1 | 40 | Bedroom | 123032 | Bedroom | 0.0364%
12303 | 3 | 1 |  | Manual | 1 | Ceiling Fixture | Compact Fluorescent |  | Twist | 1 | 15 | Other | 123033 | Other | 0.0364%
12303 | 4 | 1 |  | Manual | 1 | Ceiling Fixture | Incandescent |  | Decorative | 5 | 25 | Dining Room | 123034 | Dining Room | 0.0364%
12303 | 5 | 1 |  | Manual | 1 | Ceiling Fan | Incandescent |  | Globe | 4 | 60 | Family Room | 123035 | Family Room | 0.0364%
12303 | 5 | 2 |  | Manual | 1 | Floor lamp | Compact Fluorescent |  | Twist | 1 | 22 | Family Room | 123035 | Family Room | 0.0364%
12303 | 5 | 3 |  | Manual | 1 | Table | Compact Fluorescent |  | Twist | 1 | 22 | Family Room | 123035 | Family Room | 0.0364%
12303 | 6 | 1 |  | Manual | 2 | Ceiling Fixture | Compact Fluorescent |  | Twist | 1 | 15 | Hall | 123036 | Hall | 0.0364%
12303 | 7 | 1 |  | Manual | 2 | Recessed - other | Linear Fluorescent | 72 | T-12 | 2 | 40 | Kitchen | 123037 | Kitchen | 0.0364%
12303 | 7 | 2 |  | Manual | 1 | Ceiling Fixture | Incandescent |  | Standard A Lamp | 1 | 40 | Kitchen | 123037 | Kitchen | 0.0364%
12303 | 8 | 1 |  | Manual | 1 | Ceiling Fixture | Compact Fluorescent |  | Twist | 1 | 15 | Laundry Room | 123038 | Laundry Room | 0.0364%
12303 | 9 | 1 |  | Manual | 2 | Recessed Can | Incandescent |  | Reflector | 1 | 65 | Living Room | 123039 | Living Room | 0.0364%
12303 | 9 | 2 |  | Manual | 1 | Table | Incandescent |  | Standard A Lamp | 2 | 60 | Living Room | 123039 | Living Room | 0.0364%
12303 | 9 | 3 |  | Manual | 1 | Floor lamp | Compact Fluorescent |  | Twist | 1 | 22 | Living Room | 123039 | Living Room | 0.0364%
12303 | 9 | 4 |  | Manual | 1 | Table | Compact Fluorescent |  | Straight Tube | 1 | 15 | Living Room | 123039 | Living Room | 0.0364%
12303 | 9 | 5 |  | Dimmer | 1 | Floor lamp | Incandescent |  | Standard A Lamp | 1 | 60 | Living Room | 123039 | Living Room | 0.0364%
12303 | 10 | 1 |  | Manual | 1 | Wall Mount | Incandescent |  | Globe | 6 | 40 | Bathroom | 1230310 | Bathroom | 0.0364%
12303 | 10 | 2 |  | Manual | 1 | Ceiling Fixture | Incandescent |  | Standard A Lamp | 2 | 60 | Bathroom | 1230310 | Bathroom | 0.0364%
12303 | 11 | 1 |  | Manual | 1 | Ceiling Fixture | Incandescent |  | Standard A Lamp | 2 | 60 | Master Bedroom | 1230311 | Master Bedroom | 0.0364%
12303 | 11 | 2 |  | Manual | 1 | Table | Compact Fluorescent |  | A shape bulb | 1 | 7 | Master Bedroom | 1230311 | Master Bedroom | 0.0364%
12303 | 12 | 1 |  | Manual | 1 | Ceiling Fixture | Incandescent |  | Standard A Lamp | 1 | 60 | Closet | 1230312 | Closet | 0.0364%
12303 | 13 | 1 |  | Manual | 1 | Floor lamp | Compact Fluorescent |  | Twist | 1 | 7 | Office | 1230313 | Office | 0.0364%
12305 | 1 | 1 |  | Manual | 1 | Wall Mount | Compact Fluorescent |  | Globe | 3 | 15 | Bathroom | 123051 | Bathroom | 0.1232%
12305 | 2 | 1 |  | Manual | 1 | Wall Mount | Incandescent |  | Globe | 3 | 40 | Bathroom | 123052 | Bathroom | 0.1232%
12305 | 3 | 1 |  | Manual | 2 | Ceiling Fixture | Incandescent |  | Standard A Lamp | 2 | 60 | Bedroom | 123053 | Bedroom | 0.1232%
12305 | 3 | 2 |  | Manual | 1 | Table | Compact Fluorescent |  | Twist | 1 | 15 | Bedroom | 123053 | Bedroom | 0.1232%
12305 | 4 | 1 |  | Manual | 1 | Ceiling Fixture | Compact Fluorescent |  | Twist | 2 | 15 | Bedroom | 123054 | Bedroom | 0.1232%
12305 | 5 | 1 |  | Manual | 1 | Ceiling Fixture | Compact Fluorescent |  | Twist | 2 | 15 | Bedroom | 123055 | Bedroom | 0.1232%
12305 | 6 | 1 |  | Manual | 1 | Chandelier (Hanging) | Compact Fluorescent |  | Twist | 1 | 15 | Dining Room | 123056 | Dining Room | 0.1232%
12305 | 7 | 1 |  | Manual | 1 | Ceiling Fixture | Incandescent |  | Standard A Lamp | 1 | 60 | Garage | 123057 | Garage | 0.1232%
12305 | 7 | 2 |  | Manual | 1 | Garage door opener | Incandescent |  | Standard A Lamp | 1 | 60 | Garage | 123057 | Garage | 0.1232%
12305 | 8 | 1 |  | Manual | 2 | Ceiling Fixture | Incandescent |  | Standard A Lamp | 1 | 60 | Hall | 123058 | Hall | 0.1232%
12305 | 9 | 1 |  | Manual | 4 | Ceiling Fixture | Compact Fluorescent |  | Twist | 1 | 15 | Kitchen | 123059 | Kitchen | 0.1232%
12305 | 10 | 1 |  | Manual | 1 | Ceiling Fixture | Compact Fluorescent |  | Twist | 1 | 15 | Laundry Room | 1230510 | Laundry Room | 0.1232%
12305 | 11 | 1 |  | Manual | 1 | Torchiere | Incandescent |  | Reflector | 1 | 65 | Living Room | 1230511 | Living Room | 0.1232%
12305 | 12 | 1 |  | Manual | 1 | Wall Mount | Incandescent |  | Globe | 6 | 40 | Bathroom | 1230512 | Bathroom | 0.1232%
12305 | 12 | 2 |  | Manual | 1 | Ceiling Fixture | Compact Fluorescent |  | Twist | 1 | 15 | Bathroom | 1230512 | Bathroom | 0.1232%
12305 | 13 | 1 |  | Manual | 1 | Ceiling Fixture | Compact Fluorescent |  | Twist | 2 | 15 | Master Bedroom | 1230513 | Master Bedroom | 0.1232%
12305 | 14 | 1 |  | Manual | 1 | Ceiling Fixture | Compact Fluorescent |  | Twist | 1 | 15 | Closet | 1230514 | Closet | 0.1232%
12305 | 15 | 1 |  | Manual | 2 | Ceiling Fixture | Compact Fluorescent |  | Twist | 1 | 15 | Hall | 1230515 | Hall | 0.1232%
12307 | 1 | 1 |  | Manual | 1 | Ceiling Fixture | Incandescent |  | Standard A Lamp | 1 | 60 | Bedroom | 123071 | Bedroom | 0.03789%
12307 | 1 | 2 |  | Manual | 1 | Table | Incandescent |  | Standard A Lamp | 1 | 75 | Bedroom | 123071 | Bedroom | 0.03789%
12307 | 2 | 1 |  | Manual | 1 | Recessed Can | Incandescent |  | Heat Lamp | 1 | 150 | Bathroom | 123072 | Bathroom | 0.03789%
12307 | 2 | 2 |  | Manual | 1 | Wall Mount | Incandescent |  | Globe | 4 | 40 | Bathroom | 123072 | Bathroom | 0.03789%
12307 | 3 | 1 |  | Manual | 1 | Wall Mount | Compact Fluorescent |  | Twist | 3 | 15 | Bathroom | 123073 | Bathroom | 0.03789%
12307 | 4 | 1 |  | Manual | 1 | Ceiling Fixture | Linear Fluorescent | 48 | T-12 | 2 | 40 | Other | 123074 | Other | 0.03789%
12307 | 5 | 1 |  | Manual | 1 | Ceiling Fixture | Incandescent |  | Standard A Lamp | 1 | 60 | Closet | 123075 | Closet | 0.03789%
12307 | 6 | 1 |  | Dimmer | 1 | Chandelier (Hanging) | Incandescent |  | Standard A Lamp | 5 | 40 | Dining Room | 123076 | Dining Room | 0.03789%
12307 | 6 | 2 |  | Manual | 1 | Torchiere | Halogen |  | Quartz Tube | 1 | 100 | Dining Room | 123076 | Dining Room | 0.03789%
12307 | 7 | 1 |  | Manual | 1 | Ceiling Fixture | Compact Fluorescent |  | Twist | 3 | 22 | Kitchen | 123077 | Kitchen | 0.03789%
12307 | 8 | 1 |  | Manual | 1 | Ceiling Fixture | Compact Fluorescent |  | Twist | 2 | 15 | Laundry Room | 123078 | Laundry Room | 0.03789%
12307 | 9 | 1 |  | Manual | 3 | Ceiling Fixture | Compact Fluorescent |  | Twist | 2 | 15 | Living Room | 123079 | Living Room | 0.03789%
12307 | 9 | 2 |  | Dimmer | 1 | Ceiling Fixture | Compact Fluorescent |  | Twist | 3 | 15 | Living Room | 123079 | Living Room | 0.03789%
12307 | 9 | 3 |  | Manual | 1 | Torchiere | Halogen |  | Quartz Tube | 1 | 75 | Living Room | 123079 | Living Room | 0.03789%
12307 | 9 | 4 |  | Manual | 3 | Floor lamp | Compact Fluorescent |  | Twist | 3 | 15 | Living Room | 123079 | Living Room | 0.03789%
12307 | 9 | 5 |  | Manual | 2 | Table | Incandescent |  | Standard A Lamp | 1 | 60 | Living Room | 123079 | Living Room | 0.03789%
12307 | 10 | 1 |  | Manual | 1 | Wall Mount | Incandescent |  | Globe | 6 | 40 | Bathroom | 1230710 | Bathroom | 0.03789%
12307 | 11 | 1 |  | Manual | 1 | Ceiling Fixture | Compact Fluorescent |  | Twist | 3 | 15 | Master Bedroom | 1230711 | Master Bedroom | 0.03789%
12307 | 11 | 2 |  | Manual | 2 | Table | Incandescent |  | Standard A Lamp | 1 | 60 | Master Bedroom | 1230711 | Master Bedroom | 0.03789%
12307 | 12 | 1 |  | Manual | 1 | Ceiling Fixture | Compact Fluorescent |  | Twist | 2 | 15 | Office | 1230712 | Office | 0.03789%
12307 | 13 | 1 |  | Manual | 2 | Ceiling Fixture | Compact Fluorescent |  | Twist | 1 | 42 | Hall | 1230713 | Hall | 0.03789%
12307 | 15 | 1 |  | Manual | 4 | Ceiling Fixture | Linear Fluorescent | 48 | T-12 | 2 | 40 | Other | 1230715 | Other | 0.03789%
12307 | 15 | 2 |  | Manual | 1 | Ceiling Fixture | Linear Fluorescent | 48 | T-5 | 4 | 32 | Other | 1230715 | Other | 0.03789%
12307 | 15 | 3 |  | Manual | 1 | Ceiling Fixture | Incandescent |  | Reflector | 1 | 150 | Other | 1230715 | Other | 0.03789%
12307 | 15 | 4 |  | Manual | 1 | Ceiling Fixture | Compact Fluorescent |  | Straight Tube | 1 | 42 | Other | 1230715 | Other | 0.03789%
12315 | 1 | 1 |  | Manual | 1 | Recessed - other | Linear Fluorescent | 48 | T-8 | 1 | 32 | Bathroom | 123151 | Bathroom | 0.04979%
12315 | 2 | 1 |  | Manual | 1 | Recessed - other | Linear Fluorescent | 48 | T-8 | 1 | 32 | Bathroom | 123152 | Bathroom | 0.04979%
12315 | 3 | 1 |  | Manual | 1 | Wall Mount | Incandescent |  | Standard A Lamp | 4 | 60 | Bathroom | 123153 | Bathroom | 0.04979%
12315 | 3 | 2 |  | Manual | 1 | Ceiling Fixture | Incandescent |  | Standard A Lamp | 2 | 60 | Bathroom | 123153 | Bathroom | 0.04979%
12315 | 4 | 1 |  | Manual | 1 | Torchiere | Halogen |  | Quartz Tube | 1 | 300 | Bedroom | 123154 | Bedroom | 0.04979%
12315 | 5 | 1 |  | Manual | 1 | Wall Mount | Compact Fluorescent |  | Twist | 1 | 15 | Bedroom | 123155 | Bedroom | 0.04979%
12315 | 7 | 1 |  | Manual | 1 | Wall Mount | Incandescent |  | Reflector | 1 | 60 | Closet | 123157 | Closet | 0.04979%
12315 | 8 | 1 |  | Manual | 1 | Chandelier (Hanging) | Incandescent |  | Standard A Lamp | 5 | 60 | Dining Room | 123158 | Dining Room | 0.04979%
12315 | 9 | 1 |  | Manual | 1 | Chandelier (Hanging) | Compact Fluorescent |  | Twist | 6 | 15 | Hall | 123159 | Hall | 0.04979%
12315 | 10 | 1 |  | Manual | 4 | Ceiling Fixture | Incandescent |  | Mini base | 2 | 60 | Family Room | 1231510 | Family Room | 0.04979%
12315 | 11 | 1 |  | Manual | 1 | Ceiling Fan | Incandescent |  | Standard A Lamp | 1 | 60 | Family Room | 1231511 | Family Room | 0.04979%
12315 | 11 | 2 |  | Manual | 1 | Ceiling Fan | Compact Fluorescent |  | Twist | 2 | 15 | Family Room | 1231511 | Family Room | 0.04979%
12315 | 11 | 3 |  | Manual | 2 | Track | Compact Fluorescent |  | Twist | 3 | 15 | Family Room | 1231511 | Family Room | 0.04979%
12315 | 11 | 4 |  | Manual | 1 | Floor lamp | Compact Fluorescent |  | Twist | 2 | 15 | Family Room | 1231511 | Family Room | 0.04979%
12315 | 12 | 1 |  | Manual | 2 | Ceiling Fixture | Linear Fluorescent | 48 | T-12 | 2 | 40 | Garage | 1231512 | Garage | 0.04979%
12315 | 13 | 1 |  | Manual | 1 | Ceiling Fixture | Compact Fluorescent |  | Twist | 2 | 15 | Hall | 1231513 | Hall | 0.04979%
12315 | 14 | 1 |  | Manual | 2 | Ceiling Fixture | Compact Fluorescent |  | Twist | 1 | 15 | Hall | 1231514 | Hall | 0.04979%
12315 | 15 | 1 |  | Manual | 1 | Chandelier (Hanging) | Incandescent |  | Standard A Lamp | 6 | 60 | Kitchen | 1231515 | Kitchen | 0.04979%
12315 | 15 | 2 |  | Manual | 9 | Recessed Can | Incandescent |  | Reflector | 1 | 65 | Kitchen | 1231515 | Kitchen | 0.04979%
12315 | 15 | 3 |  | Manual | 1 | Other | Halogen |  | Other | 1 | 25 | Kitchen | 1231515 | Kitchen | 0.04979%
12315 | 15 | 4 |  | Manual | 4 | Other | Halogen |  | Other | 1 | 17 | Kitchen | 1231515 | Kitchen | 0.04979%
12315 | 15 | 5 |  | Manual | 1 | Other | Halogen |  | Other | 1 | 17 | Kitchen | 1231515 | Kitchen | 0.04979%
12315 | 16 | 1 |  | Manual | 1 | Ceiling Fixture | Incandescent |  | Standard A Lamp | 1 | 60 | Laundry Room | 1231516 | Laundry Room | 0.04979%
12315 | 17 | 1 |  | Manual | 1 | Floor lamp | Incandescent |  | Standard A Lamp | 1 | 60 | Living Room | 1231517 | Living Room | 0.04979%
12315 | 18 | 1 |  | Manual | 2 | Other | Compact Fluorescent |  | Twist | 1 | 15 | Master Bedroom | 1231518 | Master Bedroom | 0.04979%
12315 | 18 | 2 |  | Manual | 1 | Torchiere | Incandescent |  | 3-Way Incandescent | 1 | 150 | Master Bedroom | 1231518 | Master Bedroom | 0.04979%
12315 | 18 | 3 |  | Manual | 1 | Floor lamp | Compact Fluorescent |  | Twist | 1 | 12 | Master Bedroom | 1231518 | Master Bedroom | 0.04979%
12315 | 19 | 1 |  | Manual | 1 | Recessed - other | Linear Fluorescent | 48 | T-8 | 1 | 32 | Bathroom | 1231519 | Bathroom | 0.04979%
12320 | 1 | 1 |  | Manual | 1 | Wall Mount | Incandescent |  | Globe | 4 | 40 | Bathroom | 123201 | Bathroom | 0.04979%
12320 | 2 | 1 |  | Manual | 1 | Recessed Can | Compact Fluorescent |  | Reflector | 1 | 15 | Bedroom | 123202 | Bedroom | 0.04979%
12320 | 2 | 2 |  | Manual | 1 | Floor lamp | Compact Fluorescent |  | A shape bulb | 1 | 20 | Bedroom | 123202 | Bedroom | 0.04979%
12320 | 3 | 1 |  | Manual | 1 | Ceiling Fixture | Compact Fluorescent |  | Twist | 2 | 15 | Bedroom | 123203 | Bedroom | 0.04979%
12320 | 4 | 1 |  | Manual | 1 | Ceiling Fixture | Compact Fluorescent |  | Twist | 2 | 15 | Hall | 123204 | Hall | 0.04979%
12320 | 5 | 1 |  | Manual | 1 | Chandelier (Hanging) | Incandescent |  | Standard A Lamp | 5 | 60 | Dining Room | 123205 | Dining Room | 0.04979%
12320 | 6 | 1 |  | Manual | 1 | Recessed Can | Compact Fluorescent |  | Reflector | 1 | 15 | Other | 123206 | Other | 0.04979%
12320 | 7 | 1 |  | Manual | 1 | Architectural | Compact Fluorescent |  | Twist | 1 | 25 | Garage | 123207 | Garage | 0.04979%
12320 | 7 | 2 |  | Manual | 1 | Garage door opener | Compact Fluorescent |  | Twist | 1 | 25 | Garage | 123207 | Garage | 0.04979%
12320 | 8 | 1 |  | Manual | 4 | Recessed Can | Compact Fluorescent |  | Reflector | 1 | 15 | Hall | 123208 | Hall | 0.04979%
12320 | 8 | 2 |  | Manual | 1 | Chandelier (Hanging) | Incandescent |  | Standard A Lamp | 3 | 60 | Hall | 123208 | Hall | 0.04979%
12320 | 9 | 1 |  | Manual | 4 | Recessed Can | Compact Fluorescent |  | Twist | 1 | 15 | Kitchen | 123209 | Kitchen | 0.04979%
12320 | 9 | 2 |  | Manual | 1 | Chandelier (Hanging) | Compact Fluorescent |  | Twist | 1 | 25 | Kitchen | 123209 | Kitchen | 0.04979%
12320 | 10 | 1 |  | Manual | 1 | Ceiling Fixture | Incandescent |  | Standard A Lamp | 2 | 40 | Laundry Room | 1232010 | Laundry Room | 0.04979%
12320 | 11 | 1 |  | Manual | 1 | Floor lamp | Halogen |  | Quartz Tube | 1 | 300 | Living Room | 1232011 | Living Room | 0.04979%
12320 | 12 | 1 |  | Manual | 1 | Ceiling Fixture | Incandescent |  | Standard A Lamp | 2 | 60 | Closet | 1232012 | Closet | 0.04979%
12320 | 13 | 1 |  | Manual | 2 | Wall Mount | Incandescent |  | Standard A Lamp | 3 | 100 | Bathroom | 1232013 | Bathroom | 0.04979%
12320 | 14 | 1 |  | Manual | 1 | Floor lamp | Compact Fluorescent |  | Circline (Screw Base) | 1 | 22 | Master Bedroom | 1232014 | Master Bedroom | 0.04979%
12320 | 15 | 1 |  | Manual | 1 | Ceiling Fixture | Incandescent |  | Standard A Lamp | 2 | 40 | Office | 1232015 | Office | 0.04979%
12320 | 16 | 1 |  | Manual | 2 | High bay | Linear Fluorescent | 48 | T-12 | 4 | 40 | Other | 1232016 | Other | 0.04979%
12320 | 17 | 1 |  | Manual | 1 | Recessed - other | Incandescent |  | Reflector | 1 | 65 | Bathroom | 1232017 | Bathroom | 0.04979%
12320 | 18 | 1 |  | Manual | 1 | Wall Mount | Incandescent |  | Globe | 6 | 40 | Bathroom | 1232018 | Bathroom | 0.04979%
12320 | 19 | 1 |  | Manual | 3 | Recessed Can | Compact Fluorescent |  | Reflector | 1 | 15 | Hall | 1232019 | Hall | 0.04979%
12321 | 1 | 1 |  | Manual | 1 | Wall Mount | Compact Fluorescent |  | Globe | 4 | 11 | Bathroom | 123211 | Bathroom | 0.03789%
12321 | 2 | 1 |  | Manual | 1 | Ceiling Fan | Compact Fluorescent |  | Twist | 4 | 13 | Bedroom | 123212 | Bedroom | 0.03789%
12321 | 2 | 2 |  | Manual | 1 | Table | Compact Fluorescent |  | Twist | 1 | 13 | Bedroom | 123212 | Bedroom | 0.03789%
12321 | 3 | 1 |  | Manual | 1 | Ceiling Fixture | Compact Fluorescent |  | Twist | 2 | 23 | Bedroom | 123213 | Bedroom | 0.03789%
12321 | 3 | 2 |  | None | 1 | Table | Incandescent |  | Standard A Lamp | 1 | 60 | Bedroom | 123213 | Bedroom | 0.03789%
12321 | 4 | 1 |  | Manual | 1 | Wall Mount | Compact Fluorescent |  | Globe | 3 | 16 | Bathroom | 123214 | Bathroom | 0.03789%
12321 | 5 | 1 |  | Manual | 1 | Ceiling Fan | Compact Fluorescent |  | Twist | 3 | 13 | Bedroom | 123215 | Bedroom | 0.03789%
12321 | 6 | 1 |  | Manual | 1 | Ceiling Fan | Compact Fluorescent |  | Twist | 1 | 23 | Other | 123216 | Other | 0.03789%
12321 | 6 | 2 |  | Manual | 1 | Table | Compact Fluorescent |  | Twist | 2 | 15 | Other | 123216 | Other | 0.03789%
12321 | 7 | 1 |  | Manual | 1 | Recessed Can | Compact Fluorescent |  | Twist | 1 | 13 | Hall | 123217 | Hall | 0.03789%
12321 | 8 | 1 |  | Manual | 1 | Ceiling Fan | Compact Fluorescent |  | Twist | 3 | 13 | Kitchen | 123218 | Kitchen | 0.03789%
12321 | 9 | 1 |  | Manual | 2 | Architectural | Linear Fluorescent | 36 | Fluorescent Other | 1 | 11 | Laundry Room | 123219 | Laundry Room | 0.03789%
12321 | 10 | 1 |  | Manual | 1 | Ceiling Fan | Compact Fluorescent |  | Twist | 1 | 13 | Living Room | 1232110 | Living Room | 0.03789%
12321 | 10 | 2 |  | Manual | 1 | Table | Linear Fluorescent | 36 | Fluorescent Other | 1 | 11 | Living Room | 1232110 | Living Room | 0.03789%
12321 | 11 | 1 |  | Manual | 3 | Recessed Can | Compact Fluorescent |  | Reflector | 1 | 16 | Other | 1232111 | Other | 0.03789%
12321 | 11 | 2 |  | Manual | 2 | Ceiling Fan | Compact Fluorescent |  | Globe | 3 | 16 | Other | 1232111 | Other | 0.03789%
12321 | 11 | 3 |  | Manual | 1 | Table | Compact Fluorescent |  | Twist | 1 | 13 | Other | 1232111 | Other | 0.03789%
12339 | 1 | 1 |  | Manual | 1 | Ceiling Fixture | Incandescent |  | Standard A Lamp | 2 | 60 | Other | 123391 | Other | 0.04979%
12339 | 1 | 2 |  | Manual | 2 | Table | Incandescent |  | Standard A Lamp | 2 | 60 | Other | 123391 | Other | 0.04979%
12339 | 2 | 1 |  | Manual | 1 | Chandelier (Hanging) | Incandescent |  | Mini base | 5 | 40 | Dining Room | 123392 | Dining Room | 0.04979%
12339 | 3 | 1 |  | Manual | 1 | Ceiling Fan | Compact Fluorescent |  | Twist | 4 | 15 | Family Room | 123393 | Family Room | 0.04979%
12339 | 3 | 2 |  | Manual | 1 | Table | Incandescent |  | Mini base | 1 | 40 | Family Room | 123393 | Family Room | 0.04979%
12339 | 3 | 3 |  | Manual | 1 | Floor lamp | Incandescent |  | Decorative | 2 | 40 | Family Room | 123393 | Family Room | 0.04979%
12339 | 4 | 1 |  | Manual | 1 | Chandelier (Hanging) | Compact Fluorescent |  | Decorative | 3 | 15 | Hall | 123394 | Hall | 0.04979%
12339 | 5 | 1 |  | Manual | 1 | Ceiling Fixture | Incandescent |  | Standard A Lamp | 1 | 40 | Laundry Room | 123395 | Laundry Room | 0.04979%
12339 | 5 | 2 |  | Manual | 1 | Wall Mount | Incandescent |  | Clear | 3 | 40 | Laundry Room | 123395 | Laundry Room | 0.04979%
12339 | 6 | 1 |  | Manual | 3 | Ceiling Fixture | Incandescent |  | Reflector | 3 | 75 | Garage | 123396 | Garage | 0.04979%
12339 | 6 | 2 |  | Manual | 1 | Garage door opener | Incandescent |  | Standard A Lamp | 2 | 60 | Garage | 123396 | Garage | 0.04979%
12339 | 7 | 1 |  | Manual | 2 | Recessed Can | Incandescent |  | Standard A Lamp | 1 | 40 | Living Room | 123397 | Living Room | 0.04979%
12339 | 7 | 2 |  | Manual | 1 | Table | Compact Fluorescent |  | Twist | 1 | 15 | Living Room | 123397 | Living Room | 0.04979%
12339 | 8 | 1 |  | Manual | 1 | Ceiling Fan | Incandescent |  | Standard A Lamp | 1 | 60 | Hall | 123398 | Hall | 0.04979%
12339 | 9 | 1 |  | Manual | 1 | Wall Mount | Compact Fluorescent |  | Twist | 4 | 15 | Bathroom | 123399 | Bathroom | 0.04979%
12339 | 9 | 2 |  | Manual | 1 | Table | Incandescent |  | Standard A Lamp | 1 | 40 | Bathroom | 123399 | Bathroom | 0.04979%
12339 | 10 | 1 |  | Manual | 1 | Ceiling Fixture | Incandescent |  | Standard A Lamp | 2 | 60 | Bedroom | 1233910 | Bedroom | 0.04979%
12339 | 10 | 2 |  | Manual | 1 | Floor lamp | Halogen |  | MR | 1 | 75 | Bedroom | 1233910 | Bedroom | 0.04979%
12339 | 10 | 3 |  | Manual | 1 | Table | Compact Fluorescent |  | Twist | 1 | 15 | Bedroom | 1233910 | Bedroom | 0.04979%
12339 | 11 | 1 |  | Manual | 1 | Ceiling Fan | Incandescent |  | Standard A Lamp | 4 | 60 | Master Bedroom | 1233911 | Master Bedroom | 0.04979%
12339 | 11 | 2 |  | Manual | 2 | Table | Incandescent |  | Standard A Lamp | 1 | 60 | Master Bedroom | 1233911 | Master Bedroom | 0.04979%
12339 | 11 | 3 |  | Manual | 1 | Table | Incandescent |  | Clear | 1 | 25 | Master Bedroom | 1233911 | Master Bedroom | 0.04979%
12339 | 12 | 1 |  | Manual | 1 | Wall Mount | Compact Fluorescent |  | Twist | 1 | 15 | Bathroom | 1233912 | Bathroom | 0.04979%
12339 | 12 | 2 |  | Manual | 1 | Ceiling Fixture | Incandescent |  | Standard A Lamp | 1 | 40 | Bathroom | 1233912 | Bathroom | 0.04979%
12339 | 13 | 1 |  | Manual | 1 | Ceiling Fixture | Compact Fluorescent |  | Twist | 2 | 22 | Office | 1233913 | Office | 0.04979%
12339 | 13 | 2 |  | Manual | 1 | Table | Halogen |  | PAR | 1 | 50 | Office | 1233913 | Office | 0.04979%
12339 | 13 | 3 |  | Manual | 1 | Floor lamp | Incandescent |  | Standard A Lamp | 3 | 60 | Office | 1233913 | Office | 0.04979%
12339 | 14 | 1 |  | Manual | 1 | Ceiling Fan | Compact Fluorescent |  | Twist | 3 | 20 | Kitchen | 1233914 | Kitchen | 0.04979%
12339 | 14 | 2 |  | Manual | 1 | Ceiling Fixture | Compact Fluorescent |  | Twist | 1 | 22 | Kitchen | 1233914 | Kitchen | 0.04979%
12341 | 1 | 1 |  | Manual | 2 | Ceiling Fixture | Compact Fluorescent |  | Twist | 2 | 13 | Other | 123411 | Other | 0.0364%
12341 | 2 | 1 |  | Manual | 1 | Wall Mount | Compact Fluorescent |  | Twist | 3 | 13 | Bathroom | 123412 | Bathroom | 0.0364%
12341 | 3 | 1 |  | Manual | 1 | Ceiling Fixture | Compact Fluorescent |  | Twist | 2 | 13 | Bedroom | 123413 | Bedroom | 0.0364%
12341 | 4 | 1 |  | Manual | 1 | Ceiling Fixture | Compact Fluorescent |  | Twist | 3 | 15 | Bedroom | 123414 | Bedroom | 0.0364%
12341 | 4 | 2 |  | Manual | 1 | Floor lamp | Compact Fluorescent |  | Twist | 2 | 13 | Bedroom | 123414 | Bedroom | 0.0364%
12341 | 4 | 3 |  | Manual | 1 | Table | Incandescent |  | Mini base | 1 | 150 | Bedroom | 123414 | Bedroom | 0.0364%
12341 | 5 | 1 |  | Manual | 1 | Ceiling Fixture | Incandescent |  | Standard A Lamp | 3 | 60 | Bedroom | 123415 | Bedroom | 0.0364%
12341 | 6 | 1 |  | Manual | 1 | Ceiling Fixture | Compact Fluorescent |  | Twist | 1 | 13 | Closet | 123416 | Closet | 0.0364%
12341 | 7 | 1 |  | Manual | 1 | Ceiling Fixture | Compact Fluorescent |  | Twist | 1 | 13 | Closet | 123417 | Closet | 0.0364%
12341 | 8 | 1 |  | Manual | 1 | Ceiling Fixture | Incandescent |  | Decorative | 3 | 40 | Other | 123418 | Other | 0.0364%
12341 | 9 | 1 |  | Manual | 1 | Ceiling Fixture | Compact Fluorescent |  | Twist | 2 | 13 | Dining Room | 123419 | Dining Room | 0.0364%
12341 | 10 | 1 |  | Manual | 2 | Wall Mount | Incandescent |  | Decorative | 1 | 60 | Family Room | 1234110 | Family Room | 0.0364%
12341 | 10 | 2 |  | Manual | 2 | Floor lamp | Compact Fluorescent |  | Twist | 2 | 13 | Family Room | 1234110 | Family Room | 0.0364%
12341 | 11 | 1 |  | Manual | 1 | Ceiling Fixture | Incandescent |  | Standard A Lamp | 1 | 60 | Garage | 1234111 | Garage | 0.0364%
12341 | 11 | 2 |  | Manual | 2 | Ceiling Fixture | Compact Fluorescent |  | Twist | 1 | 13 | Garage | 1234111 | Garage | 0.0364%
12341 | 12 | 1 |  | Manual | 1 | Ceiling Fixture | Compact Fluorescent |  | Twist | 1 | 13 | Kitchen | 1234112 | Kitchen | 0.0364%
12341 | 13 | 1 |  | Manual | 1 | Ceiling Fixture | Linear Fluorescent | 24 | T-12 | 2 | 20 | Laundry Room | 1234113 | Laundry Room | 0.0364%
12341 | 13 | 2 |  | Manual | 1 | Ceiling Fixture | Incandescent |  | Standard A Lamp | 1 | 60 | Laundry Room | 1234113 | Laundry Room | 0.0364%
12341 | 14 | 1 |  | Manual | 2 | Recessed Can | Compact Fluorescent |  | Twist | 1 | 13 | Family Room | 1234114 | Family Room | 0.0364%
12341 | 14 | 2 |  | Manual | 2 | Ceiling Fixture | Linear Fluorescent | 48 | T-12 | 2 | 40 | Family Room | 1234114 | Family Room | 0.0364%
12341 | 15 | 1 |  | Manual | 1 | Ceiling Fixture | Compact Fluorescent |  | Twist | 1 | 13 | Other | 1234115 | Other | 0.0364%
12341 | 16 | 1 |  | Manual | 1 | Ceiling Fixture | Incandescent |  | Standard A Lamp | 1 | 60 | Other | 1234116 | Other | 0.0364%
12348 | 1 | 1 |  | Manual | 1 | Wall Mount | Incandescent |  | Mini base | 1 | 7 | Bathroom | 123481 | Bathroom | 0.03789%
12348 | 2 | 1 |  | Manual | 1 | Recessed Can | Incandescent |  | Standard A Lamp | 1 | 40 | Closet | 123482 | Closet | 0.03789%
12348 | 3 | 1 |  | Manual | 1 | Recessed Can | Compact Fluorescent |  | Twist | 1 | 15 | Family Room | 123483 | Family Room | 0.03789%
12348 | 3 | 2 |  | Manual | 3 | Floor lamp | Compact Fluorescent |  | Twist | 1 | 15 | Family Room | 123483 | Family Room | 0.03789%
12348 | 4 | 1 |  | Manual | 2 | Recessed Can | Incandescent |  | Reflector | 1 | 65 | Laundry Room | 123484 | Laundry Room | 0.03789%
12348 | 4 | 2 |  | Manual | 1 | Recessed Can | Incandescent |  | Standard A Lamp | 1 | 40 | Laundry Room | 123484 | Laundry Room | 0.03789%
12348 | 5 | 1 |  | Manual | 1 | Wall Mount | Compact Fluorescent |  | Twist | 1 | 15 | Bathroom | 123485 | Bathroom | 0.03789%
12348 | 6 | 1 |  | Manual | 1 | Ceiling Fixture | Incandescent |  | Standard A Lamp | 1 | 40 | Bedroom | 123486 | Bedroom | 0.03789%
12348 | 6 | 2 |  | Manual | 1 | Table | Incandescent |  | Standard A Lamp | 1 | 25 | Bedroom | 123486 | Bedroom | 0.03789%
12348 | 6 | 3 |  | Manual | 1 | Table | Compact Fluorescent |  | Twist | 1 | 7 | Bedroom | 123486 | Bedroom | 0.03789%
12348 | 7 | 1 |  | Manual | 1 | Table | Compact Fluorescent |  | Twist | 1 | 7 | Hall | 123487 | Hall | 0.03789%
12348 | 8 | 1 |  | Manual | 1 | Chandelier (Hanging) | Incandescent |  | Mini base | 1 | 25 | Family Room | 123488 | Family Room | 0.03789%
12348 | 8 | 2 |  | Manual | 1 | Floor lamp | Incandescent |  | Standard A Lamp | 1 | 75 | Family Room | 123488 | Family Room | 0.03789%
12348 | 8 | 3 |  | Manual | 2 | Floor lamp | Compact Fluorescent |  | Twist | 1 | 22 | Family Room | 123488 | Family Room | 0.03789%
12348 | 9 | 1 |  | Manual | 1 | Ceiling Fixture | Incandescent |  | Standard A Lamp | 1 | 40 | Hall | 123489 | Hall | 0.03789%
12348 | 10 | 1 |  | Manual | 1 | Wall Mount | Compact Fluorescent |  | Twist | 1 | 15 | Bedroom | 1234810 | Bedroom | 0.03789%
12348 | 10 | 2 |  | Manual | 1 | Table | Compact Fluorescent |  | Twist | 1 | 7 | Bedroom | 1234810 | Bedroom | 0.03789%
12348 | 11 | 1 |  | Manual | 3 | Wall Mount | Incandescent |  | Standard A Lamp | 1 | 60 | Hall | 1234811 | Hall | 0.03789%
12348 | 11 | 2 |  | Manual | 1 | Chandelier (Hanging) | Other |  |  | 1 | 15 | Hall | 1234811 | Hall | 0.03789%
12348 | 14 | 1 |  | Manual | 3 | Ceiling Fixture | Linear Fluorescent | 48 | T-12 | 2 | 40 | Garage | 1234814 | Garage | 0.03789%
12348 | 14 | 2 |  | Manual | 1 | Garage door opener | Compact Fluorescent |  | Twist | 2 | 15 | Garage | 1234814 | Garage | 0.03789%
12348 | 15 | 1 |  | Dimmer | 3 | Recessed Can | Incandescent |  | Reflector | 1 | 65 | Kitchen | 1234815 | Kitchen | 0.03789%
12348 | 15 | 2 |  | Dimmer | 1 | Recessed Can | Incandescent |  | Standard A Lamp | 1 | 60 | Kitchen | 1234815 | Kitchen | 0.03789%
12348 | 15 | 3 |  | Manual | 2 | Table | Other |  | LED Interior | 1 | 7 | Kitchen | 1234815 | Kitchen | 0.03789%
12348 | 15 | 4 |  | Manual | 1 | Track | Incandescent |  | Standard A Lamp | 1 | 25 | Kitchen | 1234815 | Kitchen | 0.03789%
12348 | 16 | 1 |  | Manual | 1 | Table | Compact Fluorescent |  | Twist | 1 | 15 | Living Room | 1234816 | Living Room | 0.03789%
12348 | 16 | 2 |  | Manual | 1 | Track | Halogen |  | MR | 4 | 35 | Living Room | 1234816 | Living Room | 0.03789%
12348 | 17 | 1 |  | Manual | 2 | Wall Mount | Incandescent |  | Standard A Lamp | 1 | 25 | Bathroom | 1234817 | Bathroom | 0.03789%
12348 | 17 | 2 |  | Manual | 2 | Wall Mount | Other |  | LED Interior | 1 | 7 | Bathroom | 1234817 | Bathroom | 0.03789%
12348 | 18 | 1 |  | Manual | 1 | Wall Mount | Incandescent |  | Standard A Lamp | 1 | 25 | Bathroom | 1234818 | Bathroom | 0.03789%
12348 | 19 | 1 |  | Manual | 1 | Floor lamp | Other |  | LED Interior | 1 | 7 | Master Bedroom | 1234819 | Master Bedroom | 0.03789%
12348 | 19 | 2 |  | Manual | 2 | Wall Mount | Compact Fluorescent |  | Twist | 1 | 15 | Master Bedroom | 1234819 | Master Bedroom | 0.03789%
12348 | 19 | 3 |  | Manual | 1 | Table | Incandescent |  | Mini base | 2 | 40 | Master Bedroom | 1234819 | Master Bedroom | 0.03789%
12348 | 19 | 4 |  | Manual | 1 | Ceiling Fixture | Incandescent |  | Reflector | 1 | 75 | Master Bedroom | 1234819 | Master Bedroom | 0.03789%
12348 | 20 | 1 |  | Manual | 2 | Ceiling Fixture | Compact Fluorescent |  | Twist | 1 | 15 | Closet | 1234820 | Closet | 0.03789%
12358 | 1 | 1 |  | Manual | 1 | Ceiling Fixture | Incandescent |  | Globe | 3 | 25 | Bedroom | 123581 | Bedroom | 0.03789%
12358 | 1 | 2 |  | Manual | 1 | Floor lamp | Incandescent |  | 3-Way Incandescent | 1 | 150 | Bedroom | 123581 | Bedroom | 0.03789%
12358 | 1 | 3 |  | Manual | 1 | Table | Compact Fluorescent |  | Circline (Screw Base) | 1 | 30 | Bedroom | 123581 | Bedroom | 0.03789%
12358 | 1 | 4 |  | Manual | 1 | Table | Linear Fluorescent | 17 | T-8 | 2 | 15 | Bedroom | 123581 | Bedroom | 0.03789%
12358 | 2 | 1 |  | Manual | 1 | Architectural | Compact Fluorescent |  | Twist | 1 | 15 | Other | 123582 | Other | 0.03789%
12358 | 2 | 2 |  | Manual | 1 | Ceiling Fixture | Linear Fluorescent | 48 | T-12 | 2 | 40 | Other | 123582 | Other | 0.03789%
12358 | 3 | 1 |  | Manual | 1 | Wall Mount | Incandescent |  | Globe | 6 | 40 | Bathroom | 123583 | Bathroom | 0.03789%
12358 | 4 | 1 |  | Manual | 1 | Wall Mount | Incandescent |  | Globe | 5 | 40 | Bathroom | 123584 | Bathroom | 0.03789%
12358 | 5 | 1 |  | Manual | 1 | Table | Incandescent |  | Standard A Lamp | 1 | 60 | Bedroom | 123585 | Bedroom | 0.03789%
12358 | 5 | 2 |  | Manual | 2 | Ceiling Fixture | Incandescent |  | Standard A Lamp | 2 | 60 | Bedroom | 123585 | Bedroom | 0.03789%
12358 | 5 | 3 |  | Manual | 1 | Table | Compact Fluorescent |  | Straight Tube | 1 | 27 | Bedroom | 123585 | Bedroom | 0.03789%
12358 | 5 | 4 |  | Manual | 1 | Table | Compact Fluorescent |  | Twist | 1 | 13 | Bedroom | 123585 | Bedroom | 0.03789%
12358 | 6 | 1 |  | Manual | 1 | Architectural | Compact Fluorescent |  | Twist | 1 | 13 | Other | 123586 | Other | 0.03789%
12358 | 7 | 1 |  | Manual | 1 | Ceiling Fixture | Incandescent |  | Standard A Lamp | 2 | 60 | Closet | 123587 | Closet | 0.03789%
12358 | 8 | 1 |  | Dimmer | 1 | Chandelier (Hanging) | Incandescent |  | Mini base | 6 | 40 | Dining Room | 123588 | Dining Room | 0.03789%
12358 | 9 | 1 |  | Manual | 1 | Table | Compact Fluorescent |  | Twist | 3 | 13 | Hall | 123589 | Hall | 0.03789%
12358 | 9 | 2 |  | Manual | 1 | Ceiling Fixture | Incandescent |  | Clear | 5 | 25 | Hall | 123589 | Hall | 0.03789%
12358 | 10 | 1 |  | Manual | 1 | Ceiling Fan | Incandescent |  | Standard A Lamp | 1 | 60 | Hall | 1235810 | Hall | 0.03789%
12358 | 11 | 1 |  | Manual | 7 | Recessed Can | Incandescent |  | Reflector | 1 | 65 | Kitchen | 1235811 | Kitchen | 0.03789%
12358 | 12 | 1 |  | Manual | 1 | Recessed Can | Incandescent |  | Reflector | 1 | 65 | Laundry Room | 1235812 | Laundry Room | 0.03789%
12358 | 12 | 2 |  | Manual | 1 | Ceiling Fixture | Linear Fluorescent | 48 | T-12 | 2 | 40 | Laundry Room | 1235812 | Laundry Room | 0.03789%
12358 | 12 | 3 |  | Manual | 1 | Architectural | Compact Fluorescent |  | Other | 1 | 15 | Laundry Room | 1235812 | Laundry Room | 0.03789%
12358 | 12 | 4 |  | Manual | 1 | Architectural | Compact Fluorescent |  | Twist | 1 | 13 | Laundry Room | 1235812 | Laundry Room | 0.03789%
12358 | 13 | 1 |  | Manual | 2 | Floor lamp | Incandescent |  | Standard A Lamp | 1 | 100 | Living Room | 1235813 | Living Room | 0.03789%
12358 | 13 | 2 |  | Manual | 2 | Table | Incandescent |  | Standard A Lamp | 4 | 13 | Living Room | 1235813 | Living Room | 0.03789%
12358 | 13 | 3 |  | Manual | 1 | Floor lamp | Compact Fluorescent |  | Twist | 4 | 13 | Living Room | 1235813 | Living Room | 0.03789%
12358 | 14 | 1 |  | Manual | 1 | Wall Mount | Compact Fluorescent |  | Twist | 10 | 18 | Bathroom | 1235814 | Bathroom | 0.03789%
12358 | 15 | 1 |  | Manual | 1 | Ceiling Fixture | Incandescent |  | Globe | 3 | 25 | Master Bedroom | 1235815 | Master Bedroom | 0.03789%
12358 | 15 | 2 |  | Manual | 2 | Table | Incandescent |  | 3-Way Incandescent | 1 | 150 | Master Bedroom | 1235815 | Master Bedroom | 0.03789%
12358 | 15 | 3 |  | Manual | 1 | Floor lamp | Incandescent |  | Standard A Lamp | 1 | 150 | Master Bedroom | 1235815 | Master Bedroom | 0.03789%
12358 | 15 | 4 |  | Manual | 4 | Recessed Can | Incandescent |  | Reflector | 1 | 65 | Master Bedroom | 1235815 | Master Bedroom | 0.03789%
12358 | 16 | 1 |  | Manual | 1 | Ceiling Fixture | Incandescent |  | Standard A Lamp | 3 | 75 | Office | 1235816 | Office | 0.03789%
12358 | 16 | 2 |  | Manual | 1 | Floor lamp | Incandescent |  | 3-Way Incandescent | 1 | 150 | Office | 1235816 | Office | 0.03789%
12358 | 16 | 3 |  | Manual | 1 | Table | Incandescent |  | Standard A Lamp | 1 | 60 | Office | 1235816 | Office | 0.03789%
12358 | 16 | 4 |  | Manual | 1 | Table | Halogen |  | MR | 1 | 100 | Office | 1235816 | Office | 0.03789%
12358 | 17 | 1 |  | Manual | 2 | Architectural | Compact Fluorescent |  | Twist | 1 | 23 | Hall | 1235817 | Hall | 0.03789%
12358 | 18 | 1 |  | Manual | 1 | Architectural | Incandescent |  | Standard A Lamp | 1 | 55 | Other | 1235818 | Other | 0.03789%
12358 | 20 | 1 |  | Manual | 1 | Architectural | Compact Fluorescent |  | Twist | 1 | 15 | Other | 1235820 | Other | 0.03789%
12358 | 20 | 2 |  | Manual | 1 | Table | Incandescent |  | Standard A Lamp | 1 | 40 | Other | 1235820 | Other | 0.03789%
12358 | 21 | 1 |  | Manual | 1 | Architectural | Incandescent |  | Standard A Lamp | 1 | 75 | Other | 1235821 | Other | 0.03789%
12358 | 22 | 1 |  | Manual | 1 | Recessed Can | Incandescent |  | Reflector | 1 | 65 | Other | 1235822 | Other | 0.03789%
12370 | 1 | 1 |  | Manual | 1 | Ceiling Fixture | Incandescent |  | Standard A Lamp | 1 | 60 | Bathroom | 123701 | Bathroom | 0.1723%
12370 | 1 | 2 |  | Manual | 1 | Wall Mount | Incandescent |  | Globe | 6 | 40 | Bathroom | 123701 | Bathroom | 0.1723%
12370 | 2 | 1 |  | Manual | 1 | Ceiling Fixture | Incandescent |  | Standard A Lamp | 2 | 60 | Bedroom | 123702 | Bedroom | 0.1723%
12370 | 3 | 1 |  | Manual | 2 | Recessed Can | Incandescent |  | Reflector | 1 | 65 | Other | 123703 | Other | 0.1723%
12370 | 3 | 2 |  | Manual | 1 | Table | Incandescent |  | Standard A Lamp | 1 | 60 | Other | 123703 | Other | 0.1723%
12370 | 3 | 3 |  | Manual | 1 | Table | Incandescent |  | Standard A Lamp | 1 | 75 | Other | 123703 | Other | 0.1723%
12370 | 4 | 1 |  | Manual | 4 | Track | Incandescent |  | Reflector | 2 | 75 | Living Room | 123704 | Living Room | 0.1723%
12370 | 4 | 2 |  | Manual | 1 | Floor lamp | Incandescent |  | Standard A Lamp | 1 | 60 | Living Room | 123704 | Living Room | 0.1723%
12370 | 4 | 3 |  | Manual | 1 | Table | Compact Fluorescent |  | Twist | 1 | 20 | Living Room | 123704 | Living Room | 0.1723%
12370 | 5 | 1 |  | Manual | 1 | Ceiling Fixture | Incandescent |  | Standard A Lamp | 1 | 100 | Bedroom | 123705 | Bedroom | 0.1723%
12370 | 6 | 1 |  | Manual | 1 | Ceiling Fixture | Incandescent |  | Standard A Lamp | 1 | 75 | Closet | 123706 | Closet | 0.1723%
12370 | 7 | 1 |  | Manual | 8 | Recessed Can | Incandescent |  | Reflector | 1 | 60 | Dining Room | 123707 | Dining Room | 0.1723%
12370 | 8 | 1 |  | Manual | 1 | Ceiling Fixture | Incandescent |  | Standard A Lamp | 1 | 75 | Other | 123708 | Other | 0.1723%
12370 | 9 | 1 |  | Manual | 7 | Ceiling Fixture | Incandescent |  | Standard A Lamp | 1 | 60 | Garage | 123709 | Garage | 0.1723%
12370 | 10 | 1 |  | Manual | 14 | Recessed Can | Incandescent |  | Reflector | 1 | 65 | Kitchen | 1237010 | Kitchen | 0.1723%
12370 | 10 | 2 |  | Manual | 2 | Recessed Can | Halogen |  | PAR | 1 | 90 | Kitchen | 1237010 | Kitchen | 0.1723%
12370 | 11 | 1 |  | Manual | 2 | Track | Incandescent |  | Reflector | 2 | 60 | Living Room | 1237011 | Living Room | 0.1723%
12370 | 11 | 2 |  | Manual | 3 | Recessed Can | Incandescent |  | Reflector | 1 | 75 | Living Room | 1237011 | Living Room | 0.1723%
12370 | 12 | 1 |  | Manual | 2 | Wall Mount | Incandescent |  | Globe | 6 | 40 | Bathroom | 1237012 | Bathroom | 0.1723%
12370 | 12 | 2 |  | Manual | 1 | Ceiling Fixture | Incandescent |  | Standard A Lamp | 1 | 75 | Bathroom | 1237012 | Bathroom | 0.1723%
12370 | 13 | 1 |  | Manual | 4 | Recessed Can | Incandescent |  | Reflector | 1 | 65 | Master Bedroom | 1237013 | Master Bedroom | 0.1723%
12370 | 13 | 2 |  | Manual | 1 | Wall Mount | Incandescent |  | Clear | 1 | 60 | Master Bedroom | 1237013 | Master Bedroom | 0.1723%
12370 | 13 | 3 |  | Manual | 1 | Table | Incandescent |  | Standard A Lamp | 1 | 60 | Master Bedroom | 1237013 | Master Bedroom | 0.1723%
12370 | 14 | 1 |  | Manual | 1 | Ceiling Fixture | Incandescent |  | Standard A Lamp | 1 | 40 | Closet | 1237014 | Closet | 0.1723%
12370 | 14 | 2 |  | Manual | 2 | Ceiling Fixture | Incandescent |  | Standard A Lamp | 1 | 60 | Closet | 1237014 | Closet | 0.1723%
12370 | 14 | 3 |  | Manual | 1 | Ceiling Fixture | Incandescent |  | Standard A Lamp | 1 | 75 | Closet | 1237014 | Closet | 0.1723%
12370 | 15 | 1 |  | Manual | 1 | Track | Incandescent |  | Reflector | 3 | 65 | Other | 1237015 | Other | 0.1723%
12370 | 16 | 1 |  | Manual | 1 | Ceiling Fixture | Incandescent |  | Standard A Lamp | 1 | 60 | Closet | 1237016 | Closet | 0.1723%
12370 | 17 | 1 |  | Manual | 1 | Wall Mount | Incandescent |  | Standard A Lamp | 1 | 40 | Bathroom | 1237017 | Bathroom | 0.1723%
12370 | 17 | 2 |  | Manual | 1 | Wall Mount | Incandescent |  | Standard A Lamp | 1 | 100 | Bathroom | 1237017 | Bathroom | 0.1723%
12370 | 18 | 1 |  | Manual | 4 | Recessed Can | Incandescent |  | Reflector | 1 | 65 | Hall | 1237018 | Hall | 0.1723%
12370 | 19 | 1 |  | Manual | 1 | Ceiling Fixture | Incandescent |  | Standard A Lamp | 1 | 60 | Other | 1237019 | Other | 0.1723%
12372 | 1 | 1 |  | Manual | 1 | Wall Mount | Incandescent |  | Decorative | 2 | 25 | Bathroom | 123721 | Bathroom | 0.1232%
12372 | 2 | 1 |  | Manual | 1 | Ceiling Fixture | Compact Fluorescent |  | Twist | 2 | 15 | Bedroom | 123722 | Bedroom | 0.1232%
12372 | 3 | 1 |  | Manual | 1 | Chandelier (Hanging) | Incandescent |  | Mini base | 5 | 25 | Dining Room | 123723 | Dining Room | 0.1232%
12372 | 4 | 1 |  | Manual | 1 | Garage door opener | Incandescent |  | Standard A Lamp | 1 | 60 | Garage | 123724 | Garage | 0.1232%
12372 | 4 | 2 |  | Manual | 1 | Ceiling Fixture | Compact Fluorescent |  | Twist | 1 | 15 | Garage | 123724 | Garage | 0.1232%
12372 | 5 | 1 |  | Manual | 2 | Ceiling Fixture | Compact Fluorescent |  | Twist | 2 | 15 | Hall | 123725 | Hall | 0.1232%
12372 | 6 | 1 |  | Manual | 2 | Recessed - other | Linear Fluorescent | 48 | T-12 | 2 | 32 | Kitchen | 123726 | Kitchen | 0.1232%
12372 | 7 | 1 |  | Manual | 1 | Ceiling Fixture | Compact Fluorescent |  | Twist | 1 | 15 | Laundry Room | 123727 | Laundry Room | 0.1232%
12372 | 8 | 1 |  | Manual | 2 | Table | Compact Fluorescent |  | Twist | 1 | 15 | Living Room | 123728 | Living Room | 0.1232%
12372 | 9 | 1 |  | Manual | 1 | Wall Mount | Compact Fluorescent |  | Twist | 3 | 15 | Bathroom | 123729 | Bathroom | 0.1232%
12372 | 9 | 2 |  | Manual | 2 | Recessed - other | Incandescent |  | Heat Lamp | 2 | 250 | Bathroom | 123729 | Bathroom | 0.1232%
12372 | 10 | 1 |  | Manual | 1 | Ceiling Fixture | Linear Fluorescent | 48 | T-12 | 2 | 40 | Bedroom | 1237210 | Bedroom | 0.1232%
12372 | 10 | 2 |  | Manual | 1 | Table | Incandescent |  | Standard A Lamp | 1 | 60 | Bedroom | 1237210 | Bedroom | 0.1232%
12372 | 11 | 1 |  | Manual | 1 | Ceiling Fixture | Compact Fluorescent |  | Twist | 1 | 15 | Closet | 1237211 | Closet | 0.1232%
12372 | 12 | 1 |  | Manual | 1 | Ceiling Fixture | Compact Fluorescent |  | Twist | 2 | 15 | Hall | 1237212 | Hall | 0.1232%
12372 | 12 | 2 |  | Manual | 1 | Ceiling Fan | Compact Fluorescent |  | Twist | 2 | 15 | Hall | 1237212 | Hall | 0.1232%
12372 | 13 | 1 |  | Manual | 2 | Table | Compact Fluorescent |  | Twist | 1 | 15 | Master Bedroom | 1237213 | Master Bedroom | 0.1232%
12376 | 1 | 1 |  | Manual | 1 | Wall Mount | Incandescent |  | Decorative | 4 | 60 | Bathroom | 123761 | Bathroom | 0.02952%
12376 | 2 | 1 |  | Manual | 1 | Ceiling Fixture | Incandescent |  | Standard A Lamp | 3 | 60 | Bedroom | 123762 | Bedroom | 0.02952%
12376 | 3 | 1 |  | Manual | 1 | Ceiling Fixture | Incandescent |  | Standard A Lamp | 2 | 60 | Bedroom | 123763 | Bedroom | 0.02952%
12376 | 3 | 2 |  | Manual | 1 | Table | Compact Fluorescent |  | Twist | 1 | 15 | Bedroom | 123763 | Bedroom | 0.02952%
12376 | 4 | 1 |  | Manual | 1 | Ceiling Fixture | Compact Fluorescent |  | Twist | 1 | 15 | Dining Room | 123764 | Dining Room | 0.02952%
12376 | 5 | 1 |  | Manual | 1 | Ceiling Fixture | Compact Fluorescent |  | Twist | 3 | 15 | Family Room | 123765 | Family Room | 0.02952%
12376 | 5 | 2 |  | Manual | 1 | Ceiling Fixture | Incandescent |  | Standard A Lamp | 1 | 40 | Family Room | 123765 | Family Room | 0.02952%
12376 | 5 | 3 |  | Manual | 1 | Table | Compact Fluorescent |  | Pin base | 1 | 22 | Family Room | 123765 | Family Room | 0.02952%
12376 | 6 | 1 |  | Manual | 1 | Ceiling Fixture | Incandescent |  | Standard A Lamp | 2 | 60 | Hall | 123766 | Hall | 0.02952%
12376 | 7 | 1 |  | Manual | 2 | Ceiling Fan | Linear Fluorescent | 40 | T-12 | 2 | 40 | Kitchen | 123767 | Kitchen | 0.02952%
12376 | 8 | 1 |  | Manual | 1 | Ceiling Fixture | Incandescent |  | Globe | 1 | 60 | Laundry Room | 123768 | Laundry Room | 0.02952%
12376 | 9 | 1 |  | Manual | 1 | Table | Compact Fluorescent |  | Twist | 3 | 15 | Living Room | 123769 | Living Room | 0.02952%
12376 | 9 | 2 |  | Manual | 2 | Wall Mount | Incandescent |  | Decorative | 2 | 25 | Living Room | 123769 | Living Room | 0.02952%
12376 | 9 | 3 |  | Manual | 1 | Floor lamp | Incandescent |  | 3-Way Incandescent | 1 | 150 | Living Room | 123769 | Living Room | 0.02952%
12377 | 1 | 1 |  | Manual | 1 | Chandelier (Hanging) | Compact Fluorescent |  | Twist | 1 | 15 | Bathroom | 123771 | Bathroom | 0.1723%
12377 | 1 | 2 |  | Manual | 1 | Wall Mount | Incandescent |  | Standard A Lamp | 1 | 40 | Bathroom | 123771 | Bathroom | 0.1723%
12377 | 2 | 1 |  | Manual | 1 | Chandelier (Hanging) | Incandescent |  | Standard A Lamp | 2 | 60 | Bathroom | 123772 | Bathroom | 0.1723%
12377 | 2 | 2 |  | Manual | 1 | Wall Mount | Incandescent |  | Standard A Lamp | 2 | 75 | Bathroom | 123772 | Bathroom | 0.1723%
12377 | 3 | 1 |  | Manual | 2 | Wall Mount | Compact Fluorescent |  | Twist | 1 | 15 | Bathroom | 123773 | Bathroom | 0.1723%
12377 | 4 | 1 |  | Manual | 1 | Track | Incandescent |  | Reflector | 4 | 65 | Bedroom | 123774 | Bedroom | 0.1723%
12377 | 5 | 1 |  | Manual | 1 | Chandelier (Hanging) | Compact Fluorescent |  | Twist | 2 | 18 | Bedroom | 123775 | Bedroom | 0.1723%
12377 | 5 | 2 |  | Manual | 2 | Table | Compact Fluorescent |  | Straight Tube | 1 | 15 | Bedroom | 123775 | Bedroom | 0.1723%
12377 | 6 | 1 |  | Manual | 1 | Chandelier (Hanging) | Incandescent |  | Standard A Lamp | 2 | 60 | Master Bedroom | 123776 | Master Bedroom | 0.1723%
12377 | 6 | 2 |  | Manual | 2 | Table | Incandescent |  | Decorative | 1 | 40 | Master Bedroom | 123776 | Master Bedroom | 0.1723%
12377 | 7 | 1 |  | Manual | 1 | Chandelier (Hanging) | Compact Fluorescent |  | Twist | 2 | 15 | Dining Room | 123777 | Dining Room | 0.1723%
12377 | 7 | 2 |  | Manual | 1 | Ceiling Fixture | Incandescent |  | Standard A Lamp | 1 | 75 | Dining Room | 123777 | Dining Room | 0.1723%
12377 | 8 | 1 |  | Manual | 2 | Ceiling Fixture | Linear Fluorescent | 48 | T-12 | 4 | 40 | Kitchen | 123778 | Kitchen | 0.1723%
12377 | 9 | 1 |  | Manual | 1 | Ceiling Fixture | Incandescent |  | Standard A Lamp | 1 | 60 | Laundry Room | 123779 | Laundry Room | 0.1723%
12377 | 10 | 1 |  | Manual | 1 | Floor lamp | Incandescent |  | Reflector | 2 | 65 | Living Room | 1237710 | Living Room | 0.1723%
12377 | 10 | 2 |  | Manual | 1 | Floor lamp | Halogen |  | MR | 1 | 50 | Living Room | 1237710 | Living Room | 0.1723%
12377 | 10 | 3 |  | Manual | 4 | Recessed Can | Compact Fluorescent |  | Reflector | 1 | 22 | Living Room | 1237710 | Living Room | 0.1723%
12377 | 10 | 4 |  | Manual | 1 | Ceiling Fan | Halogen |  | MR | 1 | 75 | Living Room | 1237710 | Living Room | 0.1723%
12377 | 10 | 5 |  | Manual | 1 | Track | Compact Fluorescent |  | Twist | 2 | 15 | Living Room | 1237710 | Living Room | 0.1723%
12377 | 10 | 6 |  | Manual | 1 | Track | Incandescent |  | Reflector | 2 | 65 | Living Room | 1237710 | Living Room | 0.1723%
12377 | 11 | 1 |  | Manual | 1 | Ceiling Fixture | Linear Fluorescent | 48 | T-12 | 4 | 40 | Closet | 1237711 | Closet | 0.1723%
12377 | 12 | 1 |  | Manual | 1 | Chandelier (Hanging) | Incandescent |  | Standard A Lamp | 2 | 75 | Family Room | 1237712 | Family Room | 0.1723%
12377 | 12 | 2 |  | Manual | 1 | Floor lamp | Incandescent |  | Standard A Lamp | 1 | 60 | Family Room | 1237712 | Family Room | 0.1723%
12377 | 13 | 1 |  | Manual | 1 | Chandelier (Hanging) | Incandescent |  | Clear | 2 | 60 | Living Room | 1237713 | Living Room | 0.1723%
12377 | 13 | 2 |  | Manual | 1 | Table | Compact Fluorescent |  | Twist | 1 | 15 | Living Room | 1237713 | Living Room | 0.1723%
12377 | 14 | 1 |  | Manual | 1 | Ceiling Fixture | Incandescent |  | Standard A Lamp | 1 | 75 | Hall | 1237714 | Hall | 0.1723%
12398 | 1 | 1 |  | Manual | 1 | Wall Mount | Incandescent |  | Standard A Lamp | 1 | 100 | Hall | 123981 | Hall | 0.03789%
12398 | 2 | 1 |  | Manual | 1 | Wall Mount | Incandescent |  | Standard A Lamp | 2 | 60 | Bathroom | 123982 | Bathroom | 0.03789%
12398 | 3 | 1 |  | Manual | 1 | Chandelier (Hanging) | Incandescent |  | Mini base | 6 | 60 | Dining Room | 123983 | Dining Room | 0.03789%
12398 | 4 | 1 |  | Manual | 1 | Chandelier (Hanging) | Compact Fluorescent |  | Twist | 5 | 15 | Hall | 123984 | Hall | 0.03789%
12398 | 5 | 1 |  | Manual | 1 | Chandelier (Hanging) | Incandescent |  | Mini base | 1 | 60 | Kitchen | 123985 | Kitchen | 0.03789%
12398 | 5 | 2 |  | Dimmer | 7 | Recessed Can | Incandescent |  | Reflector | 1 | 60 | Kitchen | 123985 | Kitchen | 0.03789%
12398 | 6 | 1 |  | Manual | 1 | Table | Compact Fluorescent |  | Straight Tube | 1 | 11 | Living Room | 123986 | Living Room | 0.03789%
12398 | 6 | 2 |  | Manual | 1 | Table | Incandescent |  | Standard A Lamp | 1 | 40 | Living Room | 123986 | Living Room | 0.03789%
12398 | 6 | 3 |  | Manual | 1 | Table | Incandescent |  | Standard A Lamp | 1 | 60 | Living Room | 123986 | Living Room | 0.03789%
12398 | 6 | 4 |  | Manual | 1 | Table | Incandescent |  | Standard A Lamp | 1 | 75 | Living Room | 123986 | Living Room | 0.03789%
12398 | 6 | 5 |  | Manual | 1 | Table | Compact Fluorescent |  | Twist | 1 | 15 | Living Room | 123986 | Living Room | 0.03789%
12398 | 7 | 1 |  | Manual | 1 | Chandelier (Hanging) | Incandescent |  | Mini base | 3 | 60 | Hall | 123987 | Hall | 0.03789%
12398 | 8 | 1 |  | Motion | 1 | Ceiling Fixture | Compact Fluorescent |  | Twist | 1 | 15 | Closet | 123988 | Closet | 0.03789%
12398 | 9 | 1 |  | Dimmer | 1 | Recessed Can | Incandescent |  | Reflector | 1 | 60 | Bathroom | 123989 | Bathroom | 0.03789%
12398 | 9 | 2 |  | Dimmer | 3 | Wall Mount | Incandescent |  | Standard A Lamp | 1 | 3 | Bathroom | 123989 | Bathroom | 0.03789%
12398 | 10 | 1 |  | Manual | 1 | Ceiling Fixture | Incandescent |  | Standard A Lamp | 1 | 40 | Bedroom | 1239810 | Bedroom | 0.03789%
12398 | 11 | 1 |  | Manual | 1 | Ceiling Fixture | Incandescent |  | Standard A Lamp | 1 | 60 | Bedroom | 1239811 | Bedroom | 0.03789%
12398 | 11 | 2 |  | Dimmer | 2 | Table | Incandescent |  | Globe | 1 | 40 | Bedroom | 1239811 | Bedroom | 0.03789%
12398 | 12 | 1 |  | Motion | 1 | Ceiling Fixture | Compact Fluorescent |  | Other | 1 | 15 | Closet | 1239812 | Closet | 0.03789%
12398 | 13 | 1 |  | Manual | 1 | Chandelier (Hanging) | Incandescent |  | Standard A Lamp | 2 | 60 | Hall | 1239813 | Hall | 0.03789%
12398 | 13 | 2 |  | Manual | 1 | Wall Mount | Incandescent |  | Clear | 1 | 60 | Hall | 1239813 | Hall | 0.03789%
12398 | 13 | 3 |  | Manual | 1 | Wall Mount | Compact Fluorescent |  | Twist | 1 | 15 | Hall | 1239813 | Hall | 0.03789%
12398 | 14 | 1 |  | Manual | 1 | Chandelier (Hanging) | Incandescent |  | Mini base | 3 | 60 | Master Bedroom | 1239814 | Master Bedroom | 0.03789%
12398 | 14 | 2 |  | Dimmer | 1 | Table | Incandescent |  | Standard A Lamp | 1 | 40 | Master Bedroom | 1239814 | Master Bedroom | 0.03789%
12398 | 14 | 3 |  | Dimmer | 1 | Table | Incandescent |  | Standard A Lamp | 1 | 60 | Master Bedroom | 1239814 | Master Bedroom | 0.03789%
12398 | 15 | 1 |  | Motion | 1 | Ceiling Fixture | Compact Fluorescent |  | Twist | 1 | 15 | Closet | 1239815 | Closet | 0.03789%
12398 | 16 | 1 |  | Manual | 1 | Track | Halogen |  | MR | 5 | 50 | Office | 1239816 | Office | 0.03789%
12398 | 16 | 2 |  | Dimmer | 1 | Table | Incandescent |  | Standard A Lamp | 1 | 40 | Office | 1239816 | Office | 0.03789%
12398 | 16 | 3 |  | Manual | 1 | Table | Incandescent |  | Standard A Lamp | 1 | 60 | Office | 1239816 | Office | 0.03789%
12398 | 17 | 1 |  | Manual | 2 | Ceiling Fixture | Incandescent |  | Standard A Lamp | 1 | 100 | Other | 1239817 | Other | 0.03789%
12398 | 18 | 1 |  | Manual | 1 | Ceiling Fixture | Incandescent |  | Standard A Lamp | 1 | 40 | Other | 1239818 | Other | 0.03789%
12398 | 19 | 1 |  | Manual | 1 | Ceiling Fixture | Compact Fluorescent |  | Twist | 1 | 15 | Garage | 1239819 | Garage | 0.03789%
12398 | 20 | 1 |  | Manual | 1 | Ceiling Fixture | Incandescent |  | Standard A Lamp | 1 | 100 | Laundry Room | 1239820 | Laundry Room | 0.03789%
12399 | 1 | 1 |  | Manual | 4 | Ceiling Fixture | Compact Fluorescent |  | Twist | 1 | 15 | Other | 123991 | Other | 0.03789%
12399 | 2 | 1 |  | Dimmer | 2 | Wall Mount | Incandescent |  | Decorative | 4 | 5 | Bathroom | 123992 | Bathroom | 0.03789%
12399 | 2 | 2 |  | Dimmer | 7 | Architectural | Halogen |  | Quartz Tube | 1 | 20 | Bathroom | 123992 | Bathroom | 0.03789%
12399 | 3 | 1 |  | Manual | 1 | Ceiling Fixture | Compact Fluorescent |  | Twist | 2 | 15 | Bedroom | 123993 | Bedroom | 0.03789%
12399 | 4 | 1 |  | Manual | 1 | Torchiere | Halogen |  | Quartz Tube | 2 | 20 | Bedroom | 123994 | Bedroom | 0.03789%
12399 | 4 | 2 |  | Manual | 1 | Floor lamp | Incandescent |  | Standard A Lamp | 1 | 60 | Bedroom | 123994 | Bedroom | 0.03789%
12399 | 5 | 1 |  | Manual | 1 | Floor lamp | Halogen |  | Quartz Tube | 1 | 50 | Dining Room | 123995 | Dining Room | 0.03789%
12399 | 5 | 2 |  | Manual | 1 | Ceiling Fan | Halogen |  | MR | 1 | 20 | Dining Room | 123995 | Dining Room | 0.03789%
12399 | 6 | 1 |  | Manual | 1 | Ceiling Fixture | Other |  | LED Interior | 1 | 12 | Kitchen | 123996 | Kitchen | 0.03789%
12399 | 7 | 1 |  | Manual | 6 | Recessed Can | Compact Fluorescent |  | Reflector | 1 | 15 | Kitchen | 123997 | Kitchen | 0.03789%
12399 | 7 | 2 |  | Manual | 1 | Ceiling Fan | Halogen |  | MR | 1 | 20 | Kitchen | 123997 | Kitchen | 0.03789%
12399 | 8 | 1 |  | Dimmer | 1 | Floor lamp | Halogen |  | Quartz Tube | 2 | 20 | Living Room | 123998 | Living Room | 0.03789%
12399 | 9 | 1 |  | Manual | 1 | Architectural | Halogen |  | MR | 5 | 20 | Office | 123999 | Office | 0.03789%
12399 | 10 | 1 |  | Manual | 3 | Architectural | Halogen |  | MR | 1 | 20 | Office | 1239910 | Office | 0.03789%
12399 | 10 | 2 |  | Manual | 1 | Floor lamp | Halogen |  | Quartz Tube | 1 | 50 | Office | 1239910 | Office | 0.03789%
12399 | 10 | 3 |  | Manual | 2 | Architectural | Other |  | LED Interior | 1 | 12 | Office | 1239910 | Office | 0.03789%
12399 | 11 | 1 |  | Manual | 1 | Ceiling Fixture | Compact Fluorescent |  | Twist | 1 | 15 | Bathroom | 1239911 | Bathroom | 0.03789%
12399 | 12 | 1 |  | Manual | 2 | Track | Halogen |  | MR | 4 | 20 | Hall | 1239912 | Hall | 0.03789%
12399 | 13 | 1 |  | Manual | 3 | Ceiling Fixture | Compact Fluorescent |  | Twist | 1 | 15 | Office | 1239913 | Office | 0.03789%
12404 | 1 | 1 |  | Manual | 1 | Ceiling Fixture | Incandescent |  | Clear | 3 | 40 | Master Bedroom | 124041 | Master Bedroom | 0.04979%
12404 | 1 | 2 |  | Manual | 2 | Table | Incandescent |  | Standard A Lamp | 1 | 60 | Master Bedroom | 124041 | Master Bedroom | 0.04979%
12404 | 2 | 1 |  | Manual | 1 | Ceiling Fixture | Incandescent |  | Standard A Lamp | 2 | 60 | Bedroom | 124042 | Bedroom | 0.04979%
12404 | 3 | 1 |  | Manual | 1 | Ceiling Fixture | Incandescent |  | Clear | 3 | 60 | Bedroom | 124043 | Bedroom | 0.04979%
12404 | 4 | 1 |  | Manual | 1 | Chandelier (Hanging) | Incandescent |  | Mini base | 4 | 25 | Dining Room | 124044 | Dining Room | 0.04979%
12404 | 5 | 1 |  | Manual | 1 | Wall Mount | Incandescent |  | Globe | 3 | 40 | Bathroom | 124045 | Bathroom | 0.04979%
12404 | 5 | 2 |  | Manual | 1 | Ceiling Fixture | Incandescent |  | Standard A Lamp | 1 | 60 | Bathroom | 124045 | Bathroom | 0.04979%
12404 | 6 | 1 |  | Manual | 3 | Ceiling Fixture | Linear Fluorescent | 48 | T-12 | 2 | 40 | Kitchen | 124046 | Kitchen | 0.04979%
12404 | 6 | 2 |  | Manual | 1 | Wall Mount | Incandescent |  | Standard A Lamp | 2 | 60 | Kitchen | 124046 | Kitchen | 0.04979%
12404 | 7 | 1 |  | Manual | 2 | Ceiling Fixture | Incandescent |  | Standard A Lamp | 1 | 100 | Laundry Room | 124047 | Laundry Room | 0.04979%
12404 | 7 | 2 |  | Manual | 1 | Wall Mount | Incandescent |  | Standard A Lamp | 2 | 60 | Laundry Room | 124047 | Laundry Room | 0.04979%
12404 | 8 | 1 |  | Manual | 1 | Floor lamp | Incandescent |  | Standard A Lamp | 2 | 125 | Living Room | 124048 | Living Room | 0.04979%
12404 | 8 | 2 |  | Manual | 1 | Floor lamp | Compact Fluorescent |  | Twist | 1 | 15 | Living Room | 124048 | Living Room | 0.04979%
12404 | 8 | 3 |  | Manual | 3 | Table | Incandescent |  | Standard A Lamp | 1 | 125 | Living Room | 124048 | Living Room | 0.04979%
12404 | 8 | 4 |  | Manual | 1 | Table | Incandescent |  | Decorative | 1 | 40 | Living Room | 124048 | Living Room | 0.04979%
12404 | 9 | 1 |  | Manual | 1 | Ceiling Fixture | Incandescent |  | Standard A Lamp | 2 | 60 | Bathroom | 124049 | Bathroom | 0.04979%
12404 | 9 | 2 |  | Manual | 1 | Wall Mount | Incandescent |  | Standard A Lamp | 4 | 60 | Bathroom | 124049 | Bathroom | 0.04979%
12404 | 10 | 1 |  | Dimmer | 3 | Recessed Can | Halogen |  | PAR | 1 | 50 | Other | 1240410 | Other | 0.04979%
12404 | 11 | 1 |  | Manual | 1 | Wall Mount | Incandescent |  | Standard A Lamp | 1 | 60 | Closet | 1240411 | Closet | 0.04979%
12407 | 1 | 1 |  | Manual | 1 | Wall Mount | Incandescent |  | Standard A Lamp | 4 | 60 | Bathroom | 124071 | Bathroom | 0.0286%
12407 | 1 | 2 |  | Manual | 1 | Ceiling Fixture | Incandescent |  | Standard A Lamp | 2 | 60 | Bathroom | 124071 | Bathroom | 0.0286%
12407 | 2 | 1 |  | Manual | 4 | Floor lamp | Incandescent |  | Standard A Lamp | 1 | 25 | Other | 124072 | Other | 0.0286%
12407 | 3 | 1 |  | Manual | 2 | Ceiling Fixture | Incandescent |  | Standard A Lamp | 1 | 60 | Closet | 124073 | Closet | 0.0286%
12407 | 4 | 1 |  | Manual | 1 | Ceiling Fixture | Incandescent |  | Standard A Lamp | 2 | 60 | Other | 124074 | Other | 0.0286%
12407 | 5 | 1 |  | Manual | 5 | Ceiling Fixture | Incandescent |  | Standard A Lamp | 1 | 60 | Garage | 124075 | Garage | 0.0286%
12407 | 6 | 1 |  | Manual | 2 | Ceiling Fixture | Incandescent |  | Standard A Lamp | 2 | 60 | Hall | 124076 | Hall | 0.0286%
12407 | 7 | 1 |  | Manual | 1 | Ceiling Fixture | Incandescent |  | Reflector | 2 | 125 | Kitchen | 124077 | Kitchen | 0.0286%
12407 | 7 | 2 |  | Manual | 1 | Ceiling Fixture | Incandescent |  | Reflector | 2 | 75 | Kitchen | 124077 | Kitchen | 0.0286%
12407 | 7 | 3 |  | Manual | 1 | Ceiling Fixture | Incandescent |  | Globe | 1 | 100 | Kitchen | 124077 | Kitchen | 0.0286%
12407 | 8 | 1 |  | Manual | 1 | Ceiling Fixture | Incandescent |  | Standard A Lamp | 1 | 60 | Laundry Room | 124078 | Laundry Room | 0.0286%
12407 | 9 | 1 |  | Manual | 1 | Ceiling Fixture | Incandescent |  | Decorative | 1 | 25 | Living Room | 124079 | Living Room | 0.0286%
12407 | 9 | 2 |  | Manual | 1 | Wall Mount | Incandescent |  | Decorative | 2 | 25 | Living Room | 124079 | Living Room | 0.0286%
12407 | 9 | 3 |  | Manual | 1 | Chandelier (Hanging) | Incandescent |  | Decorative | 8 | 25 | Living Room | 124079 | Living Room | 0.0286%
12407 | 10 | 1 |  | Manual | 1 | Ceiling Fixture | Incandescent |  | Standard A Lamp | 3 | 60 | Master Bedroom | 1240710 | Master Bedroom | 0.0286%
12407 | 11 | 1 |  | Manual | 6 | Wall Mount | Incandescent |  | Globe | 2 | 40 | Bathroom | 1240711 | Bathroom | 0.0286%
12407 | 11 | 2 |  | Manual | 1 | Ceiling Fixture | Incandescent |  | Standard A Lamp | 1 | 60 | Bathroom | 1240711 | Bathroom | 0.0286%
12407 | 12 | 1 |  | Manual | 1 | Ceiling Fixture | Incandescent |  | Standard A Lamp | 3 | 60 | Office | 1240712 | Office | 0.0286%
12407 | 12 | 2 |  | Manual | 2 | Wall Mount | Linear Fluorescent | 24 | T-5 | 1 | 20 | Office | 1240712 | Office | 0.0286%
12407 | 13 | 1 |  | Manual | 1 | Ceiling Fixture | Incandescent |  | Standard A Lamp | 3 | 75 | Office | 1240713 | Office | 0.0286%
12407 | 13 | 2 |  | Dimmer | 1 | Floor lamp | Incandescent |  | Standard A Lamp | 1 | 150 | Office | 1240713 | Office | 0.0286%
12407 | 13 | 3 |  | Manual | 1 | Floor lamp | Incandescent |  | Standard A Lamp | 1 | 60 | Office | 1240713 | Office | 0.0286%
12408 | 1 | 1 |  | Manual | 1 | Floor lamp | Compact Fluorescent |  | 3-Way CFL | 1 | 19 | Living Room | 124081 | Living Room | 0.1232%
12408 | 2 | 1 |  | Manual | 1 | Ceiling Fixture | Compact Fluorescent |  | Reflector | 1 | 14 | Bedroom | 124082 | Bedroom | 0.1232%
12408 | 2 | 2 |  | Manual | 2 | Table | Incandescent |  | Standard A Lamp | 1 | 100 | Bedroom | 124082 | Bedroom | 0.1232%
12408 | 2 | 3 |  | Manual | 1 | Floor lamp | Compact Fluorescent |  | Twist | 1 | 23 | Bedroom | 124082 | Bedroom | 0.1232%
12408 | 3 | 1 |  | Manual | 1 | Wall Mount | Compact Fluorescent |  | Globe | 5 | 11 | Bathroom | 124083 | Bathroom | 0.1232%
12408 | 4 | 1 |  | Manual | 1 | Table | Compact Fluorescent |  | Twist | 1 | 23 | Bedroom | 124084 | Bedroom | 0.1232%
12408 | 5 | 1 |  | Manual | 2 | Recessed Can | Compact Fluorescent |  | Twist | 1 | 23 | Bedroom | 124085 | Bedroom | 0.1232%
12408 | 5 | 2 |  | Manual | 2 | Ceiling Fixture | Halogen |  | MR | 1 | 50 | Bedroom | 124085 | Bedroom | 0.1232%
12408 | 6 | 1 |  | Manual | 3 | Table | Compact Fluorescent |  | Twist | 1 | 23 | Master Bedroom | 124086 | Master Bedroom | 0.1232%
12408 | 7 | 1 |  | Manual | 1 | Ceiling Fixture | Compact Fluorescent |  | Twist | 2 | 23 | Closet | 124087 | Closet | 0.1232%
12408 | 8 | 1 |  | Manual | 1 | Wall Mount | Compact Fluorescent |  | Twist | 4 | 13 | Bathroom | 124088 | Bathroom | 0.1232%
12408 | 8 | 2 |  | Manual | 1 | Ceiling Fixture | Compact Fluorescent |  | Twist | 1 | 13 | Bathroom | 124088 | Bathroom | 0.1232%
12408 | 9 | 1 |  | Manual | 2 | Ceiling Fixture | Compact Fluorescent |  | Twist | 1 | 23 | Garage | 124089 | Garage | 0.1232%
12408 | 10 | 1 |  | Manual | 1 | Ceiling Fixture | Incandescent |  | Standard A Lamp | 4 | 60 | Dining Room | 1240810 | Dining Room | 0.1232%
12408 | 10 | 2 |  | Manual | 1 | Table | Compact Fluorescent |  | Twist | 1 | 13 | Dining Room | 1240810 | Dining Room | 0.1232%
12408 | 10 | 3 |  | Manual | 1 | Floor lamp | Compact Fluorescent |  | 3-Way CFL | 1 | 19 | Dining Room | 1240810 | Dining Room | 0.1232%
12408 | 11 | 1 |  | Dimmer | 7 | Recessed Can | Incandescent |  | Reflector | 1 | 65 | Kitchen | 1240811 | Kitchen | 0.1232%
12408 | 11 | 2 |  | Dimmer | 2 | Ceiling Fixture | Incandescent |  | Standard A Lamp | 1 | 60 | Kitchen | 1240811 | Kitchen | 0.1232%
12408 | 12 | 1 |  | Manual | 1 | Ceiling Fixture | Incandescent |  | Globe | 2 | 150 | Office | 1240812 | Office | 0.1232%
12408 | 12 | 2 |  | Manual | 2 | Floor lamp | Compact Fluorescent |  | Twist | 1 | 23 | Office | 1240812 | Office | 0.1232%
12408 | 13 | 1 |  | Manual | 1 | Table | Compact Fluorescent |  | Twist | 1 | 23 | Living Room | 1240813 | Living Room | 0.1232%
12408 | 14 | 1 |  | Manual | 1 | Ceiling Fixture | Incandescent |  | Mini base | 4 | 25 | Hall | 1240814 | Hall | 0.1232%
12408 | 14 | 2 |  | Manual | 1 | Table | Compact Fluorescent |  | Twist | 1 | 23 | Hall | 1240814 | Hall | 0.1232%
12408 | 15 | 1 |  | Manual | 1 | Floor lamp | Compact Fluorescent |  | Twist | 1 | 23 | Bathroom | 1240815 | Bathroom | 0.1232%
12408 | 16 | 1 |  | Manual | 1 | Ceiling Fixture | Compact Fluorescent |  | Twist | 1 | 23 | Laundry Room | 1240816 | Laundry Room | 0.1232%
12408 | 17 | 1 |  | Manual | 1 | Ceiling Fixture | Compact Fluorescent |  | Twist | 2 | 23 | Closet | 1240817 | Closet | 0.1232%
12414 | 1 | 1 |  | Manual | 1 | Wall Mount | Halogen |  | Quartz Tube | 1 | 50 | Bathroom | 124141 | Bathroom | 0.03789%
12414 | 2 | 1 |  | Manual | 1 | Ceiling Fixture | Compact Fluorescent |  | Twist | 1 | 23 | Bedroom | 124142 | Bedroom | 0.03789%
12414 | 2 | 2 |  | Manual | 1 | Table | Halogen |  | Other | 1 | 60 | Bedroom | 124142 | Bedroom | 0.03789%
12414 | 3 | 1 |  | Manual | 2 | Ceiling Fixture | Compact Fluorescent |  | Twist | 1 | 15 | Bedroom | 124143 | Bedroom | 0.03789%
12414 | 3 | 2 |  | Manual | 1 | Floor lamp | Compact Fluorescent |  | Twist | 1 | 23 | Bedroom | 124143 | Bedroom | 0.03789%
12414 | 3 | 3 |  | Manual | 1 | Table | Compact Fluorescent | 48 | Pin base | 1 | 27 | Bedroom | 124143 | Bedroom | 0.03789%
12414 | 4 | 1 |  | Manual | 1 | Ceiling Fixture | Incandescent |  | Standard A Lamp | 1 | 60 | Hall | 124144 | Hall | 0.03789%
12414 | 5 | 1 |  | Manual | 1 | Ceiling Fixture | Compact Fluorescent |  | Twist | 1 | 15 | Kitchen | 124145 | Kitchen | 0.03789%
12414 | 5 | 2 |  | Dimmer | 1 | Chandelier (Hanging) | Incandescent |  | Mini base | 4 | 40 | Kitchen | 124145 | Kitchen | 0.03789%
12414 | 6 | 1 |  | Dimmer | 1 | Ceiling Fixture | Incandescent |  | Standard A Lamp | 1 | 60 | Laundry Room | 124146 | Laundry Room | 0.03789%
12414 | 7 | 1 |  | Manual | 1 | Wall Mount | Compact Fluorescent |  | Twist | 1 | 23 | Living Room | 124147 | Living Room | 0.03789%
12414 | 7 | 2 |  | Manual | 1 | Floor lamp | Compact Fluorescent |  | Twist | 1 | 26 | Living Room | 124147 | Living Room | 0.03789%
12414 | 7 | 3 |  | Manual | 1 | Table | Incandescent |  | Colored | 1 | 75 | Living Room | 124147 | Living Room | 0.03789%
12427 | 1 | 1 |  | Manual | 5 | Ceiling Fixture | Linear Fluorescent | 48 | T-12 | 2 | 40 | Other | 124271 | Other | 0.03789%
12427 | 2 | 1 |  | Manual | 4 | Recessed Can | Incandescent |  | Standard A Lamp | 1 | 75 | Other | 124272 | Other | 0.03789%
12427 | 2 | 2 |  | Manual | 1 | Recessed Can | Compact Fluorescent |  | Twist | 1 | 7 | Other | 124272 | Other | 0.03789%
12427 | 3 | 1 |  | Manual | 1 | Ceiling Fixture | Compact Fluorescent |  | Twist | 1 | 22 | Hall | 124273 | Hall | 0.03789%
12427 | 4 | 1 |  | Manual | 1 | Wall Mount | Incandescent |  | Standard A Lamp | 2 | 60 | Bathroom | 124274 | Bathroom | 0.03789%
12427 | 5 | 1 |  | Dimmer | 1 | Chandelier (Hanging) | Incandescent |  | Decorative | 8 | 25 | Bedroom | 124275 | Bedroom | 0.03789%
12427 | 5 | 2 |  | Manual | 1 | Track | Incandescent |  | Decorative | 1 | 25 | Bedroom | 124275 | Bedroom | 0.03789%
12427 | 6 | 1 |  | Manual | 1 | Table | Incandescent |  | Standard A Lamp | 1 | 40 | Office | 124276 | Office | 0.03789%
12427 | 6 | 2 |  | Manual | 1 | Ceiling Fixture | Compact Fluorescent |  | Twist | 3 | 22 | Office | 124276 | Office | 0.03789%
12427 | 7 | 1 |  | Manual | 1 | Ceiling Fixture | Compact Fluorescent |  | Twist | 1 | 22 | Family Room | 124277 | Family Room | 0.03789%
12427 | 7 | 2 |  | Manual | 1 | Table | Compact Fluorescent |  | Twist | 1 | 22 | Family Room | 124277 | Family Room | 0.03789%
12427 | 7 | 3 |  | Manual | 1 | Ceiling Fixture | Compact Fluorescent |  | Twist | 1 | 22 | Family Room | 124277 | Family Room | 0.03789%
12427 | 8 | 1 |  | Manual | 1 | Ceiling Fixture | Compact Fluorescent |  | Twist | 1 | 22 | Bedroom | 124278 | Bedroom | 0.03789%
12427 | 8 | 2 |  | Manual | 1 | Table | Incandescent |  | Standard A Lamp | 1 | 40 | Bedroom | 124278 | Bedroom | 0.03789%
12427 | 9 | 1 |  | Manual | 2 | Ceiling Fixture | Compact Fluorescent |  | Twist | 1 | 22 | Bathroom | 124279 | Bathroom | 0.03789%
12427 | 10 | 1 |  | Manual | 1 | Ceiling Fixture | Incandescent |  | Standard A Lamp | 1 | 100 | Bedroom | 1242710 | Bedroom | 0.03789%
12427 | 10 | 2 |  | Manual | 2 | Table | Halogen |  | Other | 1 | 50 | Bedroom | 1242710 | Bedroom | 0.03789%
12427 | 10 | 3 |  | Manual | 2 | Ceiling Fixture | Compact Fluorescent |  | Twist | 1 | 15 | Bedroom | 1242710 | Bedroom | 0.03789%
12427 | 11 | 1 |  | Manual | 2 | Ceiling Fixture | Compact Fluorescent |  | Twist | 2 | 22 | Bathroom | 1242711 | Bathroom | 0.03789%
12427 | 12 | 1 |  | Manual | 1 | Ceiling Fixture | Incandescent |  | Standard A Lamp | 1 | 40 | Bathroom | 1242712 | Bathroom | 0.03789%
12427 | 13 | 1 |  | Manual | 6 | Recessed Can | Compact Fluorescent |  | Twist | 1 | 22 | Kitchen | 1242713 | Kitchen | 0.03789%
12427 | 13 | 2 |  | Manual | 2 | Ceiling Fixture | Compact Fluorescent |  | Twist | 1 | 15 | Kitchen | 1242713 | Kitchen | 0.03789%
12427 | 14 | 1 |  | Manual | 1 | Chandelier (Hanging) | Halogen |  | Quartz Tube | 1 | 150 | Dining Room | 1242714 | Dining Room | 0.03789%
12427 | 15 | 1 |  | Manual | 1 | Ceiling Fixture | Incandescent |  | Standard A Lamp | 4 | 100 | Living Room | 1242715 | Living Room | 0.03789%
12427 | 15 | 2 |  | Dimmer | 1 | Floor lamp | Incandescent |  | Decorative | 1 | 25 | Living Room | 1242715 | Living Room | 0.03789%
12427 | 15 | 3 |  | Manual | 2 | Torchiere | Compact Fluorescent |  | Twist | 1 | 22 | Living Room | 1242715 | Living Room | 0.03789%
12427 | 15 | 4 |  | Manual | 1 | Table | Incandescent |  | Decorative | 2 | 25 | Living Room | 1242715 | Living Room | 0.03789%
12427 | 16 | 1 |  | Manual | 1 | Ceiling Fixture | Incandescent |  | Standard A Lamp | 1 | 100 | Other | 1242716 | Other | 0.03789%
12427 | 17 | 1 |  | Manual | 1 | Ceiling Fixture | Compact Fluorescent |  | Twist | 2 | 15 | Bedroom | 1242717 | Bedroom | 0.03789%
12427 | 18 | 1 |  | Manual | 1 | Ceiling Fixture | Compact Fluorescent |  | Twist | 1 | 22 | Closet | 1242718 | Closet | 0.03789%
12427 | 18 | 2 |  | Manual | 1 | Table | Halogen |  | Other | 1 | 50 | Closet | 1242718 | Closet | 0.03789%
12434 | 1 | 1 |  | Manual | 1 | Wall Mount | Compact Fluorescent |  | Twist | 2 | 15 | Bathroom | 124341 | Bathroom | 0.1723%
12434 | 2 | 1 |  | Manual | 1 | Wall Mount | Compact Fluorescent |  | Twist | 4 | 15 | Bathroom | 124342 | Bathroom | 0.1723%
12434 | 3 | 1 |  | Manual | 4 | Recessed Can | Compact Fluorescent |  | Twist | 1 | 15 | Bedroom | 124343 | Bedroom | 0.1723%
12434 | 4 | 1 |  | Manual | 1 | Ceiling Fan | Compact Fluorescent |  | Twist | 1 | 15 | Bedroom | 124344 | Bedroom | 0.1723%
12434 | 4 | 2 |  | Manual | 1 | Table | Compact Fluorescent |  | Twist | 1 | 15 | Bedroom | 124344 | Bedroom | 0.1723%
12434 | 5 | 1 |  | Manual | 1 | Ceiling Fan | Compact Fluorescent |  | Twist | 1 | 15 | Bedroom | 124345 | Bedroom | 0.1723%
12434 | 6 | 1 |  | Manual | 1 | Chandelier (Hanging) | Compact Fluorescent |  | Twist | 7 | 15 | Dining Room | 124346 | Dining Room | 0.1723%
12434 | 7 | 1 |  | Manual | 2 | Ceiling Fixture | Linear Fluorescent | 48 | T-12 | 2 | 40 | Garage | 124347 | Garage | 0.1723%
12434 | 7 | 2 |  | Manual | 1 | Garage door opener | Incandescent |  | Standard A Lamp | 2 | 60 | Garage | 124347 | Garage | 0.1723%
12434 | 8 | 1 |  | Manual | 3 | Ceiling Fan | Compact Fluorescent |  | Twist | 1 | 15 | Hall | 124348 | Hall | 0.1723%
12434 | 9 | 1 |  | Manual | 4 | Recessed Can | Compact Fluorescent |  | Twist | 1 | 15 | Kitchen | 124349 | Kitchen | 0.1723%
12434 | 10 | 1 |  | Manual | 1 | Ceiling Fixture | Compact Fluorescent |  | Twist | 2 | 15 | Laundry Room | 1243410 | Laundry Room | 0.1723%
12434 | 11 | 1 |  | Manual | 5 | Recessed Can | Compact Fluorescent |  | Twist | 1 | 15 | Laundry Room | 1243411 | Laundry Room | 0.1723%
12434 | 12 | 1 |  | Manual | 4 | Recessed Can | Compact Fluorescent |  | Twist | 1 | 15 | Office | 1243412 | Office | 0.1723%
12434 | 13 | 1 |  | Manual | 1 | Ceiling Fixture | Compact Fluorescent |  | Twist | 1 | 15 | Closet | 1243413 | Closet | 0.1723%
12456 | 1 | 1 |  | Manual | 1 | Floor lamp | Compact Fluorescent |  | Twist | 3 | 22 | Living Room | 124561 | Living Room | 0.04979%
12456 | 1 | 2 |  | Manual | 3 | Track | Incandescent |  | Reflector | 3 | 50 | Living Room | 124561 | Living Room | 0.04979%
12456 | 2 | 1 |  | Manual | 1 | Chandelier (Hanging) | Compact Fluorescent |  | Twist | 5 | 22 | Dining Room | 124562 | Dining Room | 0.04979%
12456 | 3 | 1 |  | Manual | 1 | Ceiling Fixture | Linear Fluorescent | 48 | T-12 | 4 | 40 | Kitchen | 124563 | Kitchen | 0.04979%
12456 | 3 | 2 |  | Manual | 1 | Other | Incandescent |  | Standard A Lamp | 2 | 60 | Kitchen | 124563 | Kitchen | 0.04979%
12456 | 4 | 1 |  | Manual | 4 | Track | Compact Fluorescent |  | A shape bulb | 4 | 15 | Hall | 124564 | Hall | 0.04979%
12456 | 5 | 1 |  | Manual | 1 | Ceiling Fixture | Compact Fluorescent |  | Twist | 1 | 15 | Bathroom | 124565 | Bathroom | 0.04979%
12456 | 5 | 2 |  | Manual | 1 | Ceiling Fixture | Incandescent |  | Heat Lamp | 1 | 500 | Bathroom | 124565 | Bathroom | 0.04979%
12456 | 6 | 1 |  | Manual | 1 | Ceiling Fixture | Compact Fluorescent |  | Twist | 2 | 22 | Bedroom | 124566 | Bedroom | 0.04979%
12456 | 6 | 2 |  | Manual | 1 | Table | Incandescent |  | Standard A Lamp | 1 | 40 | Bedroom | 124566 | Bedroom | 0.04979%
12456 | 6 | 3 |  | Manual | 1 | Table | Compact Fluorescent |  | Twist | 1 | 22 | Bedroom | 124566 | Bedroom | 0.04979%
12456 | 7 | 1 |  | Manual | 1 | Ceiling Fixture | Compact Fluorescent |  | Twist | 2 | 22 | Office | 124567 | Office | 0.04979%
12458 | 1 | 1 |  | Manual | 2 | Recessed Can | Incandescent |  | Reflector | 1 | 100 | Bathroom | 124581 | Bathroom | 0.02952%
12458 | 2 | 1 |  | Manual | 6 | Recessed Can | Incandescent |  | Reflector | 1 | 75 | Bathroom | 124582 | Bathroom | 0.02952%
12458 | 3 | 1 |  | Manual | 1 | Wall Mount | Incandescent |  | Standard A Lamp | 3 | 40 | Bathroom | 124583 | Bathroom | 0.02952%
12458 | 3 | 2 |  | Manual | 1 | Recessed Can | Incandescent |  | Reflector | 1 | 75 | Bathroom | 124583 | Bathroom | 0.02952%
12458 | 4 | 1 |  | Manual | 1 | Ceiling Fixture | Incandescent |  | Clear | 2 | 60 | Bedroom | 124584 | Bedroom | 0.02952%
12458 | 4 | 2 |  | Manual | 1 | Wall Mount | Incandescent |  | Standard A Lamp | 1 | 100 | Bedroom | 124584 | Bedroom | 0.02952%
12458 | 4 | 3 |  | Manual | 1 | Floor lamp | Incandescent |  | Standard A Lamp | 1 | 75 | Bedroom | 124584 | Bedroom | 0.02952%
12458 | 5 | 1 |  | Manual | 1 | Ceiling Fixture | Compact Fluorescent |  | Twist | 2 | 15 | Closet | 124585 | Closet | 0.02952%
12458 | 6 | 1 |  | Manual | 1 | Ceiling Fixture | Incandescent |  | Standard A Lamp | 2 | 60 | Closet | 124586 | Closet | 0.02952%
12458 | 7 | 1 |  | Manual | 1 | Table | Compact Fluorescent |  | Twist | 1 | 15 | Dining Room | 124587 | Dining Room | 0.02952%
12458 | 7 | 2 |  | Manual | 1 | Table | Incandescent |  | Standard A Lamp | 2 | 60 | Dining Room | 124587 | Dining Room | 0.02952%
12458 | 7 | 3 |  | Dimmer | 1 | Chandelier (Hanging) | Incandescent |  | Decorative | 7 | 40 | Dining Room | 124587 | Dining Room | 0.02952%
12458 | 8 | 1 |  | Manual | 4 | Ceiling Fixture | Other |  | Other | 2 | 40 | Other | 124588 | Other | 0.02952%
12458 | 9 | 1 |  | Manual | 2 | Ceiling Fixture | Incandescent |  | Standard A Lamp | 3 | 100 | Family Room | 124589 | Family Room | 0.02952%
12458 | 9 | 2 |  | Manual | 4 | Table | Incandescent |  | Standard A Lamp | 1 | 60 | Family Room | 124589 | Family Room | 0.02952%
12458 | 9 | 3 |  | Manual | 1 | Table | Compact Fluorescent |  | Twist | 1 | 15 | Family Room | 124589 | Family Room | 0.02952%
12458 | 9 | 4 |  | Manual | 1 | Wall Mount | Linear Fluorescent | 24 | T-12 | 1 | 40 | Family Room | 124589 | Family Room | 0.02952%
12458 | 10 | 1 |  | Manual | 2 | Garage door opener | Incandescent |  | Standard A Lamp | 1 | 40 | Garage | 1245810 | Garage | 0.02952%
12458 | 10 | 2 |  | Manual | 1 | Ceiling Fixture | Compact Fluorescent |  | Circline (Screw Base) | 1 | 22 | Garage | 1245810 | Garage | 0.02952%
12458 | 10 | 3 |  | Manual | 2 | Ceiling Fixture | Linear Fluorescent | 48 | T-12 | 4 | 40 | Garage | 1245810 | Garage | 0.02952%
12458 | 11 | 1 |  | Manual | 7 | Recessed Can | Incandescent |  | Reflector | 1 | 75 | Kitchen | 1245811 | Kitchen | 0.02952%
12458 | 11 | 2 |  | Manual | 2 | Ceiling Fixture | Incandescent |  | Globe | 1 | 100 | Kitchen | 1245811 | Kitchen | 0.02952%
12458 | 11 | 3 |  | Manual | 2 | Architectural | Linear Fluorescent | 18 | T-5 | 1 | 7 | Kitchen | 1245811 | Kitchen | 0.02952%
12458 | 12 | 1 |  | Manual | 1 | Ceiling Fixture | Linear Fluorescent | 48 | T-12 | 2 | 40 | Laundry Room | 1245812 | Laundry Room | 0.02952%
12458 | 13 | 1 |  | Dimmer | 4 | Recessed Can | Incandescent |  | Reflector | 1 | 60 | Living Room | 1245813 | Living Room | 0.02952%
12458 | 13 | 2 |  | Manual | 3 | Wall Mount | Compact Fluorescent |  | Twist | 1 | 15 | Living Room | 1245813 | Living Room | 0.02952%
12458 | 13 | 3 |  | Manual | 1 | Table | Incandescent |  | 3-Way Incandescent | 1 | 100 | Living Room | 1245813 | Living Room | 0.02952%
12458 | 13 | 4 |  | Manual | 1 | Chandelier (Hanging) | Incandescent |  | Globe | 1 | 40 | Living Room | 1245813 | Living Room | 0.02952%
12458 | 14 | 1 |  | Manual | 1 | Wall Mount | Linear Fluorescent | 48 | T-12 | 1 | 40 | Master Bedroom | 1245814 | Master Bedroom | 0.02952%
12458 | 14 | 2 |  | Manual | 2 | Table | Incandescent |  | Standard A Lamp | 1 | 90 | Master Bedroom | 1245814 | Master Bedroom | 0.02952%
12458 | 14 | 3 |  | Manual | 2 | Wall Mount | Incandescent |  | Standard A Lamp | 1 | 75 | Master Bedroom | 1245814 | Master Bedroom | 0.02952%
12458 | 14 | 4 |  | Manual | 1 | Floor lamp | Incandescent |  | Standard A Lamp | 1 | 60 | Master Bedroom | 1245814 | Master Bedroom | 0.02952%
12458 | 15 | 1 |  | Manual | 2 | Ceiling Fixture | Linear Fluorescent | 48 | T-8 | 2 | 32 | Closet | 1245815 | Closet | 0.02952%
12458 | 16 | 1 |  | Manual | 1 | Floor lamp | Incandescent |  | Decorative | 1 | 60 | Office | 1245816 | Office | 0.02952%
12458 | 16 | 2 |  | Manual | 1 | Ceiling Fixture | Incandescent |  | Standard A Lamp | 1 | 100 | Office | 1245816 | Office | 0.02952%
12458 | 16 | 3 |  | Manual | 1 | Table | Compact Fluorescent |  | Twist | 1 | 15 | Office | 1245816 | Office | 0.02952%
12458 | 17 | 1 |  | Manual | 1 | Ceiling Fixture | Incandescent |  | Clear | 4 | 40 | Hall | 1245817 | Hall | 0.02952%
12458 | 18 | 1 |  | Manual | 1 | Wall Mount | Linear Fluorescent | 36 | T-8 | 1 | 32 | Other | 1245818 | Other | 0.02952%
12460 | 1 | 1 |  | Manual | 1 | Wall Mount | Incandescent |  | Standard A Lamp | 4 | 60 | Bathroom | 124601 | Bathroom | 0.0286%
12460 | 2 | 1 |  | Manual | 1 | Ceiling Fixture | Incandescent |  | Standard A Lamp | 2 | 60 | Bedroom | 124602 | Bedroom | 0.0286%
12460 | 3 | 1 |  | Manual | 1 | Ceiling Fixture | Incandescent |  | Standard A Lamp | 2 | 60 | Bedroom | 124603 | Bedroom | 0.0286%
12460 | 3 | 2 |  | Manual | 1 | Floor lamp | Incandescent |  | Standard A Lamp | 1 | 75 | Bedroom | 124603 | Bedroom | 0.0286%
12460 | 4 | 1 |  | Manual | 1 | Ceiling Fan | Incandescent |  | Standard A Lamp | 5 | 60 | Dining Room | 124604 | Dining Room | 0.0286%
12460 | 5 | 1 |  | Manual | 2 | Ceiling Fixture | Linear Fluorescent | 48 | T-12 | 2 | 32 | Garage | 124605 | Garage | 0.0286%
12460 | 6 | 1 |  | Manual | 1 | Wall Mount | Incandescent |  | Standard A Lamp | 2 | 60 | Bathroom | 124606 | Bathroom | 0.0286%
12460 | 7 | 1 |  | Manual | 1 | Ceiling Fixture | Incandescent |  | Standard A Lamp | 1 | 60 | Hall | 124607 | Hall | 0.0286%
12460 | 8 | 1 |  | Manual | 1 | Ceiling Fixture | Linear Fluorescent | 48 | T-12 | 4 | 32 | Kitchen | 124608 | Kitchen | 0.0286%
12460 | 9 | 1 |  | Manual | 2 | Floor lamp | Incandescent |  | Standard A Lamp | 1 | 60 | Living Room | 124609 | Living Room | 0.0286%
12460 | 9 | 2 |  | Manual | 1 | Floor lamp | Incandescent |  | 3-Way Incandescent | 1 | 150 | Living Room | 124609 | Living Room | 0.0286%
12460 | 10 | 1 |  | Manual | 1 | Ceiling Fixture | Linear Fluorescent | 48 | T-12 | 4 | 32 | Office | 1246010 | Office | 0.0286%
12460 | 11 | 1 |  | Manual | 1 | Ceiling Fixture | Incandescent |  | Standard A Lamp | 2 | 60 | Bedroom | 1246011 | Bedroom | 0.0286%
12478 | 1 | 1 |  | Manual | 1 | Wall Mount | Incandescent |  | Clear | 4 | 40 | Bathroom | 124781 | Bathroom | 0.0286%
12478 | 1 | 2 |  | Manual | 1 | Ceiling Fixture | Compact Fluorescent |  | Twist | 1 | 15 | Bathroom | 124781 | Bathroom | 0.0286%
12478 | 2 | 1 |  | Manual | 1 | Ceiling Fixture | Incandescent |  | Standard A Lamp | 1 | 40 | Bathroom | 124782 | Bathroom | 0.0286%
12478 | 2 | 2 |  | Manual | 1 | Wall Mount | Incandescent |  | Globe | 3 | 40 | Bathroom | 124782 | Bathroom | 0.0286%
12478 | 3 | 1 |  | Manual | 1 | Recessed Can | Incandescent |  | Reflector | 1 | 65 | Bedroom | 124783 | Bedroom | 0.0286%
12478 | 3 | 2 |  | Manual | 1 | Ceiling Fixture | Incandescent |  | Standard A Lamp | 2 | 40 | Bedroom | 124783 | Bedroom | 0.0286%
12478 | 4 | 1 |  | Manual | 1 | Recessed Can | Incandescent |  | Reflector | 1 | 65 | Bedroom | 124784 | Bedroom | 0.0286%
12478 | 4 | 2 |  | Manual | 1 | Ceiling Fixture | Incandescent |  | Standard A Lamp | 2 | 60 | Bedroom | 124784 | Bedroom | 0.0286%
12478 | 5 | 1 |  | Manual | 1 | Recessed Can | Incandescent |  | Reflector | 1 | 65 | Master Bedroom | 124785 | Master Bedroom | 0.0286%
12478 | 5 | 2 |  | Manual | 1 | Ceiling Fixture | Compact Fluorescent |  | Twist | 1 | 15 | Master Bedroom | 124785 | Master Bedroom | 0.0286%
12478 | 5 | 3 |  | Manual | 1 | Table | Incandescent |  | Decorative | 1 | 40 | Master Bedroom | 124785 | Master Bedroom | 0.0286%
12478 | 6 | 1 |  | Manual | 1 | Chandelier (Hanging) | Compact Fluorescent |  | Twist | 3 | 15 | Dining Room | 124786 | Dining Room | 0.0286%
12478 | 6 | 2 |  | Manual | 1 | Floor lamp | Incandescent |  | Standard A Lamp | 3 | 100 | Dining Room | 124786 | Dining Room | 0.0286%
12478 | 6 | 3 |  | Manual | 1 | Table | Incandescent |  | Standard A Lamp | 2 | 100 | Dining Room | 124786 | Dining Room | 0.0286%
12478 | 7 | 1 |  | Manual | 2 | Ceiling Fixture | Incandescent |  | Standard A Lamp | 2 | 40 | Hall | 124787 | Hall | 0.0286%
12478 | 8 | 1 |  | Manual | 1 | Ceiling Fixture | Halogen |  | MR | 3 | 50 | Family Room | 124788 | Family Room | 0.0286%
12478 | 8 | 2 |  | Manual | 1 | Table | Incandescent |  | Standard A Lamp | 1 | 60 | Family Room | 124788 | Family Room | 0.0286%
12478 | 8 | 3 |  | Manual | 1 | Table | Compact Fluorescent |  | Twist | 1 | 15 | Family Room | 124788 | Family Room | 0.0286%
12478 | 8 | 4 |  | Manual | 1 | Table | Incandescent |  | Decorative | 1 | 40 | Family Room | 124788 | Family Room | 0.0286%
12478 | 9 | 1 |  | Manual | 2 | Ceiling Fixture | Compact Fluorescent |  | Twist | 1 | 15 | Garage | 124789 | Garage | 0.0286%
12478 | 10 | 1 |  | Manual | 1 | Ceiling Fan | Incandescent |  | Mini base | 3 | 40 | Kitchen | 1247810 | Kitchen | 0.0286%
12478 | 11 | 1 |  | Manual | 1 | Recessed Can | Incandescent |  | Reflector | 1 | 75 | Living Room | 1247811 | Living Room | 0.0286%
12478 | 11 | 2 |  | Manual | 1 | Table | Halogen |  | MR | 1 | 50 | Living Room | 1247811 | Living Room | 0.0286%
12478 | 11 | 3 |  | Manual | 1 | Table | Incandescent |  | Standard A Lamp | 1 | 100 | Living Room | 1247811 | Living Room | 0.0286%
12478 | 12 | 1 |  | Manual | 1 | Chandelier (Hanging) | Compact Fluorescent |  | Twist | 1 | 15 | Dining Room | 1247812 | Dining Room | 0.0286%
12482 | 1 | 1 |  | Manual | 1 | Wall Mount | Incandescent |  | Standard A Lamp | 3 | 60 | Bathroom | 124821 | Bathroom | 0.1232%
12482 | 2 | 1 |  | Manual | 1 | Wall Mount | Incandescent |  | Standard A Lamp | 4 | 100 | Bathroom | 124822 | Bathroom | 0.1232%
12482 | 2 | 2 |  | Manual | 1 | Ceiling Fixture | Compact Fluorescent |  | Twist | 1 | 20 | Bathroom | 124822 | Bathroom | 0.1232%
12482 | 3 | 1 |  | Manual | 2 | Wall Mount | Incandescent |  | Standard A Lamp | 2 | 60 | Bathroom | 124823 | Bathroom | 0.1232%
12482 | 3 | 2 |  | Manual | 3 | Recessed Can | Incandescent |  | Reflector | 1 | 65 | Bathroom | 124823 | Bathroom | 0.1232%
12482 | 4 | 1 |  | Manual | 1 | Ceiling Fixture | Incandescent |  | Standard A Lamp | 1 | 60 | Bedroom | 124824 | Bedroom | 0.1232%
12482 | 4 | 2 |  | Manual | 1 | Table | Incandescent |  | 3-Way Incandescent | 1 | 200 | Bedroom | 124824 | Bedroom | 0.1232%
12482 | 4 | 3 |  | Manual | 1 | Table | Incandescent |  | Clear | 1 | 60 | Bedroom | 124824 | Bedroom | 0.1232%
12482 | 5 | 1 |  | Manual | 1 | Ceiling Fixture | Compact Fluorescent |  | Twist | 1 | 20 | Bedroom | 124825 | Bedroom | 0.1232%
12482 | 5 | 2 |  | Manual | 2 | Table | Incandescent |  | 3-Way Incandescent | 1 | 100 | Bedroom | 124825 | Bedroom | 0.1232%
12482 | 5 | 3 |  | Manual | 1 | Table | Compact Fluorescent |  | Twist | 1 | 13 | Bedroom | 124825 | Bedroom | 0.1232%
12482 | 6 | 1 |  | Manual | 1 | Ceiling Fixture | Incandescent |  | Standard A Lamp | 1 | 60 | Closet | 124826 | Closet | 0.1232%
12482 | 7 | 1 |  | Manual | 1 | Ceiling Fixture | Incandescent |  | Standard A Lamp | 1 | 60 | Closet | 124827 | Closet | 0.1232%
12482 | 8 | 1 |  | Manual | 1 | Recessed Can | Compact Fluorescent |  | Reflector | 1 | 14 | Dining Room | 124828 | Dining Room | 0.1232%
12482 | 8 | 2 |  | Manual | 3 | Recessed Can | Incandescent |  | Reflector | 1 | 65 | Dining Room | 124828 | Dining Room | 0.1232%
12482 | 9 | 1 |  | Manual | 1 | Chandelier (Hanging) | Incandescent |  | Standard A Lamp | 9 | 60 | Other | 124829 | Other | 0.1232%
12482 | 10 | 1 |  | Manual | 5 | Recessed Can | Incandescent |  | Reflector | 1 | 65 | Family Room | 1248210 | Family Room | 0.1232%
12482 | 10 | 2 |  | Manual | 1 | Recessed Can | Incandescent |  | Reflector | 1 | 65 | Family Room | 1248210 | Family Room | 0.1232%
12482 | 11 | 1 |  | Manual | 2 | Garage door opener | Incandescent |  | Standard A Lamp | 2 | 60 | Garage | 1248211 | Garage | 0.1232%
12482 | 11 | 2 |  | Manual | 3 | Ceiling Fixture | Compact Fluorescent |  | Twist | 1 | 20 | Garage | 1248211 | Garage | 0.1232%
12482 | 12 | 1 |  | Manual | 2 | Recessed Can | Incandescent |  | Reflector | 1 | 65 | Hall | 1248212 | Hall | 0.1232%
12482 | 12 | 2 |  | Manual | 1 | Table | Compact Fluorescent |  | Twist | 1 | 20 | Hall | 1248212 | Hall | 0.1232%
12482 | 13 | 1 |  | Manual | 3 | Recessed Can | Incandescent |  | Reflector | 1 | 65 | Hall | 1248213 | Hall | 0.1232%
12482 | 14 | 1 |  | Manual | 10 | Recessed Can | Incandescent |  | Reflector | 1 | 65 | Kitchen | 1248214 | Kitchen | 0.1232%
12482 | 15 | 1 |  | Manual | 1 | Ceiling Fixture | Incandescent |  | Standard A Lamp | 2 | 60 | Laundry Room | 1248215 | Laundry Room | 0.1232%
12482 | 16 | 1 |  | Dimmer | 1 | Chandelier (Hanging) | Incandescent |  | Decorative | 6 | 60 | Living Room | 1248216 | Living Room | 0.1232%
12482 | 16 | 2 |  | Manual | 2 | Table | Incandescent |  | 3-Way Incandescent | 1 | 100 | Living Room | 1248216 | Living Room | 0.1232%
12482 | 16 | 3 |  | Manual | 2 | Table | Incandescent |  | Standard A Lamp | 1 | 60 | Living Room | 1248216 | Living Room | 0.1232%
12482 | 16 | 4 |  | Manual | 4 | Recessed Can | Incandescent |  | Reflector | 1 | 65 | Living Room | 1248216 | Living Room | 0.1232%
12482 | 16 | 5 |  | Manual | 2 | Wall Mount | Incandescent |  | Decorative | 1 | 40 | Living Room | 1248216 | Living Room | 0.1232%
12482 | 17 | 1 |  | Manual | 4 | Recessed Can | Incandescent |  | Reflector | 1 | 65 | Master Bedroom | 1248217 | Master Bedroom | 0.1232%
12482 | 17 | 2 |  | Manual | 2 | Table | Incandescent |  | 3-Way Incandescent | 1 | 200 | Master Bedroom | 1248217 | Master Bedroom | 0.1232%
12482 | 18 | 1 |  | Manual | 1 | Ceiling Fixture | Compact Fluorescent |  | Twist | 2 | 20 | Office | 1248218 | Office | 0.1232%
12482 | 18 | 2 |  | Manual | 1 | Floor lamp | Compact Fluorescent |  | Straight Tube | 1 | 42 | Office | 1248218 | Office | 0.1232%
12482 | 19 | 1 |  | Manual | 1 | Ceiling Fixture | Compact Fluorescent |  | Twist | 2 | 13 | Office | 1248219 | Office | 0.1232%
12482 | 19 | 2 |  | Manual | 1 | Floor lamp | Compact Fluorescent |  | Straight Tube | 1 | 13 | Office | 1248219 | Office | 0.1232%
12482 | 20 | 1 |  | Manual | 1 | Ceiling Fixture | Incandescent |  | Standard A Lamp | 1 | 60 | Other | 1248220 | Other | 0.1232%
12483 | 1 | 1 |  | Manual | 1 | Wall Mount | Compact Fluorescent |  | Twist | 1 | 15 | Bathroom | 124831 | Bathroom | 0.02952%
12483 | 1 | 2 |  | Manual | 1 | Ceiling Fixture | Incandescent |  | Standard A Lamp | 1 | 100 | Bathroom | 124831 | Bathroom | 0.02952%
12483 | 2 | 1 |  | Manual | 1 | Ceiling Fixture | Compact Fluorescent |  | Twist | 2 | 15 | Bedroom | 124832 | Bedroom | 0.02952%
12483 | 3 | 1 |  | Manual | 1 | Ceiling Fixture | Compact Fluorescent |  | Twist | 2 | 15 | Bedroom | 124833 | Bedroom | 0.02952%
12483 | 3 | 2 |  | Manual | 1 | Table | Incandescent |  | Standard A Lamp | 1 | 100 | Bedroom | 124833 | Bedroom | 0.02952%
12483 | 4 | 1 |  | Manual | 4 | Ceiling Fixture | Linear Fluorescent | 48 | T-12 | 2 | 40 | Garage | 124834 | Garage | 0.02952%
12483 | 5 | 1 |  | Manual | 1 | Ceiling Fixture | Compact Fluorescent |  | Twist | 1 | 22 | Hall | 124835 | Hall | 0.02952%
12483 | 6 | 1 |  | Manual | 1 | Ceiling Fixture | Compact Fluorescent |  | Twist | 2 | 15 | Kitchen | 124836 | Kitchen | 0.02952%
12483 | 6 | 2 |  | Manual | 1 | Chandelier (Hanging) | Compact Fluorescent |  | Twist | 5 | 22 | Kitchen | 124836 | Kitchen | 0.02952%
12483 | 7 | 1 |  | Manual | 1 | Ceiling Fixture | Compact Fluorescent |  | Twist | 1 | 15 | Laundry Room | 124837 | Laundry Room | 0.02952%
12483 | 8 | 1 |  | Manual | 2 | Wall Mount | Compact Fluorescent |  | Twist | 1 | 15 | Living Room | 124838 | Living Room | 0.02952%
12483 | 8 | 2 |  | Manual | 1 | Torchiere | Incandescent |  | Standard A Lamp | 1 | 100 | Living Room | 124838 | Living Room | 0.02952%
12483 | 8 | 3 |  | Manual | 1 | Torchiere | Compact Fluorescent |  | Twist | 1 | 22 | Living Room | 124838 | Living Room | 0.02952%
12486 | 1 | 1 |  | Manual | 1 | Wall Mount | Incandescent |  | Standard A Lamp | 1 | 60 | Other | 124861 | Other | 0.1232%
12486 | 2 | 1 |  | Manual | 1 | Ceiling Fixture | Incandescent |  | Standard A Lamp | 1 | 60 | Bedroom | 124862 | Bedroom | 0.1232%
12486 | 2 | 2 |  | None | 1 | Wall Mount | Other |  | LED Interior | 1 | 1 | Bedroom | 124862 | Bedroom | 0.1232%
12486 | 3 | 1 |  | Manual | 2 | Wall Mount | Incandescent |  | Globe | 1 | 40 | Bathroom | 124863 | Bathroom | 0.1232%
12486 | 3 | 2 |  | Manual | 1 | Wall Mount | Incandescent |  | Globe | 1 | 40 | Bathroom | 124863 | Bathroom | 0.1232%
12486 | 3 | 3 |  | Manual | 1 | Ceiling Fixture | Incandescent |  | Standard A Lamp | 1 | 60 | Bathroom | 124863 | Bathroom | 0.1232%
12486 | 4 | 1 |  | Manual | 1 | Ceiling Fixture | Incandescent |  | Standard A Lamp | 1 | 60 | Closet | 124864 | Closet | 0.1232%
12486 | 5 | 1 |  | Manual | 2 | Wall Mount | Incandescent |  | Globe | 1 | 40 | Closet | 124865 | Closet | 0.1232%
12486 | 6 | 1 |  | Dimmer | 1 | Ceiling Fixture | Incandescent |  | Standard A Lamp | 1 | 60 | Dining Room | 124866 | Dining Room | 0.1232%
12486 | 7 | 1 |  | Manual | 1 | Ceiling Fixture | Incandescent |  | Standard A Lamp | 1 | 60 | Hall | 124867 | Hall | 0.1232%
12486 | 8 | 1 |  | Manual | 2 | Ceiling Fixture | Linear Fluorescent | 48 | T-12 | 2 | 40 | Garage | 124868 | Garage | 0.1232%
12486 | 8 | 2 |  | Manual | 2 | Garage door opener | Incandescent |  | Standard A Lamp | 1 | 60 | Garage | 124868 | Garage | 0.1232%
12486 | 9 | 1 |  | Manual | 1 | Ceiling Fixture | Incandescent |  | Decorative | 2 | 40 | Hall | 124869 | Hall | 0.1232%
12486 | 10 | 1 |  | Manual | 1 | Other | Linear Fluorescent | 36 | T-12 | 1 | 35 | Kitchen | 1248610 | Kitchen | 0.1232%
12486 | 10 | 2 |  | Manual | 1 | Ceiling Fixture | Linear Fluorescent | 48 | T-12 | 2 | 40 | Kitchen | 1248610 | Kitchen | 0.1232%
12486 | 10 | 3 |  | Manual | 1 | Ceiling Fixture | Incandescent |  | Standard A Lamp | 1 | 60 | Kitchen | 1248610 | Kitchen | 0.1232%
12486 | 11 | 1 |  | Manual | 1 | Ceiling Fixture | Incandescent |  | Standard A Lamp | 1 | 60 | Hall | 1248611 | Hall | 0.1232%
12486 | 12 | 1 |  | Manual | 1 | Track | Halogen |  | MR | 4 | 50 | Living Room | 1248612 | Living Room | 0.1232%
12486 | 13 | 1 |  | Dimmer | 1 | Ceiling Fixture | Incandescent |  | Standard A Lamp | 1 | 60 | Master Bedroom | 1248613 | Master Bedroom | 0.1232%
12486 | 14 | 1 |  | Dimmer | 1 | Ceiling Fixture | Incandescent |  | Standard A Lamp | 1 | 60 | Bedroom | 1248614 | Bedroom | 0.1232%
12486 | 14 | 2 |  | Manual | 1 | Table | Incandescent |  | Standard A Lamp | 1 | 75 | Bedroom | 1248614 | Bedroom | 0.1232%
12486 | 15 | 1 |  | Manual | 1 | Ceiling Fixture | Compact Fluorescent |  | Twist | 1 | 22 | Other | 1248615 | Other | 0.1232%
12486 | 16 | 1 |  | Dimmer | 1 | Wall Mount | Incandescent |  | Reflector | 2 | 60 | Hall | 1248616 | Hall | 0.1232%
12489 | 1 | 1 |  | Manual | 1 | Ceiling Fixture | Incandescent |  | Standard A Lamp | 2 | 60 | Bedroom | 124891 | Bedroom | 0.1232%
12489 | 2 | 1 |  | Manual | 5 | Recessed Can | Compact Fluorescent |  | Reflector | 1 | 15 | Kitchen | 124892 | Kitchen | 0.1232%
12489 | 3 | 1 |  | Manual | 2 | Ceiling Fixture | Incandescent |  | Standard A Lamp | 2 | 60 | Hall | 124893 | Hall | 0.1232%
12489 | 4 | 1 |  | Manual | 1 | Wall Mount | Incandescent |  | Mini base | 6 | 40 | Bathroom | 124894 | Bathroom | 0.1232%
12489 | 5 | 1 |  | Manual | 1 | Ceiling Fixture | Compact Fluorescent |  | Twist | 2 | 22 | Bedroom | 124895 | Bedroom | 0.1232%
12489 | 6 | 1 |  | Manual | 1 | Ceiling Fixture | Incandescent |  | Standard A Lamp | 3 | 60 | Master Bedroom | 124896 | Master Bedroom | 0.1232%
12489 | 7 | 1 |  | Manual | 1 | Wall Mount | Compact Fluorescent |  | Twist | 3 | 22 | Bathroom | 124897 | Bathroom | 0.1232%
12489 | 7 | 2 |  | Manual | 2 | Ceiling Fixture | Incandescent |  | Standard A Lamp | 1 | 60 | Bathroom | 124897 | Bathroom | 0.1232%
12489 | 8 | 1 |  | Manual | 1 | Wall Mount | Incandescent |  | Standard A Lamp | 1 | 40 | Hall | 124898 | Hall | 0.1232%
12489 | 9 | 1 |  | Manual | 1 | Ceiling Fan | Incandescent |  | Clear | 3 | 40 | Other | 124899 | Other | 0.1232%
12489 | 10 | 1 |  | Manual | 1 | Ceiling Fixture | Compact Fluorescent |  | Twist | 2 | 22 | Office | 1248910 | Office | 0.1232%
12489 | 11 | 1 |  | Manual | 1 | Ceiling Fixture | Incandescent |  | Standard A Lamp | 1 | 60 | Laundry Room | 1248911 | Laundry Room | 0.1232%
12489 | 12 | 1 |  | Manual | 2 | Ceiling Fixture | Incandescent |  | Standard A Lamp | 1 | 60 | Closet | 1248912 | Closet | 0.1232%
12489 | 13 | 1 |  | Manual | 1 | Ceiling Fixture | Compact Fluorescent |  | Twist | 3 | 15 | Kitchen | 1248913 | Kitchen | 0.1232%
12489 | 14 | 1 |  | Manual | 1 | Ceiling Fixture | Compact Fluorescent |  | Twist | 3 | 22 | Family Room | 1248914 | Family Room | 0.1232%
12489 | 14 | 2 |  | Manual | 1 | Track | Compact Fluorescent |  | Twist | 3 | 22 | Family Room | 1248914 | Family Room | 0.1232%
12489 | 15 | 1 |  | Manual | 1 | Wall Mount | Incandescent |  | Clear | 6 | 40 | Bathroom | 1248915 | Bathroom | 0.1232%
12489 | 16 | 1 |  | Manual | 1 | Ceiling Fixture | Incandescent |  | Standard A Lamp | 1 | 60 | Hall | 1248916 | Hall | 0.1232%
12489 | 17 | 1 |  | Manual | 1 | Ceiling Fan | Incandescent |  | Standard A Lamp | 1 | 40 | Bedroom | 1248917 | Bedroom | 0.1232%
12489 | 18 | 1 |  | Manual | 2 | Ceiling Fixture | Incandescent |  | Standard A Lamp | 1 | 60 | Closet | 1248918 | Closet | 0.1232%
12489 | 19 | 1 |  | Manual | 1 | Ceiling Fan | Compact Fluorescent |  | Twist | 5 | 22 | Hall | 1248919 | Hall | 0.1232%
12489 | 20 | 1 |  | Manual | 3 | Table | Incandescent |  | Standard A Lamp | 1 | 60 | Living Room | 1248920 | Living Room | 0.1232%
12489 | 21 | 1 |  | Manual | 1 | Chandelier (Hanging) | Compact Fluorescent |  | Twist | 4 | 22 | Dining Room | 1248921 | Dining Room | 0.1232%
12494 | 1 | 1 |  | Manual | 1 | Recessed Can | Halogen |  | PAR | 1 | 50 | Hall | 124941 | Hall | 0.03789%
12494 | 2 | 1 |  | Manual | 2 | Wall Mount | Halogen |  | PAR | 1 | 50 | Bathroom | 124942 | Bathroom | 0.03789%
12494 | 2 | 2 |  | Manual | 1 | Ceiling Fan | Compact Fluorescent |  | Twist | 1 | 15 | Bathroom | 124942 | Bathroom | 0.03789%
12494 | 3 | 1 |  | Dimmer | 3 | Recessed Can | Halogen |  | PAR | 1 | 50 | Other | 124943 | Other | 0.03789%
12494 | 3 | 2 |  | Dimmer | 4 | Track | Halogen |  | PAR | 1 | 50 | Other | 124943 | Other | 0.03789%
12494 | 3 | 3 |  | Manual | 1 | Table | Incandescent |  | 3-Way Incandescent | 1 | 150 | Other | 124943 | Other | 0.03789%
12494 | 4 | 1 |  | Manual | 1 | Recessed Can | Halogen |  | PAR | 1 | 50 | Kitchen | 124944 | Kitchen | 0.03789%
12494 | 5 | 1 |  | Manual | 1 | Ceiling Fan | Incandescent |  | Standard A Lamp | 1 | 60 | Bathroom | 124945 | Bathroom | 0.03789%
12494 | 5 | 2 |  | Manual | 1 | Ceiling Fan | Halogen |  | Other | 1 | 25 | Bathroom | 124945 | Bathroom | 0.03789%
12494 | 6 | 1 |  | Manual | 1 | Wall Mount | Linear Fluorescent | 12 | T-5 | 1 | 10 | Hall | 124946 | Hall | 0.03789%
12494 | 6 | 2 |  | Manual | 1 | Wall Mount | Linear Fluorescent | 24 | T-5 | 1 | 15 | Hall | 124946 | Hall | 0.03789%
12494 | 7 | 1 |  | Manual | 4 | Recessed Can | Halogen |  | PAR | 1 | 50 | Master Bedroom | 124947 | Master Bedroom | 0.03789%
12494 | 7 | 2 |  | Manual | 4 | Recessed Can | Halogen |  | PAR | 1 | 50 | Master Bedroom | 124947 | Master Bedroom | 0.03789%
12494 | 8 | 1 |  | Dimmer | 1 | Ceiling Fixture | Incandescent |  | Reflector | 1 | 75 | Dining Room | 124948 | Dining Room | 0.03789%
12494 | 8 | 2 |  | Dimmer | 3 | Recessed Can | Halogen |  | PAR | 1 | 50 | Dining Room | 124948 | Dining Room | 0.03789%
12494 | 8 | 3 |  | Manual | 1 | Table | Compact Fluorescent |  | Reflector | 1 | 15 | Dining Room | 124948 | Dining Room | 0.03789%
12494 | 9 | 1 |  | Manual | 1 | Recessed - other | Halogen |  | PAR | 1 | 50 | Hall | 124949 | Hall | 0.03789%
12494 | 10 | 1 |  | Manual | 1 | Ceiling Fixture | Incandescent |  | Standard A Lamp | 1 | 60 | Closet | 1249410 | Closet | 0.03789%
12494 | 11 | 1 |  | Manual | 1 | Recessed Can | Halogen |  | PAR | 1 | 50 | Hall | 1249411 | Hall | 0.03789%
12494 | 12 | 1 |  | Manual | 1 | Ceiling Fixture | Incandescent |  | Standard A Lamp | 1 | 60 | Other | 1249412 | Other | 0.03789%
12494 | 13 | 1 |  | Manual | 3 | Ceiling Fixture | Linear Fluorescent | 96 | T-12 | 2 | 100 | Garage | 1249413 | Garage | 0.03789%
12494 | 13 | 2 |  | Manual | 1 | Garage door opener | Incandescent |  | Standard A Lamp | 1 | 60 | Garage | 1249413 | Garage | 0.03789%
12494 | 14 | 1 |  | Dimmer | 2 | Recessed Can | Halogen |  | PAR | 1 | 50 | Kitchen | 1249414 | Kitchen | 0.03789%
12494 | 14 | 2 |  | Manual | 5 | Recessed Can | Halogen |  | PAR | 1 | 50 | Kitchen | 1249414 | Kitchen | 0.03789%
12494 | 14 | 3 |  | Dimmer | 1 | Track | Halogen |  | PAR | 2 | 50 | Kitchen | 1249414 | Kitchen | 0.03789%
12494 | 15 | 1 |  | Manual | 1 | Wall Mount | Linear Fluorescent | 48 | T-12 | 1 | 40 | Laundry Room | 1249415 | Laundry Room | 0.03789%
12494 | 16 | 1 |  | Dimmer | 4 | Recessed - other | Halogen |  | PAR | 1 | 50 | Living Room | 1249416 | Living Room | 0.03789%
12494 | 17 | 1 |  | Manual | 4 | Wall Mount | Halogen |  | PAR | 4 | 50 | Bathroom | 1249417 | Bathroom | 0.03789%
12494 | 18 | 1 |  | Manual | 1 | Track | Halogen |  | PAR | 1 | 50 | Closet | 1249418 | Closet | 0.03789%
12496 | 1 | 1 |  | Manual | 1 | Wall Mount | Incandescent |  | Standard A Lamp | 4 | 60 | Bathroom | 124961 | Bathroom | 0.0286%
12496 | 2 | 1 |  | Manual | 1 | Ceiling Fixture | Incandescent |  | Standard A Lamp | 1 | 75 | Bedroom | 124962 | Bedroom | 0.0286%
12496 | 3 | 1 |  | Manual | 1 | Ceiling Fixture | Incandescent |  | Standard A Lamp | 2 | 60 | Bedroom | 124963 | Bedroom | 0.0286%
12496 | 3 | 2 |  | Manual | 1 | Floor lamp | Incandescent |  | Mini base | 5 | 25 | Bedroom | 124963 | Bedroom | 0.0286%
12496 | 4 | 1 |  | Manual | 1 | Ceiling Fan | Incandescent |  | Standard A Lamp | 1 | 60 | Bedroom | 124964 | Bedroom | 0.0286%
12496 | 4 | 2 |  | Manual | 2 | Table | Incandescent |  | Standard A Lamp | 1 | 60 | Bedroom | 124964 | Bedroom | 0.0286%
12496 | 5 | 1 |  | Manual | 1 | Chandelier (Hanging) | Incandescent |  | Standard A Lamp | 2 | 100 | Dining Room | 124965 | Dining Room | 0.0286%
12496 | 6 | 1 |  | Manual | 3 | Ceiling Fixture | Incandescent |  | Standard A Lamp | 1 | 60 | Garage | 124966 | Garage | 0.0286%
12496 | 6 | 2 |  | Manual | 1 | Garage door opener | Incandescent |  | Decorative | 1 | 40 | Garage | 124966 | Garage | 0.0286%
12496 | 6 | 3 |  | Manual | 1 | Ceiling Fixture | Linear Fluorescent | 48 | T-12 | 2 | 40 | Garage | 124966 | Garage | 0.0286%
12496 | 7 | 1 |  | Manual | 1 | Ceiling Fixture | Compact Fluorescent |  | Twist | 2 | 22 | Kitchen | 124967 | Kitchen | 0.0286%
12496 | 8 | 1 |  | Manual | 2 | Ceiling Fixture | Incandescent |  | Standard A Lamp | 2 | 100 | Family Room | 124968 | Family Room | 0.0286%
12496 | 8 | 2 |  | Manual | 1 | Floor lamp | Incandescent |  | Mini base | 5 | 25 | Family Room | 124968 | Family Room | 0.0286%
12496 | 8 | 3 |  | Manual | 1 | Table | Compact Fluorescent |  | Twist | 1 | 22 | Family Room | 124968 | Family Room | 0.0286%
12496 | 9 | 1 |  | Manual | 1 | Wall Mount | Incandescent |  | Standard A Lamp | 1 | 60 | Bathroom | 124969 | Bathroom | 0.0286%
12499 | 1 | 1 |  | Manual | 1 | Wall Mount | Incandescent |  | Standard A Lamp | 2 | 60 | Bathroom | 124991 | Bathroom | 0.1723%
12499 | 2 | 1 |  | Manual | 1 | Wall Mount | Incandescent |  | Standard A Lamp | 1 | 60 | Bathroom | 124992 | Bathroom | 0.1723%
12499 | 2 | 2 |  | Manual | 1 | Recessed Can | Halogen |  | PAR | 1 | 75 | Bathroom | 124992 | Bathroom | 0.1723%
12499 | 3 | 1 |  | Manual | 3 | Table | Incandescent |  | Standard A Lamp | 1 | 40 | Bedroom | 124993 | Bedroom | 0.1723%
12499 | 3 | 2 |  | Manual | 1 | Ceiling Fixture | Incandescent |  | Standard A Lamp | 2 | 60 | Bedroom | 124993 | Bedroom | 0.1723%
12499 | 4 | 1 |  | Manual | 1 | Ceiling Fixture | Incandescent |  | Standard A Lamp | 2 | 40 | Office | 124994 | Office | 0.1723%
12499 | 4 | 2 |  | Manual | 2 | Table | Compact Fluorescent |  | Twist | 1 | 15 | Office | 124994 | Office | 0.1723%
12499 | 5 | 1 |  | Manual | 1 | Track | Halogen |  | PAR | 1 | 50 | Dining Room | 124995 | Dining Room | 0.1723%
12499 | 6 | 1 |  | Manual | 1 | Chandelier (Hanging) | Incandescent |  | Decorative | 4 | 40 | Dining Room | 124996 | Dining Room | 0.1723%
12499 | 6 | 2 |  | Manual | 2 | Architectural | Halogen |  | Other | 1 | 20 | Dining Room | 124996 | Dining Room | 0.1723%
12499 | 7 | 1 |  | Manual | 3 | Floor lamp | Incandescent |  | Standard A Lamp | 1 | 60 | Family Room | 124997 | Family Room | 0.1723%
12499 | 7 | 2 |  | Manual | 2 | Track | Halogen |  | PAR | 1 | 50 | Family Room | 124997 | Family Room | 0.1723%
12499 | 8 | 1 |  | Manual | 1 | Ceiling Fixture | Incandescent |  | Standard A Lamp | 1 | 60 | Family Room | 124998 | Family Room | 0.1723%
12499 | 8 | 2 |  | Manual | 2 | Floor lamp | Incandescent |  | Standard A Lamp | 3 | 40 | Family Room | 124998 | Family Room | 0.1723%
12499 | 8 | 3 |  | Manual | 1 | Table | Incandescent |  | Standard A Lamp | 1 | 40 | Family Room | 124998 | Family Room | 0.1723%
12499 | 9 | 1 |  | Manual | 2 | Ceiling Fixture | Compact Fluorescent |  | Twist | 1 | 28 | Garage | 124999 | Garage | 0.1723%
12499 | 9 | 2 |  | Manual | 2 | Garage door opener | Incandescent |  | Standard A Lamp | 1 | 75 | Garage | 124999 | Garage | 0.1723%
12499 | 10 | 1 |  | Manual | 1 | Ceiling Fixture | Incandescent |  | Standard A Lamp | 2 | 40 | Hall | 1249910 | Hall | 0.1723%
12499 | 11 | 1 |  | Dimmer | 8 | Recessed Can | Halogen |  | PAR | 1 | 50 | Kitchen | 1249911 | Kitchen | 0.1723%
12499 | 11 | 2 |  | Manual | 3 | Ceiling Fixture | Incandescent |  | Standard A Lamp | 1 | 60 | Kitchen | 1249911 | Kitchen | 0.1723%
12499 | 12 | 1 |  | Manual | 1 | Ceiling Fixture | Compact Fluorescent |  | Twist | 2 | 15 | Laundry Room | 1249912 | Laundry Room | 0.1723%
12499 | 12 | 2 |  | Manual | 2 | Recessed Can | Halogen |  | PAR | 1 | 50 | Laundry Room | 1249912 | Laundry Room | 0.1723%
12499 | 13 | 1 |  | Manual | 1 | Wall Mount | Incandescent |  | Decorative | 3 | 25 | Bathroom | 1249913 | Bathroom | 0.1723%
12499 | 13 | 2 |  | Manual | 1 | Recessed Can | Halogen |  | PAR | 1 | 50 | Bathroom | 1249913 | Bathroom | 0.1723%
12499 | 14 | 1 |  | Manual | 2 | Table | Incandescent |  | Standard A Lamp | 1 | 60 | Master Bedroom | 1249914 | Master Bedroom | 0.1723%
12499 | 14 | 2 |  | Manual | 1 | Ceiling Fixture | Incandescent |  | Standard A Lamp | 2 | 60 | Master Bedroom | 1249914 | Master Bedroom | 0.1723%
12499 | 14 | 3 |  | Manual | 2 | High bay | Incandescent |  | Mini base | 1 | 40 | Master Bedroom | 1249914 | Master Bedroom | 0.1723%
12499 | 15 | 1 |  | Manual | 1 | Ceiling Fixture | Compact Fluorescent |  | Twist | 2 | 22 | Other | 1249915 | Other | 0.1723%
12504 | 1 | 1 |  | Manual | 1 | Ceiling Fixture | Incandescent |  | Standard A Lamp | 1 | 60 | Closet | 125041 | Closet | 0.03789%
12504 | 2 | 1 |  | Manual | 1 | Ceiling Fixture | Compact Fluorescent |  | Twist | 1 | 15 | Kitchen | 125042 | Kitchen | 0.03789%
12504 | 2 | 2 |  | Manual | 2 | Other | Halogen |  | Other | 1 | 10 | Kitchen | 125042 | Kitchen | 0.03789%
12504 | 2 | 3 |  | Manual | 1 | Other | Incandescent |  | Mini base | 2 | 25 | Kitchen | 125042 | Kitchen | 0.03789%
12504 | 3 | 1 |  | Manual | 1 | Wall Mount | Compact Fluorescent |  | Twist | 1 | 15 | Office | 125043 | Office | 0.03789%
12504 | 3 | 2 |  | Manual | 1 | Floor lamp | Compact Fluorescent |  | Twist | 2 | 15 | Office | 125043 | Office | 0.03789%
12504 | 3 | 3 |  | Manual | 1 | Table | Linear Fluorescent | 48 | Fluorescent Other | 1 | 16 | Office | 125043 | Office | 0.03789%
12504 | 3 | 4 |  | Manual | 2 | Wall Mount | Incandescent |  | Standard A Lamp | 1 | 75 | Office | 125043 | Office | 0.03789%
12504 | 4 | 1 |  | Manual | 1 | Ceiling Fixture | Compact Fluorescent |  | Twist | 1 | 15 | Dining Room | 125044 | Dining Room | 0.03789%
12504 | 5 | 1 |  | Manual | 1 | Wall Mount | Compact Fluorescent |  | Twist | 1 | 7 | Living Room | 125045 | Living Room | 0.03789%
12504 | 5 | 2 |  | Manual | 1 | Wall Mount | Halogen |  | PAR | 5 | 10 | Living Room | 125045 | Living Room | 0.03789%
12504 | 5 | 3 |  | Manual | 1 | Floor lamp | Other |  | Other | 1 | 15 | Living Room | 125045 | Living Room | 0.03789%
12504 | 6 | 1 |  | Manual | 1 | Ceiling Fixture | Compact Fluorescent |  | Twist | 1 | 7 | Hall | 125046 | Hall | 0.03789%
12504 | 7 | 1 |  | Manual | 1 | Floor lamp | Other |  | Other | 1 | 40 | Bedroom | 125047 | Bedroom | 0.03789%
12504 | 7 | 2 |  | Manual | 1 | Table | Compact Fluorescent |  | Twist | 1 | 7 | Bedroom | 125047 | Bedroom | 0.03789%
12504 | 8 | 1 |  | Manual | 1 | Table | Compact Fluorescent |  | Twist | 1 | 7 | Master Bedroom | 125048 | Master Bedroom | 0.03789%
12504 | 8 | 2 |  | Manual | 1 | Floor lamp | Other |  | Other | 1 | 40 | Master Bedroom | 125048 | Master Bedroom | 0.03789%
12504 | 9 | 1 |  | Manual | 1 | Ceiling Fixture | Incandescent |  | Standard A Lamp | 1 | 60 | Closet | 125049 | Closet | 0.03789%
12504 | 10 | 1 |  | Manual | 1 | Wall Mount | Compact Fluorescent |  | Twist | 2 | 15 | Bathroom | 1250410 | Bathroom | 0.03789%
12505 | 1 | 1 |  | Manual | 2 | Ceiling Fixture | Compact Fluorescent |  | Twist | 2 | 15 | Kitchen | 125051 | Kitchen | 0.04979%
12505 | 1 | 2 |  | Dimmer | 1 | Chandelier (Hanging) | Compact Fluorescent |  | Twist | 5 | 7 | Kitchen | 125051 | Kitchen | 0.04979%
12505 | 2 | 1 |  | Manual | 1 | Ceiling Fixture | Incandescent |  | Standard A Lamp | 2 | 60 | Bedroom | 125052 | Bedroom | 0.04979%
12505 | 2 | 2 |  | Manual | 1 | Table | Compact Fluorescent |  | Twist | 1 | 7 | Bedroom | 125052 | Bedroom | 0.04979%
12505 | 3 | 1 |  | Manual | 1 | Ceiling Fixture | Incandescent |  | Standard A Lamp | 2 | 60 | Bedroom | 125053 | Bedroom | 0.04979%
12505 | 4 | 1 |  | Manual | 2 | Floor lamp | Compact Fluorescent |  | Twist | 1 | 22 | Family Room | 125054 | Family Room | 0.04979%
12505 | 4 | 2 |  | Manual | 1 | Table | Incandescent |  | Standard A Lamp | 1 | 75 | Family Room | 125054 | Family Room | 0.04979%
12505 | 5 | 1 |  | Manual | 1 | Track | Compact Fluorescent |  | Twist | 3 | 22 | Bedroom | 125055 | Bedroom | 0.04979%
12505 | 6 | 1 |  | Manual | 1 | Ceiling Fixture | Incandescent |  | Standard A Lamp | 1 | 60 | Laundry Room | 125056 | Laundry Room | 0.04979%
12505 | 7 | 1 |  | Manual | 1 | Ceiling Fixture | Compact Fluorescent |  | Twist | 1 | 15 | Hall | 125057 | Hall | 0.04979%
12505 | 9 | 1 |  | Manual |  | Ceiling Fixture | Incandescent |  | Standard A Lamp | 1 | 60 | Hall | 125059 | Hall | 0.04979%
12505 | 10 | 1 |  | Manual | 1 | Wall Mount | Incandescent |  | Standard A Lamp | 2 | 60 | Bathroom | 1250510 | Bathroom | 0.04979%
12505 | 11 | 1 |  | Manual | 1 | Ceiling Fixture | Incandescent |  | Standard A Lamp | 2 | 60 | Bedroom | 1250511 | Bedroom | 0.04979%
12505 | 11 | 2 |  | Manual | 1 | Table | Incandescent |  | Standard A Lamp | 1 | 60 | Bedroom | 1250511 | Bedroom | 0.04979%
12505 | 12 | 1 |  | Manual | 1 | Wall Mount | Compact Fluorescent |  | Twist | 2 | 15 | Bathroom | 1250512 | Bathroom | 0.04979%
12507 | 1 | 1 |  | Manual | 1 | Chandelier (Hanging) | Halogen |  | PAR | 3 | 50 | Dining Room | 125071 | Dining Room | 0.03789%
12507 | 2 | 1 |  | Manual | 1 | Table | Compact Fluorescent |  | Pin base | 1 | 18 | Office | 125072 | Office | 0.03789%
12507 | 2 | 2 |  | Manual | 1 | Ceiling Fixture | Compact Fluorescent |  | Twist | 3 | 13 | Office | 125072 | Office | 0.03789%
12507 | 3 | 1 |  | Manual | 1 | Recessed - other | Incandescent |  | Standard A Lamp | 1 | 60 | Hall | 125073 | Hall | 0.03789%
12507 | 4 | 1 |  | Manual | 1 | Ceiling Fixture | Linear Fluorescent | 48 | T-8 | 2 | 32 | Garage | 125074 | Garage | 0.03789%
12507 | 4 | 2 |  | Manual | 2 | Ceiling Fixture | Incandescent |  | Standard A Lamp | 2 | 60 | Garage | 125074 | Garage | 0.03789%
12507 | 5 | 1 |  | Manual | 1 | Other | Incandescent |  | Mini base | 1 | 40 | Kitchen | 125075 | Kitchen | 0.03789%
12507 | 5 | 2 |  | Manual | 2 | Other | Incandescent |  | Other | 1 | 10 | Kitchen | 125075 | Kitchen | 0.03789%
12507 | 5 | 3 |  | Manual | 1 | Chandelier (Hanging) | Incandescent |  | Standard A Lamp | 1 | 60 | Kitchen | 125075 | Kitchen | 0.03789%
12507 | 5 | 4 |  | Manual | 1 | Recessed - other | Incandescent |  | Standard A Lamp | 1 | 60 | Kitchen | 125075 | Kitchen | 0.03789%
12507 | 6 | 1 |  | Dimmer | 5 | Recessed Can | Incandescent |  | Standard A Lamp | 1 | 60 | Living Room | 125076 | Living Room | 0.03789%
12507 | 6 | 2 |  | Manual | 1 | Track | Halogen |  | MR | 2 | 50 | Living Room | 125076 | Living Room | 0.03789%
12507 | 6 | 3 |  | Manual | 1 | Floor lamp | Halogen |  | Other | 1 | 35 | Living Room | 125076 | Living Room | 0.03789%
12507 | 6 | 4 |  | Manual | 1 | Floor lamp | Halogen |  | Other | 1 | 50 | Living Room | 125076 | Living Room | 0.03789%
12507 | 6 | 5 |  | Manual | 1 | Torchiere | Halogen |  | Quartz Tube | 1 | 150 | Living Room | 125076 | Living Room | 0.03789%
12507 | 7 | 1 |  | Manual | 2 | Floor lamp | Halogen |  | Other | 1 | 100 | Master Bedroom | 125077 | Master Bedroom | 0.03789%
12507 | 7 | 2 |  | Manual | 1 | Ceiling Fixture | Compact Fluorescent |  | Twist | 2 | 9 | Master Bedroom | 125077 | Master Bedroom | 0.03789%
12507 | 8 | 1 |  | Manual | 1 | Wall Mount | Halogen |  | Quartz Tube | 1 | 100 | Bathroom | 125078 | Bathroom | 0.03789%
12507 | 8 | 2 |  | Manual | 1 | Ceiling Fixture | Incandescent |  | Standard A Lamp | 1 | 60 | Bathroom | 125078 | Bathroom | 0.03789%
12507 | 8 | 3 |  | Manual | 1 | Chandelier (Hanging) | Incandescent |  | Standard A Lamp | 1 | 60 | Bathroom | 125078 | Bathroom | 0.03789%
12507 | 9 | 1 |  | Manual | 1 | Table | Incandescent |  | Other | 1 | 60 | Office | 125079 | Office | 0.03789%
12507 | 9 | 2 |  | Manual | 1 | Ceiling Fan | Incandescent |  | Standard A Lamp | 1 | 60 | Office | 125079 | Office | 0.03789%
12507 | 9 | 3 |  | Manual | 1 | Torchiere | Compact Fluorescent |  | Twist | 1 | 13 | Office | 125079 | Office | 0.03789%
12510 | 1 | 1 |  | Manual | 1 | Ceiling Fan | Incandescent |  | Standard A Lamp | 4 | 60 | Bedroom | 125101 | Bedroom | 0.04979%
12510 | 2 | 1 |  | Manual | 1 | Ceiling Fixture | Compact Fluorescent |  | Twist | 4 | 13 | Bedroom | 125102 | Bedroom | 0.04979%
12510 | 3 | 1 |  | Manual | 1 | Ceiling Fan | Compact Fluorescent |  | Twist | 4 | 13 | Bedroom | 125103 | Bedroom | 0.04979%
12510 | 4 | 1 |  | Manual | 1 | Ceiling Fixture | Incandescent |  | Standard A Lamp | 2 | 60 | Closet | 125104 | Closet | 0.04979%
12510 | 5 | 1 |  | Manual | 1 | Ceiling Fixture | Incandescent |  | Standard A Lamp | 2 | 60 | Closet | 125105 | Closet | 0.04979%
12510 | 6 | 1 |  | Manual | 1 | Ceiling Fan | Incandescent |  | Standard A Lamp | 4 | 60 | Other | 125106 | Other | 0.04979%
12510 | 6 | 2 |  | Manual | 1 | Floor lamp | Incandescent |  | Standard A Lamp | 3 | 60 | Other | 125106 | Other | 0.04979%
12510 | 6 | 3 |  | Manual | 1 | Table | Incandescent |  | Standard A Lamp | 1 | 60 | Other | 125106 | Other | 0.04979%
12510 | 7 | 1 |  | Manual | 1 | Ceiling Fixture | Incandescent |  | Standard A Lamp | 3 | 60 | Hall | 125107 | Hall | 0.04979%
12510 | 7 | 2 |  | Manual | 1 | Ceiling Fixture | Incandescent |  | Standard A Lamp | 2 | 40 | Hall | 125107 | Hall | 0.04979%
12510 | 8 | 1 |  | Manual | 1 | Garage door opener | Incandescent |  | Standard A Lamp | 1 | 60 | Garage | 125108 | Garage | 0.04979%
12510 | 8 | 2 |  | Manual | 2 | High bay | Linear Fluorescent | 48 | T-12 | 4 | 40 | Garage | 125108 | Garage | 0.04979%
12510 | 9 | 1 |  | Manual | 1 | Ceiling Fixture | Incandescent |  | Standard A Lamp | 2 | 60 | Hall | 125109 | Hall | 0.04979%
12510 | 10 | 1 |  | Manual | 1 | Recessed Can | Incandescent |  | Reflector | 1 | 65 | Hall | 1251010 | Hall | 0.04979%
12510 | 11 | 1 |  | Manual | 9 | Recessed Can | Incandescent |  | Reflector | 1 | 65 | Kitchen | 1251011 | Kitchen | 0.04979%
12510 | 11 | 2 |  | Manual | 1 | Chandelier (Hanging) | Incandescent |  | Standard A Lamp | 5 | 65 | Kitchen | 1251011 | Kitchen | 0.04979%
12510 | 12 | 1 |  | Manual | 1 | Ceiling Fixture | Incandescent |  | Standard A Lamp | 3 | 60 | Laundry Room | 1251012 | Laundry Room | 0.04979%
12510 | 13 | 1 |  | Manual | 6 | Recessed Can | Incandescent |  | Reflector | 1 | 65 | Living Room | 1251013 | Living Room | 0.04979%
12510 | 14 | 1 |  | Manual | 1 | Wall Mount | Incandescent |  | Standard A Lamp | 7 | 60 | Bathroom | 1251014 | Bathroom | 0.04979%
12510 | 14 | 2 |  | Manual | 2 | Recessed Can | Incandescent |  | Reflector | 1 | 65 | Bathroom | 1251014 | Bathroom | 0.04979%
12510 | 15 | 1 |  | Motion | 2 | Ceiling Fixture | Incandescent |  | Standard A Lamp | 2 | 60 | Bathroom | 1251015 | Bathroom | 0.04979%
12510 | 15 | 2 |  | Manual | 2 | Recessed Can | Incandescent |  | Reflector | 1 | 65 | Bathroom | 1251015 | Bathroom | 0.04979%
12510 | 15 | 3 |  | Manual | 2 | Wall Mount | Incandescent |  | Standard A Lamp | 3 | 60 | Bathroom | 1251015 | Bathroom | 0.04979%
12510 | 16 | 1 |  | Manual | 1 | Ceiling Fan | Compact Fluorescent |  | Twist | 4 | 13 | Master Bedroom | 1251016 | Master Bedroom | 0.04979%
12510 | 16 | 2 |  | Manual | 1 | Table | Halogen |  | PAR | 1 | 20 | Master Bedroom | 1251016 | Master Bedroom | 0.04979%
12510 | 17 | 1 |  | Manual | 1 | Ceiling Fan | Compact Fluorescent |  | Twist | 4 | 13 | Office | 1251017 | Office | 0.04979%
12510 | 18 | 1 |  | Manual | 1 | Wall Mount | Compact Fluorescent |  | Twist | 3 | 13 | Bathroom | 1251018 | Bathroom | 0.04979%
12514 | 1 | 1 |  | Manual | 5 | Recessed Can | Incandescent |  | Clear | 1 | 60 | Other | 125141 | Other | 0.03789%
12514 | 2 | 1 |  | Manual | 1 | Ceiling Fixture | Compact Fluorescent |  | Twist | 2 | 13 | Bedroom | 125142 | Bedroom | 0.03789%
12514 | 3 | 1 |  | Manual | 1 | Ceiling Fan | Compact Fluorescent |  | Twist | 2 | 13 | Bedroom | 125143 | Bedroom | 0.03789%
12514 | 3 | 2 |  | Manual | 1 | Floor lamp | Compact Fluorescent |  | Twist | 1 | 13 | Bedroom | 125143 | Bedroom | 0.03789%
12514 | 4 | 1 |  | Manual | 1 | Architectural | Incandescent |  | Standard A Lamp | 1 | 75 | Hall | 125144 | Hall | 0.03789%
12514 | 5 | 1 |  | Manual | 1 | Chandelier (Hanging) | Compact Fluorescent |  | Twist | 1 | 13 | Kitchen | 125145 | Kitchen | 0.03789%
12514 | 5 | 2 |  | Manual | 1 | Low bay | Linear Fluorescent | 36 | T-8 | 1 | 30 | Kitchen | 125145 | Kitchen | 0.03789%
12514 | 5 | 3 |  | Manual | 1 | Low bay | Linear Fluorescent | 17 | T-12 | 1 | 15 | Kitchen | 125145 | Kitchen | 0.03789%
12514 | 6 | 1 |  | Dimmer | 4 | Recessed Can | Incandescent |  | Reflector | 1 | 65 | Living Room | 125146 | Living Room | 0.03789%
12514 | 7 | 1 |  | Manual | 1 | Ceiling Fan | Compact Fluorescent |  | Twist | 2 | 13 | Office | 125147 | Office | 0.03789%
12514 | 8 | 1 |  | Manual | 1 | Architectural | Incandescent |  | Standard A Lamp | 1 | 75 | Closet | 125148 | Closet | 0.03789%
12514 | 9 | 1 |  | Manual | 1 | Ceiling Fan | Incandescent |  | Heat Lamp | 2 | 250 | Bathroom | 125149 | Bathroom | 0.03789%
12514 | 9 | 2 |  | Dimmer | 1 | Ceiling Fixture | Incandescent |  | Standard A Lamp | 2 | 60 | Bathroom | 125149 | Bathroom | 0.03789%
12514 | 9 | 3 |  | Dimmer | 1 | Wall Mount | Incandescent |  | Standard A Lamp | 3 | 60 | Bathroom | 125149 | Bathroom | 0.03789%
12524 | 1 | 1 |  | Manual | 2 | Track | Halogen |  | MR | 3 | 50 | Dining Room | 125241 | Dining Room | 0.04979%
12524 | 1 | 2 |  | Manual | 1 | Other | Incandescent |  | Mini base | 1 | 7 | Dining Room | 125241 | Dining Room | 0.04979%
12524 | 1 | 3 |  | Manual | 1 | Table | Incandescent |  | 3-Way Incandescent | 1 | 150 | Dining Room | 125241 | Dining Room | 0.04979%
12524 | 2 | 1 |  | Manual | 1 | Ceiling Fan | Incandescent |  | Standard A Lamp | 1 | 60 | Other | 125242 | Other | 0.04979%
12524 | 3 | 1 |  | Manual | 4 | Ceiling Fixture | Linear Fluorescent | 92 | T-12 | 2 | 100 | Garage | 125243 | Garage | 0.04979%
12524 | 4 | 1 |  | Manual | 1 | Ceiling Fixture | Incandescent |  | Mini base | 3 | 60 | Hall | 125244 | Hall | 0.04979%
12524 | 5 | 1 |  | Manual | 5 | Recessed Can | Incandescent |  | Reflector | 1 | 65 | Kitchen | 125245 | Kitchen | 0.04979%
12524 | 5 | 2 |  | Manual | 3 | Recessed Can | Incandescent |  | Reflector | 1 | 50 | Kitchen | 125245 | Kitchen | 0.04979%
12524 | 6 | 1 |  | Manual | 1 | Floor lamp | Incandescent |  | 3-Way Incandescent | 1 | 150 | Living Room | 125246 | Living Room | 0.04979%
12524 | 7 | 1 |  | Manual | 1 | Recessed - other | Incandescent |  | Standard A Lamp | 1 | 60 | Master Bedroom | 125247 | Master Bedroom | 0.04979%
12524 | 7 | 2 |  | Manual | 1 | Table | Incandescent |  | 3-Way Incandescent | 1 | 150 | Master Bedroom | 125247 | Master Bedroom | 0.04979%
12524 | 8 | 1 |  | Manual | 1 | Wall Mount | Incandescent |  | Globe | 8 | 60 | Bathroom | 125248 | Bathroom | 0.04979%
12524 | 9 | 1 |  | Manual | 1 | Ceiling Fan | Incandescent |  | Standard A Lamp | 1 | 60 | Office | 125249 | Office | 0.04979%
12524 | 10 | 1 |  | Manual | 1 | Wall Mount | Incandescent |  | Globe | 8 | 60 | Bathroom | 1252410 | Bathroom | 0.04979%
12524 | 10 | 2 |  | Manual | 1 | Wall Mount | Incandescent |  | Mini base | 1 | 7 | Bathroom | 1252410 | Bathroom | 0.04979%
12556 | 1 | 1 |  | Manual | 1 | Wall Mount | Incandescent |  | Clear | 3 | 40 | Bathroom | 125561 | Bathroom | 0.1232%
12556 | 1 | 2 |  | Manual | 1 | Recessed - other | Incandescent |  | Heat Lamp | 1 | 150 | Bathroom | 125561 | Bathroom | 0.1232%
12556 | 2 | 1 |  | Manual | 1 | Chandelier (Hanging) | Incandescent |  | Mini base | 4 | 25 | Bedroom | 125562 | Bedroom | 0.1232%
12556 | 3 | 1 |  | Manual | 1 | Ceiling Fan | Incandescent |  | Decorative | 3 | 40 | Bedroom | 125563 | Bedroom | 0.1232%
12556 | 4 | 1 |  | Manual | 1 | Ceiling Fixture | Incandescent |  | Standard A Lamp | 1 | 60 | Office | 125564 | Office | 0.1232%
12556 | 5 | 1 |  | Manual | 1 | Ceiling Fixture | Compact Fluorescent |  | Twist | 1 | 15 | Hall | 125565 | Hall | 0.1232%
12556 | 6 | 1 |  | Manual | 1 | Chandelier (Hanging) | Incandescent |  | Standard A Lamp | 4 | 60 | Dining Room | 125566 | Dining Room | 0.1232%
12556 | 7 | 1 |  | Manual | 1 | Ceiling Fixture | Incandescent |  | Standard A Lamp | 1 | 60 | Family Room | 125567 | Family Room | 0.1232%
12556 | 8 | 1 |  | Manual | 1 | Garage door opener | Incandescent |  | Standard A Lamp | 1 | 60 | Garage | 125568 | Garage | 0.1232%
12556 | 9 | 1 |  | Manual | 3 | Ceiling Fixture | Incandescent |  | Standard A Lamp | 1 | 60 | Hall | 125569 | Hall | 0.1232%
12556 | 10 | 1 |  | Manual | 2 | Ceiling Fixture | Compact Fluorescent |  | Circline (Screw Base) | 1 | 28 | Kitchen | 1255610 | Kitchen | 0.1232%
12556 | 10 | 2 |  | Manual | 1 | Ceiling Fixture | Incandescent |  | Standard A Lamp | 1 | 60 | Kitchen | 1255610 | Kitchen | 0.1232%
12556 | 11 | 1 |  | Manual | 1 | Ceiling Fixture | Incandescent |  | Standard A Lamp | 1 | 60 | Laundry Room | 1255611 | Laundry Room | 0.1232%
12556 | 12 | 1 |  | Manual | 2 | Recessed - other | Incandescent |  | Heat Lamp | 1 | 150 | Laundry Room | 1255612 | Laundry Room | 0.1232%
12556 | 13 | 1 |  | Manual | 1 | Ceiling Fan | Incandescent |  | Clear | 4 | 40 | Living Room | 1255613 | Living Room | 0.1232%
12556 | 14 | 1 |  | Manual | 8 | Wall Mount | Incandescent |  | Decorative | 8 | 40 | Bathroom | 1255614 | Bathroom | 0.1232%
12556 | 14 | 2 |  | Manual | 1 | Recessed - other | Incandescent |  | Heat Lamp | 1 | 150 | Bathroom | 1255614 | Bathroom | 0.1232%
12556 | 15 | 1 |  | Manual | 1 | Ceiling Fan | Incandescent |  | Standard A Lamp | 1 | 60 | Master Bedroom | 1255615 | Master Bedroom | 0.1232%
12556 | 15 | 2 |  | Manual | 2 | Table | Compact Fluorescent |  | Pin base | 1 | 15 | Master Bedroom | 1255615 | Master Bedroom | 0.1232%
12556 | 16 | 1 |  | Manual | 1 | Ceiling Fixture | Incandescent |  | Standard A Lamp | 1 | 60 | Closet | 1255616 | Closet | 0.1232%
12561 | 1 | 1 |  | Manual | 2 | Ceiling Fixture | Halogen |  | MR | 5 | 50 | Other | 125611 | Other | 0.1232%
12561 | 1 | 2 |  | Manual | 2 | Ceiling Fixture | Compact Fluorescent |  | Twist | 1 | 13 | Other | 125611 | Other | 0.1232%
12561 | 1 | 3 |  | Manual | 1 | Wall Mount | Incandescent |  | Clear | 1 | 60 | Other | 125611 | Other | 0.1232%
12561 | 2 | 1 |  | Manual | 3 | Ceiling Fixture | Compact Fluorescent |  | Twist | 2 | 23 | Laundry Room | 125612 | Laundry Room | 0.1232%
12561 | 3 | 1 |  | Manual | 2 | Ceiling Fixture | Compact Fluorescent |  | Twist | 2 | 13 | Bedroom | 125613 | Bedroom | 0.1232%
12561 | 3 | 2 |  | Dimmer | 2 | Wall Mount | Halogen |  | MR | 1 | 100 | Bedroom | 125613 | Bedroom | 0.1232%
12561 | 4 | 1 |  | Manual | 1 | Ceiling Fixture | Compact Fluorescent |  | Twist | 2 | 23 | Bedroom | 125614 | Bedroom | 0.1232%
12561 | 4 | 2 |  | Manual | 1 | Table | Compact Fluorescent |  | Twist | 1 | 13 | Bedroom | 125614 | Bedroom | 0.1232%
12561 | 5 | 1 |  | Manual | 1 | Ceiling Fixture | Compact Fluorescent |  | Twist | 1 | 13 | Closet | 125615 | Closet | 0.1232%
12561 | 6 | 1 |  | Manual | 2 | Recessed Can | Incandescent |  | Reflector | 1 | 65 | Dining Room | 125616 | Dining Room | 0.1232%
12561 | 6 | 2 |  | Dimmer | 2 | Wall Mount | Incandescent |  | Decorative | 1 | 60 | Dining Room | 125616 | Dining Room | 0.1232%
12561 | 7 | 1 |  | Dimmer | 1 | Wall Mount | Incandescent |  | Decorative | 1 | 60 | Other | 125617 | Other | 0.1232%
12561 | 8 | 1 |  | Manual | 2 | Wall Mount | Compact Fluorescent |  | Twist | 1 | 13 | Hall | 125618 | Hall | 0.1232%
12561 | 9 | 1 |  | Dimmer | 4 | Other | Halogen |  | MR | 1 | 20 | Kitchen | 125619 | Kitchen | 0.1232%
12561 | 9 | 2 |  | Manual | 1 | Ceiling Fixture | Halogen |  | MR | 3 | 50 | Kitchen | 125619 | Kitchen | 0.1232%
12561 | 9 | 3 |  | Manual | 1 | Other | Halogen |  | MR | 4 | 25 | Kitchen | 125619 | Kitchen | 0.1232%
12561 | 10 | 1 |  | Manual | 2 | Recessed Can | Incandescent |  | Reflector | 1 | 65 | Living Room | 1256110 | Living Room | 0.1232%
12561 | 11 | 1 |  | Manual | 1 | Wall Mount | Compact Fluorescent |  | Twist | 2 | 23 | Bathroom | 1256111 | Bathroom | 0.1232%
12561 | 11 | 2 |  | Manual | 2 | Wall Mount | Compact Fluorescent |  | Twist | 1 | 13 | Bathroom | 1256111 | Bathroom | 0.1232%
12561 | 11 | 3 |  | Manual | 1 | Ceiling Fixture | Compact Fluorescent |  | Twist | 1 | 13 | Bathroom | 1256111 | Bathroom | 0.1232%
12564 | 1 | 1 |  | Manual | 1 | Wall Mount | Incandescent |  | Standard A Lamp | 1 | 60 | Other | 125641 | Other | 0.04979%
12564 | 2 | 1 |  | Manual | 1 | Other | Incandescent |  | Standard A Lamp | 1 | 60 | Kitchen | 125642 | Kitchen | 0.04979%
12564 | 3 | 1 |  | Manual | 1 | Ceiling Fan | Incandescent |  | Standard A Lamp | 3 | 60 | Living Room | 125643 | Living Room | 0.04979%
12564 | 3 | 2 |  | Manual | 2 | Wall Mount | Incandescent |  | Standard A Lamp | 1 | 60 | Living Room | 125643 | Living Room | 0.04979%
12564 | 4 | 1 |  | Manual | 1 | Table | Incandescent |  | Reflector | 1 | 60 | Office | 125644 | Office | 0.04979%
12564 | 5 | 1 |  | Manual | 1 | Ceiling Fixture | Incandescent |  | Globe | 1 | 60 | Other | 125645 | Other | 0.04979%
12564 | 5 | 2 |  | Manual | 1 | Ceiling Fixture | Compact Fluorescent |  | Twist | 1 | 15 | Other | 125645 | Other | 0.04979%
12564 | 6 | 1 |  | Manual | 3 | Ceiling Fixture | Incandescent |  | Standard A Lamp | 1 | 60 | Bedroom | 125646 | Bedroom | 0.04979%
12564 | 6 | 2 |  | Manual | 2 | Table | Incandescent |  | Clear | 1 | 60 | Bedroom | 125646 | Bedroom | 0.04979%
12569 | 1 | 1 |  | Manual | 1 | Ceiling Fixture | Linear Fluorescent | 48 | T-12 | 1 | 40 | Other | 125691 | Other | 0.04979%
12569 | 2 | 1 |  | Manual | 1 | Wall Mount | Compact Fluorescent |  | Twist | 4 | 15 | Bathroom | 125692 | Bathroom | 0.04979%
12569 | 3 | 1 |  | Manual | 1 | Wall Mount | Incandescent |  | Standard A Lamp | 1 | 60 | Other | 125693 | Other | 0.04979%
12569 | 4 | 1 |  | Manual | 1 | Ceiling Fixture | Compact Fluorescent |  | Twist | 2 | 15 | Hall | 125694 | Hall | 0.04979%
12569 | 5 | 1 |  | Manual | 1 | Recessed Can | Compact Fluorescent |  | Reflector | 1 | 15 | Bedroom | 125695 | Bedroom | 0.04979%
12569 | 5 | 2 |  | Manual | 1 | Table | Incandescent |  | Standard A Lamp | 1 | 60 | Bedroom | 125695 | Bedroom | 0.04979%
12569 | 6 | 1 |  | Manual | 1 | Ceiling Fixture | Linear Fluorescent | 48 | T-12 | 2 | 40 | Kitchen | 125696 | Kitchen | 0.04979%
12569 | 6 | 2 |  | Manual | 2 | Recessed Can | Compact Fluorescent |  | Reflector | 1 | 15 | Kitchen | 125696 | Kitchen | 0.04979%
12569 | 6 | 3 |  | Manual | 1 | Other | Incandescent |  | Standard A Lamp | 1 | 40 | Kitchen | 125696 | Kitchen | 0.04979%
12569 | 7 | 1 |  | Manual | 1 | Ceiling Fixture | Compact Fluorescent |  | Twist | 2 | 15 | Laundry Room | 125697 | Laundry Room | 0.04979%
12569 | 7 | 2 |  | Manual | 1 | Recessed Can | Compact Fluorescent |  | Twist | 1 | 15 | Laundry Room | 125697 | Laundry Room | 0.04979%
12569 | 8 | 1 |  | Manual | 1 | Floor lamp | Incandescent |  | Decorative | 5 | 60 | Living Room | 125698 | Living Room | 0.04979%
12569 | 8 | 2 |  | Manual | 1 | Floor lamp | Compact Fluorescent |  | Twist | 1 | 15 | Living Room | 125698 | Living Room | 0.04979%
12569 | 8 | 3 |  | Manual | 1 | Torchiere | Halogen |  | Quartz Tube | 1 | 300 | Living Room | 125698 | Living Room | 0.04979%
12569 | 9 | 1 |  | Manual | 1 | Recessed Can | Compact Fluorescent |  | Twist | 1 | 15 | Master Bedroom | 125699 | Master Bedroom | 0.04979%
12569 | 9 | 2 |  | Manual | 1 | Table | Incandescent |  | Standard A Lamp | 1 | 60 | Master Bedroom | 125699 | Master Bedroom | 0.04979%
12569 | 9 | 3 |  | Manual | 1 | Table | Compact Fluorescent |  | Twist | 1 | 15 | Master Bedroom | 125699 | Master Bedroom | 0.04979%
12572 | 1 | 1 |  | Manual | 1 | Recessed Can | Compact Fluorescent |  | Twist | 1 | 13 | Bathroom | 125721 | Bathroom | 0.1723%
12572 | 1 | 2 |  | Manual | 1 | Wall Mount | Incandescent |  | Decorative | 3 | 40 | Bathroom | 125721 | Bathroom | 0.1723%
12572 | 2 | 1 |  | Manual | 1 | Ceiling Fixture | Compact Fluorescent |  | Twist | 2 | 13 | Bedroom | 125722 | Bedroom | 0.1723%
12572 | 2 | 2 |  | Manual | 1 | Table | Incandescent |  | Mini base | 1 | 40 | Bedroom | 125722 | Bedroom | 0.1723%
12572 | 3 | 1 |  | Manual | 2 | High bay | Linear Fluorescent | 48 | T-12 | 2 | 40 | Garage | 125723 | Garage | 0.1723%
12572 | 4 | 1 |  | Manual | 3 | Recessed Can | Compact Fluorescent |  | Reflector | 1 | 23 | Hall | 125724 | Hall | 0.1723%
12572 | 5 | 1 |  | Manual | 1 | Chandelier (Hanging) | Compact Fluorescent |  | Twist | 4 | 13 | Kitchen | 125725 | Kitchen | 0.1723%
12572 | 5 | 2 |  | Manual | 1 | Chandelier (Hanging) | Incandescent |  | Standard A Lamp | 1 | 60 | Kitchen | 125725 | Kitchen | 0.1723%
12572 | 5 | 3 |  | Manual | 1 | Ceiling Fixture | Incandescent |  | Standard A Lamp | 1 | 60 | Kitchen | 125725 | Kitchen | 0.1723%
12572 | 6 | 1 |  | Manual | 1 | Table | Compact Fluorescent |  | Twist | 1 | 13 | Living Room | 125726 | Living Room | 0.1723%
12572 | 7 | 1 |  | Manual | 1 | Ceiling Fixture | Compact Fluorescent |  | Twist | 2 | 13 | Master Bedroom | 125727 | Master Bedroom | 0.1723%
12572 | 7 | 2 |  | Manual | 2 | Table | Compact Fluorescent |  | Twist | 1 | 13 | Master Bedroom | 125727 | Master Bedroom | 0.1723%
12582 | 1 | 1 |  | Manual | 3 | Wall Mount | Compact Fluorescent |  | Twist | 1 | 15 | Bathroom | 125821 | Bathroom | 0.04979%
12582 | 2 | 1 |  | Manual | 2 | Recessed - other | Linear Fluorescent | 48 | T-12 | 2 | 60 | Bathroom | 125822 | Bathroom | 0.04979%
12582 | 3 | 1 |  | Manual | 1 | Ceiling Fixture | Compact Fluorescent |  | Twist | 2 | 15 | Bedroom | 125823 | Bedroom | 0.04979%
12582 | 4 | 1 |  | Manual | 1 | Ceiling Fixture | Compact Fluorescent |  | Twist | 1 | 15 | Closet | 125824 | Closet | 0.04979%
12582 | 5 | 1 |  | Manual | 1 | Chandelier (Hanging) | Incandescent |  | Mini base | 6 | 25 | Dining Room | 125825 | Dining Room | 0.04979%
12582 | 6 | 1 |  | Manual | 3 | Table | Incandescent |  | 3-Way Incandescent | 1 | 150 | Family Room | 125826 | Family Room | 0.04979%
12582 | 7 | 1 |  | Manual | 2 | Ceiling Fixture | Compact Fluorescent |  | Twist | 2 | 15 | Family Room | 125827 | Family Room | 0.04979%
12582 | 7 | 2 |  | Manual | 2 | Table | Incandescent |  | Standard A Lamp | 2 | 40 | Family Room | 125827 | Family Room | 0.04979%
12582 | 8 | 1 |  | Manual | 2 | Ceiling Fixture | Linear Fluorescent | 48 | T-12 | 2 | 40 | Garage | 125828 | Garage | 0.04979%
12582 | 9 | 1 |  | Manual | 2 | Ceiling Fixture | Compact Fluorescent |  | A shape bulb | 1 | 22 | Hall | 125829 | Hall | 0.04979%
12582 | 10 | 1 |  | Manual | 1 | Ceiling Fixture | Compact Fluorescent |  | Twist | 1 | 15 | Hall | 1258210 | Hall | 0.04979%
12582 | 10 | 2 |  | Manual | 1 | Wall Mount | Incandescent |  | Standard A Lamp | 1 | 60 | Hall | 1258210 | Hall | 0.04979%
12582 | 10 | 3 |  | Manual | 2 | Ceiling Fixture | Incandescent |  | Standard A Lamp | 1 | 60 | Hall | 1258210 | Hall | 0.04979%
12582 | 11 | 1 |  | Manual | 1 | Ceiling Fixture | Linear Fluorescent | 48 | T-12 | 4 | 40 | Kitchen | 1258211 | Kitchen | 0.04979%
12582 | 12 | 1 |  | Manual | 1 | Ceiling Fixture | Compact Fluorescent |  | Twist | 1 | 15 | Laundry Room | 1258212 | Laundry Room | 0.04979%
12582 | 13 | 1 |  | Manual | 1 | Table | Incandescent |  | 3-Way Incandescent | 1 | 150 | Living Room | 1258213 | Living Room | 0.04979%
12582 | 13 | 2 |  | Manual | 1 | Table | Compact Fluorescent |  | Twist | 1 | 15 | Living Room | 1258213 | Living Room | 0.04979%
12582 | 13 | 3 |  | Manual | 1 | Floor lamp | Incandescent |  | Standard A Lamp | 2 | 60 | Living Room | 1258213 | Living Room | 0.04979%
12582 | 14 | 1 |  | Manual | 1 | Wall Mount | Incandescent |  | Globe | 8 | 25 | Bathroom | 1258214 | Bathroom | 0.04979%
12582 | 14 | 2 |  | Manual | 2 | Recessed Can | Incandescent |  | Heat Lamp | 1 | 250 | Bathroom | 1258214 | Bathroom | 0.04979%
12582 | 15 | 1 |  | Manual | 3 | Table | Incandescent |  | Mini base | 3 | 25 | Master Bedroom | 1258215 | Master Bedroom | 0.04979%
12582 | 15 | 2 |  | Manual | 2 | Ceiling Fixture | Compact Fluorescent |  | Twist | 2 | 15 | Master Bedroom | 1258215 | Master Bedroom | 0.04979%
12582 | 16 | 1 |  | Manual | 1 | Track | Halogen |  | PAR | 5 | 75 | Office | 1258216 | Office | 0.04979%
12582 | 17 | 1 |  | Manual | 2 | Ceiling Fixture | Linear Fluorescent | 96 | T-12 | 2 | 60 | Other | 1258217 | Other | 0.04979%
12582 | 18 | 1 |  | Manual | 1 | Chandelier (Hanging) | Incandescent |  | Standard A Lamp | 2 | 60 | Hall | 1258218 | Hall | 0.04979%
12582 | 19 | 1 |  | Manual | 1 | Ceiling Fixture | Incandescent |  | Standard A Lamp | 1 | 60 | Closet | 1258219 | Closet | 0.04979%
12600 | 1 | 1 |  | Manual | 1 | Ceiling Fan | Incandescent |  | Standard A Lamp | 2 | 60 | Kitchen | 126001 | Kitchen | 0.03789%
12600 | 2 | 1 |  | Manual | 1 | Wall Mount | Incandescent |  | Decorative | 3 | 60 | Bathroom | 126002 | Bathroom | 0.03789%
12600 | 3 | 1 |  | Manual | 1 | Wall Mount | Incandescent |  | Globe | 8 | 25 | Bathroom | 126003 | Bathroom | 0.03789%
12600 | 3 | 2 |  | Manual | 1 | Other | Incandescent |  | Heat Lamp | 1 | 500 | Bathroom | 126003 | Bathroom | 0.03789%
12600 | 4 | 1 |  | Manual | 4 | Recessed Can | Incandescent |  | Reflector | 1 | 60 | Bedroom | 126004 | Bedroom | 0.03789%
12600 | 4 | 2 |  | Manual | 1 | Wall Mount | Incandescent |  | Standard A Lamp | 1 | 60 | Bedroom | 126004 | Bedroom | 0.03789%
12600 | 4 | 3 |  | Manual | 1 | Table | Incandescent |  | Standard A Lamp | 1 | 60 | Bedroom | 126004 | Bedroom | 0.03789%
12600 | 5 | 1 |  | Manual | 2 | Ceiling Fixture | Linear Fluorescent | 48 | T-12 | 2 | 32 | Garage | 126005 | Garage | 0.03789%
12600 | 6 | 1 |  | Manual | 2 | Floor lamp | Incandescent |  | Standard A Lamp | 2 | 60 | Living Room | 126006 | Living Room | 0.03789%
12600 | 6 | 2 |  | Manual | 4 | Track | Incandescent |  | Reflector | 1 | 60 | Living Room | 126006 | Living Room | 0.03789%
12600 | 7 | 1 |  | Manual | 3 | Recessed Can | Incandescent |  | Reflector | 1 | 60 | Hall | 126007 | Hall | 0.03789%
12600 | 8 | 1 |  | Manual | 9 | Recessed Can | Incandescent |  | Reflector | 1 | 60 | Kitchen | 126008 | Kitchen | 0.03789%
12600 | 9 | 1 |  | Manual | 7 | Recessed Can | Incandescent |  | Reflector | 1 | 60 | Other | 126009 | Other | 0.03789%
12600 | 10 | 1 |  | Manual | 1 | Ceiling Fixture | Linear Fluorescent | 24 | T-12 | 2 | 32 | Laundry Room | 1260010 | Laundry Room | 0.03789%
12600 | 11 | 1 |  | Manual | 1 | Track | Incandescent |  | Reflector | 3 | 60 | Master Bedroom | 1260011 | Master Bedroom | 0.03789%
12600 | 11 | 2 |  | Manual | 2 | Table | Incandescent |  | 3-Way Incandescent | 1 | 150 | Master Bedroom | 1260011 | Master Bedroom | 0.03789%
12600 | 12 | 1 |  | Manual | 1 | Recessed Can | Incandescent |  | Reflector | 1 | 65 | Office | 1260012 | Office | 0.03789%
12600 | 12 | 2 |  | Manual | 1 | Table | Incandescent |  | Standard A Lamp | 1 | 60 | Office | 1260012 | Office | 0.03789%
12600 | 13 | 1 |  | Manual | 1 | Chandelier (Hanging) | Incandescent |  | Mini base | 3 | 25 | Hall | 1260013 | Hall | 0.03789%
12600 | 14 | 1 |  | Manual | 1 | Track | Incandescent |  | Reflector | 4 | 60 | Family Room | 1260014 | Family Room | 0.03789%
12600 | 14 | 2 |  | Manual | 1 | Floor lamp | Incandescent |  | Standard A Lamp | 3 | 60 | Family Room | 1260014 | Family Room | 0.03789%
12614 | 1 | 1 |  | Manual | 1 | Wall Mount | Compact Fluorescent |  | A shape bulb | 3 | 15 | Bathroom | 126141 | Bathroom | 0.03789%
12614 | 1 | 2 |  | Manual | 1 | Recessed Can | Compact Fluorescent |  | Reflector | 1 | 15 | Bathroom | 126141 | Bathroom | 0.03789%
12614 | 2 | 1 |  | Manual | 6 | Ceiling Fixture | Linear Fluorescent | 48 | T-8 | 2 | 40 | Other | 126142 | Other | 0.03789%
12614 | 3 | 1 |  | Manual | 3 | Recessed Can | Compact Fluorescent |  | Reflector | 1 | 15 | Bedroom | 126143 | Bedroom | 0.03789%
12614 | 3 | 2 |  | Manual | 1 | Table | Compact Fluorescent |  | Twist | 1 | 15 | Bedroom | 126143 | Bedroom | 0.03789%
12614 | 4 | 1 |  | Manual | 2 | Recessed Can | Compact Fluorescent |  | Reflector | 1 | 15 | Bedroom | 126144 | Bedroom | 0.03789%
12614 | 4 | 2 |  | Manual | 1 | Ceiling Fixture | Linear Fluorescent | 48 | T-4 | 1 | 32 | Bedroom | 126144 | Bedroom | 0.03789%
12614 | 4 | 3 |  | Manual | 1 | Table | Compact Fluorescent |  | Twist | 1 | 15 | Bedroom | 126144 | Bedroom | 0.03789%
12614 | 5 | 1 |  | Manual | 4 | Recessed Can | Compact Fluorescent |  | Reflector | 1 | 15 | Dining Room | 126145 | Dining Room | 0.03789%
12614 | 5 | 2 |  | Dimmer | 1 | Chandelier (Hanging) | Incandescent |  | Standard A Lamp | 5 | 40 | Dining Room | 126145 | Dining Room | 0.03789%
12614 | 6 | 1 |  | Manual | 5 | Recessed Can | Compact Fluorescent |  | Reflector | 1 | 15 | Hall | 126146 | Hall | 0.03789%
12614 | 6 | 2 |  | Manual | 1 | Table | Halogen |  | Other | 1 | 30 | Hall | 126146 | Hall | 0.03789%
12614 | 7 | 1 |  | Manual | 4 | Ceiling Fixture | Compact Fluorescent |  | Globe | 1 | 7 | Kitchen | 126147 | Kitchen | 0.03789%
12614 | 7 | 2 |  | Manual | 6 | Recessed Can | Compact Fluorescent |  | Reflector | 1 | 15 | Kitchen | 126147 | Kitchen | 0.03789%
12614 | 8 | 1 |  | Manual | 6 | Recessed Can | Compact Fluorescent |  | Reflector | 1 | 15 | Living Room | 126148 | Living Room | 0.03789%
12614 | 8 | 2 |  | Manual | 2 | Recessed - other | Halogen |  | PAR | 1 | 50 | Living Room | 126148 | Living Room | 0.03789%
12614 | 8 | 3 |  | Manual | 2 | Floor lamp | Compact Fluorescent |  | Twist | 1 | 22 | Living Room | 126148 | Living Room | 0.03789%
12614 | 9 | 1 |  | Manual | 2 | Wall Mount | Compact Fluorescent |  | Twist | 2 | 15 | Bathroom | 126149 | Bathroom | 0.03789%
12614 | 9 | 2 |  | Manual | 1 | Recessed Can | Compact Fluorescent |  | Reflector | 1 | 15 | Bathroom | 126149 | Bathroom | 0.03789%
12614 | 10 | 1 |  | Manual | 3 | Recessed Can | Compact Fluorescent |  | Reflector | 1 | 15 | Bedroom | 1261410 | Bedroom | 0.03789%
12614 | 10 | 2 |  | Manual | 2 | Wall Mount | Compact Fluorescent |  | Straight Tube | 1 | 15 | Bedroom | 1261410 | Bedroom | 0.03789%
12614 | 11 | 1 |  | Manual | 2 | Recessed - other | Compact Fluorescent |  | Twist | 1 | 15 | Closet | 1261411 | Closet | 0.03789%
12620 | 1 | 1 |  | Manual | 2 | Ceiling Fixture | Compact Fluorescent |  | Twist | 2 | 22 | Other | 126201 | Other | 0.04979%
12620 | 1 | 2 |  | Manual | 3 | Ceiling Fixture | Compact Fluorescent |  | Twist | 2 | 15 | Other | 126201 | Other | 0.04979%
12620 | 1 | 3 |  | Manual | 1 | Ceiling Fixture | Incandescent |  | Reflector | 1 | 75 | Other | 126201 | Other | 0.04979%
12620 | 2 | 1 |  | Manual | 2 | Ceiling Fixture | Linear Fluorescent | 48 | T-8 | 2 | 32 | Garage | 126202 | Garage | 0.04979%
12620 | 2 | 2 |  | Manual | 1 | Garage door opener | Compact Fluorescent |  | Twist | 1 | 15 | Garage | 126202 | Garage | 0.04979%
12620 | 2 | 3 |  | Manual | 6 | Ceiling Fixture | Linear Fluorescent | 48 | T-8 | 2 | 32 | Garage | 126202 | Garage | 0.04979%
12620 | 3 | 1 |  | Manual | 1 | Chandelier (Hanging) | Compact Fluorescent |  | Twist | 1 | 15 | Hall | 126203 | Hall | 0.04979%
12620 | 4 | 1 |  | Manual | 2 | Wall Mount | Compact Fluorescent |  | Twist | 1 | 22 | Bathroom | 126204 | Bathroom | 0.04979%
12620 | 4 | 2 |  | Manual | 1 | Recessed Can | Compact Fluorescent |  | Pin base | 1 | 15 | Bathroom | 126204 | Bathroom | 0.04979%
12620 | 5 | 1 |  | Manual | 1 | Chandelier (Hanging) | Compact Fluorescent |  | Twist | 5 | 15 | Dining Room | 126205 | Dining Room | 0.04979%
12620 | 6 | 1 |  | Manual | 3 | Wall Mount | Compact Fluorescent |  | Twist | 1 | 15 | Bedroom | 126206 | Bedroom | 0.04979%
12620 | 6 | 2 |  | Manual | 2 | Table | Compact Fluorescent |  | Twist | 1 | 15 | Bedroom | 126206 | Bedroom | 0.04979%
12620 | 7 | 1 |  | Manual | 1 | Ceiling Fixture | Linear Fluorescent | 24 | Fluorescent Other | 1 | 15 | Closet | 126207 | Closet | 0.04979%
12620 | 8 | 1 |  | Manual | 1 | Wall Mount | Compact Fluorescent |  | Twist | 1 | 15 | Hall | 126208 | Hall | 0.04979%
12620 | 9 | 1 |  | Manual | 1 | Ceiling Fixture | Compact Fluorescent |  | Twist | 3 | 15 | Hall | 126209 | Hall | 0.04979%
12620 | 10 | 1 |  | Manual | 5 | Recessed Can | Compact Fluorescent |  | Reflector | 1 | 15 | Kitchen | 1262010 | Kitchen | 0.04979%
12620 | 10 | 2 |  | Manual | 3 | Recessed Can | Incandescent |  | Reflector | 1 | 75 | Kitchen | 1262010 | Kitchen | 0.04979%
12620 | 11 | 1 |  | Manual | 1 | Ceiling Fixture | Compact Fluorescent |  | Twist | 3 | 15 | Hall | 1262011 | Hall | 0.04979%
12620 | 12 | 1 |  | Manual | 1 | Torchiere | Halogen |  | Quartz Tube | 1 | 100 | Living Room | 1262012 | Living Room | 0.04979%
12620 | 12 | 2 |  | Manual | 1 | Torchiere | Compact Fluorescent |  | Twist | 1 | 26 | Living Room | 1262012 | Living Room | 0.04979%
12620 | 12 | 3 |  | Manual | 1 | Floor lamp | Compact Fluorescent |  | Twist | 1 | 15 | Living Room | 1262012 | Living Room | 0.04979%
12620 | 12 | 4 |  | Manual | 1 | Recessed - other | Incandescent |  | Standard A Lamp | 1 | 60 | Living Room | 1262012 | Living Room | 0.04979%
12620 | 13 | 1 |  | Manual | 2 | Recessed Can | Compact Fluorescent |  | Straight Tube | 1 | 15 | Other | 1262013 | Other | 0.04979%
12620 | 14 | 1 |  | Manual | 1 | Ceiling Fixture | Linear Fluorescent | 48 | Fluorescent Unknown | 1 | 20 | Bathroom | 1262014 | Bathroom | 0.04979%
12620 | 14 | 2 |  | Manual | 1 | Wall Mount | Linear Fluorescent | 48 | T-12 | 1 | 40 | Bathroom | 1262014 | Bathroom | 0.04979%
12620 | 14 | 3 |  | Photo | 1 | Wall Mount | Other |  | LED Interior | 1 | 1 | Bathroom | 1262014 | Bathroom | 0.04979%
12620 | 15 | 1 |  | Manual | 1 | Ceiling Fixture | Incandescent |  | Mini base | 2 | 40 | Hall | 1262015 | Hall | 0.04979%
12620 | 15 | 2 |  | Manual | 1 | Table | Incandescent |  | Standard A Lamp | 1 | 25 | Hall | 1262015 | Hall | 0.04979%
12620 | 16 | 1 |  | Manual | 1 | Ceiling Fixture | Compact Fluorescent |  | Twist | 2 | 15 | Office | 1262016 | Office | 0.04979%
12620 | 17 | 1 |  | Manual | 1 | Wall Mount | Compact Fluorescent |  | Twist | 1 | 22 | Bedroom | 1262017 | Bedroom | 0.04979%
12620 | 17 | 2 |  | Manual | 1 | Table | Compact Fluorescent |  | Twist | 1 | 15 | Bedroom | 1262017 | Bedroom | 0.04979%
12620 | 17 | 3 |  | Manual | 1 | Wall Mount | Compact Fluorescent |  | Twist | 1 | 15 | Bedroom | 1262017 | Bedroom | 0.04979%
12620 | 18 | 1 |  | Manual | 1 | Ceiling Fixture | Compact Fluorescent |  | Twist | 2 | 15 | Office | 1262018 | Office | 0.04979%
12620 | 18 | 2 |  | Manual | 1 | Table | Compact Fluorescent |  | Twist | 1 | 15 | Office | 1262018 | Office | 0.04979%
12620 | 19 | 1 |  | Manual | 1 | Wall Mount | Compact Fluorescent |  | Twist | 1 | 15 | Hall | 1262019 | Hall | 0.04979%
12620 | 20 | 1 |  | Dimmer | 2 | Ceiling Fixture | Incandescent |  | Globe | 3 | 60 | Hall | 1262020 | Hall | 0.04979%
12620 | 21 | 1 |  | Manual | 1 | Ceiling Fixture | Compact Fluorescent |  | Twist | 2 | 15 | Office | 1262021 | Office | 0.04979%
12621 | 1 | 1 |  | Manual | 5 | Recessed Can | Incandescent |  | Reflector | 1 | 65 | Kitchen | 126211 | Kitchen | 0.04979%
12621 | 2 | 1 |  | Manual | 1 | Ceiling Fixture | Incandescent |  | Clear | 2 | 60 | Bedroom | 126212 | Bedroom | 0.04979%
12621 | 3 | 1 |  | Dimmer | 7 | Ceiling Fixture | Linear Fluorescent | 48 | T-12 | 2 | 40 | Garage | 126213 | Garage | 0.04979%
12621 | 3 | 2 |  | Manual | 2 | Garage door opener | Incandescent |  | Standard A Lamp | 1 | 60 | Garage | 126213 | Garage | 0.04979%
12621 | 3 | 3 |  | Manual | 2 | Ceiling Fixture | Compact Fluorescent |  | Reflector | 1 | 22 | Garage | 126213 | Garage | 0.04979%
12621 | 4 | 1 |  | Manual | 3 | Ceiling Fixture | Linear Fluorescent | 48 | T-12 | 2 | 40 | Other | 126214 | Other | 0.04979%
12621 | 4 | 2 |  | Manual | 1 | Ceiling Fixture | Incandescent |  | Globe | 1 | 40 | Other | 126214 | Other | 0.04979%
12621 | 5 | 1 |  | Manual | 4 | Recessed Can | Incandescent |  | Reflector | 1 | 65 | Dining Room | 126215 | Dining Room | 0.04979%
12621 | 6 | 1 |  | Manual | 1 | Ceiling Fixture | Incandescent |  | Standard A Lamp | 3 | 60 | Family Room | 126216 | Family Room | 0.04979%
12621 | 6 | 2 |  | Manual | 2 | Recessed Can | Incandescent |  | Reflector | 1 | 65 | Family Room | 126216 | Family Room | 0.04979%
12621 | 7 | 1 |  | Manual | 2 | Floor lamp | Other |  | Fluorescent Other | 1 | 50 | Living Room | 126217 | Living Room | 0.04979%
12621 | 7 | 2 |  | Manual | 2 | Table | Incandescent |  | Standard A Lamp | 1 | 75 | Living Room | 126217 | Living Room | 0.04979%
12621 | 7 | 3 |  | Manual | 1 | Recessed Can | Incandescent |  | Reflector | 1 | 75 | Living Room | 126217 | Living Room | 0.04979%
12621 | 7 | 4 |  | Manual | 1 | Table | Compact Fluorescent |  | Twist | 1 | 15 | Living Room | 126217 | Living Room | 0.04979%
12621 | 8 | 1 |  | Manual | 1 | Ceiling Fixture | Incandescent |  | Standard A Lamp | 2 | 60 | Hall | 126218 | Hall | 0.04979%
12621 | 9 | 1 |  | Manual | 1 | Wall Mount | Incandescent |  | Clear | 5 | 60 | Bathroom | 126219 | Bathroom | 0.04979%
12621 | 9 | 2 |  | Manual | 1 | Ceiling Fixture | Incandescent |  | Standard A Lamp | 1 | 40 | Bathroom | 126219 | Bathroom | 0.04979%
12621 | 10 | 1 |  | Manual | 1 | Ceiling Fixture | Incandescent |  | Standard A Lamp | 3 | 60 | Master Bedroom | 1262110 | Master Bedroom | 0.04979%
12621 | 11 | 1 |  | Manual | 1 | Ceiling Fixture | Incandescent |  | Standard A Lamp | 1 | 60 | Closet | 1262111 | Closet | 0.04979%
12621 | 12 | 1 |  | Timer | 1 | Ceiling Fixture | Incandescent |  | Clear | 1 | 40 | Bathroom | 1262112 | Bathroom | 0.04979%
12621 | 12 | 2 |  | Manual | 2 | Wall Mount | Incandescent |  | Clear | 4 | 60 | Bathroom | 1262112 | Bathroom | 0.04979%
12621 | 12 | 3 |  | Manual | 1 | Wall Mount | Incandescent |  | Clear | 2 | 60 | Bathroom | 1262112 | Bathroom | 0.04979%
12630 | 1 | 1 |  | Manual | 1 | Wall Mount | Incandescent |  | Standard A Lamp | 1 | 75 | Closet | 126301 | Closet | 0.04979%
12630 | 2 | 1 |  | Manual | 1 | Wall Mount | Incandescent |  | Decorative | 1 | 60 | Closet | 126302 | Closet | 0.04979%
12630 | 3 | 1 |  | Dimmer | 1 | Wall Mount | Halogen |  | Quartz Tube | 1 | 300 | Bedroom | 126303 | Bedroom | 0.04979%
12630 | 3 | 2 |  | Manual | 1 | Table | Incandescent |  | Standard A Lamp | 1 | 60 | Bedroom | 126303 | Bedroom | 0.04979%
12630 | 4 | 1 |  | Manual | 1 | Wall Mount | Incandescent |  | Decorative | 1 | 60 | Hall | 126304 | Hall | 0.04979%
12630 | 5 | 1 |  | Dimmer | 1 | Wall Mount | Incandescent |  | Standard A Lamp | 1 | 60 | Master Bedroom | 126305 | Master Bedroom | 0.04979%
12630 | 5 | 2 |  | Manual | 2 | Table | Incandescent |  | Mini base | 1 | 25 | Master Bedroom | 126305 | Master Bedroom | 0.04979%
12630 | 5 | 3 |  | Manual | 1 | Ceiling Fan | Incandescent |  | Mini base | 3 | 60 | Master Bedroom | 126305 | Master Bedroom | 0.04979%
12630 | 6 | 1 |  | Manual | 1 | Ceiling Fixture | Compact Fluorescent |  | Twist | 2 | 15 | Bathroom | 126306 | Bathroom | 0.04979%
12630 | 6 | 2 |  | Manual | 1 | Wall Mount | Compact Fluorescent |  | Twist | 2 | 15 | Bathroom | 126306 | Bathroom | 0.04979%
12630 | 7 | 1 |  | Manual | 6 | Ceiling Fixture | Compact Fluorescent |  | Reflector | 1 | 30 | Garage | 126307 | Garage | 0.04979%
12630 | 7 | 2 |  | Manual | 2 | Ceiling Fixture | Incandescent |  | Standard A Lamp | 2 | 60 | Garage | 126307 | Garage | 0.04979%
12630 | 7 | 3 |  | Manual | 1 | Table | Incandescent |  | Standard A Lamp | 1 | 75 | Garage | 126307 | Garage | 0.04979%
12630 | 8 | 1 |  | Manual | 1 | Chandelier (Hanging) | Incandescent |  | Mini base | 3 | 60 | Dining Room | 126308 | Dining Room | 0.04979%
12630 | 9 | 1 |  | Manual | 1 | High bay | Incandescent |  | Standard A Lamp | 1 | 60 | Hall | 126309 | Hall | 0.04979%
12630 | 10 | 1 |  | Manual | 1 | Ceiling Fixture | Compact Fluorescent |  | Twist | 3 | 15 | Kitchen | 1263010 | Kitchen | 0.04979%
12630 | 11 | 1 |  | Manual | 3 | Recessed Can | Incandescent |  | Reflector | 1 | 65 | Laundry Room | 1263011 | Laundry Room | 0.04979%
12630 | 12 | 1 |  | Manual | 1 | Ceiling Fan | Incandescent |  | Mini base | 3 | 60 | Living Room | 1263012 | Living Room | 0.04979%
12630 | 12 | 2 |  | Manual | 1 | Floor lamp | Incandescent |  | Standard A Lamp | 1 | 100 | Living Room | 1263012 | Living Room | 0.04979%
12630 | 12 | 3 |  | Manual | 1 | Table | Incandescent |  | 3-Way Incandescent | 1 | 100 | Living Room | 1263012 | Living Room | 0.04979%
12630 | 13 | 1 |  | Manual | 1 | Ceiling Fixture | Incandescent |  | Standard A Lamp | 2 | 60 | Office | 1263013 | Office | 0.04979%
12630 | 13 | 2 |  | Manual | 1 | Table | Incandescent |  | Standard A Lamp | 1 | 60 | Office | 1263013 | Office | 0.04979%
12630 | 14 | 1 |  | Manual | 1 | Ceiling Fixture | Incandescent |  | Standard A Lamp | 1 | 60 | Closet | 1263014 | Closet | 0.04979%
12630 | 15 | 1 |  | Manual | 1 | Wall Mount | Incandescent |  | Standard A Lamp | 1 | 60 | Closet | 1263015 | Closet | 0.04979%
12640 | 1 | 1 |  | Manual | 1 | Wall Mount | Incandescent |  | Standard A Lamp | 2 | 75 | Bathroom | 126401 | Bathroom | 0.0286%
12640 | 1 | 2 |  | Manual | 1 | Ceiling Fixture | Incandescent |  | Standard A Lamp | 1 | 75 | Bathroom | 126401 | Bathroom | 0.0286%
12640 | 2 | 1 |  | Manual | 1 | Ceiling Fixture | Incandescent |  | Standard A Lamp | 2 | 75 | Master Bedroom | 126402 | Master Bedroom | 0.0286%
12640 | 3 | 1 |  | Manual | 3 | Ceiling Fan | Compact Fluorescent |  | Twist | 1 | 15 | Dining Room | 126403 | Dining Room | 0.0286%
12640 | 3 | 2 |  | Manual | 3 | Table | Incandescent |  | Decorative | 1 | 25 | Dining Room | 126403 | Dining Room | 0.0286%
12640 | 4 | 1 |  | Manual | 1 | Ceiling Fixture | Compact Fluorescent |  | Twist | 1 | 20 | Garage | 126404 | Garage | 0.0286%
12640 | 5 | 1 |  | Manual | 1 | Ceiling Fixture | Incandescent |  | Standard A Lamp | 2 | 60 | Kitchen | 126405 | Kitchen | 0.0286%
12640 | 7 | 1 |  | Manual | 1 | Ceiling Fixture | Incandescent |  | Standard A Lamp | 1 | 60 | Master Bedroom | 126407 | Master Bedroom | 0.0286%
12640 | 8 | 1 |  | Manual | 1 | Wall Mount | Compact Fluorescent |  | Twist | 1 | 15 | Bathroom | 126408 | Bathroom | 0.0286%
12640 | 9 | 1 |  | Manual | 1 | Ceiling Fixture | Incandescent |  | Standard A Lamp | 2 | 60 | Office | 126409 | Office | 0.0286%
12643 | 1 | 1 |  | Manual | 5 | Ceiling Fixture | Halogen |  | MR | 1 | 50 | Family Room | 126431 | Family Room | 0.1723%
12643 | 1 | 2 |  | Manual | 3 | Track | Halogen |  | MR | 3 | 50 | Family Room | 126431 | Family Room | 0.1723%
12643 | 1 | 3 |  | Manual | 3 | Recessed Can | Incandescent |  | Reflector | 1 | 75 | Family Room | 126431 | Family Room | 0.1723%
12643 | 1 | 4 |  | Manual | 3 | Recessed Can | Halogen |  | PAR | 1 | 75 | Family Room | 126431 | Family Room | 0.1723%
12643 | 1 | 5 |  | Manual | 1 | Wall Mount | Incandescent |  | Standard A Lamp | 1 | 100 | Family Room | 126431 | Family Room | 0.1723%
12643 | 1 | 6 |  | Manual | 1 | Low bay | Incandescent |  | Mini base | 3 | 15 | Family Room | 126431 | Family Room | 0.1723%
12643 | 2 | 1 |  | Manual | 1 | Ceiling Fixture | Incandescent |  | Standard A Lamp | 2 | 60 | Hall | 126432 | Hall | 0.1723%
12643 | 3 | 1 |  | Manual | 1 | Wall Mount | Incandescent |  | Standard A Lamp | 1 | 100 | Hall | 126433 | Hall | 0.1723%
12643 | 4 | 1 |  | Dimmer | 1 | Chandelier (Hanging) | Incandescent |  | Standard A Lamp | 6 | 40 | Dining Room | 126434 | Dining Room | 0.1723%
12643 | 5 | 1 |  | Dimmer | 1 | Chandelier (Hanging) | Incandescent |  | Mini base | 10 | 25 | Dining Room | 126435 | Dining Room | 0.1723%
12643 | 5 | 2 |  | Manual | 2 | Wall Mount | Incandescent |  | Decorative | 1 | 25 | Dining Room | 126435 | Dining Room | 0.1723%
12643 | 6 | 1 |  | Manual | 1 | Ceiling Fixture | Incandescent |  | Globe | 2 | 60 | Hall | 126436 | Hall | 0.1723%
12643 | 6 | 2 |  | Manual | 1 | Wall Mount | Incandescent |  | Mini base | 1 | 25 | Hall | 126436 | Hall | 0.1723%
12643 | 7 | 1 |  | Dimmer | 8 | Recessed Can | Incandescent |  | Reflector | 1 | 75 | Kitchen | 126437 | Kitchen | 0.1723%
12643 | 7 | 2 |  | Manual | 4 | Low bay | Incandescent |  | Mini base | 1 | 15 | Kitchen | 126437 | Kitchen | 0.1723%
12643 | 7 | 3 |  | Manual | 2 | Ceiling Fixture | Compact Fluorescent |  | Twist | 1 | 15 | Kitchen | 126437 | Kitchen | 0.1723%
12643 | 8 | 1 |  | Manual | 2 | Wall Mount | Incandescent |  | Standard A Lamp | 1 | 60 | Bathroom | 126438 | Bathroom | 0.1723%
12643 | 9 | 1 |  | Manual | 2 | Ceiling Fixture | Incandescent |  | Standard A Lamp | 2 | 60 | Laundry Room | 126439 | Laundry Room | 0.1723%
12643 | 9 | 2 |  | Manual | 1 | Wall Mount | Incandescent |  | Mini base | 3 | 18 | Laundry Room | 126439 | Laundry Room | 0.1723%
12643 | 10 | 1 |  | Manual | 1 | Chandelier (Hanging) | Incandescent |  | Mini base | 6 | 25 | Living Room | 1264310 | Living Room | 0.1723%
12643 | 10 | 2 |  | Dimmer | 2 | Recessed Can | Incandescent |  | Reflector | 1 | 30 | Living Room | 1264310 | Living Room | 0.1723%
12643 | 11 | 1 |  | Manual | 2 | Wall Mount | Incandescent |  | Mini base | 1 | 25 | Bathroom | 1264311 | Bathroom | 0.1723%
12643 | 11 | 2 |  | Manual | 3 | Recessed Can | Halogen |  | MR | 1 | 75 | Bathroom | 1264311 | Bathroom | 0.1723%
12643 | 11 | 3 |  | Manual | 2 | Recessed Can | Incandescent |  | Reflector | 1 | 75 | Bathroom | 1264311 | Bathroom | 0.1723%
12643 | 11 | 4 |  | Manual | 1 | Recessed - other | Incandescent |  | Reflector | 1 | 75 | Bathroom | 1264311 | Bathroom | 0.1723%
12643 | 12 | 1 |  | Manual | 2 | Table | Compact Fluorescent |  | Twist | 1 | 15 | Master Bedroom | 1264312 | Master Bedroom | 0.1723%
12643 | 12 | 2 |  | Manual | 1 | Table | Incandescent |  | Standard A Lamp | 1 | 100 | Master Bedroom | 1264312 | Master Bedroom | 0.1723%
12643 | 12 | 3 |  | Manual | 2 | Wall Mount | Incandescent |  | Mini base | 1 | 25 | Master Bedroom | 1264312 | Master Bedroom | 0.1723%
12643 | 13 | 1 |  | Manual | 2 | Ceiling Fixture | Incandescent |  | Standard A Lamp | 2 | 60 | Closet | 1264313 | Closet | 0.1723%
12643 | 14 | 1 |  | Manual | 1 | Chandelier (Hanging) | Incandescent |  | Mini base | 5 | 25 | Bedroom | 1264314 | Bedroom | 0.1723%
12643 | 14 | 2 |  | Manual | 1 | Table | Incandescent |  | Standard A Lamp | 1 | 100 | Bedroom | 1264314 | Bedroom | 0.1723%
12643 | 15 | 1 |  | Manual | 4 | Recessed Can | Halogen |  | PAR | 1 | 75 | Living Room | 1264315 | Living Room | 0.1723%
12643 | 15 | 2 |  | Manual | 2 | Recessed Can | Incandescent |  | Reflector | 1 | 75 | Living Room | 1264315 | Living Room | 0.1723%
12643 | 16 | 1 |  | Manual | 1 | Ceiling Fan | Incandescent |  | Decorative | 2 | 25 | Bedroom | 1264316 | Bedroom | 0.1723%
12643 | 16 | 2 |  | Manual | 1 | Table | Compact Fluorescent |  | Twist | 1 | 15 | Bedroom | 1264316 | Bedroom | 0.1723%
12643 | 17 | 1 |  | Manual | 2 | Recessed Can | Incandescent |  | Reflector | 1 | 75 | Bathroom | 1264317 | Bathroom | 0.1723%
12643 | 17 | 2 |  | Manual | 2 | Wall Mount | Incandescent |  | Standard A Lamp | 1 | 60 | Bathroom | 1264317 | Bathroom | 0.1723%
12643 | 18 | 1 |  | Manual | 1 | Chandelier (Hanging) | Incandescent |  | Decorative | 3 | 25 | Hall | 1264318 | Hall | 0.1723%
12643 | 19 | 1 |  | Manual | 4 | Recessed Can | Incandescent |  | Reflector | 1 | 45 | Other | 1264319 | Other | 0.1723%
12648 | 1 | 1 |  | Manual | 1 | Ceiling Fixture | Compact Fluorescent |  | Globe | 3 | 15 | Bathroom | 126481 | Bathroom | 0.1232%
12648 | 2 | 1 |  | Manual | 1 | Wall Mount | Compact Fluorescent |  | Globe | 4 | 15 | Bathroom | 126482 | Bathroom | 0.1232%
12648 | 2 | 2 |  | Photo | 1 | Wall Mount | Other |  | LED Interior | 1 | 1 | Bathroom | 126482 | Bathroom | 0.1232%
12648 | 3 | 1 |  | Manual | 1 | Ceiling Fixture | Compact Fluorescent |  | Pin base | 1 | 22 | Bedroom | 126483 | Bedroom | 0.1232%
12648 | 3 | 2 |  | Manual | 1 | Table | Compact Fluorescent |  | Twist | 1 | 15 | Bedroom | 126483 | Bedroom | 0.1232%
12648 | 3 | 3 |  | Manual | 1 | Table | Incandescent |  | Standard A Lamp | 1 | 60 | Bedroom | 126483 | Bedroom | 0.1232%
12648 | 4 | 1 |  | Manual | 1 | Ceiling Fixture | Compact Fluorescent |  | Twist | 1 | 15 | Closet | 126484 | Closet | 0.1232%
12648 | 5 | 1 |  | Manual | 1 | Wall Mount | Compact Fluorescent |  | Twist | 1 | 15 | Closet | 126485 | Closet | 0.1232%
12648 | 6 | 1 |  | Manual | 1 | Ceiling Fixture | Compact Fluorescent |  | Twist | 1 | 15 | Closet | 126486 | Closet | 0.1232%
12648 | 7 | 1 |  | Manual | 1 | Chandelier (Hanging) | Compact Fluorescent |  | Mini base | 8 | 7 | Dining Room | 126487 | Dining Room | 0.1232%
12648 | 8 | 1 |  | Manual | 1 | Chandelier (Hanging) | Other |  | LED Interior | 3 | 5 | Hall | 126488 | Hall | 0.1232%
12648 | 9 | 1 |  | Manual | 2 | Ceiling Fixture | Compact Fluorescent |  | Pin base | 2 | 20 | Family Room | 126489 | Family Room | 0.1232%
12648 | 9 | 2 |  | Manual | 1 | Torchiere | Other |  | LED Interior | 1 | 5 | Family Room | 126489 | Family Room | 0.1232%
12648 | 10 | 1 |  | Manual | 3 | Ceiling Fixture | Linear Fluorescent | 48 | T-12 | 2 | 40 | Garage | 1264810 | Garage | 0.1232%
12648 | 10 | 2 |  | Manual | 1 | Garage door opener | Incandescent |  | Globe | 1 | 60 | Garage | 1264810 | Garage | 0.1232%
12648 | 11 | 1 |  | Manual | 2 | Ceiling Fixture | Compact Fluorescent |  | Twist | 1 | 15 | Hall | 1264811 | Hall | 0.1232%
12648 | 12 | 1 |  | Manual | 1 | Ceiling Fixture | Compact Fluorescent |  | Twist | 1 | 15 | Hall | 1264812 | Hall | 0.1232%
12648 | 13 | 1 |  | Manual | 1 | Wall Mount | Compact Fluorescent |  | Globe | 7 | 15 | Bathroom | 1264813 | Bathroom | 0.1232%
12648 | 13 | 2 |  | Manual | 1 | Wall Mount | Incandescent |  | Globe | 1 | 60 | Bathroom | 1264813 | Bathroom | 0.1232%
12648 | 13 | 3 |  | Photo | 1 | Wall Mount | Other |  | LED Interior | 1 | 1 | Bathroom | 1264813 | Bathroom | 0.1232%
12648 | 14 | 1 |  | Manual | 1 | Ceiling Fixture | Compact Fluorescent |  | Pin base | 1 | 22 | Bedroom | 1264814 | Bedroom | 0.1232%
12648 | 14 | 2 |  | Manual | 1 | Table | Compact Fluorescent |  | Twist | 1 | 15 | Bedroom | 1264814 | Bedroom | 0.1232%
12648 | 15 | 1 |  | Manual | 4 | Recessed - other | Linear Fluorescent | 48 | T-12 | 1 | 40 | Kitchen | 1264815 | Kitchen | 0.1232%
12648 | 16 | 1 |  | Manual | 1 | Ceiling Fixture | Linear Fluorescent | 48 | T-12 | 2 | 40 | Laundry Room | 1264816 | Laundry Room | 0.1232%
12648 | 18 | 1 |  | Manual | 1 | Ceiling Fixture | Compact Fluorescent |  | Pin base | 1 | 22 | Office | 1264818 | Office | 0.1232%
12648 | 19 | 1 |  | Dimmer | 1 | Ceiling Fan | Incandescent |  | Mini base | 3 | 40 | Master Bedroom | 1264819 | Master Bedroom | 0.1232%
12648 | 19 | 2 |  | Manual | 1 | Floor lamp | Compact Fluorescent |  | Decorative | 3 | 15 | Master Bedroom | 1264819 | Master Bedroom | 0.1232%
12656 | 1 | 1 |  | Manual | 2 | Chandelier (Hanging) | Incandescent |  | Standard A Lamp | 1 | 60 | Bathroom | 126561 | Bathroom | 0.04979%
12656 | 2 | 1 |  | Manual | 1 | Ceiling Fan | Incandescent |  | Standard A Lamp | 1 | 60 | Bedroom | 126562 | Bedroom | 0.04979%
12656 | 3 | 1 |  | Dimmer | 1 | Ceiling Fan | Incandescent |  | Standard A Lamp | 1 | 100 | Dining Room | 126563 | Dining Room | 0.04979%
12656 | 4 | 1 |  | Manual | 2 | Ceiling Fixture | Incandescent |  | Standard A Lamp | 1 | 60 | Garage | 126564 | Garage | 0.04979%
12656 | 5 | 1 |  | Manual | 2 | Wall Mount | Incandescent |  | Standard A Lamp | 1 | 60 | Hall | 126565 | Hall | 0.04979%
12656 | 6 | 1 |  | Manual | 1 | Ceiling Fixture | Linear Fluorescent | 48 | T-12 | 2 | 40 | Kitchen | 126566 | Kitchen | 0.04979%
12656 | 6 | 2 |  | Manual | 1 | Ceiling Fixture | Linear Fluorescent | 24 | T-12 | 1 | 20 | Kitchen | 126566 | Kitchen | 0.04979%
12656 | 7 | 1 |  | Manual | 1 | Ceiling Fixture | Incandescent |  | Standard A Lamp | 1 | 60 | Laundry Room | 126567 | Laundry Room | 0.04979%
12656 | 8 | 1 |  | Manual | 2 | Floor lamp | Incandescent |  | 3-Way Incandescent | 1 | 150 | Living Room | 126568 | Living Room | 0.04979%
12656 | 9 | 1 |  | Manual | 1 | Ceiling Fixture | Incandescent |  | Standard A Lamp | 2 | 60 | Office | 126569 | Office | 0.04979%
12656 | 9 | 2 |  | Manual | 1 | Table | Compact Fluorescent |  | Pin base | 1 | 18 | Office | 126569 | Office | 0.04979%
12657 | 1 | 1 |  | Dimmer | 1 | Wall Mount | Incandescent |  | Clear | 4 | 40 | Bathroom | 126571 | Bathroom | 0.03789%
12657 | 1 | 2 |  | Manual | 1 | Recessed - other | Incandescent |  | Heat Lamp | 1 | 250 | Bathroom | 126571 | Bathroom | 0.03789%
12657 | 2 | 1 |  | Manual | 1 | Ceiling Fixture | Compact Fluorescent |  | Twist | 2 | 20 | Bedroom | 126572 | Bedroom | 0.03789%
12657 | 2 | 2 |  | Manual | 1 | Floor lamp | Halogen |  | Quartz Tube | 2 | 50 | Bedroom | 126572 | Bedroom | 0.03789%
12657 | 2 | 3 |  | Manual | 1 | Table | Compact Fluorescent |  | Twist | 1 | 13 | Bedroom | 126572 | Bedroom | 0.03789%
12657 | 3 | 1 |  | Manual | 1 | Ceiling Fixture | Linear Fluorescent | 48 | T-12 | 2 | 40 | Garage | 126573 | Garage | 0.03789%
12657 | 3 | 2 |  | Manual | 1 | Ceiling Fixture | Incandescent |  | Standard A Lamp | 1 | 60 | Garage | 126573 | Garage | 0.03789%
12657 | 3 | 3 |  | Manual | 1 | Garage door opener | Incandescent |  | Standard A Lamp | 1 | 40 | Garage | 126573 | Garage | 0.03789%
12657 | 4 | 1 |  | Manual | 1 | Recessed Can | Incandescent |  | Reflector | 1 | 65 | Hall | 126574 | Hall | 0.03789%
12657 | 5 | 1 |  | Manual | 1 | Chandelier (Hanging) | Incandescent |  | Standard A Lamp | 1 | 60 | Hall | 126575 | Hall | 0.03789%
12657 | 6 | 1 |  | Manual | 2 | Recessed Can | Incandescent |  | Reflector | 1 | 65 | Kitchen | 126576 | Kitchen | 0.03789%
12657 | 7 | 1 |  | Dimmer | 1 | Ceiling Fixture | Incandescent |  | Standard A Lamp | 2 | 100 | Living Room | 126577 | Living Room | 0.03789%
12657 | 8 | 1 |  | Dimmer | 1 | Wall Mount | Incandescent |  | Globe | 4 | 40 | Bathroom | 126578 | Bathroom | 0.03789%
12657 | 8 | 2 |  | Manual | 1 | Recessed - other | Incandescent |  | Heat Lamp | 1 | 250 | Bathroom | 126578 | Bathroom | 0.03789%
12657 | 9 | 1 |  | Manual | 1 | Ceiling Fixture | Compact Fluorescent |  | Twist | 2 | 20 | Master Bedroom | 126579 | Master Bedroom | 0.03789%
12657 | 10 | 1 |  | Manual | 1 | Ceiling Fixture | Compact Fluorescent |  | Twist | 2 | 20 | Bedroom | 1265710 | Bedroom | 0.03789%
12657 | 11 | 1 |  | Dimmer | 1 | Wall Mount | Incandescent |  | Standard A Lamp | 4 | 100 | Bathroom | 1265711 | Bathroom | 0.03789%
12661 | 1 | 1 |  | Manual | 1 | Wall Mount | Incandescent |  | Standard A Lamp | 2 | 60 | Other | 126611 | Other | 0.04979%
12661 | 2 | 1 |  | None | 1 | Recessed - other | Incandescent |  | Reflector | 1 | 250 | Bathroom | 126612 | Bathroom | 0.04979%
12661 | 2 | 2 |  | Manual | 1 | Recessed - other | Incandescent |  | Heat Lamp | 1 | 250 | Bathroom | 126612 | Bathroom | 0.04979%
12661 | 3 | 1 |  | Manual | 1 | Chandelier (Hanging) | Incandescent |  | Standard A Lamp | 3 | 75 | Dining Room | 126613 | Dining Room | 0.04979%
12661 | 4 | 1 |  | Manual | 5 | Ceiling Fixture | Linear Fluorescent | 96 | T-12 | 2 | 40 | Garage | 126614 | Garage | 0.04979%
12661 | 4 | 2 |  | Manual | 1 | Garage door opener | Incandescent |  | Standard A Lamp | 1 | 60 | Garage | 126614 | Garage | 0.04979%
12661 | 4 | 3 |  | Manual | 1 | Ceiling Fixture | Linear Fluorescent | 96 | T-12 | 2 | 96 | Garage | 126614 | Garage | 0.04979%
12661 | 5 | 1 |  | Manual | 2 | Recessed Can | Incandescent |  | Reflector | 1 | 45 | Hall | 126615 | Hall | 0.04979%
12661 | 6 | 1 |  | Manual | 1 | Ceiling Fixture | Incandescent |  | Standard A Lamp | 1 | 75 | Kitchen | 126616 | Kitchen | 0.04979%
12661 | 6 | 2 |  | Manual | 1 | Ceiling Fixture | Compact Fluorescent |  | Twist | 1 | 5 | Kitchen | 126616 | Kitchen | 0.04979%
12661 | 7 | 1 |  | Manual | 1 | Ceiling Fixture | Incandescent |  | Standard A Lamp | 2 | 60 | Laundry Room | 126617 | Laundry Room | 0.04979%
12661 | 8 | 1 |  | Manual | 2 | Table | Incandescent |  | Standard A Lamp | 1 | 100 | Living Room | 126618 | Living Room | 0.04979%
12661 | 8 | 2 |  | Manual | 1 | Table | Incandescent |  | Standard A Lamp | 1 | 75 | Living Room | 126618 | Living Room | 0.04979%
12661 | 9 | 1 |  | Manual | 1 | Ceiling Fixture | Incandescent |  | Standard A Lamp | 2 | 60 | Master Bedroom | 126619 | Master Bedroom | 0.04979%
12661 | 9 | 2 |  | Manual | 1 | Table | Compact Fluorescent |  | Twist | 1 | 13 | Master Bedroom | 126619 | Master Bedroom | 0.04979%
12661 | 10 | 1 |  | Manual | 1 | Ceiling Fixture | Compact Fluorescent |  | Twist | 2 | 15 | Office | 1266110 | Office | 0.04979%
12661 | 10 | 2 |  | Manual | 1 | Wall Mount | Incandescent |  | Standard A Lamp | 1 | 60 | Office | 1266110 | Office | 0.04979%
12661 | 11 | 1 |  | Manual | 1 | Ceiling Fixture | Incandescent |  | Standard A Lamp | 2 | 60 | Bedroom | 1266111 | Bedroom | 0.04979%
12661 | 11 | 2 | est. wattage | Manual | 1 | Floor lamp | Incandescent |  | 3-Way Incandescent | 1 | 200 | Bedroom | 1266111 | Bedroom | 0.04979%
12661 | 11 | 3 |  | Manual | 1 | Floor lamp | Incandescent |  | Decorative | 3 | 40 | Bedroom | 1266111 | Bedroom | 0.04979%
12669 | 1 | 1 |  | Manual | 1 | Wall Mount | Incandescent |  | Globe | 5 | 60 | Bathroom | 126691 | Bathroom | 0.1232%
12669 | 1 | 2 |  | Manual | 1 | Ceiling Fixture | Compact Fluorescent |  | Pin base | 1 | 15 | Bathroom | 126691 | Bathroom | 0.1232%
12669 | 2 | 1 |  | Manual | 4 | Ceiling Fixture | Linear Fluorescent | 48 | T-12 | 2 | 40 | Master Bedroom | 126692 | Master Bedroom | 0.1232%
12669 | 2 | 2 |  | Manual | 1 | Table | Incandescent |  | Standard A Lamp | 1 | 40 | Master Bedroom | 126692 | Master Bedroom | 0.1232%
12669 | 2 | 3 |  | Manual | 1 | Table | Incandescent |  | 3-Way Incandescent | 1 | 300 | Master Bedroom | 126692 | Master Bedroom | 0.1232%
12669 | 3 | 1 |  | Manual | 6 | Ceiling Fixture | Linear Fluorescent | 48 | T-12 | 2 | 40 | Family Room | 126693 | Family Room | 0.1232%
12669 | 4 | 1 |  | Manual | 3 | Ceiling Fixture | Linear Fluorescent | 48 | T-12 | 2 | 40 | Other | 126694 | Other | 0.1232%
12669 | 4 | 2 |  | Manual | 1 | Table | Linear Fluorescent | 18 | T-8 | 1 | 15 | Other | 126694 | Other | 0.1232%
12669 | 5 | 1 |  | Manual | 1 | Chandelier (Hanging) | Compact Fluorescent |  | Twist | 3 | 15 | Dining Room | 126695 | Dining Room | 0.1232%
12669 | 6 | 1 |  | Manual | 2 | Ceiling Fixture | Linear Fluorescent | 48 | T-12 | 2 | 40 | Other | 126696 | Other | 0.1232%
12669 | 6 | 2 |  | Manual | 1 | Table | Incandescent |  | Standard A Lamp | 1 | 40 | Other | 126696 | Other | 0.1232%
12669 | 7 | 1 |  | Manual | 1 | Ceiling Fixture | Linear Fluorescent | 48 | T-12 | 1 | 40 | Garage | 126697 | Garage | 0.1232%
12669 | 8 | 1 |  | Manual | 1 | Ceiling Fixture | Compact Fluorescent |  | Twist | 1 | 15 | Hall | 126698 | Hall | 0.1232%
12669 | 9 | 1 |  | Manual | 1 | Wall Mount | Incandescent |  | Standard A Lamp | 1 | 60 | Bathroom | 126699 | Bathroom | 0.1232%
12669 | 9 | 2 |  | Manual | 1 | Wall Mount | Incandescent |  | Globe | 1 | 60 | Bathroom | 126699 | Bathroom | 0.1232%
12669 | 10 | 1 |  | Manual | 2 | Ceiling Fixture | Linear Fluorescent | 48 | T-12 | 2 | 40 | Kitchen | 1266910 | Kitchen | 0.1232%
12669 | 11 | 1 |  | Manual | 1 | Ceiling Fixture | Linear Fluorescent | 48 | T-12 | 2 | 40 | Laundry Room | 1266911 | Laundry Room | 0.1232%
12669 | 12 | 1 |  | Manual | 1 | Track | Compact Fluorescent |  | Twist | 4 | 15 | Living Room | 1266912 | Living Room | 0.1232%
12669 | 12 | 2 |  | Manual | 1 | Track | Compact Fluorescent |  | Twist | 3 | 15 | Living Room | 1266912 | Living Room | 0.1232%
12669 | 13 | 1 |  | Manual | 1 | Wall Mount | Incandescent |  | Globe | 1 | 60 | Bathroom | 1266913 | Bathroom | 0.1232%
12669 | 14 | 1 |  | Manual | 1 | Ceiling Fixture | Linear Fluorescent | 48 | T-12 | 1 | 40 | Bedroom | 1266914 | Bedroom | 0.1232%
12669 | 14 | 2 |  | Manual | 1 | Table | Linear Fluorescent | 18 | T-8 | 2 | 15 | Bedroom | 1266914 | Bedroom | 0.1232%
12669 | 14 | 3 |  | Manual | 1 | Table | Incandescent |  | Standard A Lamp | 1 | 60 | Bedroom | 1266914 | Bedroom | 0.1232%
12669 | 15 | 1 |  | Manual | 1 | Ceiling Fixture | Linear Fluorescent | 48 | T-12 | 2 | 40 | Office | 1266915 | Office | 0.1232%
12669 | 16 | 1 |  | Manual | 1 | Table | Compact Fluorescent |  | Twist | 1 | 15 | Office | 1266916 | Office | 0.1232%
12669 | 17 | 1 |  | Manual | 1 | Ceiling Fixture | Incandescent |  | Standard A Lamp | 1 | 60 | Closet | 1266917 | Closet | 0.1232%
12670 | 1 | 1 |  | Manual | 1 | Ceiling Fixture | Compact Fluorescent |  | Twist | 2 | 15 | Bedroom | 126701 | Bedroom | 0.03789%
12670 | 2 | 1 |  | Manual | 6 | Ceiling Fixture | Compact Fluorescent |  | Twist | 1 | 22 | Other | 126702 | Other | 0.03789%
12670 | 2 | 2 |  | Manual | 1 | Ceiling Fixture | Compact Fluorescent |  | Twist | 1 | 42 | Other | 126702 | Other | 0.03789%
12670 | 2 | 3 |  | Manual | 1 | Garage door opener | Incandescent |  | Standard A Lamp | 1 | 60 | Other | 126702 | Other | 0.03789%
12670 | 2 | 4 |  | Manual | 2 | Ceiling Fixture | Linear Fluorescent | 48 | T-12 | 2 | 40 | Other | 126702 | Other | 0.03789%
12670 | 3 | 1 |  | Manual | 1 | Wall Mount | Compact Fluorescent |  | Twist | 1 | 15 | Bathroom | 126703 | Bathroom | 0.03789%
12670 | 4 | 1 |  | Manual | 1 | Table | Compact Fluorescent |  | Twist | 1 | 22 | Bedroom | 126704 | Bedroom | 0.03789%
12670 | 5 | 1 |  | Manual | 1 | Ceiling Fixture | Compact Fluorescent |  | Twist | 1 | 15 | Bedroom | 126705 | Bedroom | 0.03789%
12670 | 5 | 2 |  | Manual | 1 | Table | Incandescent |  | Clear | 1 | 40 | Bedroom | 126705 | Bedroom | 0.03789%
12670 | 6 | 1 |  | Manual | 1 | Ceiling Fixture | Incandescent |  | Standard A Lamp | 2 | 60 | Kitchen | 126706 | Kitchen | 0.03789%
12670 | 6 | 2 |  | Manual | 1 | Track | Compact Fluorescent |  | Twist | 3 | 15 | Kitchen | 126706 | Kitchen | 0.03789%
12670 | 7 | 1 |  | Manual | 1 | Table | Halogen |  | Quartz Tube | 1 | 50 | Living Room | 126707 | Living Room | 0.03789%
12670 | 7 | 2 |  | Manual | 1 | Table | Compact Fluorescent |  | Twist | 1 | 15 | Living Room | 126707 | Living Room | 0.03789%
12675 | 1 | 1 |  | Manual | 1 | Wall Mount | Incandescent |  | Standard A Lamp | 3 | 60 | Bathroom | 126751 | Bathroom | 0.0364%
12675 | 2 | 1 |  | Manual | 2 | Ceiling Fixture | Linear Fluorescent | 96 | T-8 | 2 | 32 | Garage | 126752 | Garage | 0.0364%
12675 | 2 | 2 |  | Manual | 1 | Garage door opener | Incandescent |  | Standard A Lamp | 1 | 60 | Garage | 126752 | Garage | 0.0364%
12675 | 3 | 1 |  | Manual | 2 | Recessed - other | Linear Fluorescent | 48 | T-12 | 2 | 40 | Kitchen | 126753 | Kitchen | 0.0364%
12675 | 4 | 1 |  | Manual | 1 | Recessed - other | Linear Fluorescent | 48 | T-12 | 2 | 40 | Laundry Room | 126754 | Laundry Room | 0.0364%
12675 | 5 | 1 |  | Manual | 2 | Floor lamp | Incandescent |  | Standard A Lamp | 1 | 100 | Living Room | 126755 | Living Room | 0.0364%
12675 | 5 | 2 |  | Manual | 1 | Ceiling Fixture | Linear Fluorescent | 48 | T-8 | 2 | 32 | Living Room | 126755 | Living Room | 0.0364%
12675 | 6 | 1 |  | Manual | 1 | Ceiling Fixture | Incandescent |  | Standard A Lamp | 1 | 60 | Garage | 126756 | Garage | 0.0364%
12675 | 6 | 2 |  | Manual | 1 | Table | Incandescent |  | Standard A Lamp | 1 | 60 | Garage | 126756 | Garage | 0.0364%
12675 | 7 | 1 |  | Manual | 1 | Ceiling Fixture | Incandescent |  | Standard A Lamp | 2 | 60 | Office | 126757 | Office | 0.0364%
12678 | 1 | 1 |  | Dimmer | 1 | Chandelier (Hanging) | Incandescent |  | Standard A Lamp | 3 | 100 | Dining Room | 126781 | Dining Room | 0.04979%
12678 | 2 | 1 |  | Manual | 1 | Ceiling Fixture | Incandescent |  | Decorative | 3 | 40 | Hall | 126782 | Hall | 0.04979%
12678 | 3 | 1 |  | Manual | 1 | Chandelier (Hanging) | Incandescent |  | Mini base | 4 | 40 | Living Room | 126783 | Living Room | 0.04979%
12678 | 3 | 2 |  | Manual | 2 | Table | Compact Fluorescent |  | Twist | 1 | 13 | Living Room | 126783 | Living Room | 0.04979%
12678 | 3 | 3 |  | Dimmer | 1 | Track | Halogen |  | MR | 4 | 20 | Living Room | 126783 | Living Room | 0.04979%
12678 | 4 | 1 |  | Manual | 1 | Recessed Can | Incandescent |  | Heat Lamp | 1 | 250 | Bathroom | 126784 | Bathroom | 0.04979%
12678 | 4 | 2 |  | Timer | 1 | Ceiling Fan | Compact Fluorescent |  | Twist | 1 | 13 | Bathroom | 126784 | Bathroom | 0.04979%
12678 | 4 | 3 |  | Timer | 2 | Recessed Can | Compact Fluorescent |  | Twist | 1 | 13 | Bathroom | 126784 | Bathroom | 0.04979%
12678 | 5 | 1 |  | Manual | 1 | Ceiling Fixture | Compact Fluorescent |  | Twist | 2 | 13 | Master Bedroom | 126785 | Master Bedroom | 0.04979%
12678 | 5 | 2 |  | Manual | 1 | Table | Incandescent |  | Standard A Lamp | 1 | 60 | Master Bedroom | 126785 | Master Bedroom | 0.04979%
12678 | 5 | 3 |  | Manual | 2 | Other | Incandescent |  | Mini base | 1 | 40 | Master Bedroom | 126785 | Master Bedroom | 0.04979%
12678 | 5 | 4 |  | Dimmer | 1 | Ceiling Fixture | Incandescent |  | Clear | 5 | 60 | Master Bedroom | 126785 | Master Bedroom | 0.04979%
12678 | 6 | 1 |  | Manual | 4 | Ceiling Fixture | Compact Fluorescent |  | Twist | 2 | 13 | Garage | 126786 | Garage | 0.04979%
12678 | 6 | 2 |  | Manual | 2 | Garage door opener | Compact Fluorescent |  | Twist | 1 | 13 | Garage | 126786 | Garage | 0.04979%
12678 | 7 | 1 |  | Manual | 2 | Ceiling Fixture | Compact Fluorescent |  | Twist | 1 | 13 | Hall | 126787 | Hall | 0.04979%
12678 | 8 | 1 |  | Dimmer | 1 | Ceiling Fixture | Incandescent |  | Clear | 5 | 60 | Bathroom | 126788 | Bathroom | 0.04979%
12678 | 9 | 1 |  | Manual | 1 | Recessed Can | Halogen |  | PAR | 1 | 50 | Kitchen | 126789 | Kitchen | 0.04979%
12678 | 10 | 1 |  | Manual | 1 | Ceiling Fixture | Compact Fluorescent |  | Twist | 2 | 13 | Laundry Room | 1267810 | Laundry Room | 0.04979%
12678 | 11 | 1 |  | Manual | 4 | Recessed Can | Incandescent |  | Reflector | 1 | 65 | Bathroom | 1267811 | Bathroom | 0.04979%
12678 | 12 | 1 |  | Manual | 5 | Recessed Can | Compact Fluorescent |  | Reflector | 1 | 15 | Master Bedroom | 1267812 | Master Bedroom | 0.04979%
12678 | 12 | 2 |  | Manual | 3 | Recessed Can | Incandescent |  | Reflector | 1 | 65 | Master Bedroom | 1267812 | Master Bedroom | 0.04979%
12678 | 12 | 3 |  | Manual | 2 | Table | Incandescent |  | Standard A Lamp | 1 | 60 | Master Bedroom | 1267812 | Master Bedroom | 0.04979%
12678 | 12 | 4 |  | Manual | 1 | Floor lamp | Halogen |  | Quartz Tube | 1 | 100 | Master Bedroom | 1267812 | Master Bedroom | 0.04979%
12678 | 13 | 1 |  | Manual | 1 | Ceiling Fixture | Incandescent |  | Standard A Lamp | 2 | 60 | Office | 1267813 | Office | 0.04979%
12678 | 14 | 1 |  | Manual | 2 | Table | Incandescent |  | 3-Way Incandescent | 1 | 150 | Family Room | 1267814 | Family Room | 0.04979%
12678 | 14 | 2 |  | Manual | 1 | Floor lamp | Incandescent |  | 3-Way Incandescent | 1 | 150 | Family Room | 1267814 | Family Room | 0.04979%
12678 | 14 | 3 |  | Manual | 1 | Other | Halogen |  | Quartz Tube | 1 | 30 | Family Room | 1267814 | Family Room | 0.04979%
12679 | 1 | 1 |  | Manual | 1 | Table | Incandescent |  | Standard A Lamp | 1 | 100 | Master Bedroom | 126791 | Master Bedroom | 0.03789%
12679 | 1 | 2 |  | Manual | 1 | Table | Incandescent |  | Standard A Lamp | 1 | 75 | Master Bedroom | 126791 | Master Bedroom | 0.03789%
12679 | 1 | 3 |  | Manual | 1 | Ceiling Fixture | Incandescent |  | Standard A Lamp | 3 | 60 | Master Bedroom | 126791 | Master Bedroom | 0.03789%
12679 | 2 | 1 |  | Manual | 1 | Torchiere | Halogen |  | Quartz Tube | 2 | 300 | Living Room | 126792 | Living Room | 0.03789%
12679 | 2 | 2 |  | Manual | 1 | Table | Incandescent |  | Standard A Lamp | 1 | 100 | Living Room | 126792 | Living Room | 0.03789%
12679 | 2 | 3 |  | Manual | 1 | Ceiling Fixture | Incandescent |  | Standard A Lamp | 1 | 40 | Living Room | 126792 | Living Room | 0.03789%
12679 | 3 | 1 |  | Manual | 1 | Wall Mount | Incandescent |  | Standard A Lamp | 2 | 75 | Bathroom | 126793 | Bathroom | 0.03789%
12679 | 4 | 1 |  | Manual | 1 | Ceiling Fixture | Compact Fluorescent |  | Twist | 1 | 15 | Hall | 126794 | Hall | 0.03789%
12679 | 5 | 1 |  | Manual | 1 | Ceiling Fixture | Incandescent |  | Standard A Lamp | 3 | 60 | Bedroom | 126795 | Bedroom | 0.03789%
12679 | 5 | 2 |  | Manual | 2 | Table | Incandescent |  | Decorative | 1 | 100 | Bedroom | 126795 | Bedroom | 0.03789%
12679 | 6 | 1 |  | Manual | 1 | Ceiling Fixture | Incandescent |  | Standard A Lamp | 1 | 75 | Laundry Room | 126796 | Laundry Room | 0.03789%
12679 | 6 | 2 |  | Manual | 1 | Ceiling Fixture | Compact Fluorescent |  | Twist | 1 | 15 | Laundry Room | 126796 | Laundry Room | 0.03789%
12679 | 7 | 1 |  | Manual | 1 | Ceiling Fixture | Incandescent |  | Standard A Lamp | 2 | 60 | Kitchen | 126797 | Kitchen | 0.03789%
12679 | 7 | 2 |  | Manual | 1 | Ceiling Fixture | Incandescent |  | Decorative | 1 | 75 | Kitchen | 126797 | Kitchen | 0.03789%
12679 | 7 | 3 |  | Manual | 1 | Ceiling Fixture | Compact Fluorescent |  | Twist | 2 | 15 | Kitchen | 126797 | Kitchen | 0.03789%
12679 | 8 | 1 |  | Manual | 1 | Ceiling Fixture | Incandescent |  | Standard A Lamp | 1 | 100 | Garage | 126798 | Garage | 0.03789%
12679 | 9 | 1 |  | Manual | 1 | Ceiling Fixture | Incandescent |  | Standard A Lamp | 1 | 60 | Other | 126799 | Other | 0.03789%
12690 | 1 | 1 |  | Manual | 2 | Table | Incandescent |  | 3-Way Incandescent | 1 | 100 | Living Room | 126901 | Living Room | 0.1232%
12690 | 1 | 2 |  | Manual | 3 | Ceiling Fixture | Halogen |  | PAR | 1 | 50 | Living Room | 126901 | Living Room | 0.1232%
12690 | 1 | 3 |  | Dimmer | 1 | Torchiere | Incandescent |  | Standard A Lamp | 4 | 100 | Living Room | 126901 | Living Room | 0.1232%
12690 | 1 | 4 |  | Manual | 2 | Recessed Can | Incandescent |  | Reflector | 1 | 60 | Living Room | 126901 | Living Room | 0.1232%
12690 | 2 | 1 |  | Manual | 1 | Wall Mount | Incandescent |  | Mini base | 6 | 60 | Bathroom | 126902 | Bathroom | 0.1232%
12690 | 3 | 1 |  | Manual | 1 | Table | Incandescent |  | 3-Way Incandescent | 1 | 100 | Bedroom | 126903 | Bedroom | 0.1232%
12690 | 3 | 2 |  | Manual | 1 | Recessed Can | Incandescent |  | Reflector | 1 | 150 | Bedroom | 126903 | Bedroom | 0.1232%
12690 | 4 | 1 |  | Manual | 1 | Wall Mount | Incandescent |  | Standard A Lamp | 1 | 65 | Closet | 126904 | Closet | 0.1232%
12690 | 5 | 1 |  | Manual | 1 | Recessed Can | Incandescent |  | Reflector | 1 | 150 | Office | 126905 | Office | 0.1232%
12690 | 5 | 2 |  | Manual | 1 | Track | Incandescent |  | Standard A Lamp | 3 | 100 | Office | 126905 | Office | 0.1232%
12690 | 5 | 3 |  | Manual | 2 | Floor lamp | Linear Fluorescent | 48 | Fluorescent Other | 1 | 20 | Office | 126905 | Office | 0.1232%
12690 | 5 | 4 |  | Manual | 1 | Table | Halogen |  | MR | 1 | 50 | Office | 126905 | Office | 0.1232%
12690 | 5 | 5 |  | Manual | 1 | Table | Linear Fluorescent | 18 | T-8 | 1 | 32 | Office | 126905 | Office | 0.1232%
12690 | 6 | 1 |  | Manual | 2 | Ceiling Fixture | Compact Fluorescent |  | Twist | 1 | 22 | Garage | 126906 | Garage | 0.1232%
12690 | 6 | 2 |  | Manual | 2 | Garage door opener | Incandescent |  | Standard A Lamp | 2 | 60 | Garage | 126906 | Garage | 0.1232%
12690 | 7 | 1 |  | Manual | 1 | Chandelier (Hanging) | Incandescent |  | Mini base | 6 | 60 | Dining Room | 126907 | Dining Room | 0.1232%
12690 | 7 | 2 |  | Manual | 1 | Wall Mount | Incandescent |  | Mini base | 2 | 60 | Dining Room | 126907 | Dining Room | 0.1232%
12690 | 8 | 1 |  | Manual | 2 | Chandelier (Hanging) | Incandescent |  | Mini base | 6 | 60 | Hall | 126908 | Hall | 0.1232%
12690 | 9 | 1 |  | Manual | 2 | Recessed Can | Compact Fluorescent |  | Reflector | 1 | 22 | Bathroom | 126909 | Bathroom | 0.1232%
12690 | 9 | 2 |  | Manual | 1 | Wall Mount | Halogen |  | MR | 3 | 50 | Bathroom | 126909 | Bathroom | 0.1232%
12690 | 10 | 1 |  | Manual | 2 | Table | Incandescent |  | Standard A Lamp | 1 | 100 | Master Bedroom | 1269010 | Master Bedroom | 0.1232%
12690 | 10 | 2 |  | Manual | 1 | Table | Incandescent |  | Standard A Lamp | 1 | 60 | Master Bedroom | 1269010 | Master Bedroom | 0.1232%
12690 | 10 | 3 |  | Manual | 1 | Floor lamp | Incandescent |  | Decorative | 1 | 100 | Master Bedroom | 1269010 | Master Bedroom | 0.1232%
12690 | 11 | 1 |  | Manual | 3 | Recessed Can | Halogen |  | PAR | 1 | 50 | Bathroom | 1269011 | Bathroom | 0.1232%
12690 | 11 | 2 |  | Manual | 2 | Recessed Can | Incandescent |  | Reflector | 1 | 65 | Bathroom | 1269011 | Bathroom | 0.1232%
12690 | 11 | 3 |  | Manual | 2 | Wall Mount | Linear Fluorescent | 36 | T-4 | 1 | 32 | Bathroom | 1269011 | Bathroom | 0.1232%
12690 | 11 | 4 |  | Manual | 1 | Recessed Can | Incandescent |  | Reflector | 1 | 125 | Bathroom | 1269011 | Bathroom | 0.1232%
12690 | 12 | 1 |  | Manual | 3 | Ceiling Fixture | Incandescent |  | Standard A Lamp | 1 | 60 | Laundry Room | 1269012 | Laundry Room | 0.1232%
12690 | 13 | 1 |  | Manual | 5 | Recessed Can | Halogen |  | PAR | 1 | 50 | Kitchen | 1269013 | Kitchen | 0.1232%
12690 | 13 | 2 |  | Manual | 4 | Recessed Can | Incandescent |  | Standard A Lamp | 1 | 100 | Kitchen | 1269013 | Kitchen | 0.1232%
12690 | 14 | 1 |  | Manual | 2 | Wall Mount | Incandescent |  | Mini base | 2 | 60 | Hall | 1269014 | Hall | 0.1232%
12693 | 1 | 1 |  | Manual | 1 | Wall Mount | Compact Fluorescent |  | Twist | 1 | 15 | Bathroom | 126931 | Bathroom | 0.1232%
12693 | 2 | 1 |  | Manual | 1 | Ceiling Fixture | Incandescent |  | Standard A Lamp | 2 | 60 | Bathroom | 126932 | Bathroom | 0.1232%
12693 | 3 | 1 |  | Manual | 1 | Ceiling Fixture | Compact Fluorescent |  | Twist | 1 | 15 | Bedroom | 126933 | Bedroom | 0.1232%
12693 | 4 | 1 |  | Manual | 1 | Ceiling Fan | Compact Fluorescent |  | Twist | 1 | 15 | Bedroom | 126934 | Bedroom | 0.1232%
12693 | 5 | 1 |  | Manual | 6 | Recessed Can | Compact Fluorescent |  | Reflector | 1 | 15 | Family Room | 126935 | Family Room | 0.1232%
12693 | 6 | 1 |  | Manual | 1 | Chandelier (Hanging) | Compact Fluorescent |  | Twist | 3 | 15 | Dining Room | 126936 | Dining Room | 0.1232%
12693 | 7 | 1 |  | Manual | 1 | Floor lamp | Compact Fluorescent |  | Twist | 1 | 15 | Family Room | 126937 | Family Room | 0.1232%
12693 | 7 | 2 |  | Manual | 1 | Torchiere | Compact Fluorescent |  | Twist | 1 | 15 | Family Room | 126937 | Family Room | 0.1232%
12693 | 8 | 1 |  | Manual | 1 | Ceiling Fixture | Linear Fluorescent | 48 | T-12 | 2 | 40 | Garage | 126938 | Garage | 0.1232%
12693 | 8 | 2 |  | Manual | 2 | Ceiling Fixture | Linear Fluorescent | 48 | T-12 | 1 | 40 | Garage | 126938 | Garage | 0.1232%
12693 | 8 | 3 |  | Manual | 1 | Ceiling Fixture | Compact Fluorescent |  | Twist | 1 | 22 | Garage | 126938 | Garage | 0.1232%
12693 | 8 | 4 |  | Photo | 1 | Ceiling Fixture | Other |  | LED Interior | 1 | 1 | Garage | 126938 | Garage | 0.1232%
12693 | 9 | 1 |  | Manual | 1 | Ceiling Fixture | Compact Fluorescent |  | Twist | 1 | 15 | Hall | 126939 | Hall | 0.1232%
12693 | 10 | 1 |  | Manual | 1 | Recessed Can | Compact Fluorescent |  | Twist | 1 | 15 | Kitchen | 1269310 | Kitchen | 0.1232%
12693 | 10 | 2 |  | Manual | 2 | Track | Halogen |  | MR | 6 | 35 | Kitchen | 1269310 | Kitchen | 0.1232%
12693 | 10 | 3 |  | Manual | 1 | Other | Halogen |  | PAR | 1 | 50 | Kitchen | 1269310 | Kitchen | 0.1232%
12693 | 11 | 1 |  | Manual | 1 | Ceiling Fixture | Compact Fluorescent |  | Twist | 2 | 15 | Laundry Room | 1269311 | Laundry Room | 0.1232%
12693 | 12 | 1 |  | Manual | 6 | Ceiling Fixture | Compact Fluorescent |  | Twist | 1 | 15 | Living Room | 1269312 | Living Room | 0.1232%
12693 | 13 | 1 |  | Manual | 1 | Ceiling Fixture | Compact Fluorescent |  | Twist | 1 | 15 | Other | 1269313 | Other | 0.1232%
12724 | 1 | 1 |  | Motion | 1 | Wall Mount | Compact Fluorescent |  | Twist | 2 | 15 | Bathroom | 127241 | Bathroom | 0.04979%
12724 | 1 | 2 |  | Manual | 1 | Wall Mount | Incandescent |  | Standard A Lamp | 1 | 60 | Bathroom | 127241 | Bathroom | 0.04979%
12724 | 1 | 3 |  | Manual | 1 | Wall Mount | Incandescent |  | Standard A Lamp | 1 | 10 | Bathroom | 127241 | Bathroom | 0.04979%
12724 | 2 | 1 |  | Manual | 1 | Ceiling Fixture | Incandescent |  | Standard A Lamp | 2 | 60 | Bedroom | 127242 | Bedroom | 0.04979%
12724 | 2 | 2 |  | Manual | 1 | Table | Incandescent |  | Mini base | 1 | 40 | Bedroom | 127242 | Bedroom | 0.04979%
12724 | 2 | 3 |  | Manual | 1 | Wall Mount | Incandescent |  | Mini base | 1 | 7 | Bedroom | 127242 | Bedroom | 0.04979%
12724 | 3 | 1 |  | Manual | 1 | Ceiling Fixture | Incandescent |  | Standard A Lamp | 1 | 60 | Hall | 127243 | Hall | 0.04979%
12724 | 4 | 1 |  | Manual | 1 | Ceiling Fixture | Linear Fluorescent | 48 | T-12 | 2 | 40 | Bathroom | 127244 | Bathroom | 0.04979%
12724 | 4 | 2 |  | Photo | 1 | Wall Mount | Incandescent |  | Mini base | 1 | 7 | Bathroom | 127244 | Bathroom | 0.04979%
12724 | 5 | 1 |  | Manual | 1 | Ceiling Fixture | Incandescent |  | Standard A Lamp | 2 | 60 | Master Bedroom | 127245 | Master Bedroom | 0.04979%
12724 | 5 | 2 |  | Manual | 2 | Table | Incandescent |  | Standard A Lamp | 1 | 40 | Master Bedroom | 127245 | Master Bedroom | 0.04979%
12724 | 6 | 1 |  | Manual | 1 | Ceiling Fixture | Compact Fluorescent |  | Twist | 1 | 15 | Closet | 127246 | Closet | 0.04979%
12724 | 7 | 1 |  | Manual | 1 | Ceiling Fixture | Incandescent |  | Standard A Lamp | 1 | 60 | Closet | 127247 | Closet | 0.04979%
12724 | 8 | 1 |  | Manual | 1 | Wall Mount | Incandescent |  | Standard A Lamp | 1 | 60 | Closet | 127248 | Closet | 0.04979%
12724 | 9 | 1 |  | Manual | 1 | Ceiling Fixture | Incandescent |  | Standard A Lamp | 2 | 60 | Bedroom | 127249 | Bedroom | 0.04979%
12724 | 10 | 1 |  | Manual | 1 | Ceiling Fixture | Incandescent |  | Clear | 2 | 60 | Hall | 1272410 | Hall | 0.04979%
12724 | 10 | 2 |  | Photo | 1 | Wall Mount | Incandescent |  | Mini base | 1 | 7 | Hall | 1272410 | Hall | 0.04979%
12724 | 11 | 1 |  | Manual | 1 | Wall Mount | Compact Fluorescent |  | Twist | 2 | 22 | Bedroom | 1272411 | Bedroom | 0.04979%
12724 | 12 | 1 |  | Manual | 3 | Ceiling Fixture | Linear Fluorescent | 96 | T-12 | 2 | 95 | Other | 1272412 | Other | 0.04979%
12724 | 13 | 1 |  | Manual | 3 | Ceiling Fan | Incandescent |  | Mini base | 1 | 40 | Dining Room | 1272413 | Dining Room | 0.04979%
12724 | 14 | 1 |  | Manual | 1 | Ceiling Fan | Incandescent |  | Clear | 3 | 60 | Dining Room | 1272414 | Dining Room | 0.04979%
12724 | 15 | 1 |  | Manual | 1 | Ceiling Fixture | Compact Fluorescent |  | Twist | 2 | 15 | Hall | 1272415 | Hall | 0.04979%
12724 | 16 | 1 |  | Manual | 1 | Chandelier (Hanging) | Incandescent |  | Standard A Lamp | 1 | 60 | Other | 1272416 | Other | 0.04979%
12724 | 17 | 1 |  | Manual | 3 | Ceiling Fixture | Linear Fluorescent | 48 | T-12 | 2 | 40 | Kitchen | 1272417 | Kitchen | 0.04979%
12724 | 17 | 2 |  | Manual | 3 | Recessed Can | Incandescent |  | Reflector | 1 | 65 | Kitchen | 1272417 | Kitchen | 0.04979%
12724 | 18 | 1 |  | Manual | 1 | Ceiling Fixture | Incandescent |  | Standard A Lamp | 1 | 60 | Laundry Room | 1272418 | Laundry Room | 0.04979%
12724 | 19 | 1 |  | Manual | 1 | Ceiling Fixture | Incandescent |  | Standard A Lamp | 2 | 60 | Family Room | 1272419 | Family Room | 0.04979%
12724 | 19 | 2 |  | Manual | 1 | Torchiere | Incandescent |  | 3-Way Incandescent | 1 | 150 | Family Room | 1272419 | Family Room | 0.04979%
12724 | 19 | 3 |  | Manual | 1 | Table | Incandescent |  | Standard A Lamp | 2 | 60 | Family Room | 1272419 | Family Room | 0.04979%
12724 | 20 | 1 |  | Manual | 5 | Recessed Can | Halogen |  | MR | 1 | 75 | Living Room | 1272420 | Living Room | 0.04979%
12724 | 20 | 2 |  | Manual | 2 | Ceiling Fixture | Linear Fluorescent | 96 | T-12 | 1 | 95 | Living Room | 1272420 | Living Room | 0.04979%
12724 | 20 | 3 |  | Manual | 1 | Floor lamp | Incandescent |  | Standard A Lamp | 1 | 40 | Living Room | 1272420 | Living Room | 0.04979%
12724 | 20 | 4 |  | Manual | 1 | Table | Incandescent |  | Standard A Lamp | 1 | 60 | Living Room | 1272420 | Living Room | 0.04979%
12724 | 20 | 5 |  | Manual | 2 | Recessed Can | Halogen |  | PAR | 1 | 75 | Living Room | 1272420 | Living Room | 0.04979%
12724 | 20 | 6 |  | Manual | 1 | Table | Incandescent |  | Mini base | 1 | 25 | Living Room | 1272420 | Living Room | 0.04979%
12724 | 21 | 1 |  | Manual | 1 | Ceiling Fixture | Incandescent |  | Standard A Lamp | 1 | 60 | Bedroom | 1272421 | Bedroom | 0.04979%
12724 | 21 | 2 |  | Manual | 1 | Floor lamp | Incandescent |  | Standard A Lamp | 1 | 100 | Bedroom | 1272421 | Bedroom | 0.04979%
12724 | 21 | 3 |  | Manual | 1 | Table | Incandescent |  | 3-Way Incandescent | 1 | 100 | Bedroom | 1272421 | Bedroom | 0.04979%
12724 | 21 | 4 |  | Photo | 1 | Wall Mount | Incandescent |  | Mini base | 1 | 7 | Bedroom | 1272421 | Bedroom | 0.04979%
12724 | 22 | 1 |  | Manual | 1 | Wall Mount | Incandescent |  | Standard A Lamp | 3 | 75 | Bedroom | 1272422 | Bedroom | 0.04979%
12724 | 22 | 2 |  | Photo | 1 | Wall Mount | Incandescent |  | Mini base | 1 | 7 | Bedroom | 1272422 | Bedroom | 0.04979%
12724 | 23 | 1 |  | Manual | 2 | Chandelier (Hanging) | Compact Fluorescent |  | Twist | 1 | 15 | Hall | 1272423 | Hall | 0.04979%
12724 | 24 | 1 |  | Manual | 5 | Recessed Can | Incandescent |  | Reflector | 1 | 65 | Office | 1272424 | Office | 0.04979%
12724 | 24 | 2 |  | Manual | 1 | Table | Compact Fluorescent |  | Twist | 1 | 15 | Office | 1272424 | Office | 0.04979%
12724 | 25 | 1 |  | Manual | 1 | Wall Mount | Incandescent |  | Standard A Lamp | 1 | 60 | Closet | 1272425 | Closet | 0.04979%
12730 | 1 | 1 |  | Manual | 1 | Ceiling Fixture | Incandescent |  | Standard A Lamp | 1 | 60 | Bathroom | 127301 | Bathroom | 0.0286%
12730 | 1 | 2 |  | Manual | 1 | Wall Mount | Compact Fluorescent |  | Twist | 1 | 15 | Bathroom | 127301 | Bathroom | 0.0286%
12730 | 2 | 1 |  | Manual | 1 | Ceiling Fixture | Compact Fluorescent |  | Twist | 2 | 15 | Bedroom | 127302 | Bedroom | 0.0286%
12730 | 3 | 1 |  | Manual | 1 | Ceiling Fixture | Compact Fluorescent |  | Twist | 2 | 15 | Bedroom | 127303 | Bedroom | 0.0286%
12730 | 4 | 1 |  | Manual | 1 | Ceiling Fixture | Incandescent |  | Standard A Lamp | 2 | 60 | Hall | 127304 | Hall | 0.0286%
12730 | 5 | 1 |  | Motion | 1 | Ceiling Fixture | Incandescent |  | Standard A Lamp | 1 | 60 | Kitchen | 127305 | Kitchen | 0.0286%
12730 | 6 | 1 |  | Manual | 1 | Wall Mount | Compact Fluorescent |  | Twist | 1 | 15 | Laundry Room | 127306 | Laundry Room | 0.0286%
12730 | 7 | 1 |  | Manual | 1 | Ceiling Fan | Compact Fluorescent |  | Twist | 2 | 15 | Living Room | 127307 | Living Room | 0.0286%
12730 | 7 | 2 |  | Manual | 1 | Floor lamp | Incandescent |  | Standard A Lamp | 3 | 60 | Living Room | 127307 | Living Room | 0.0286%
12737 | 1 | 1 |  | Manual | 1 | Ceiling Fan | Incandescent |  | Standard A Lamp | 3 | 40 | Bedroom | 127371 | Bedroom | 0.1723%
12737 | 1 | 2 |  | Manual | 1 | Table | Incandescent |  | Standard A Lamp | 1 | 40 | Bedroom | 127371 | Bedroom | 0.1723%
12737 | 2 | 1 |  | Manual | 1 | Ceiling Fan | Incandescent |  | Standard A Lamp | 1 | 40 | Bedroom | 127372 | Bedroom | 0.1723%
12737 | 3 | 1 |  | Manual | 1 | Ceiling Fixture | Incandescent |  | Standard A Lamp | 2 | 40 | Dining Room | 127373 | Dining Room | 0.1723%
12737 | 4 | 1 |  | Manual | 1 | Chandelier (Hanging) | Incandescent |  | Standard A Lamp | 7 | 40 | Dining Room | 127374 | Dining Room | 0.1723%
12737 | 5 | 1 |  | Manual | 1 | Wall Mount | Incandescent |  | Standard A Lamp | 1 | 60 | Bathroom | 127375 | Bathroom | 0.1723%
12737 | 6 | 1 |  | Manual | 2 | Recessed Can | Incandescent |  | Reflector | 1 | 65 | Family Room | 127376 | Family Room | 0.1723%
12737 | 6 | 2 |  | Manual | 1 | Table | Incandescent |  | Clear | 1 | 40 | Family Room | 127376 | Family Room | 0.1723%
12737 | 6 | 3 |  | Manual | 1 | Table | Incandescent |  | Standard A Lamp | 1 | 60 | Family Room | 127376 | Family Room | 0.1723%
12737 | 7 | 1 |  | Manual | 2 | Ceiling Fixture | Incandescent |  | Standard A Lamp | 2 | 40 | Hall | 127377 | Hall | 0.1723%
12737 | 8 | 1 |  | Timer | 2 | Garage door opener | Compact Fluorescent |  | A shape bulb | 2 | 15 | Garage | 127378 | Garage | 0.1723%
12737 | 8 | 2 |  | Manual | 2 | Ceiling Fixture | Compact Fluorescent |  | Twist | 1 | 22 | Garage | 127378 | Garage | 0.1723%
12737 | 8 | 3 |  | Manual | 1 | Ceiling Fixture | Incandescent |  | Standard A Lamp | 1 | 60 | Garage | 127378 | Garage | 0.1723%
12737 | 9 | 1 |  | Dimmer | 1 | Track | Halogen |  | MR | 6 | 50 | Kitchen | 127379 | Kitchen | 0.1723%
12737 | 9 | 2 |  | Manual | 1 | Low bay | Incandescent |  | Standard A Lamp | 1 | 40 | Kitchen | 127379 | Kitchen | 0.1723%
12737 | 10 | 1 |  | Manual | 1 | Ceiling Fixture | Incandescent |  | Standard A Lamp | 2 | 40 | Laundry Room | 1273710 | Laundry Room | 0.1723%
12737 | 11 | 1 |  | Manual | 2 | Table | Incandescent |  | Standard A Lamp | 1 | 60 | Living Room | 1273711 | Living Room | 0.1723%
12737 | 11 | 2 |  | Manual | 1 | Floor lamp | Incandescent |  | Standard A Lamp | 1 | 40 | Living Room | 1273711 | Living Room | 0.1723%
12737 | 12 | 1 |  | Manual | 1 | Ceiling Fan | Incandescent |  | Standard A Lamp | 2 | 60 | Master Bedroom | 1273712 | Master Bedroom | 0.1723%
12737 | 12 | 2 |  | Manual | 2 | Table | Incandescent |  | Standard A Lamp | 1 | 40 | Master Bedroom | 1273712 | Master Bedroom | 0.1723%
12737 | 13 | 1 |  | Manual | 1 | Ceiling Fixture | Incandescent |  | Standard A Lamp | 1 | 60 | Closet | 1273713 | Closet | 0.1723%
12737 | 14 | 1 |  | Manual | 1 | Ceiling Fixture | Incandescent |  | Standard A Lamp | 1 | 60 | Bathroom | 1273714 | Bathroom | 0.1723%
12737 | 15 | 1 |  | Manual | 1 | Wall Mount | Incandescent |  | Standard A Lamp | 4 | 40 | Other | 1273715 | Other | 0.1723%
12737 | 16 | 1 |  | Manual | 2 | Other | Compact Fluorescent |  | A shape bulb | 1 | 22 | Office | 1273716 | Office | 0.1723%
12737 | 17 | 1 |  | Manual | 1 | Wall Mount | Incandescent |  | Standard A Lamp | 4 | 40 | Bathroom | 1273717 | Bathroom | 0.1723%
12737 | 18 | 1 |  | Manual | 2 | Ceiling Fixture | Incandescent |  | Standard A Lamp | 2 | 40 | Hall | 1273718 | Hall | 0.1723%
12738 | 1 | 1 |  | Manual | 1 | Wall Mount | Incandescent |  | Globe | 4 | 40 | Bathroom | 127381 | Bathroom | 0.0364%
12738 | 2 | 1 |  | Manual | 1 | Ceiling Fixture | Incandescent |  | Standard A Lamp | 2 | 60 | Bathroom | 127382 | Bathroom | 0.0364%
12738 | 3 | 1 |  | Manual | 1 | Ceiling Fixture | Incandescent |  | Standard A Lamp | 2 | 60 | Bedroom | 127383 | Bedroom | 0.0364%
12738 | 4 | 1 |  | Manual | 1 | Ceiling Fixture | Incandescent |  | Standard A Lamp | 2 | 60 | Bedroom | 127384 | Bedroom | 0.0364%
12738 | 5 | 1 |  | Manual | 1 | Ceiling Fixture | Incandescent |  | Standard A Lamp | 2 | 60 | Bedroom | 127385 | Bedroom | 0.0364%
12738 | 6 | 1 |  | Manual | 1 | Ceiling Fan | Incandescent |  | Clear | 4 | 60 | Dining Room | 127386 | Dining Room | 0.0364%
12738 | 7 | 1 |  | Manual | 1 | Ceiling Fixture | Incandescent |  | Standard A Lamp | 2 | 60 | Hall | 127387 | Hall | 0.0364%
12738 | 8 | 1 |  | Manual | 1 | Ceiling Fixture | Incandescent |  | Standard A Lamp | 2 | 60 | Kitchen | 127388 | Kitchen | 0.0364%
12738 | 9 | 1 |  | Manual | 1 | Ceiling Fixture | Incandescent |  | Standard A Lamp | 1 | 60 | Laundry Room | 127389 | Laundry Room | 0.0364%
12738 | 10 | 1 |  | Manual | 1 | Torchiere | Halogen |  | Quartz Tube | 1 | 100 | Living Room | 1273810 | Living Room | 0.0364%
12738 | 11 | 1 |  | Manual | 1 | Ceiling Fan | Incandescent |  | Standard A Lamp | 2 | 60 | Master Bedroom | 1273811 | Master Bedroom | 0.0364%
12739 | 1 | 1 |  | Manual | 1 | Ceiling Fixture | Compact Fluorescent |  | Twist | 1 | 15 | Bathroom | 127391 | Bathroom | 0.02952%
12739 | 2 | 1 |  | Manual | 1 | Wall Mount | Incandescent |  | Standard A Lamp | 1 | 60 | Bathroom | 127392 | Bathroom | 0.02952%
12739 | 3 | 1 |  | Dimmer | 1 | Ceiling Fixture | Incandescent |  | Standard A Lamp | 1 | 60 | Bedroom | 127393 | Bedroom | 0.02952%
12739 | 3 | 2 |  | Manual | 1 | Other | Incandescent |  | Other | 1 | 25 | Bedroom | 127393 | Bedroom | 0.02952%
12739 | 4 | 1 |  | Dimmer | 1 | Ceiling Fixture | Incandescent |  | Standard A Lamp | 1 | 60 | Bedroom | 127394 | Bedroom | 0.02952%
12739 | 4 | 2 |  | Manual | 1 | Other | Incandescent |  | Standard A Lamp | 1 | 60 | Bedroom | 127394 | Bedroom | 0.02952%
12739 | 5 | 1 |  | Manual | 2 | Ceiling Fixture | Incandescent |  | Globe | 1 | 40 | Other | 127395 | Other | 0.02952%
12739 | 6 | 1 |  | Manual | 2 | Ceiling Fixture | Compact Fluorescent |  | Twist | 1 | 15 | Family Room | 127396 | Family Room | 0.02952%
12739 | 6 | 2 |  | Manual | 1 | Table | Incandescent |  | Mini base | 1 | 5 | Family Room | 127396 | Family Room | 0.02952%
12739 | 7 | 1 |  | Manual | 2 | Ceiling Fixture | Compact Fluorescent |  | Twist | 2 | 15 | Kitchen | 127397 | Kitchen | 0.02952%
12739 | 8 | 1 |  | Manual | 1 | Wall Mount | Incandescent |  | Globe | 1 | 60 | Office | 127398 | Office | 0.02952%
12739 | 8 | 2 |  | Manual | 1 | Ceiling Fixture | Incandescent |  | Globe | 1 | 60 | Office | 127398 | Office | 0.02952%
12739 | 8 | 3 |  | Manual | 2 | Ceiling Fixture | Compact Fluorescent |  | Twist | 1 | 15 | Office | 127398 | Office | 0.02952%
12743 | 1 | 1 |  | Manual | 1 | Wall Mount | Incandescent |  | Standard A Lamp | 3 | 60 | Bathroom | 127431 | Bathroom | 0.1232%
12743 | 1 | 2 |  | Manual | 1 | Ceiling Fixture | Compact Fluorescent |  | Twist | 1 | 23 | Bathroom | 127431 | Bathroom | 0.1232%
12743 | 2 | 1 |  | Manual | 1 | Ceiling Fixture | Incandescent |  | Standard A Lamp | 1 | 60 | Bedroom | 127432 | Bedroom | 0.1232%
12743 | 2 | 2 |  | Manual | 1 | Table | Incandescent |  | Standard A Lamp | 1 | 60 | Bedroom | 127432 | Bedroom | 0.1232%
12743 | 2 | 3 |  | Manual | 1 | Table | Compact Fluorescent |  | Twist | 1 | 15 | Bedroom | 127432 | Bedroom | 0.1232%
12743 | 3 | 1 |  | Manual | 2 | Ceiling Fixture | Compact Fluorescent |  | Twist | 1 | 13 | Bedroom | 127433 | Bedroom | 0.1232%
12743 | 4 | 1 |  | Manual | 1 | Ceiling Fixture | Incandescent |  | Clear | 1 | 60 | Closet | 127434 | Closet | 0.1232%
12743 | 5 | 1 |  | Dimmer | 1 | Chandelier (Hanging) | Incandescent |  | Decorative | 6 | 60 | Dining Room | 127435 | Dining Room | 0.1232%
12743 | 6 | 1 |  | Manual | 2 | Chandelier (Hanging) | Incandescent |  | Decorative | 3 | 60 | Other | 127436 | Other | 0.1232%
12743 | 7 | 1 |  | Manual | 5 | Recessed Can | Incandescent |  | Reflector | 1 | 65 | Family Room | 127437 | Family Room | 0.1232%
12743 | 8 | 1 |  | Manual | 3 | Recessed Can | Incandescent |  | Standard A Lamp | 1 | 65 | Hall | 127438 | Hall | 0.1232%
12743 | 9 | 1 |  | Manual | 3 | Recessed Can | Incandescent |  | Reflector | 1 | 65 | Kitchen | 127439 | Kitchen | 0.1232%
12743 | 9 | 2 |  | Manual | 1 | Recessed Can | Compact Fluorescent |  | Twist | 1 | 22 | Kitchen | 127439 | Kitchen | 0.1232%
12743 | 10 | 1 |  | Manual | 1 | Ceiling Fan | Incandescent |  | Standard A Lamp | 2 | 60 | Bedroom | 1274310 | Bedroom | 0.1232%
12743 | 10 | 2 |  | Manual | 2 | Wall Mount | Incandescent |  | Decorative | 1 | 40 | Bedroom | 1274310 | Bedroom | 0.1232%
12743 | 11 | 1 |  | Manual | 1 | Recessed Can | Incandescent |  | Reflector | 1 | 65 | Other | 1274311 | Other | 0.1232%
12745 | 1 | 1 |  | Manual | 1 | Ceiling Fan | Incandescent |  | Standard A Lamp | 1 | 60 | Bathroom | 127451 | Bathroom | 0.03789%
12745 | 2 | 1 |  | Manual | 1 | Ceiling Fixture | Compact Fluorescent |  | Twist | 1 | 15 | Bedroom | 127452 | Bedroom | 0.03789%
12745 | 3 | 1 |  | Manual | 1 | Ceiling Fixture | Compact Fluorescent |  | Twist | 1 | 15 | Bedroom | 127453 | Bedroom | 0.03789%
12745 | 4 | 1 |  | Manual | 2 | Wall Mount | Compact Fluorescent |  | Twist | 1 | 15 | Garage | 127454 | Garage | 0.03789%
12745 | 5 | 1 |  | Manual | 1 | Ceiling Fixture | Compact Fluorescent |  | Twist | 1 | 15 | Hall | 127455 | Hall | 0.03789%
12745 | 6 | 1 |  | Manual | 1 | Track | Halogen |  | PAR | 5 | 30 | Kitchen | 127456 | Kitchen | 0.03789%
12745 | 7 | 1 |  | Manual | 1 | Ceiling Fixture | Compact Fluorescent |  | Twist | 1 | 15 | Laundry Room | 127457 | Laundry Room | 0.03789%
12745 | 8 | 1 |  | Manual | 2 | Floor lamp | Compact Fluorescent |  | A shape bulb | 1 | 15 | Living Room | 127458 | Living Room | 0.03789%
12753 | 1 | 1 |  | Manual | 1 | Ceiling Fixture | Linear Fluorescent | 48 | T-8 | 2 | 32 | Garage | 127531 | Garage | 0.03789%
12753 | 1 | 2 |  | Manual | 1 | Garage door opener | Incandescent |  | Standard A Lamp | 2 | 60 | Garage | 127531 | Garage | 0.03789%
12753 | 2 | 1 |  | Dimmer | 4 | Recessed Can | Incandescent |  | Reflector | 1 | 60 | Hall | 127532 | Hall | 0.03789%
12753 | 3 | 1 |  | Manual | 1 | Wall Mount | Halogen |  | MR | 4 | 50 | Bathroom | 127533 | Bathroom | 0.03789%
12753 | 4 | 1 |  | Manual | 1 | Wall Mount | Linear Fluorescent | 48 | T-8 | 1 | 32 | Laundry Room | 127534 | Laundry Room | 0.03789%
12753 | 5 | 1 |  | Manual | 2 | Recessed Can | Incandescent |  | Reflector | 1 | 60 | Office | 127535 | Office | 0.03789%
12753 | 6 | 1 |  | Dimmer | 4 | Recessed Can | Incandescent |  | Reflector | 1 | 65 | Master Bedroom | 127536 | Master Bedroom | 0.03789%
12753 | 6 | 2 |  | Manual | 2 | Floor lamp | Compact Fluorescent |  | Circline (Screw Base) | 3 | 22 | Master Bedroom | 127536 | Master Bedroom | 0.03789%
12753 | 6 | 3 |  | Manual | 2 | Wall Mount | Halogen |  | PAR | 1 | 50 | Master Bedroom | 127536 | Master Bedroom | 0.03789%
12753 | 7 | 1 |  | Motion | 1 | Ceiling Fixture | Incandescent |  | Standard A Lamp | 1 | 60 | Closet | 127537 | Closet | 0.03789%
12753 | 8 | 1 |  | Dimmer | 1 | Wall Mount | Halogen |  | MR | 4 | 50 | Bathroom | 127538 | Bathroom | 0.03789%
12753 | 8 | 2 |  | Manual | 1 | Recessed Can | Incandescent |  | Reflector | 1 | 60 | Bathroom | 127538 | Bathroom | 0.03789%
12753 | 9 | 1 |  | Manual | 4 | Recessed Can | Compact Fluorescent |  | Reflector | 1 | 22 | Hall | 127539 | Hall | 0.03789%
12753 | 10 | 1 |  | Manual | 4 | Ceiling Fixture | Compact Fluorescent |  | Twist | 1 | 15 | Bedroom | 1275310 | Bedroom | 0.03789%
12753 | 11 | 1 |  | Manual | 1 | Wall Mount | Halogen |  | MR | 4 | 30 | Bathroom | 1275311 | Bathroom | 0.03789%
12753 | 11 | 2 |  | Manual | 1 | Ceiling Fixture | Incandescent |  | Heat Lamp | 1 | 500 | Bathroom | 1275311 | Bathroom | 0.03789%
12753 | 12 | 1 |  | Manual | 1 | Wall Mount | Halogen |  | MR | 1 | 50 | Bathroom | 1275312 | Bathroom | 0.03789%
12753 | 13 | 1 |  | Manual | 4 | Recessed Can | Compact Fluorescent |  | Reflector | 1 | 22 | Kitchen | 1275313 | Kitchen | 0.03789%
12753 | 14 | 1 |  | Manual | 1 | Ceiling Fixture | Compact Fluorescent |  | Twist | 1 | 15 | Closet | 1275314 | Closet | 0.03789%
12753 | 15 | 1 |  | Dimmer | 2 | Ceiling Fixture | Halogen |  | MR | 1 | 50 | Dining Room | 1275315 | Dining Room | 0.03789%
12753 | 15 | 2 |  | Dimmer | 4 | Recessed Can | Incandescent |  | Reflector | 1 | 60 | Dining Room | 1275315 | Dining Room | 0.03789%
12753 | 15 | 3 |  | Manual | 1 | Floor lamp | Compact Fluorescent |  | Circline (Screw Base) | 2 | 22 | Dining Room | 1275315 | Dining Room | 0.03789%
12753 | 16 | 1 |  | Dimmer | 2 | Recessed Can | Incandescent |  | Reflector | 1 | 60 | Living Room | 1275316 | Living Room | 0.03789%
12755 | 1 | 1 |  | Manual | 4 | Recessed Can | Incandescent |  | Reflector | 1 | 50 | Dining Room | 127551 | Dining Room | 0.1232%
12755 | 2 | 1 |  | Dimmer | 1 | High bay | Compact Fluorescent |  | Twist | 4 | 15 | Bathroom | 127552 | Bathroom | 0.1232%
12755 | 2 | 2 |  | Manual | 1 | Ceiling Fan | Incandescent |  | Reflector | 1 | 150 | Bathroom | 127552 | Bathroom | 0.1232%
12755 | 3 | 1 |  | Manual | 1 | Ceiling Fixture | Incandescent |  | Standard A Lamp | 2 | 60 | Closet | 127553 | Closet | 0.1232%
12755 | 4 | 1 |  | Manual | 1 | Chandelier (Hanging) | Incandescent |  | Mini base | 8 | 25 | Dining Room | 127554 | Dining Room | 0.1232%
12755 | 5 | 1 |  | Manual | 1 | Ceiling Fixture | Compact Fluorescent |  | Twist | 2 | 15 | Hall | 127555 | Hall | 0.1232%
12755 | 6 | 1 |  | Manual | 2 | Ceiling Fixture | Incandescent |  | Standard A Lamp | 1 | 60 | Garage | 127556 | Garage | 0.1232%
12755 | 6 | 2 |  | Manual | 2 | Garage door opener | Incandescent |  | Standard A Lamp | 1 | 60 | Garage | 127556 | Garage | 0.1232%
12755 | 7 | 1 |  | Manual | 1 | Table | Incandescent |  | Reflector | 4 | 65 | Bedroom | 127557 | Bedroom | 0.1232%
12755 | 7 | 2 |  | Manual | 1 | Table | Incandescent |  | Standard A Lamp | 2 | 60 | Bedroom | 127557 | Bedroom | 0.1232%
12755 | 8 | 1 |  | Manual | 1 | Ceiling Fixture | Incandescent |  | Standard A Lamp | 2 | 60 | Hall | 127558 | Hall | 0.1232%
12755 | 9 | 1 |  | Manual | 4 | Torchiere | Compact Fluorescent |  | Reflector | 1 | 15 | Kitchen | 127559 | Kitchen | 0.1232%
12755 | 10 | 1 |  | Manual | 1 | Ceiling Fixture | Incandescent |  | Standard A Lamp | 1 | 60 | Laundry Room | 1275510 | Laundry Room | 0.1232%
12755 | 11 | 1 |  | Manual | 1 | Torchiere | Compact Fluorescent |  | 3-Way CFL | 1 | 29 | Living Room | 1275511 | Living Room | 0.1232%
12755 | 11 | 2 |  | Manual | 1 | Floor lamp | Compact Fluorescent |  | Twist | 1 | 15 | Living Room | 1275511 | Living Room | 0.1232%
12755 | 12 | 1 |  | Manual | 1 | Wall Mount | Compact Fluorescent |  | Twist | 6 | 15 | Bathroom | 1275512 | Bathroom | 0.1232%
12755 | 12 | 2 |  | Manual | 1 | Ceiling Fan | Incandescent |  | Standard A Lamp | 1 | 60 | Bathroom | 1275512 | Bathroom | 0.1232%
12755 | 13 | 1 |  | Manual | 1 | Ceiling Fan | Compact Fluorescent |  | Twist | 4 | 15 | Master Bedroom | 1275513 | Master Bedroom | 0.1232%
12755 | 13 | 2 |  | Manual | 1 | Table | Compact Fluorescent |  | Twist | 1 | 15 | Master Bedroom | 1275513 | Master Bedroom | 0.1232%
12755 | 14 | 1 |  | Manual | 1 | Track | Incandescent |  | Reflector | 4 | 65 | Office | 1275514 | Office | 0.1232%
12755 | 15 | 1 |  | Manual | 3 | Recessed Can | Compact Fluorescent |  | Reflector | 1 | 15 | Living Room | 1275515 | Living Room | 0.1232%
12759 | 1 | 1 |  | Manual | 5 | Recessed Can | Compact Fluorescent |  | Reflector | 1 | 15 | Bathroom | 127591 | Bathroom | 0.04979%
12759 | 2 | 1 |  | Manual | 2 | Ceiling Fixture | Incandescent |  | Standard A Lamp | 1 | 60 | Bedroom | 127592 | Bedroom | 0.04979%
12759 | 3 | 1 |  | Manual | 5 | Recessed Can | Compact Fluorescent |  | Reflector | 1 | 15 | Other | 127593 | Other | 0.04979%
12759 | 4 | 1 |  | Manual | 1 | Table | Compact Fluorescent |  | Twist | 1 | 15 | Dining Room | 127594 | Dining Room | 0.04979%
12759 | 5 | 1 |  | Manual | 2 | Recessed Can | Halogen |  | PAR | 1 | 75 | Hall | 127595 | Hall | 0.04979%
12759 | 5 | 2 |  | Manual | 1 | Chandelier (Hanging) | Incandescent |  | Decorative | 2 | 25 | Hall | 127595 | Hall | 0.04979%
12759 | 6 | 1 |  | Manual | 6 | Recessed Can | Halogen |  | PAR | 1 | 75 | Kitchen | 127596 | Kitchen | 0.04979%
12759 | 7 | 1 |  | Manual | 4 | Recessed Can | Halogen |  | PAR | 1 | 75 | Laundry Room | 127597 | Laundry Room | 0.04979%
12759 | 8 | 1 |  | Manual | 1 | Chandelier (Hanging) | Incandescent |  | Reflector | 3 | 65 | Living Room | 127598 | Living Room | 0.04979%
12759 | 8 | 2 |  | Manual | 2 | Table | Incandescent |  | Clear | 1 | 40 | Living Room | 127598 | Living Room | 0.04979%
12759 | 8 | 3 |  | Manual | 2 | Floor lamp | Incandescent |  | Clear | 1 | 40 | Living Room | 127598 | Living Room | 0.04979%
12759 | 9 | 1 |  | Manual | 2 | Track | Incandescent |  | Standard A Lamp | 4 | 60 | Bathroom | 127599 | Bathroom | 0.04979%
12759 | 10 | 1 |  | Manual | 4 | Recessed Can | Compact Fluorescent |  | Reflector | 2 | 15 | Master Bedroom | 1275910 | Master Bedroom | 0.04979%
12759 | 10 | 2 |  | Manual | 2 | Table | Incandescent |  | Standard A Lamp | 1 | 60 | Master Bedroom | 1275910 | Master Bedroom | 0.04979%
12759 | 10 | 3 |  | Manual | 1 | Wall Mount | Incandescent |  | Clear | 1 | 40 | Master Bedroom | 1275910 | Master Bedroom | 0.04979%
12759 | 11 | 1 |  | Manual | 1 | High bay | Compact Fluorescent |  | Twist | 2 | 15 | Office | 1275911 | Office | 0.04979%
12759 | 12 | 1 |  | Manual | 1 | Wall Mount | Incandescent |  | Decorative | 1 | 60 | Hall | 1275912 | Hall | 0.04979%
12771 | 1 | 1 |  | Manual | 1 | Ceiling Fan | Incandescent |  | Standard A Lamp | 2 | 60 | Bedroom | 127711 | Bedroom | 0.0364%
12771 | 2 | 1 |  | Manual | 1 | Floor lamp | Incandescent |  | Standard A Lamp | 1 | 75 | Dining Room | 127712 | Dining Room | 0.0364%
12771 | 3 | 1 |  | Manual | 1 | Ceiling Fixture | Incandescent |  | Standard A Lamp | 1 | 40 | Hall | 127713 | Hall | 0.0364%
12771 | 4 | 1 |  | Manual | 1 | Wall Mount | Incandescent |  | Standard A Lamp | 3 | 60 | Bathroom | 127714 | Bathroom | 0.0364%
12771 | 5 | 1 |  | Manual | 1 | Ceiling Fan | Compact Fluorescent |  | Twist | 3 | 22 | Bedroom | 127715 | Bedroom | 0.0364%
12771 | 6 | 1 |  | Manual | 1 | Ceiling Fixture | Incandescent |  | Standard A Lamp | 1 | 60 | Bedroom | 127716 | Bedroom | 0.0364%
12771 | 7 | 1 |  | Manual | 1 | Ceiling Fixture | Compact Fluorescent |  | Twist | 1 | 15 | Bathroom | 127717 | Bathroom | 0.0364%
12771 | 8 | 1 |  | Manual | 6 | Recessed Can | Incandescent |  | Reflector | 1 | 65 | Family Room | 127718 | Family Room | 0.0364%
12771 | 8 | 2 |  | Manual | 2 | Ceiling Fixture | Compact Fluorescent |  | Twist | 1 | 15 | Family Room | 127718 | Family Room | 0.0364%
12771 | 8 | 3 |  | Manual | 1 | Table | Incandescent |  | Standard A Lamp | 1 | 60 | Family Room | 127718 | Family Room | 0.0364%
12771 | 9 | 1 |  | Manual | 1 | Wall Mount | Compact Fluorescent |  | Twist | 1 | 15 | Other | 127719 | Other | 0.0364%
12771 | 10 | 1 |  | Manual | 1 | Ceiling Fan | Incandescent |  | Standard A Lamp | 2 | 60 | Bedroom | 1277110 | Bedroom | 0.0364%
12771 | 11 | 1 |  | Manual | 1 | Ceiling Fan | Incandescent |  | Standard A Lamp | 4 | 60 | Master Bedroom | 1277111 | Master Bedroom | 0.0364%
12771 | 12 | 1 |  | Manual | 1 | Ceiling Fixture | Compact Fluorescent |  | Twist | 1 | 15 | Bathroom | 1277112 | Bathroom | 0.0364%
12771 | 12 | 2 |  | Manual | 1 | Wall Mount | Compact Fluorescent |  | Twist | 1 | 15 | Bathroom | 1277112 | Bathroom | 0.0364%
12771 | 13 | 1 |  | Manual | 1 | Ceiling Fixture | Incandescent |  | Standard A Lamp | 1 | 60 | Closet | 1277113 | Closet | 0.0364%
12771 | 14 | 1 |  | Manual | 1 | Ceiling Fixture | Incandescent |  | Standard A Lamp | 2 | 60 | Hall | 1277114 | Hall | 0.0364%
12771 | 15 | 1 |  | Dimmer | 1 | Chandelier (Hanging) | Incandescent |  | Decorative | 3 | 60 | Office | 1277115 | Office | 0.0364%
12771 | 16 | 1 |  | Manual | 1 | Ceiling Fixture | Compact Fluorescent |  | Twist | 2 | 15 | Other | 1277116 | Other | 0.0364%
12771 | 17 | 1 |  | Manual | 2 | Chandelier (Hanging) | Incandescent |  | Mini base | 3 | 60 | Kitchen | 1277117 | Kitchen | 0.0364%
12773 | 1 | 1 |  | Manual | 1 | Wall Mount | Compact Fluorescent |  | Twist | 1 | 13 | Bathroom | 127731 | Bathroom | 0.1232%
12773 | 2 | 1 |  | Manual | 1 | Wall Mount | Compact Fluorescent |  | Twist | 1 | 26 | Bathroom | 127732 | Bathroom | 0.1232%
12773 | 2 | 2 |  | Manual | 1 | Wall Mount | Incandescent |  | Standard A Lamp | 2 | 60 | Bathroom | 127732 | Bathroom | 0.1232%
12773 | 3 | 1 |  | Manual | 1 | Ceiling Fixture | Incandescent |  | Standard A Lamp | 1 | 75 | Bedroom | 127733 | Bedroom | 0.1232%
12773 | 3 | 2 |  | Manual | 1 | Torchiere | Compact Fluorescent |  | Twist | 1 | 13 | Bedroom | 127733 | Bedroom | 0.1232%
12773 | 4 | 1 |  | Manual | 1 | Ceiling Fixture | Compact Fluorescent |  | Twist | 1 | 23 | Bedroom | 127734 | Bedroom | 0.1232%
12773 | 5 | 1 |  | Manual | 1 | Chandelier (Hanging) | Incandescent |  | Standard A Lamp | 5 | 40 | Dining Room | 127735 | Dining Room | 0.1232%
12773 | 6 | 1 |  | Manual | 2 | Floor lamp | Compact Fluorescent |  | Twist | 1 | 13 | Family Room | 127736 | Family Room | 0.1232%
12773 | 7 | 1 |  | Manual | 4 | Recessed Can | Incandescent |  | Reflector | 1 | 65 | Hall | 127737 | Hall | 0.1232%
12773 | 8 | 1 |  | Manual | 3 | Ceiling Fixture | Compact Fluorescent |  | Twist | 1 | 13 | Kitchen | 127738 | Kitchen | 0.1232%
12773 | 9 | 1 |  | Manual | 1 | Ceiling Fixture | Compact Fluorescent |  | Twist | 2 | 15 | Master Bedroom | 127739 | Master Bedroom | 0.1232%
12773 | 9 | 2 |  | Manual | 1 | Table | Compact Fluorescent |  | Twist | 1 | 13 | Master Bedroom | 127739 | Master Bedroom | 0.1232%
12773 | 10 | 1 |  | Manual | 1 | Ceiling Fixture | Compact Fluorescent |  | Twist | 1 | 23 | Garage | 1277310 | Garage | 0.1232%
12777 | 1 | 1 |  | Manual | 1 | Ceiling Fixture | Compact Fluorescent |  | Twist | 2 | 15 | Bedroom | 127771 | Bedroom | 0.02952%
12777 | 1 | 2 |  | Manual | 1 | Table | Halogen |  | Quartz Tube | 1 | 75 | Bedroom | 127771 | Bedroom | 0.02952%
12777 | 2 | 1 |  | Manual | 1 | Wall Mount | Compact Fluorescent |  | Twist | 3 | 15 | Bathroom | 127772 | Bathroom | 0.02952%
12777 | 3 | 1 |  | Manual | 1 | Ceiling Fixture | Linear Fluorescent | 48 | T-12 | 2 | 40 | Closet | 127773 | Closet | 0.02952%
12777 | 4 | 1 |  | Manual | 1 | Chandelier (Hanging) | Compact Fluorescent |  | Twist | 4 | 15 | Family Room | 127774 | Family Room | 0.02952%
12777 | 4 | 2 |  | Manual | 1 | Floor lamp | Compact Fluorescent |  | Twist | 1 | 15 | Family Room | 127774 | Family Room | 0.02952%
12777 | 4 | 3 |  | Manual | 1 | Torchiere | Compact Fluorescent |  | Twist | 1 | 15 | Family Room | 127774 | Family Room | 0.02952%
12777 | 4 | 4 |  | Manual | 1 | Table | Compact Fluorescent |  | Twist | 2 | 15 | Family Room | 127774 | Family Room | 0.02952%
12777 | 5 | 1 |  | Manual | 1 | Ceiling Fixture | Incandescent |  | Globe | 1 | 60 | Garage | 127775 | Garage | 0.02952%
12777 | 5 | 2 |  | Manual | 1 | Ceiling Fixture | Incandescent |  | Reflector | 1 | 65 | Garage | 127775 | Garage | 0.02952%
12777 | 6 | 1 |  | Manual | 1 | Recessed Can | Halogen |  | PAR | 1 | 75 | Hall | 127776 | Hall | 0.02952%
12777 | 6 | 2 |  | Manual | 2 | Wall Mount | Incandescent |  | Standard A Lamp | 2 | 40 | Hall | 127776 | Hall | 0.02952%
12777 | 7 | 1 |  | Manual | 8 | Recessed Can | Compact Fluorescent |  | Reflector | 1 | 15 | Kitchen | 127777 | Kitchen | 0.02952%
12777 | 7 | 2 |  | Manual | 1 | Other | Incandescent |  | Clear | 1 | 25 | Kitchen | 127777 | Kitchen | 0.02952%
12777 | 8 | 1 |  | Manual | 2 | Ceiling Fixture | Compact Fluorescent |  | Twist | 2 | 15 | Laundry Room | 127778 | Laundry Room | 0.02952%
12777 | 9 | 1 |  | Manual | 2 | Ceiling Fixture | Compact Fluorescent |  | Twist | 2 | 15 | Living Room | 127779 | Living Room | 0.02952%
12777 | 9 | 2 |  | Manual | 1 | Chandelier (Hanging) | Incandescent |  | Decorative | 4 | 60 | Living Room | 127779 | Living Room | 0.02952%
12777 | 9 | 3 |  | Manual | 1 | Floor lamp | Incandescent |  | Standard A Lamp | 2 | 60 | Living Room | 127779 | Living Room | 0.02952%
12777 | 10 | 1 |  | Manual | 1 | Ceiling Fixture | Compact Fluorescent |  | Twist | 3 | 15 | Master Bedroom | 1277710 | Master Bedroom | 0.02952%
12777 | 10 | 2 |  | Manual | 4 | Recessed Can | Incandescent |  | Reflector | 1 | 65 | Master Bedroom | 1277710 | Master Bedroom | 0.02952%
12777 | 10 | 3 |  | Manual | 3 | Other | Incandescent |  | Reflector | 1 | 40 | Master Bedroom | 1277710 | Master Bedroom | 0.02952%
12777 | 11 | 1 |  | Manual | 1 | Wall Mount | Compact Fluorescent |  | Twist | 5 | 15 | Bedroom | 1277711 | Bedroom | 0.02952%
12777 | 12 | 1 |  | Manual | 1 | Ceiling Fixture | Compact Fluorescent |  | Twist | 2 | 15 | Office | 1277712 | Office | 0.02952%
12777 | 12 | 2 |  | Manual | 1 | Table | Incandescent |  | Clear | 1 | 60 | Office | 1277712 | Office | 0.02952%
12782 | 1 | 1 |  | Manual | 1 | Wall Mount | Incandescent |  | Globe | 4 | 40 | Bathroom | 127821 | Bathroom | 0.03789%
12782 | 2 | 1 |  | Manual | 1 | Ceiling Fixture | Incandescent |  | Standard A Lamp | 2 | 60 | Bedroom | 127822 | Bedroom | 0.03789%
12782 | 2 | 2 |  | Manual | 1 | Ceiling Fixture | Incandescent |  | Standard A Lamp | 1 | 60 | Bedroom | 127822 | Bedroom | 0.03789%
12782 | 2 | 3 |  | Manual | 1 | Table | Incandescent |  | Standard A Lamp | 1 | 60 | Bedroom | 127822 | Bedroom | 0.03789%
12782 | 3 | 1 |  | Manual | 1 | Ceiling Fixture | Incandescent |  | Standard A Lamp | 2 | 60 | Garage | 127823 | Garage | 0.03789%
12782 | 4 | 1 |  | Manual | 1 | Ceiling Fan | Incandescent |  | Mini base | 4 | 40 | Kitchen | 127824 | Kitchen | 0.03789%
12782 | 4 | 2 |  | Manual | 1 | Ceiling Fixture | Incandescent |  | Standard A Lamp | 1 | 100 | Kitchen | 127824 | Kitchen | 0.03789%
12782 | 5 | 1 |  | Manual | 1 | Table | Incandescent |  | 3-Way Incandescent | 1 | 100 | Living Room | 127825 | Living Room | 0.03789%
12782 | 5 | 2 |  | Manual | 1 | Table | Incandescent |  | Standard A Lamp | 1 | 25 | Living Room | 127825 | Living Room | 0.03789%
12782 | 5 | 3 |  | Manual | 1 | Wall Mount | Incandescent |  | Standard A Lamp | 1 | 60 | Living Room | 127825 | Living Room | 0.03789%
12782 | 6 | 1 |  | Manual | 1 | Ceiling Fixture | Incandescent |  | Standard A Lamp | 2 | 60 | Bedroom | 127826 | Bedroom | 0.03789%
12782 | 6 | 2 |  | Manual | 1 | Table | Compact Fluorescent |  | Twist | 1 | 15 | Bedroom | 127826 | Bedroom | 0.03789%
12814 | 1 | 1 |  | Manual | 1 | Wall Mount | Compact Fluorescent |  | Twist | 3 | 15 | Bedroom | 128141 | Bedroom | 0.03789%
12814 | 2 | 1 |  | Manual | 4 | Ceiling Fixture | Linear Fluorescent | 48 | T-12 | 2 | 40 | Other | 128142 | Other | 0.03789%
12814 | 3 | 1 |  | Manual | 1 | Chandelier (Hanging) | Compact Fluorescent |  | Pin base | 6 | 15 | Dining Room | 128143 | Dining Room | 0.03789%
12814 | 4 | 1 |  | Manual | 1 | Table | Compact Fluorescent |  | Twist | 1 | 15 | Hall | 128144 | Hall | 0.03789%
12814 | 5 | 1 |  | Manual | 1 | Ceiling Fixture | Compact Fluorescent |  | Twist | 1 | 15 | Hall | 128145 | Hall | 0.03789%
12814 | 6 | 1 |  | Manual | 6 | Recessed Can | Compact Fluorescent |  | Twist | 1 | 15 | Kitchen | 128146 | Kitchen | 0.03789%
12814 | 7 | 1 |  | Manual | 2 | Chandelier (Hanging) | Compact Fluorescent |  | Pin base | 5 | 15 | Living Room | 128147 | Living Room | 0.03789%
12814 | 8 | 1 |  | Manual | 1 | Chandelier (Hanging) | Compact Fluorescent |  | Twist | 5 | 15 | Master Bedroom | 128148 | Master Bedroom | 0.03789%
12814 | 8 | 2 |  | Manual | 2 | Table | Compact Fluorescent |  | Twist | 1 | 15 | Master Bedroom | 128148 | Master Bedroom | 0.03789%
12814 | 9 | 1 |  | Manual | 2 | Ceiling Fixture | Incandescent |  | Standard A Lamp | 2 | 60 | Office | 128149 | Office | 0.03789%
12814 | 10 | 1 |  | Manual | 1 | Ceiling Fixture | Compact Fluorescent |  | Twist | 1 | 15 | Other | 1281410 | Other | 0.03789%
12818 | 1 | 1 |  | Manual | 1 | Wall Mount | Incandescent |  | Globe | 3 | 40 | Bathroom | 128181 | Bathroom | 0.03789%
12818 | 2 | 1 |  | Manual | 1 | Ceiling Fan | Incandescent |  | Decorative | 4 | 40 | Master Bedroom | 128182 | Master Bedroom | 0.03789%
12818 | 2 | 2 |  | Manual | 2 | Table | Incandescent |  | Decorative | 1 | 25 | Master Bedroom | 128182 | Master Bedroom | 0.03789%
12818 | 3 | 1 |  | Manual | 5 | Ceiling Fixture | Incandescent |  | Standard A Lamp | 1 | 60 | Other | 128183 | Other | 0.03789%
12818 | 4 | 1 |  | Manual | 1 | Ceiling Fixture | Compact Fluorescent |  | Twist | 1 | 15 | Dining Room | 128184 | Dining Room | 0.03789%
12818 | 5 | 1 |  | Manual | 2 | Ceiling Fixture | Incandescent |  | Standard A Lamp | 1 | 60 | Hall | 128185 | Hall | 0.03789%
12818 | 6 | 1 |  | Dimmer | 1 | Ceiling Fixture | Incandescent |  | Standard A Lamp | 1 | 60 | Kitchen | 128186 | Kitchen | 0.03789%
12818 | 7 | 1 |  | Manual | 1 | Ceiling Fixture | Incandescent |  | Standard A Lamp | 2 | 60 | Living Room | 128187 | Living Room | 0.03789%
12818 | 8 | 1 |  | Dimmer | 1 | Ceiling Fixture | Incandescent |  | Standard A Lamp | 1 | 60 | Office | 128188 | Office | 0.03789%
12825 | 1 | 1 |  | Manual | 1 | Recessed Can | Compact Fluorescent |  | Reflector | 1 | 22 | Living Room | 128251 | Living Room | 0.03789%
12825 | 1 | 2 |  | Manual | 1 | Table | Incandescent |  | Decorative | 2 | 40 | Living Room | 128251 | Living Room | 0.03789%
12825 | 2 | 1 |  | Manual | 2 | Wall Mount | Incandescent |  | Clear | 1 | 40 | Bathroom | 128252 | Bathroom | 0.03789%
12825 | 3 | 1 |  | Manual | 4 | Recessed Can | Compact Fluorescent |  | Twist | 1 | 15 | Family Room | 128253 | Family Room | 0.03789%
12825 | 3 | 2 |  | Manual | 1 | Floor lamp | Compact Fluorescent |  | Twist | 1 | 15 | Family Room | 128253 | Family Room | 0.03789%
12825 | 4 | 1 |  | Manual | 3 | Recessed Can | Compact Fluorescent |  | Reflector | 1 | 22 | Laundry Room | 128254 | Laundry Room | 0.03789%
12825 | 4 | 2 |  | Manual | 1 | Ceiling Fixture | Linear Fluorescent | 48 | T-12 | 2 | 40 | Laundry Room | 128254 | Laundry Room | 0.03789%
12825 | 5 | 1 |  | Manual | 1 | Ceiling Fixture | Compact Fluorescent |  | Twist | 2 | 15 | Dining Room | 128255 | Dining Room | 0.03789%
12825 | 5 | 2 |  | Manual | 1 | Floor lamp | Compact Fluorescent |  | Twist | 1 | 15 | Dining Room | 128255 | Dining Room | 0.03789%
12825 | 6 | 1 |  | Manual | 2 | Chandelier (Hanging) | Compact Fluorescent |  | Twist | 1 | 15 | Kitchen | 128256 | Kitchen | 0.03789%
12825 | 6 | 2 |  | Manual | 5 | Recessed Can | Compact Fluorescent |  | Reflector | 1 | 15 | Kitchen | 128256 | Kitchen | 0.03789%
12825 | 7 | 1 |  | Manual | 1 | Wall Mount | Incandescent |  | Clear | 4 | 40 | Bathroom | 128257 | Bathroom | 0.03789%
12825 | 8 | 1 |  | Manual | 1 | Ceiling Fixture | Compact Fluorescent |  | Twist | 2 | 15 | Bedroom | 128258 | Bedroom | 0.03789%
12825 | 9 | 1 |  | Manual | 1 | Ceiling Fixture | Compact Fluorescent |  | Twist | 2 | 15 | Office | 128259 | Office | 0.03789%
12825 | 11 | 1 |  | Manual | 1 | Ceiling Fixture | Compact Fluorescent |  | Twist | 2 | 15 | Hall | 1282511 | Hall | 0.03789%
12825 | 11 | 2 |  | Manual | 1 | Recessed Can | Compact Fluorescent |  | Twist | 1 | 15 | Hall | 1282511 | Hall | 0.03789%
12825 | 12 | 1 |  | Manual | 4 | Recessed Can | Compact Fluorescent |  | Twist | 1 | 15 | Master Bedroom | 1282512 | Master Bedroom | 0.03789%
12825 | 12 | 2 |  | Manual | 1 | Table | Incandescent |  | Clear | 1 | 40 | Master Bedroom | 1282512 | Master Bedroom | 0.03789%
12833 | 2 | 1 |  | Manual | 1 | Ceiling Fan | Incandescent |  | Clear | 1 | 60 | Bedroom | 128332 | Bedroom | 0.04979%
12833 | 3 | 1 |  | Manual | 2 | Ceiling Fixture | Incandescent |  | Colored | 3 | 40 | Dining Room | 128333 | Dining Room | 0.04979%
12833 | 4 | 1 |  | Manual | 1 | Ceiling Fixture | Compact Fluorescent |  | Twist | 4 | 15 | Other | 128334 | Other | 0.04979%
12833 | 5 | 1 |  | Manual | 1 | Ceiling Fixture | Incandescent |  | Globe | 2 | 40 | Bathroom | 128335 | Bathroom | 0.04979%
12833 | 6 | 1 |  | Manual | 2 | Recessed Can | Compact Fluorescent |  | Twist | 1 | 15 | Kitchen | 128336 | Kitchen | 0.04979%
12833 | 7 | 1 |  | Manual | 1 | Ceiling Fixture | Compact Fluorescent |  | Globe | 1 | 22 | Hall | 128337 | Hall | 0.04979%
12833 | 8 | 1 |  | Manual | 3 | High bay | Linear Fluorescent | 48 | T-12 | 2 | 32 | Kitchen | 128338 | Kitchen | 0.04979%
12833 | 8 | 2 |  | Manual | 2 | Recessed Can | Incandescent |  | Reflector | 1 | 65 | Kitchen | 128338 | Kitchen | 0.04979%
12833 | 8 | 3 |  | Manual | 3 | Low bay | Linear Fluorescent | 16 | T-8 | 1 | 32 | Kitchen | 128338 | Kitchen | 0.04979%
12833 | 9 | 1 |  | Manual | 1 | Ceiling Fan | Incandescent |  | Standard A Lamp | 1 | 60 | Living Room | 128339 | Living Room | 0.04979%
12833 | 9 | 2 |  | Manual | 1 | Recessed Can | Incandescent |  | Reflector | 1 | 65 | Living Room | 128339 | Living Room | 0.04979%
12833 | 9 | 3 |  | Dimmer | 1 | Wall Mount | Incandescent |  | Standard A Lamp | 2 | 40 | Living Room | 128339 | Living Room | 0.04979%
12833 | 10 | 1 |  | Manual | 2 | Ceiling Fan | Compact Fluorescent |  | Twist | 3 | 23 | Bedroom | 1283310 | Bedroom | 0.04979%
12833 | 11 | 1 |  | Manual | 1 | Wall Mount | Incandescent |  | Globe | 4 | 40 | Bathroom | 1283311 | Bathroom | 0.04979%
12833 | 12 | 1 |  | Manual | 1 | Ceiling Fixture | Incandescent |  | Standard A Lamp | 1 | 40 | Laundry Room | 1283312 | Laundry Room | 0.04979%
12833 | 13 | 1 |  | Manual | 2 | Recessed Can | Compact Fluorescent |  | Twist | 1 | 23 | Bathroom | 1283313 | Bathroom | 0.04979%
12833 | 14 | 1 |  | Manual | 1 | Ceiling Fixture | Incandescent |  | Standard A Lamp | 1 | 25 | Hall | 1283314 | Hall | 0.04979%
12833 | 15 | 1 |  | Manual | 1 | Ceiling Fixture | Incandescent |  | Standard A Lamp | 2 | 60 | Bedroom | 1283315 | Bedroom | 0.04979%
12845 | 1 | 1 |  | Manual | 1 | Wall Mount | Compact Fluorescent |  | Twist | 3 | 15 | Bathroom | 128451 | Bathroom | 0.0364%
12845 | 2 | 1 |  | Manual | 1 | Ceiling Fixture | Compact Fluorescent |  | Twist | 1 | 15 | Closet | 128452 | Closet | 0.0364%
12845 | 3 | 1 |  | Manual | 4 | Wall Mount | Incandescent |  | Standard A Lamp | 3 | 65 | Other | 128453 | Other | 0.0364%
12845 | 3 | 2 |  | Manual | 4 | Ceiling Fixture | Compact Fluorescent |  | Twist | 1 | 15 | Other | 128453 | Other | 0.0364%
12845 | 4 | 1 |  | Manual | 1 | Ceiling Fixture | Compact Fluorescent |  | Twist | 3 | 15 | Living Room | 128454 | Living Room | 0.0364%
12845 | 5 | 1 |  | Manual | 1 | Ceiling Fixture | Compact Fluorescent |  | Twist | 1 | 15 | Hall | 128455 | Hall | 0.0364%
12845 | 6 | 1 |  | Manual | 1 | Ceiling Fixture | Compact Fluorescent |  | Twist | 1 | 15 | Closet | 128456 | Closet | 0.0364%
12845 | 7 | 1 |  | Manual | 1 | Wall Mount | Compact Fluorescent |  | Twist | 2 | 15 | Bathroom | 128457 | Bathroom | 0.0364%
12845 | 8 | 1 |  | Manual | 1 | Ceiling Fixture | Compact Fluorescent |  | Twist | 1 | 15 | Bedroom | 128458 | Bedroom | 0.0364%
12845 | 9 | 1 |  | Manual | 1 | Ceiling Fixture | Compact Fluorescent |  | Twist | 2 | 15 | Bedroom | 128459 | Bedroom | 0.0364%
12845 | 9 | 2 |  | Manual | 2 | Table | Incandescent |  | Mini base | 3 | 25 | Bedroom | 128459 | Bedroom | 0.0364%
12845 | 10 | 1 |  | Manual | 1 | Ceiling Fixture | Compact Fluorescent |  | Twist | 2 | 15 | Bedroom | 1284510 | Bedroom | 0.0364%
12845 | 11 | 1 |  | Manual | 1 | Ceiling Fan | Incandescent |  | Decorative | 4 | 25 | Dining Room | 1284511 | Dining Room | 0.0364%
12845 | 12 | 1 |  | Manual | 1 | Ceiling Fixture | Incandescent |  | Standard A Lamp | 1 | 60 | Garage | 1284512 | Garage | 0.0364%
12845 | 13 | 1 |  | Manual | 1 | Ceiling Fixture | Compact Fluorescent |  | Twist | 1 | 15 | Hall | 1284513 | Hall | 0.0364%
12845 | 14 | 1 |  | Manual | 1 | Ceiling Fan | Compact Fluorescent |  | Twist | 4 | 15 | Kitchen | 1284514 | Kitchen | 0.0364%
12845 | 15 | 1 |  | Manual | 1 | Ceiling Fixture | Compact Fluorescent |  | Twist | 1 | 15 | Laundry Room | 1284515 | Laundry Room | 0.0364%
12845 | 16 | 1 |  | Manual | 2 | Chandelier (Hanging) | Compact Fluorescent |  | Globe | 1 | 22 | Living Room | 1284516 | Living Room | 0.0364%
12853 | 1 | 1 |  | Manual | 1 | Wall Mount | Incandescent |  | Globe | 3 | 40 | Bathroom | 128531 | Bathroom | 0.02952%
12853 | 2 | 1 |  | Manual | 1 | Ceiling Fan | Incandescent |  | Standard A Lamp | 1 | 60 | Bedroom | 128532 | Bedroom | 0.02952%
12853 | 3 | 1 |  | Manual | 1 | Table | Incandescent |  | Standard A Lamp | 1 | 60 | Closet | 128533 | Closet | 0.02952%
12853 | 4 | 1 |  | Manual | 1 | Ceiling Fixture | Linear Fluorescent | 15 | T-5 | 1 | 10 | Closet | 128534 | Closet | 0.02952%
12853 | 5 | 1 |  | Manual | 2 | Floor lamp | Incandescent |  | Standard A Lamp | 1 | 100 | Bedroom | 128535 | Bedroom | 0.02952%
12853 | 5 | 2 |  | Manual | 1 | Ceiling Fan | Incandescent |  | Standard A Lamp | 1 | 60 | Bedroom | 128535 | Bedroom | 0.02952%
12853 | 6 | 1 |  | Manual | 1 | Ceiling Fan | Incandescent |  | Standard A Lamp | 3 | 60 | Dining Room | 128536 | Dining Room | 0.02952%
12853 | 7 | 1 |  | Manual | 1 | Ceiling Fixture | Incandescent |  | Standard A Lamp | 1 | 60 | Bedroom | 128537 | Bedroom | 0.02952%
12853 | 7 | 2 |  | Manual | 1 | Table | Incandescent |  | Standard A Lamp | 1 | 25 | Bedroom | 128537 | Bedroom | 0.02952%
12853 | 8 | 1 |  | Manual | 2 | Ceiling Fan | Incandescent |  | Standard A Lamp | 1 | 60 | Family Room | 128538 | Family Room | 0.02952%
12853 | 8 | 2 |  | Manual | 1 | Table | Incandescent |  | Standard A Lamp | 1 | 100 | Family Room | 128538 | Family Room | 0.02952%
12853 | 8 | 3 |  | Manual | 1 | Table | Compact Fluorescent |  | 3-Way CFL | 1 | 36 | Family Room | 128538 | Family Room | 0.02952%
12853 | 8 | 4 |  | Manual | 1 | Table | Compact Fluorescent |  | Twist | 1 | 15 | Family Room | 128538 | Family Room | 0.02952%
12853 | 9 | 1 |  | Manual | 1 | Garage door opener | Incandescent |  | Standard A Lamp | 1 | 60 | Garage | 128539 | Garage | 0.02952%
12853 | 9 | 2 |  | Manual | 1 | Floor lamp | Compact Fluorescent |  | Twist | 1 | 15 | Garage | 128539 | Garage | 0.02952%
12853 | 9 | 3 |  | Manual | 4 | Ceiling Fixture | Linear Fluorescent | 48 | T-12 | 2 | 40 | Garage | 128539 | Garage | 0.02952%
12853 | 10 | 1 |  | Manual | 2 | Ceiling Fixture | Incandescent |  | Decorative | 1 | 25 | Hall | 1285310 | Hall | 0.02952%
12853 | 11 | 1 |  | Manual | 2 | Ceiling Fixture | Linear Fluorescent | 48 | T-12 | 2 | 40 | Office | 1285311 | Office | 0.02952%
12853 | 11 | 2 |  | Manual | 1 | Table | Compact Fluorescent |  | Twist | 1 | 15 | Office | 1285311 | Office | 0.02952%
12853 | 12 | 1 |  | Manual | 2 | Recessed Can | Incandescent |  | Reflector | 1 | 40 | Kitchen | 1285312 | Kitchen | 0.02952%
12853 | 12 | 2 |  | Manual | 3 | Recessed Can | Incandescent |  | Reflector | 1 | 65 | Kitchen | 1285312 | Kitchen | 0.02952%
12853 | 12 | 3 |  | Manual | 5 | Architectural | Linear Fluorescent | 16 | T-5 | 1 | 10 | Kitchen | 1285312 | Kitchen | 0.02952%
12853 | 12 | 4 |  | Manual | 1 | Architectural | Linear Fluorescent | 22 | T-12 | 1 | 16 | Kitchen | 1285312 | Kitchen | 0.02952%
12853 | 13 | 1 |  | Manual | 2 | Ceiling Fixture | Incandescent |  | Standard A Lamp | 2 | 60 | Laundry Room | 1285313 | Laundry Room | 0.02952%
12853 | 14 | 1 |  | Manual | 3 | Ceiling Fan | Compact Fluorescent |  | Twist | 3 | 28 | Living Room | 1285314 | Living Room | 0.02952%
12853 | 14 | 2 |  | Manual | 2 | Table | Incandescent |  | Standard A Lamp | 2 | 60 | Living Room | 1285314 | Living Room | 0.02952%
12853 | 14 | 3 |  | Manual | 1 | Floor lamp | Compact Fluorescent |  | 3-Way CFL | 1 | 15 | Living Room | 1285314 | Living Room | 0.02952%
12853 | 15 | 1 |  | Manual | 1 | Wall Mount | Incandescent |  | Globe | 6 | 40 | Bathroom | 1285315 | Bathroom | 0.02952%
12853 | 15 | 2 |  | Manual | 1 | Ceiling Fixture | Incandescent |  | Standard A Lamp | 1 | 60 | Bathroom | 1285315 | Bathroom | 0.02952%
12853 | 16 | 1 |  | Manual | 2 | Chandelier (Hanging) | Incandescent |  | Decorative | 3 | 40 | Master Bedroom | 1285316 | Master Bedroom | 0.02952%
12853 | 16 | 2 |  | Manual | 1 | Floor lamp | Incandescent |  | Standard A Lamp | 1 | 100 | Master Bedroom | 1285316 | Master Bedroom | 0.02952%
12853 | 16 | 3 |  | Manual | 1 | Floor lamp | Incandescent |  | Mini base | 1 | 13 | Master Bedroom | 1285316 | Master Bedroom | 0.02952%
12853 | 17 | 1 |  | Manual | 1 | Wall Mount | Incandescent |  | Globe | 6 | 40 | Bathroom | 1285317 | Bathroom | 0.02952%
12856 | 1 | 1 |  | Manual | 1 | Wall Mount | Incandescent |  | Standard A Lamp | 2 | 60 | Bathroom | 128561 | Bathroom | 0.1232%
12856 | 2 | 1 |  | Manual | 1 | Ceiling Fixture | Incandescent |  | Standard A Lamp | 1 | 60 | Bedroom | 128562 | Bedroom | 0.1232%
12856 | 2 | 2 |  | Manual | 1 | Table | Incandescent |  | Standard A Lamp | 1 | 60 | Bedroom | 128562 | Bedroom | 0.1232%
12856 | 3 | 1 |  | Manual | 1 | Ceiling Fixture | Compact Fluorescent |  | Twist | 1 | 15 | Bedroom | 128563 | Bedroom | 0.1232%
12856 | 4 | 1 |  | Manual | 1 | Ceiling Fixture | Incandescent |  | Standard A Lamp | 1 | 40 | Bedroom | 128564 | Bedroom | 0.1232%
12856 | 4 | 2 |  | Manual | 1 | Table | Incandescent |  | Mini base | 1 | 25 | Bedroom | 128564 | Bedroom | 0.1232%
12856 | 5 | 1 |  | Dimmer | 1 | Chandelier (Hanging) | Incandescent |  | Mini base | 7 | 60 | Dining Room | 128565 | Dining Room | 0.1232%
12856 | 6 | 1 |  | Manual | 1 | Table | Compact Fluorescent |  | Twist | 1 | 15 | Bedroom | 128566 | Bedroom | 0.1232%
12856 | 7 | 1 |  | Manual | 1 | Ceiling Fixture | Incandescent |  | Standard A Lamp | 1 | 60 | Family Room | 128567 | Family Room | 0.1232%
12856 | 8 | 1 |  | Manual | 1 | Ceiling Fixture | Incandescent |  | Standard A Lamp | 1 | 40 | Hall | 128568 | Hall | 0.1232%
12856 | 9 | 1 |  | Manual | 1 | Ceiling Fixture | Compact Fluorescent |  | Twist | 1 | 15 | Other | 128569 | Other | 0.1232%
12856 | 10 | 1 |  | Manual | 1 | Ceiling Fixture | Incandescent |  | Mini base | 1 | 25 | Hall | 1285610 | Hall | 0.1232%
12856 | 11 | 1 |  | Manual | 1 | Ceiling Fixture | Incandescent |  | Standard A Lamp | 2 | 60 | Kitchen | 1285611 | Kitchen | 0.1232%
12856 | 11 | 2 |  | Manual | 1 | Ceiling Fixture | Incandescent |  | Standard A Lamp | 1 | 40 | Kitchen | 1285611 | Kitchen | 0.1232%
12856 | 12 | 1 |  | Manual | 1 | Ceiling Fixture | Compact Fluorescent |  | Twist | 1 | 15 | Laundry Room | 1285612 | Laundry Room | 0.1232%
12856 | 13 | 1 |  | Manual | 1 | Table | Compact Fluorescent |  | 3-Way CFL | 1 | 30 | Living Room | 1285613 | Living Room | 0.1232%
12856 | 13 | 2 |  | Manual | 1 | Table | Incandescent |  | Mini base | 3 | 25 | Living Room | 1285613 | Living Room | 0.1232%
12856 | 14 | 1 |  | Manual | 1 | Wall Mount | Incandescent |  | Standard A Lamp | 1 | 60 | Closet | 1285614 | Closet | 0.1232%
12856 | 15 | 1 |  | Manual | 1 | Ceiling Fixture | Incandescent |  | Standard A Lamp | 1 | 40 | Hall | 1285615 | Hall | 0.1232%
12889 | 1 | 1 |  | Manual | 5 | Ceiling Fixture | Compact Fluorescent |  | Reflector | 1 | 19 | Kitchen | 128891 | Kitchen | 0.1232%
12889 | 1 | 2 |  | Manual | 3 | Other | Halogen |  | PAR | 1 | 25 | Kitchen | 128891 | Kitchen | 0.1232%
12889 | 2 | 1 |  | Manual | 1 | Ceiling Fan | Compact Fluorescent |  | Twist | 2 | 13 | Master Bedroom | 128892 | Master Bedroom | 0.1232%
12889 | 2 | 2 |  | Manual | 1 | Table | Incandescent |  | Standard A Lamp | 1 | 40 | Master Bedroom | 128892 | Master Bedroom | 0.1232%
12889 | 2 | 3 |  | Manual | 1 | Table | Incandescent |  | Standard A Lamp | 1 | 100 | Master Bedroom | 128892 | Master Bedroom | 0.1232%
12889 | 3 | 1 |  | Manual | 1 | Wall Mount | Compact Fluorescent |  | A shape bulb | 2 | 23 | Bathroom | 128893 | Bathroom | 0.1232%
12889 | 4 | 1 |  | Manual | 1 | Ceiling Fixture | Compact Fluorescent |  | Twist | 2 | 13 | Closet | 128894 | Closet | 0.1232%
12889 | 5 | 1 |  | Manual | 1 | Ceiling Fixture | Compact Fluorescent |  | Twist | 1 | 13 | Closet | 128895 | Closet | 0.1232%
12889 | 6 | 1 |  | Manual | 2 | Ceiling Fixture | Compact Fluorescent |  | Twist | 2 | 13 | Family Room | 128896 | Family Room | 0.1232%
12889 | 6 | 2 |  | Manual | 1 | Table | Incandescent |  | 3-Way Incandescent | 1 | 100 | Family Room | 128896 | Family Room | 0.1232%
12889 | 7 | 1 |  | Manual | 2 | Ceiling Fixture | Compact Fluorescent |  | Twist | 1 | 23 | Garage | 128897 | Garage | 0.1232%
12889 | 7 | 2 |  | Manual | 1 | Garage door opener | Compact Fluorescent |  | Twist | 2 | 13 | Garage | 128897 | Garage | 0.1232%
12889 | 8 | 1 |  | Manual | 1 | Chandelier (Hanging) | Incandescent |  | Mini base | 6 | 40 | Dining Room | 128898 | Dining Room | 0.1232%
12889 | 9 | 1 |  | Manual | 6 | Recessed Can | Compact Fluorescent |  | Reflector | 1 | 23 | Living Room | 128899 | Living Room | 0.1232%
12889 | 10 | 1 |  | Manual | 2 | Recessed Can | Compact Fluorescent |  | Reflector | 1 | 23 | Hall | 1288910 | Hall | 0.1232%
12889 | 10 | 2 |  | Manual | 1 | Ceiling Fixture | Compact Fluorescent |  | Twist | 2 | 13 | Hall | 1288910 | Hall | 0.1232%
12889 | 11 | 1 |  | Manual | 1 | Ceiling Fan | Compact Fluorescent |  | A shape bulb | 3 | 15 | Bedroom | 1288911 | Bedroom | 0.1232%
12889 | 11 | 2 |  | Manual | 1 | Table | Incandescent |  | Standard A Lamp | 1 | 75 | Bedroom | 1288911 | Bedroom | 0.1232%
12889 | 12 | 1 |  | Manual | 1 | Ceiling Fixture | Compact Fluorescent |  | A shape bulb | 3 | 15 | Closet | 1288912 | Closet | 0.1232%
12889 | 13 | 1 |  | Manual | 1 | Wall Mount | Incandescent |  | Decorative | 2 | 60 | Bathroom | 1288913 | Bathroom | 0.1232%
12889 | 13 | 2 |  | Manual | 1 | Recessed Can | Incandescent |  | Reflector | 1 | 45 | Bathroom | 1288913 | Bathroom | 0.1232%
12889 | 14 | 1 |  | Manual | 1 | Ceiling Fixture | Compact Fluorescent |  | Twist | 2 | 13 | Office | 1288914 | Office | 0.1232%
12889 | 15 | 1 |  | Manual | 1 | Ceiling Fixture | Compact Fluorescent |  | Twist | 2 | 13 | Closet | 1288915 | Closet | 0.1232%
12895 | 1 | 1 |  | Manual | 1 | Wall Mount | Incandescent |  | Clear | 8 | 40 | Bathroom | 128951 | Bathroom | 0.1232%
12895 | 2 | 1 |  | Manual | 2 | Ceiling Fixture | Compact Fluorescent |  | Twist | 1 | 15 | Bedroom | 128952 | Bedroom | 0.1232%
12895 | 2 | 2 |  | Manual | 1 | Floor lamp | Incandescent |  | Standard A Lamp | 3 | 100 | Bedroom | 128952 | Bedroom | 0.1232%
12895 | 3 | 1 |  | Manual | 1 | Ceiling Fixture | Compact Fluorescent |  | Twist | 1 | 15 | Bedroom | 128953 | Bedroom | 0.1232%
12895 | 4 | 1 |  | Manual | 2 | Ceiling Fixture | Incandescent |  | Standard A Lamp | 1 | 60 | Closet | 128954 | Closet | 0.1232%
12895 | 5 | 1 |  | Manual | 1 | Chandelier (Hanging) | Incandescent |  | Mini base | 5 | 25 | Dining Room | 128955 | Dining Room | 0.1232%
12895 | 5 | 2 |  | Manual | 1 | Floor lamp | Incandescent |  | Standard A Lamp | 5 | 60 | Dining Room | 128955 | Dining Room | 0.1232%
12895 | 6 | 1 |  | Dimmer | 10 | Recessed Can | Incandescent |  | Reflector | 1 | 65 | Family Room | 128956 | Family Room | 0.1232%
12895 | 6 | 2 |  | Manual | 2 | Track | Incandescent |  | Reflector | 3 | 60 | Family Room | 128956 | Family Room | 0.1232%
12895 | 6 | 3 |  | Manual | 2 | Wall Mount | Incandescent |  | Standard A Lamp | 2 | 60 | Family Room | 128956 | Family Room | 0.1232%
12895 | 8 | 1 |  | Manual | 1 | Track | Incandescent |  | Reflector | 3 | 65 | Hall | 128958 | Hall | 0.1232%
12895 | 9 | 1 |  | Manual | 1 | Ceiling Fixture | Incandescent |  | Standard A Lamp | 1 | 60 | Hall | 128959 | Hall | 0.1232%
12895 | 10 | 1 |  | Manual | 8 | Recessed Can | Incandescent |  | Reflector | 1 | 65 | Kitchen | 1289510 | Kitchen | 0.1232%
12895 | 11 | 1 |  | Manual | 1 | Ceiling Fixture | Incandescent |  | Standard A Lamp | 1 | 60 | Laundry Room | 1289511 | Laundry Room | 0.1232%
12895 | 12 | 1 |  | Manual | 1 | Floor lamp | Incandescent |  | Standard A Lamp | 6 | 60 | Living Room | 1289512 | Living Room | 0.1232%
12895 | 12 | 2 |  | Manual | 1 | Table | Compact Fluorescent |  | Twist | 1 | 15 | Living Room | 1289512 | Living Room | 0.1232%
12895 | 13 | 1 |  | Manual | 2 | Recessed Can | Incandescent |  | Reflector | 1 | 65 | Bathroom | 1289513 | Bathroom | 0.1232%
12895 | 13 | 2 |  | Manual | 1 | Wall Mount | Incandescent |  | Globe | 8 | 40 | Bathroom | 1289513 | Bathroom | 0.1232%
12895 | 14 | 1 |  | Manual | 1 | Track | Incandescent |  | Reflector | 2 | 65 | Master Bedroom | 1289514 | Master Bedroom | 0.1232%
12895 | 14 | 2 |  | Manual | 1 | Track | Halogen |  | MR | 3 | 50 | Master Bedroom | 1289514 | Master Bedroom | 0.1232%
12895 | 15 | 1 |  | Dimmer | 1 | Track | Halogen |  | PAR | 3 | 75 | Other | 1289515 | Other | 0.1232%
12895 | 16 | 1 |  | Manual | 1 | Track | Incandescent |  | Reflector | 3 | 65 | Other | 1289516 | Other | 0.1232%
12895 | 16 | 2 |  | Manual | 2 | Recessed - other | Linear Fluorescent | 48 | T-12 | 2 | 40 | Other | 1289516 | Other | 0.1232%
12897 | 1 | 1 |  | Manual | 1 | Wall Mount | Incandescent |  | Standard A Lamp | 4 | 60 | Other | 128971 | Other | 0.03789%
12897 | 1 | 2 |  | Manual | 3 | Ceiling Fixture | Incandescent |  | Standard A Lamp | 1 | 60 | Other | 128971 | Other | 0.03789%
12897 | 1 | 3 |  | Manual | 2 | Recessed Can | Compact Fluorescent |  | Reflector | 1 | 22 | Other | 128971 | Other | 0.03789%
12897 | 1 | 4 |  | Manual | 1 | Table | Incandescent |  | Standard A Lamp | 1 | 60 | Other | 128971 | Other | 0.03789%
12897 | 2 | 1 |  | Manual | 1 | Wall Mount | Incandescent |  | Globe | 3 | 40 | Bathroom | 128972 | Bathroom | 0.03789%
12897 | 3 | 1 |  | Manual | 1 | Recessed Can | Compact Fluorescent |  | Reflector | 1 | 22 | Bedroom | 128973 | Bedroom | 0.03789%
12897 | 4 | 1 |  | Manual | 1 | Recessed Can | Compact Fluorescent |  | Twist | 1 | 22 | Bedroom | 128974 | Bedroom | 0.03789%
12897 | 5 | 1 |  | Manual | 2 | Ceiling Fixture | Compact Fluorescent |  | Twist | 1 | 15 | Hall | 128975 | Hall | 0.03789%
12897 | 6 | 1 |  | Manual | 3 | Recessed Can | Compact Fluorescent |  | Reflector | 1 | 22 | Kitchen | 128976 | Kitchen | 0.03789%
12897 | 7 | 1 |  | Manual | 3 | Recessed Can | Compact Fluorescent |  | Reflector | 1 | 22 | Living Room | 128977 | Living Room | 0.03789%
12898 | 1 | 1 |  | Manual | 1 | Ceiling Fixture | Incandescent |  | Standard A Lamp | 1 | 200 | Dining Room | 128981 | Dining Room | 0.1232%
12898 | 2 | 1 |  | Dimmer | 1 | Ceiling Fixture | Linear Fluorescent | 48 | T-12 | 4 | 40 | Office | 128982 | Office | 0.1232%
12898 | 2 | 2 |  | Manual | 1 | Table | Compact Fluorescent |  | Twist | 1 | 15 | Office | 128982 | Office | 0.1232%
12898 | 2 | 3 |  | Manual | 1 | Table | Linear Fluorescent | 72 | T-4 | 1 | 20 | Office | 128982 | Office | 0.1232%
12898 | 3 | 1 |  | Manual | 5 | Ceiling Fixture | Linear Fluorescent | 48 | T-12 | 2 | 40 | Family Room | 128983 | Family Room | 0.1232%
12898 | 3 | 2 |  | Manual | 1 | Table | Incandescent |  | Standard A Lamp | 1 | 60 | Family Room | 128983 | Family Room | 0.1232%
12898 | 3 | 3 |  | Manual | 1 | Floor lamp | Incandescent |  | Reflector | 1 | 75 | Family Room | 128983 | Family Room | 0.1232%
12898 | 3 | 4 |  | Manual | 2 | Track | Incandescent |  | Reflector | 2 | 60 | Family Room | 128983 | Family Room | 0.1232%
12898 | 4 | 1 |  | Manual | 1 | Ceiling Fixture | Incandescent |  | Standard A Lamp | 1 | 60 | Laundry Room | 128984 | Laundry Room | 0.1232%
12898 | 4 | 2 |  | Manual | 1 | Wall Mount | Incandescent |  | Standard A Lamp | 2 | 60 | Laundry Room | 128984 | Laundry Room | 0.1232%
12898 | 5 | 1 |  | Manual | 1 | Wall Mount | Incandescent |  | Standard A Lamp | 1 | 60 | Dining Room | 128985 | Dining Room | 0.1232%
12898 | 6 | 1 |  | Manual | 2 | Garage door opener | Incandescent |  | Standard A Lamp | 2 | 60 | Garage | 128986 | Garage | 0.1232%
12898 | 6 | 2 |  | Manual | 2 | Ceiling Fixture | Incandescent |  | Standard A Lamp | 1 | 60 | Garage | 128986 | Garage | 0.1232%
12898 | 6 | 3 |  | Manual | 1 | Ceiling Fixture | Linear Fluorescent | 48 | T-12 | 2 | 40 | Garage | 128986 | Garage | 0.1232%
12898 | 7 | 1 |  | Manual | 1 | Table | Incandescent |  | Standard A Lamp | 1 | 100 | Living Room | 128987 | Living Room | 0.1232%
12898 | 7 | 2 |  | Manual | 1 | Floor lamp | Incandescent |  | Standard A Lamp | 1 | 100 | Living Room | 128987 | Living Room | 0.1232%
12898 | 7 | 3 |  | Manual | 1 | Table | Compact Fluorescent |  | A shape bulb | 1 | 15 | Living Room | 128987 | Living Room | 0.1232%
12898 | 8 | 1 |  | Manual | 2 | Ceiling Fixture | Linear Fluorescent | 48 | T-12 | 4 | 40 | Kitchen | 128988 | Kitchen | 0.1232%
12898 | 9 | 1 |  | Manual | 1 | Ceiling Fixture | Incandescent |  | Standard A Lamp | 4 | 60 | Hall | 128989 | Hall | 0.1232%
12898 | 10 | 1 |  | Manual | 1 | Wall Mount | Incandescent |  | Standard A Lamp | 3 | 60 | Bathroom | 1289810 | Bathroom | 0.1232%
12898 | 11 | 1 |  | Manual | 1 | Ceiling Fan | Incandescent |  | Standard A Lamp | 4 | 60 | Master Bedroom | 1289811 | Master Bedroom | 0.1232%
12898 | 11 | 2 |  | Manual | 1 | Table | Incandescent |  | Standard A Lamp | 1 | 100 | Master Bedroom | 1289811 | Master Bedroom | 0.1232%
12898 | 11 | 3 |  | Dimmer | 1 | Floor lamp | Linear Fluorescent | 48 | T-4 | 1 | 20 | Master Bedroom | 1289811 | Master Bedroom | 0.1232%
12898 | 12 | 1 |  | Manual | 1 | Wall Mount | Incandescent |  | Mini base | 4 | 60 | Bathroom | 1289812 | Bathroom | 0.1232%
12898 | 13 | 1 |  | Manual | 1 | Ceiling Fixture | Incandescent |  | Standard A Lamp | 2 | 60 | Hall | 1289813 | Hall | 0.1232%
12898 | 14 | 1 |  | Manual | 1 | Ceiling Fan | Incandescent |  | Standard A Lamp | 2 | 60 | Bedroom | 1289814 | Bedroom | 0.1232%
12898 | 14 | 2 |  | Manual | 1 | Table | Incandescent |  | 3-Way Incandescent | 1 | 100 | Bedroom | 1289814 | Bedroom | 0.1232%
12902 | 1 | 1 |  | Manual | 1 | Floor lamp | Compact Fluorescent |  | Twist | 2 | 13 | Living Room | 129021 | Living Room | 0.03789%
12902 | 2 | 1 |  | Manual | 2 | Wall Mount | Compact Fluorescent |  | Twist | 1 | 15 | Hall | 129022 | Hall | 0.03789%
12902 | 3 | 1 |  | Manual | 1 | Ceiling Fixture | Compact Fluorescent |  | Twist | 1 | 15 | Kitchen | 129023 | Kitchen | 0.03789%
12902 | 3 | 2 |  | Manual | 1 | Ceiling Fixture | Compact Fluorescent |  | Twist | 3 | 15 | Kitchen | 129023 | Kitchen | 0.03789%
12902 | 4 | 1 |  | Manual | 1 | Wall Mount | Compact Fluorescent |  | Twist | 1 | 15 | Hall | 129024 | Hall | 0.03789%
12902 | 5 | 1 |  | Manual | 1 | Ceiling Fixture | Compact Fluorescent |  | Twist | 1 | 15 | Laundry Room | 129025 | Laundry Room | 0.03789%
12902 | 6 | 1 |  | Manual | 1 | Ceiling Fixture | Compact Fluorescent |  | Twist | 1 | 15 | Bedroom | 129026 | Bedroom | 0.03789%
12902 | 7 | 1 |  | Manual | 1 | Ceiling Fixture | Compact Fluorescent |  | Twist | 1 | 15 | Bathroom | 129027 | Bathroom | 0.03789%
12902 | 8 | 1 |  | Manual | 1 | Ceiling Fixture | Compact Fluorescent |  | Twist | 2 | 15 | Closet | 129028 | Closet | 0.03789%
12902 | 9 | 1 |  | Manual | 2 | Ceiling Fixture | Compact Fluorescent |  | Twist | 1 | 15 | Closet | 129029 | Closet | 0.03789%
12902 | 10 | 1 |  | Manual | 2 | Ceiling Fixture | Compact Fluorescent |  | Twist | 1 | 15 | Other | 1290210 | Other | 0.03789%
12902 | 11 | 1 |  | Manual | 1 | Ceiling Fixture | Compact Fluorescent |  | Twist | 3 | 15 | Dining Room | 1290211 | Dining Room | 0.03789%
12902 | 12 | 1 |  | Manual | 1 | Wall Mount | Linear Fluorescent | 12 | T-12 | 1 | 15 | Bathroom | 1290212 | Bathroom | 0.03789%
12902 | 13 | 1 |  | Manual | 1 | Ceiling Fixture | Compact Fluorescent |  | Twist | 2 | 13 | Bedroom | 1290213 | Bedroom | 0.03789%
12902 | 13 | 2 |  | Manual | 2 | Table | Compact Fluorescent |  | Twist | 1 | 15 | Bedroom | 1290213 | Bedroom | 0.03789%
12902 | 14 | 1 |  | Manual | 1 | Ceiling Fixture | Compact Fluorescent |  | Twist | 2 | 15 | Bedroom | 1290214 | Bedroom | 0.03789%
12902 | 14 | 2 |  | Manual | 2 | Table | Compact Fluorescent |  | Twist | 1 | 15 | Bedroom | 1290214 | Bedroom | 0.03789%
12902 | 15 | 1 |  | Manual | 1 | Table | Incandescent |  | Standard A Lamp | 1 | 25 | Bedroom | 1290215 | Bedroom | 0.03789%
12902 | 15 | 2 |  | Manual | 1 | Floor lamp | Compact Fluorescent |  | Twist | 1 | 15 | Bedroom | 1290215 | Bedroom | 0.03789%
12902 | 16 | 1 |  | Manual | 1 | Table | Compact Fluorescent |  | Twist | 1 | 15 | Family Room | 1290216 | Family Room | 0.03789%
12902 | 17 | 1 |  | Manual | 1 | Wall Mount | Incandescent |  | Globe | 1 | 40 | Hall | 1290217 | Hall | 0.03789%
12902 | 18 | 1 |  | Manual | 1 | Floor lamp | Incandescent |  | 3-Way Incandescent | 1 | 100 | Bedroom | 1290218 | Bedroom | 0.03789%
12906 | 1 | 1 |  | Manual | 1 | Wall Mount | Incandescent |  | Standard A Lamp | 2 | 60 | Bathroom | 129061 | Bathroom | 0.1232%
12906 | 2 | 1 |  | Manual | 1 | Ceiling Fixture | Incandescent |  | Standard A Lamp | 1 | 75 | Bedroom | 129062 | Bedroom | 0.1232%
12906 | 2 | 2 |  | Manual | 1 | Ceiling Fixture | Incandescent |  | Decorative | 2 | 40 | Bedroom | 129062 | Bedroom | 0.1232%
12906 | 3 | 1 |  | Manual | 2 | Ceiling Fixture | Incandescent |  | Standard A Lamp | 1 | 60 | Other | 129063 | Other | 0.1232%
12906 | 3 | 2 |  | Manual | 1 | Wall Mount | Incandescent |  | Standard A Lamp | 1 | 60 | Other | 129063 | Other | 0.1232%
12906 | 4 | 1 |  | Manual | 1 | Ceiling Fixture | Compact Fluorescent |  | A shape bulb | 1 | 14 | Bathroom | 129064 | Bathroom | 0.1232%
12906 | 4 | 2 |  | Manual | 1 | Wall Mount | Incandescent |  | Standard A Lamp | 3 | 60 | Bathroom | 129064 | Bathroom | 0.1232%
12906 | 5 | 1 |  | Manual | 1 | Ceiling Fixture | Incandescent |  | Standard A Lamp | 2 | 40 | Bedroom | 129065 | Bedroom | 0.1232%
12906 | 5 | 2 |  | Manual | 1 | Wall Mount | Incandescent |  | Standard A Lamp | 2 | 60 | Bedroom | 129065 | Bedroom | 0.1232%
12906 | 5 | 3 |  | Manual | 1 | Table | Linear Fluorescent | 18 | T-8 | 1 | 15 | Bedroom | 129065 | Bedroom | 0.1232%
12906 | 6 | 1 |  | Dimmer | 1 | Chandelier (Hanging) | Incandescent |  | Decorative | 7 | 40 | Other | 129066 | Other | 0.1232%
12906 | 7 | 1 |  | Manual | 1 | Floor lamp | Compact Fluorescent |  | Twist | 3 | 13 | Family Room | 129067 | Family Room | 0.1232%
12906 | 8 | 1 |  | Manual | 1 | Ceiling Fixture | Compact Fluorescent |  | Twist | 3 | 13 | Kitchen | 129068 | Kitchen | 0.1232%
12906 | 8 | 2 |  | Manual | 1 | Ceiling Fixture | Linear Fluorescent | 18 | T-8 | 1 | 15 | Kitchen | 129068 | Kitchen | 0.1232%
12906 | 8 | 3 |  | Manual | 1 | Chandelier (Hanging) | Incandescent |  | Standard A Lamp | 1 | 60 | Kitchen | 129068 | Kitchen | 0.1232%
12906 | 9 | 1 |  | Manual | 1 | Ceiling Fixture | Incandescent |  | Standard A Lamp | 1 | 100 | Other | 129069 | Other | 0.1232%
12906 | 9 | 2 |  | Manual | 1 | Ceiling Fixture | Linear Fluorescent | 48 | T-12 | 2 | 40 | Other | 129069 | Other | 0.1232%
12908 | 1 | 1 |  | Manual | 2 | Ceiling Fixture | Compact Fluorescent |  | Twist | 1 | 22 | Other | 129081 | Other | 0.03789%
12908 | 2 | 1 |  | Manual | 1 | Wall Mount | Incandescent |  | Globe | 3 | 40 | Bathroom | 129082 | Bathroom | 0.03789%
12908 | 2 | 2 |  | Manual | 1 | Ceiling Fixture | Compact Fluorescent |  | Twist | 2 | 15 | Bathroom | 129082 | Bathroom | 0.03789%
12908 | 3 | 1 |  | Manual | 2 | Wall Mount | Incandescent |  | Mini base | 1 | 25 | Bedroom | 129083 | Bedroom | 0.03789%
12908 | 4 | 1 |  | Manual | 2 | Ceiling Fixture | Compact Fluorescent |  | Twist | 1 | 15 | Bedroom | 129084 | Bedroom | 0.03789%
12908 | 5 | 1 |  | Manual | 1 | Table | Incandescent |  | Decorative | 1 | 25 | Dining Room | 129085 | Dining Room | 0.03789%
12908 | 6 | 1 |  | Manual | 1 | Ceiling Fixture | Incandescent |  | Standard A Lamp | 1 | 60 | Hall | 129086 | Hall | 0.03789%
12908 | 7 | 1 |  | Manual | 2 | Ceiling Fixture | Compact Fluorescent |  | Twist | 2 | 15 | Kitchen | 129087 | Kitchen | 0.03789%
12908 | 8 | 1 |  | Manual | 1 | Floor lamp | Incandescent |  | 3-Way Incandescent | 1 | 150 | Laundry Room | 129088 | Laundry Room | 0.03789%
12908 | 8 | 2 |  | Manual | 1 | Chandelier (Hanging) | Compact Fluorescent |  | Twist | 1 | 15 | Laundry Room | 129088 | Laundry Room | 0.03789%
12939 | 1 | 1 |  | Manual | 1 | Wall Mount | Compact Fluorescent |  | Twist | 2 | 13 | Bathroom | 129391 | Bathroom | 0.04979%
12939 | 2 | 1 |  | Manual | 2 | Ceiling Fixture | Incandescent |  | Standard A Lamp | 1 | 40 | Bedroom | 129392 | Bedroom | 0.04979%
12939 | 2 | 2 |  | Timer | 1 | Table | Incandescent |  | Clear | 1 | 100 | Bedroom | 129392 | Bedroom | 0.04979%
12939 | 2 | 3 |  | Manual | 1 | Table | Incandescent |  | Colored | 1 | 150 | Bedroom | 129392 | Bedroom | 0.04979%
12939 | 3 | 1 |  | Manual | 2 | Ceiling Fixture | Incandescent |  | Standard A Lamp | 1 | 100 | Garage | 129393 | Garage | 0.04979%
12939 | 3 | 2 |  | Manual | 1 | Garage door opener | Incandescent |  | Standard A Lamp | 2 | 60 | Garage | 129393 | Garage | 0.04979%
12939 | 3 | 3 |  | Manual | 2 | Ceiling Fixture | Compact Fluorescent |  | Pin base | 1 | 15 | Garage | 129393 | Garage | 0.04979%
12939 | 4 | 1 |  | Manual | 1 | Ceiling Fixture | Incandescent |  | Standard A Lamp | 1 | 60 | Hall | 129394 | Hall | 0.04979%
12939 | 4 | 2 |  | Manual | 2 | Ceiling Fixture | Compact Fluorescent |  | Twist | 1 | 15 | Hall | 129394 | Hall | 0.04979%
12939 | 5 | 1 |  | Manual | 2 | Ceiling Fixture | Compact Fluorescent |  | Pin base | 1 | 22 | Kitchen | 129395 | Kitchen | 0.04979%
12939 | 5 | 2 |  | Manual | 1 | Ceiling Fixture | Incandescent |  | Standard A Lamp | 1 | 40 | Kitchen | 129395 | Kitchen | 0.04979%
12939 | 5 | 3 |  | Manual | 1 | Wall Mount | Incandescent |  | Reflector | 2 | 60 | Kitchen | 129395 | Kitchen | 0.04979%
12939 | 6 | 1 |  | Manual | 1 | Floor lamp | Compact Fluorescent |  | Straight Tube | 1 | 27 | Living Room | 129396 | Living Room | 0.04979%
12939 | 6 | 2 |  | Manual | 1 | Table | Compact Fluorescent |  | Twist | 1 | 13 | Living Room | 129396 | Living Room | 0.04979%
12939 | 6 | 3 |  | Dimmer | 1 | Ceiling Fixture | Compact Fluorescent |  | Twist | 1 | 15 | Living Room | 129396 | Living Room | 0.04979%
12939 | 7 | 1 |  | Manual | 2 | Ceiling Fixture | Compact Fluorescent |  | Twist | 1 | 15 | Office | 129397 | Office | 0.04979%
12939 | 7 | 2 |  | Manual | 1 | Table | Incandescent |  | Reflector | 1 | 65 | Office | 129397 | Office | 0.04979%
12939 | 7 | 3 |  | Manual | 1 | Table | Compact Fluorescent |  | Twist | 1 | 20 | Office | 129397 | Office | 0.04979%
12939 | 7 | 4 |  | Manual | 1 | Table | Incandescent |  | Clear | 1 | 60 | Office | 129397 | Office | 0.04979%
12939 | 7 | 5 |  | Manual | 1 | Table | Compact Fluorescent |  | Twist | 2 | 13 | Office | 129397 | Office | 0.04979%
12939 | 7 | 6 |  | Manual | 2 | Table | Compact Fluorescent |  | Straight Tube | 1 | 27 | Office | 129397 | Office | 0.04979%
12939 | 8 | 1 |  | Manual | 1 | Wall Mount | Compact Fluorescent |  | Twist | 6 | 13 | Bathroom | 129398 | Bathroom | 0.04979%
12939 | 9 | 1 |  | Manual | 2 | Recessed Can | Compact Fluorescent |  | Flood | 1 | 26 | Hall | 129399 | Hall | 0.04979%
12939 | 9 | 2 |  | Manual | 1 | Ceiling Fixture | Compact Fluorescent |  | Twist | 1 | 13 | Hall | 129399 | Hall | 0.04979%
12944 | 1 | 1 |  | Manual | 2 | Ceiling Fixture | Incandescent |  | Standard A Lamp | 1 | 60 | Family Room | 129441 | Family Room | 0.1232%
12944 | 1 | 2 |  | Manual | 1 | Table | Incandescent |  | Standard A Lamp | 1 | 60 | Family Room | 129441 | Family Room | 0.1232%
12944 | 2 | 1 |  | Manual | 1 | Ceiling Fixture | Incandescent |  | Standard A Lamp | 1 | 60 | Bathroom | 129442 | Bathroom | 0.1232%
12944 | 3 | 1 |  | Manual | 1 | Ceiling Fixture | Compact Fluorescent |  | Twist | 1 | 23 | Bathroom | 129443 | Bathroom | 0.1232%
12944 | 4 | 1 |  | Manual | 2 | Ceiling Fixture | Compact Fluorescent |  | Twist | 2 | 13 | Bathroom | 129444 | Bathroom | 0.1232%
12944 | 5 | 1 |  | Manual | 1 | Ceiling Fixture | Compact Fluorescent |  | Twist | 2 | 13 | Bedroom | 129445 | Bedroom | 0.1232%
12944 | 5 | 2 |  | Manual | 1 | Table | Incandescent |  | Standard A Lamp | 1 | 60 | Bedroom | 129445 | Bedroom | 0.1232%
12944 | 5 | 3 |  | Manual | 1 | Table | Incandescent |  | Standard A Lamp | 1 | 25 | Bedroom | 129445 | Bedroom | 0.1232%
12944 | 6 | 1 |  | Manual | 1 | Ceiling Fixture | Incandescent |  | Standard A Lamp | 2 | 60 | Bedroom | 129446 | Bedroom | 0.1232%
12944 | 6 | 2 |  | Manual | 1 | Table | Compact Fluorescent |  | Twist | 1 | 13 | Bedroom | 129446 | Bedroom | 0.1232%
12944 | 7 | 1 |  | Dimmer | 1 | Chandelier (Hanging) | Incandescent |  | Decorative | 6 | 40 | Dining Room | 129447 | Dining Room | 0.1232%
12944 | 8 | 1 |  | Manual | 1 | Table | Compact Fluorescent |  | Twist | 1 | 23 | Family Room | 129448 | Family Room | 0.1232%
12944 | 8 | 2 |  | Manual | 1 | Table | Compact Fluorescent |  | Twist | 1 | 13 | Family Room | 129448 | Family Room | 0.1232%
12944 | 8 | 3 |  | Manual | 1 | Floor lamp | Incandescent |  | 3-Way Incandescent | 1 | 100 | Family Room | 129448 | Family Room | 0.1232%
12944 | 9 | 1 |  | Manual | 1 | Ceiling Fixture | Incandescent |  | Standard A Lamp | 1 | 60 | Garage | 129449 | Garage | 0.1232%
12944 | 9 | 2 |  | Manual | 1 | Ceiling Fixture | Compact Fluorescent |  | Twist | 1 | 15 | Garage | 129449 | Garage | 0.1232%
12944 | 9 | 3 |  | Manual | 1 | Ceiling Fixture | Linear Fluorescent | 48 | T-12 | 2 | 40 | Garage | 129449 | Garage | 0.1232%
12944 | 10 | 1 |  | Manual | 1 | Ceiling Fixture | Compact Fluorescent |  | Twist | 2 | 13 | Hall | 1294410 | Hall | 0.1232%
12944 | 11 | 1 |  | Manual | 1 | Ceiling Fixture | Compact Fluorescent |  | Twist | 2 | 13 | Hall | 1294411 | Hall | 0.1232%
12944 | 12 | 1 |  | Manual | 1 | Ceiling Fixture | Incandescent |  | Standard A Lamp | 1 | 60 | Hall | 1294412 | Hall | 0.1232%
12944 | 13 | 1 |  | Manual | 2 | Ceiling Fixture | Compact Fluorescent |  | Twist | 2 | 14 | Kitchen | 1294413 | Kitchen | 0.1232%
12944 | 13 | 2 |  | Manual | 1 | Other | Incandescent |  | Reflector | 2 | 40 | Kitchen | 1294413 | Kitchen | 0.1232%
12944 | 14 | 1 |  | Manual | 1 | Ceiling Fixture | Compact Fluorescent |  | Twist | 1 | 14 | Laundry Room | 1294414 | Laundry Room | 0.1232%
12944 | 15 | 1 |  | Manual | 1 | Ceiling Fixture | Compact Fluorescent |  | Twist | 2 | 13 | Office | 1294415 | Office | 0.1232%
12944 | 16 | 1 |  | Manual | 1 | Chandelier (Hanging) | Compact Fluorescent |  | Twist | 3 | 14 | Other | 1294416 | Other | 0.1232%
12944 | 17 | 1 |  | Manual | 2 | Ceiling Fixture | Incandescent |  | Standard A Lamp | 1 | 60 | Other | 1294417 | Other | 0.1232%
12944 | 17 | 2 |  | Manual | 1 | Table | Linear Fluorescent | 18 | T-8 | 2 | 15 | Other | 1294417 | Other | 0.1232%
12944 | 18 | 1 |  | Manual | 1 | Ceiling Fixture | Incandescent |  | Standard A Lamp | 1 | 60 | Other | 1294418 | Other | 0.1232%
12955 | 1 | 1 |  | Manual | 1 | Wall Mount | Incandescent |  | Clear | 2 | 60 | Bathroom | 129551 | Bathroom | 0.03789%
12955 | 2 | 1 |  | Manual | 1 | Wall Mount | Incandescent |  | Standard A Lamp | 2 | 60 | Bathroom | 129552 | Bathroom | 0.03789%
12955 | 2 | 2 |  | Manual | 1 | Recessed - other | Incandescent |  | Heat Lamp | 1 | 250 | Bathroom | 129552 | Bathroom | 0.03789%
12955 | 3 | 1 |  | Manual | 1 | Ceiling Fixture | Compact Fluorescent |  | Twist | 2 | 15 | Bedroom | 129553 | Bedroom | 0.03789%
12955 | 4 | 1 |  | Dimmer | 1 | Chandelier (Hanging) | Incandescent |  | Decorative | 5 | 25 | Dining Room | 129554 | Dining Room | 0.03789%
12955 | 5 | 1 |  | Manual | 1 | Garage door opener | Incandescent |  | Standard A Lamp | 1 | 60 | Garage | 129555 | Garage | 0.03789%
12955 | 6 | 1 |  | Manual | 2 | Recessed Can | Compact Fluorescent |  | Reflector | 1 | 22 | Hall | 129556 | Hall | 0.03789%
12955 | 7 | 1 |  | Manual | 4 | Recessed Can | Compact Fluorescent |  | Reflector | 1 | 22 | Kitchen | 129557 | Kitchen | 0.03789%
12955 | 8 | 1 |  | Manual | 1 | Ceiling Fixture | Compact Fluorescent |  | Twist | 1 | 15 | Bedroom | 129558 | Bedroom | 0.03789%
12955 | 9 | 1 |  | Manual | 1 | Ceiling Fixture | Compact Fluorescent |  | Twist | 2 | 15 | Hall | 129559 | Hall | 0.03789%
12955 | 10 | 1 |  | Manual | 1 | Floor lamp | Compact Fluorescent |  | Twist | 2 | 15 | Living Room | 1295510 | Living Room | 0.03789%
12955 | 11 | 1 |  | Manual | 1 | Wall Mount | Incandescent |  | Clear | 3 | 60 | Bathroom | 1295511 | Bathroom | 0.03789%
12955 | 11 | 2 |  | Manual | 1 | Recessed Can | Compact Fluorescent |  | Reflector | 1 | 22 | Bathroom | 1295511 | Bathroom | 0.03789%
12955 | 12 | 1 |  | Manual | 3 | Ceiling Fixture | Compact Fluorescent |  | Twist | 2 | 15 | Master Bedroom | 1295512 | Master Bedroom | 0.03789%
12955 | 12 | 2 |  | Manual | 2 | Table | Incandescent |  | Standard A Lamp | 1 | 60 | Master Bedroom | 1295512 | Master Bedroom | 0.03789%
12955 | 13 | 1 |  | Manual | 3 | Recessed Can | Compact Fluorescent |  | Reflector |  | 22 | Hall | 1295513 | Hall | 0.03789%
12956 | 1 | 1 |  | Manual | 1 | Ceiling Fixture | Incandescent |  | Standard A Lamp | 2 | 60 | Bedroom | 129561 | Bedroom | 0.04979%
12956 | 1 | 2 |  | Manual | 1 | Table | Incandescent |  | Standard A Lamp | 1 | 60 | Bedroom | 129561 | Bedroom | 0.04979%
12956 | 1 | 3 |  | Manual | 1 | Table | Compact Fluorescent |  | Twist | 1 | 13 | Bedroom | 129561 | Bedroom | 0.04979%
12956 | 1 | 4 |  | Manual | 1 | Other | Incandescent |  | Standard A Lamp | 3 | 60 | Bedroom | 129561 | Bedroom | 0.04979%
12956 | 2 | 1 |  | Manual | 1 | Ceiling Fan | Incandescent |  | Heat Lamp | 2 | 250 | Bathroom | 129562 | Bathroom | 0.04979%
12956 | 2 | 2 |  | Manual | 3 | Chandelier (Hanging) | Compact Fluorescent |  | Twist | 1 | 15 | Bathroom | 129562 | Bathroom | 0.04979%
12956 | 3 | 1 |  | Dimmer | 1 | Ceiling Fixture | Incandescent |  | Globe | 3 | 60 | Dining Room | 129563 | Dining Room | 0.04979%
12956 | 3 | 2 |  | Manual | 2 | Table | Incandescent |  | Standard A Lamp | 1 | 60 | Dining Room | 129563 | Dining Room | 0.04979%
12956 | 4 | 1 |  | Dimmer | 1 | Chandelier (Hanging) | Incandescent |  | Decorative | 5 | 40 | Dining Room | 129564 | Dining Room | 0.04979%
12956 | 5 | 1 |  | Manual | 1 | Table | Incandescent |  | 3-Way Incandescent | 1 | 150 | Family Room | 129565 | Family Room | 0.04979%
12956 | 5 | 2 |  | Manual | 2 | Floor lamp | Incandescent |  | 3-Way Incandescent | 1 | 150 | Family Room | 129565 | Family Room | 0.04979%
12956 | 6 | 1 |  | Manual | 2 | High bay | Linear Fluorescent | 84 | T-12 | 2 | 40 | Garage | 129566 | Garage | 0.04979%
12956 | 6 | 3 |  | Manual | 1 | High bay | Linear Fluorescent | 48 | T-12 | 2 | 40 | Garage | 129566 | Garage | 0.04979%
12956 | 7 | 1 |  | Manual | 1 | Table | Incandescent |  | 3-Way Incandescent | 1 | 150 | Bedroom | 129567 | Bedroom | 0.04979%
12956 | 7 | 2 |  | Manual | 1 | Floor lamp | Incandescent |  | 3-Way Incandescent | 1 | 150 | Bedroom | 129567 | Bedroom | 0.04979%
12956 | 7 | 3 |  | Manual | 1 | Table | Incandescent |  | Standard A Lamp | 1 | 25 | Bedroom | 129567 | Bedroom | 0.04979%
12956 | 7 | 4 |  | Manual | 1 | Table | Incandescent |  | Standard A Lamp | 1 | 100 | Bedroom | 129567 | Bedroom | 0.04979%
12956 | 7 | 5 |  | Manual | 1 | Table | Compact Fluorescent |  | Twist | 1 | 13 | Bedroom | 129567 | Bedroom | 0.04979%
12956 | 7 | 6 |  | Manual | 1 | Ceiling Fixture | Incandescent |  | Standard A Lamp | 2 | 60 | Bedroom | 129567 | Bedroom | 0.04979%
12956 | 8 | 1 |  | Manual | 1 | Ceiling Fixture | Incandescent |  | Standard A Lamp | 2 | 40 | Hall | 129568 | Hall | 0.04979%
12956 | 8 | 2 |  | Manual | 1 | Table | Compact Fluorescent |  | Twist | 1 | 13 | Hall | 129568 | Hall | 0.04979%
12956 | 8 | 3 |  | Manual | 3 | Ceiling Fixture | Incandescent |  | Standard A Lamp | 3 | 60 | Hall | 129568 | Hall | 0.04979%
12956 | 9 | 1 |  | Manual | 2 | Low bay | Linear Fluorescent | 48 | T-12 | 2 | 40 | Kitchen | 129569 | Kitchen | 0.04979%
12956 | 10 | 1 |  | Manual | 1 | Ceiling Fixture | Incandescent |  | Clear | 1 | 100 | Laundry Room | 1295610 | Laundry Room | 0.04979%
12956 | 11 | 1 |  | Manual | 2 | Table | Incandescent |  | Decorative | 3 | 40 | Living Room | 1295611 | Living Room | 0.04979%
12956 | 12 | 1 |  | Manual | 1 | Ceiling Fixture | Compact Fluorescent |  | Twist | 1 | 20 | Bathroom | 1295612 | Bathroom | 0.04979%
12956 | 12 | 2 |  | Manual | 2 | Chandelier (Hanging) | Compact Fluorescent |  | Twist | 1 | 20 | Bathroom | 1295612 | Bathroom | 0.04979%
12956 | 12 | 3 |  | Manual | 1 | Ceiling Fan | Incandescent |  | Heat Lamp | 2 | 250 | Bathroom | 1295612 | Bathroom | 0.04979%
12956 | 12 | 4 |  | Manual | 1 | Recessed Can | Incandescent |  | Standard A Lamp | 1 | 40 | Bathroom | 1295612 | Bathroom | 0.04979%
12956 | 13 | 1 |  | Manual | 2 | Table | Incandescent |  | Standard A Lamp | 1 | 15 | Master Bedroom | 1295613 | Master Bedroom | 0.04979%
12956 | 13 | 2 |  | Manual | 2 | Table | Incandescent |  | 3-Way Incandescent | 1 | 150 | Master Bedroom | 1295613 | Master Bedroom | 0.04979%
12956 | 14 | 1 |  | Manual | 1 | Ceiling Fixture | Compact Fluorescent |  | Twist | 2 | 13 | Office | 1295614 | Office | 0.04979%
12956 | 14 | 2 |  | Manual | 1 | Floor lamp | Incandescent |  | 3-Way Incandescent | 1 | 150 | Office | 1295614 | Office | 0.04979%
12956 | 14 | 3 |  | Manual | 1 | Table | Halogen |  | MR | 1 | 20 | Office | 1295614 | Office | 0.04979%
12956 | 14 | 4 |  | Manual | 1 | Table | Incandescent |  | Standard A Lamp | 1 | 100 | Office | 1295614 | Office | 0.04979%
12975 | 1 | 1 |  | Manual | 1 | Chandelier (Hanging) | Incandescent |  | Decorative | 1 | 60 | Bathroom | 129751 | Bathroom | 0.1723%
12975 | 1 | 2 |  | Manual | 1 | Wall Mount | Incandescent |  | Mini base | 1 | 4 | Bathroom | 129751 | Bathroom | 0.1723%
12975 | 1 | 3 |  | Manual | 1 | Chandelier (Hanging) | Incandescent |  | Standard A Lamp | 2 | 50 | Bathroom | 129751 | Bathroom | 0.1723%
12975 | 2 | 1 |  | Manual | 1 | Ceiling Fixture | Incandescent |  | Standard A Lamp | 2 | 60 | Bathroom | 129752 | Bathroom | 0.1723%
12975 | 2 | 2 |  | Manual | 1 | Ceiling Fixture | Compact Fluorescent |  | Twist | 1 | 23 | Bathroom | 129752 | Bathroom | 0.1723%
12975 | 3 | 1 |  | Manual | 1 | Ceiling Fan | Incandescent |  | Decorative | 4 | 240 | Dining Room | 129753 | Dining Room | 0.1723%
12975 | 4 | 1 |  | Manual | 1 | Table | Incandescent |  | Other | 1 | 20 | Living Room | 129754 | Living Room | 0.1723%
12975 | 4 | 2 |  | Dimmer | 1 | Torchiere | Halogen |  | Quartz Tube | 1 | 300 | Living Room | 129754 | Living Room | 0.1723%
12975 | 4 | 3 |  | Manual | 1 | Ceiling Fixture | Incandescent |  | Standard A Lamp | 1 | 60 | Living Room | 129754 | Living Room | 0.1723%
12975 | 4 | 4 |  | Manual | 1 | Table | Incandescent |  | 3-Way Incandescent | 1 | 150 | Living Room | 129754 | Living Room | 0.1723%
12975 | 4 | 5 |  | Manual | 1 | Table | Incandescent |  | Mini base | 1 | 25 | Living Room | 129754 | Living Room | 0.1723%
12975 | 5 | 1 | wattage estimate | Manual | 1 | Wall Mount | Linear Fluorescent | 16 | T-8 | 1 | 11 | Closet | 129755 | Closet | 0.1723%
12975 | 6 | 1 |  | Manual | 3 | Ceiling Fixture | Incandescent |  | Standard A Lamp | 1 | 60 | Garage | 129756 | Garage | 0.1723%
12975 | 6 | 2 |  | Manual | 1 | Ceiling Fixture | Incandescent |  | Standard A Lamp | 1 | 100 | Garage | 129756 | Garage | 0.1723%
12975 | 6 | 3 |  | Manual | 2 | Wall Mount | Incandescent |  | Standard A Lamp | 1 | 60 | Garage | 129756 | Garage | 0.1723%
12975 | 6 | 4 |  | Manual | 1 | Ceiling Fixture | Compact Fluorescent |  | Twist | 1 | 23 | Garage | 129756 | Garage | 0.1723%
12975 | 6 | 5 |  | Timer | 1 | Garage door opener | Incandescent |  | Standard A Lamp | 1 | 60 | Garage | 129756 | Garage | 0.1723%
12975 | 7 | 1 |  | Manual | 1 | Ceiling Fixture | Incandescent |  | Standard A Lamp | 1 | 75 | Hall | 129757 | Hall | 0.1723%
12975 | 8 | 1 |  | Manual | 1 | Ceiling Fixture | Linear Fluorescent | 48 | T-12 | 2 | 40 | Kitchen | 129758 | Kitchen | 0.1723%
12975 | 8 | 2 |  | Manual | 1 | Ceiling Fixture | Incandescent |  | Standard A Lamp | 1 | 60 | Kitchen | 129758 | Kitchen | 0.1723%
12975 | 8 | 3 | OVER-OVEN LIGHT | Manual | 1 | Other | Incandescent |  | Standard A Lamp | 1 | 60 | Kitchen | 129758 | Kitchen | 0.1723%
12975 | 9 | 1 |  | Manual | 1 | Ceiling Fixture | Incandescent |  | Standard A Lamp | 1 | 60 | Bathroom | 129759 | Bathroom | 0.1723%
12975 | 9 | 2 |  | Manual | 1 | Wall Mount | Incandescent |  | Mini base | 1 | 4 | Bathroom | 129759 | Bathroom | 0.1723%
12975 | 10 | 1 |  | Manual | 1 | Ceiling Fixture | Incandescent |  | Standard A Lamp | 1 | 60 | Master Bedroom | 1297510 | Master Bedroom | 0.1723%
12975 | 10 | 2 |  | Manual | 1 | Table | Incandescent |  | Mini base | 1 | 25 | Master Bedroom | 1297510 | Master Bedroom | 0.1723%
12975 | 10 | 3 |  | Manual | 1 | Table | Incandescent |  | Clear | 1 | 60 | Master Bedroom | 1297510 | Master Bedroom | 0.1723%
12975 | 10 | 4 |  | Manual | 1 | Table | Incandescent |  | Mini base | 3 | 60 | Master Bedroom | 1297510 | Master Bedroom | 0.1723%
12975 | 10 | 5 |  | Manual | 1 | Ceiling Fixture | Compact Fluorescent |  | Twist | 2 | 23 | Master Bedroom | 1297510 | Master Bedroom | 0.1723%
12975 | 11 | 1 |  | Manual | 1 | Torchiere | Compact Fluorescent |  | Twist | 1 | 23 | Office | 1297511 | Office | 0.1723%
12975 | 11 | 2 |  | Manual | 1 | Ceiling Fixture | Incandescent |  | Standard A Lamp | 2 | 60 | Office | 1297511 | Office | 0.1723%
12975 | 11 | 3 |  | Manual | 1 | Ceiling Fixture | Incandescent |  | Standard A Lamp | 1 | 75 | Office | 1297511 | Office | 0.1723%
12975 | 11 | 4 |  | Manual | 1 | Wall Mount | Incandescent |  | Mini base | 1 | 4 | Office | 1297511 | Office | 0.1723%
12977 | 1 | 1 |  | Manual | 1 | Wall Mount | Compact Fluorescent |  | Twist | 3 | 13 | Bathroom | 129771 | Bathroom | 0.1232%
12977 | 2 | 1 |  | Manual | 1 | Ceiling Fixture | Compact Fluorescent |  | Twist | 1 | 15 | Closet | 129772 | Closet | 0.1232%
12977 | 3 | 1 |  | Manual | 1 | Chandelier (Hanging) | Compact Fluorescent |  | Twist | 3 | 15 | Dining Room | 129773 | Dining Room | 0.1232%
12977 | 4 | 1 |  | Manual | 2 | Ceiling Fixture | Linear Fluorescent | 48 | T-12 | 2 | 40 | Garage | 129774 | Garage | 0.1232%
12977 | 5 | 1 |  | Manual | 7 | Recessed Can | Compact Fluorescent |  | Reflector | 1 | 22 | Kitchen | 129775 | Kitchen | 0.1232%
12977 | 6 | 1 |  | Manual | 1 | Wall Mount | Incandescent |  | Globe | 4 | 40 | Bathroom | 129776 | Bathroom | 0.1232%
12977 | 7 | 1 |  | Manual | 1 | Chandelier (Hanging) | Incandescent |  | Clear | 1 | 60 | Bedroom | 129777 | Bedroom | 0.1232%
12977 | 7 | 2 |  | Manual | 2 | Table | Incandescent |  | Standard A Lamp | 2 | 60 | Bedroom | 129777 | Bedroom | 0.1232%
12977 | 8 | 1 |  | Manual | 6 | Recessed Can | Incandescent |  | Reflector | 1 | 65 | Family Room | 129778 | Family Room | 0.1232%
12977 | 9 | 1 |  | Manual | 2 | Recessed Can | Incandescent |  | Reflector | 1 | 65 | Hall | 129779 | Hall | 0.1232%
12977 | 10 | 1 |  | Manual | 2 | Ceiling Fixture | Linear Fluorescent | 24 | T-5 | 1 | 16 | Office | 1297710 | Office | 0.1232%
12977 | 11 | 1 |  | Manual | 1 | Chandelier (Hanging) | Compact Fluorescent |  | Twist | 1 | 13 | Other | 1297711 | Other | 0.1232%
12977 | 12 | 1 |  | Manual | 2 | Table | Compact Fluorescent |  | A shape bulb | 4 | 13 | Living Room | 1297712 | Living Room | 0.1232%
12977 | 13 | 1 |  | Manual | 3 | Wall Mount | Compact Fluorescent |  | Twist | 3 | 13 | Bathroom | 1297713 | Bathroom | 0.1232%
12977 | 14 | 1 |  | Manual | 1 | Ceiling Fan | Incandescent |  | Clear | 4 | 25 | Master Bedroom | 1297714 | Master Bedroom | 0.1232%
12977 | 15 | 1 |  | Manual | 3 | Ceiling Fixture | Linear Fluorescent | 48 | T-12 | 2 | 40 | Other | 1297715 | Other | 0.1232%
12977 | 16 | 1 |  | Manual | 1 | Chandelier (Hanging) | Compact Fluorescent |  | Mini base | 5 | 7 | Hall | 1297716 | Hall | 0.1232%
12992 | 1 | 1 |  | Manual | 1 | Wall Mount | Compact Fluorescent |  | Twist | 3 | 15 | Bathroom | 129921 | Bathroom | 0.1232%
12992 | 2 | 1 |  | Manual | 1 | Wall Mount | Compact Fluorescent |  | Twist | 2 | 15 | Bathroom | 129922 | Bathroom | 0.1232%
12992 | 3 | 1 |  | Manual | 1 | Ceiling Fixture | Compact Fluorescent |  | Twist | 2 | 15 | Office | 129923 | Office | 0.1232%
12992 | 4 | 1 |  | Manual | 1 | Ceiling Fixture | Compact Fluorescent |  | Twist | 2 | 15 | Bedroom | 129924 | Bedroom | 0.1232%
12992 | 5 | 1 |  | Manual | 1 | Ceiling Fixture | Compact Fluorescent |  | Twist | 1 | 15 | Bedroom | 129925 | Bedroom | 0.1232%
12992 | 6 | 1 |  | Manual | 1 | Chandelier (Hanging) | Compact Fluorescent |  | Twist | 5 | 15 | Dining Room | 129926 | Dining Room | 0.1232%
12992 | 7 | 1 |  | Manual | 2 | Ceiling Fixture | Compact Fluorescent |  | Twist | 1 | 15 | Garage | 129927 | Garage | 0.1232%
12992 | 7 | 2 |  | Manual | 1 | Garage door opener | Incandescent |  | Standard A Lamp | 1 | 60 | Garage | 129927 | Garage | 0.1232%
12992 | 8 | 1 |  | Manual | 1 | Ceiling Fixture | Compact Fluorescent |  | Twist | 2 | 15 | Hall | 129928 | Hall | 0.1232%
12992 | 8 | 2 |  | Manual | 2 | Recessed Can | Compact Fluorescent |  | Twist | 1 | 15 | Hall | 129928 | Hall | 0.1232%
12992 | 9 | 1 |  | Manual | 3 | Recessed Can | Incandescent |  | Reflector | 1 | 65 | Hall | 129929 | Hall | 0.1232%
12992 | 10 | 1 |  | Manual | 1 | Chandelier (Hanging) | Compact Fluorescent |  | Twist | 2 | 15 | Kitchen | 1299210 | Kitchen | 0.1232%
12992 | 10 | 2 |  | Manual | 4 | Recessed Can | Compact Fluorescent |  | Twist | 1 | 15 | Kitchen | 1299210 | Kitchen | 0.1232%
12992 | 11 | 1 |  | Manual | 1 | Ceiling Fixture | Compact Fluorescent |  | Twist | 2 | 15 | Laundry Room | 1299211 | Laundry Room | 0.1232%
12992 | 12 | 1 |  | Manual | 1 | Torchiere | Halogen |  | Quartz Tube | 1 | 50 | Living Room | 1299212 | Living Room | 0.1232%
12992 | 13 | 1 |  | Manual | 3 | Recessed Can | Incandescent |  | Reflector | 1 | 65 | Bedroom | 1299213 | Bedroom | 0.1232%
12992 | 13 | 2 |  | Manual | 2 | Wall Mount | Incandescent |  | Standard A Lamp | 2 | 60 | Bedroom | 1299213 | Bedroom | 0.1232%
12992 | 14 | 1 |  | Manual | 1 | Ceiling Fixture | Compact Fluorescent |  | Twist | 2 | 15 | Master Bedroom | 1299214 | Master Bedroom | 0.1232%
12992 | 15 | 1 |  | Manual | 1 | Ceiling Fixture | Compact Fluorescent |  | Twist | 2 | 15 | Hall | 1299215 | Hall | 0.1232%
12994 | 1 | 1 |  | Manual | 1 | Chandelier (Hanging) | Incandescent |  | Decorative | 4 | 40 | Dining Room | 129941 | Dining Room | 0.1723%
12994 | 2 | 1 |  | Manual | 1 | Wall Mount | Incandescent |  | Standard A Lamp | 5 | 75 | Bathroom | 129942 | Bathroom | 0.1723%
12994 | 3 | 1 |  | Manual | 3 | Ceiling Fixture | Incandescent |  | Mini base | 4 | 60 | Bedroom | 129943 | Bedroom | 0.1723%
12994 | 4 | 1 |  | Manual | 1 | Ceiling Fixture | Incandescent |  | Standard A Lamp | 1 | 60 | Laundry Room | 129944 | Laundry Room | 0.1723%
12994 | 5 | 1 |  | Manual | 2 | Ceiling Fixture | Incandescent |  | Standard A Lamp | 1 | 60 | Laundry Room | 129945 | Laundry Room | 0.1723%
12994 | 6 | 1 |  | Manual | 2 | Ceiling Fixture | Incandescent |  | Standard A Lamp | 1 | 60 | Other | 129946 | Other | 0.1723%
12994 | 6 | 2 |  | Manual | 3 | Ceiling Fixture | Linear Fluorescent | 40 | Fluorescent Unknown | 2 | 32 | Other | 129946 | Other | 0.1723%
12994 | 6 | 3 |  | Manual | 2 | Ceiling Fixture | Compact Fluorescent |  | Flood | 1 | 15 | Other | 129946 | Other | 0.1723%
12994 | 6 | 4 |  | Manual | 2 | Ceiling Fixture | Compact Fluorescent |  | Flood | 1 | 15 | Other | 129946 | Other | 0.1723%
12994 | 7 | 1 |  | Manual | 1 | Ceiling Fixture | Incandescent |  | Standard A Lamp | 3 | 60 | Family Room | 129947 | Family Room | 0.1723%
12994 | 7 | 2 |  | Manual | 1 | Chandelier (Hanging) | Incandescent |  | Decorative | 4 | 40 | Family Room | 129947 | Family Room | 0.1723%
12994 | 8 | 1 |  | Manual | 1 | Ceiling Fixture | Incandescent |  | Standard A Lamp | 1 | 60 | Hall | 129948 | Hall | 0.1723%
12994 | 9 | 1 |  | Manual | 1 | Ceiling Fan | Compact Fluorescent |  | Twist | 2 | 15 | Kitchen | 129949 | Kitchen | 0.1723%
12994 | 9 | 2 |  | Manual | 1 | Recessed Can | Compact Fluorescent |  | Flood | 1 | 15 | Kitchen | 129949 | Kitchen | 0.1723%
12994 | 9 | 3 |  | Manual | 2 | Recessed Can | Compact Fluorescent |  | Flood | 1 | 22 | Kitchen | 129949 | Kitchen | 0.1723%
12994 | 9 | 4 |  | Manual | 1 | Chandelier (Hanging) | Incandescent |  | Decorative | 5 | 25 | Kitchen | 129949 | Kitchen | 0.1723%
12994 | 10 | 1 |  | Manual | 4 | Floor lamp | Incandescent |  | Standard A Lamp | 1 | 60 | Living Room | 1299410 | Living Room | 0.1723%
12994 | 11 | 1 |  | Manual | 1 | Ceiling Fixture | Incandescent |  | Standard A Lamp | 1 | 75 | Closet | 1299411 | Closet | 0.1723%
12994 | 12 | 1 |  | Manual | 1 | Wall Mount | Incandescent |  | Standard A Lamp | 1 | 75 | Bathroom | 1299412 | Bathroom | 0.1723%
12994 | 12 | 2 |  | Manual | 1 | Wall Mount | Compact Fluorescent |  | A shape bulb | 1 | 15 | Bathroom | 1299412 | Bathroom | 0.1723%
12994 | 12 | 3 |  | Manual | 1 | Wall Mount | Compact Fluorescent |  | A shape bulb | 1 | 15 | Bathroom | 1299412 | Bathroom | 0.1723%
12994 | 13 | 1 |  | Manual | 1 | Chandelier (Hanging) | Incandescent |  | Standard A Lamp | 2 | 75 | Master Bedroom | 1299413 | Master Bedroom | 0.1723%
12994 | 13 | 2 |  | Manual | 3 | Table | Incandescent |  | Standard A Lamp | 1 | 50 | Master Bedroom | 1299413 | Master Bedroom | 0.1723%
12994 | 14 | 1 |  | Manual | 2 | Ceiling Fixture | Incandescent |  | Mini base | 4 | 25 | Bathroom | 1299414 | Bathroom | 0.1723%
12994 | 14 | 2 |  | Manual | 1 | Ceiling Fixture | Incandescent |  | Standard A Lamp | 1 | 40 | Bathroom | 1299414 | Bathroom | 0.1723%
12994 | 15 | 1 |  | Manual | 2 | Low bay | Linear Fluorescent | 96 | T-12 | 2 | 60 | Other | 1299415 | Other | 0.1723%
12994 | 15 | 2 |  | Manual | 9 | Low bay | Linear Fluorescent | 48 | T-12 | 2 | 40 | Other | 1299415 | Other | 0.1723%
12994 | 15 | 3 |  | Manual | 2 | Ceiling Fixture | Incandescent |  | Globe | 1 | 75 | Other | 1299415 | Other | 0.1723%
12994 | 16 | 1 |  | Manual | 1 | Ceiling Fixture | Incandescent |  | Mini base | 4 | 60 | Hall | 1299416 | Hall | 0.1723%
12994 | 17 | 1 |  | Manual | 1 | Table | Incandescent |  | Standard A Lamp | 1 | 75 | Office | 1299417 | Office | 0.1723%
12994 | 17 | 2 |  | Manual | 1 | Floor lamp | Incandescent |  | 3-Way Incandescent | 1 | 200 | Office | 1299417 | Office | 0.1723%
12994 | 17 | 3 |  | Manual | 2 | Table | Incandescent |  | Standard A Lamp | 1 | 75 | Office | 1299417 | Office | 0.1723%
12994 | 18 | 1 |  | Manual | 2 | Ceiling Fixture | Incandescent |  | Standard A Lamp | 2 | 55 | Bathroom | 1299418 | Bathroom | 0.1723%
12994 | 19 | 1 |  | Manual | 2 | Ceiling Fixture | Incandescent |  | Standard A Lamp | 2 | 60 | Bedroom | 1299419 | Bedroom | 0.1723%
12994 | 20 | 1 |  | Manual | 1 | Ceiling Fixture | Incandescent |  | Standard A Lamp | 2 | 75 | Bedroom | 1299420 | Bedroom | 0.1723%
12994 | 21 | 1 |  | Manual | 1 | Ceiling Fixture | Incandescent |  | Standard A Lamp | 1 | 60 | Hall | 1299421 | Hall | 0.1723%
12994 | 22 | 1 |  | Manual | 1 | Chandelier (Hanging) | Incandescent |  | Standard A Lamp | 1 | 60 | Other | 1299422 | Other | 0.1723%
13004 | 1 | 1 |  | Manual | 1 | Ceiling Fixture | Compact Fluorescent |  | Twist | 2 | 15 | Bathroom | 130041 | Bathroom | 0.0364%
13004 | 2 | 1 |  | Manual | 3 | Ceiling Fixture | Compact Fluorescent |  | Twist | 1 | 15 | Office | 130042 | Office | 0.0364%
13004 | 2 | 2 |  | Manual | 1 | Floor lamp | Incandescent |  | Standard A Lamp | 1 | 100 | Office | 130042 | Office | 0.0364%
13004 | 3 | 1 |  | Manual | 1 | Ceiling Fixture | Incandescent |  | Standard A Lamp | 1 | 40 | Closet | 130043 | Closet | 0.0364%
13004 | 4 | 1 |  | Manual | 1 | Ceiling Fixture | Incandescent |  | Standard A Lamp | 1 | 75 | Other | 130044 | Other | 0.0364%
13004 | 4 | 2 |  | Manual | 1 | Ceiling Fixture | Linear Fluorescent | 48 | T-4 | 2 | 32 | Other | 130044 | Other | 0.0364%
13004 | 4 | 3 |  | Manual | 2 | Ceiling Fixture | Linear Fluorescent | 48 | T-12 | 2 | 40 | Other | 130044 | Other | 0.0364%
13004 | 5 | 1 |  | Manual | 9 | Ceiling Fixture | Linear Fluorescent | 48 | T-12 | 2 | 40 | Garage | 130045 | Garage | 0.0364%
13004 | 5 | 2 |  | Manual | 2 | Ceiling Fixture | Linear Fluorescent | 48 | T-8 | 2 | 32 | Garage | 130045 | Garage | 0.0364%
13004 | 6 | 1 |  | Manual | 2 | Ceiling Fixture | Compact Fluorescent |  | Pin base | 1 | 15 | Bedroom | 130046 | Bedroom | 0.0364%
13004 | 6 | 2 |  | Manual | 1 | Floor lamp | Compact Fluorescent |  | Pin base | 1 | 15 | Bedroom | 130046 | Bedroom | 0.0364%
13004 | 7 | 1 |  | Manual | 1 | Chandelier (Hanging) | Incandescent |  | Decorative | 5 | 40 | Living Room | 130047 | Living Room | 0.0364%
13004 | 8 | 1 |  | Manual | 1 | Ceiling Fixture | Compact Fluorescent |  | Twist | 2 | 15 | Kitchen | 130048 | Kitchen | 0.0364%
13004 | 8 | 2 |  | Manual | 1 | Ceiling Fixture | Compact Fluorescent |  | A shape bulb | 1 | 15 | Kitchen | 130048 | Kitchen | 0.0364%
13004 | 8 | 3 |  | Manual | 1 | Other | Incandescent |  | Standard A Lamp | 1 | 75 | Kitchen | 130048 | Kitchen | 0.0364%
13004 | 9 | 1 |  | Manual | 2 | Ceiling Fixture | Compact Fluorescent |  | Twist | 1 | 15 | Bathroom | 130049 | Bathroom | 0.0364%
13004 | 10 | 1 |  | Manual | 1 | Ceiling Fixture | Halogen |  | PAR | 3 | 50 | Hall | 1300410 | Hall | 0.0364%
13004 | 11 | 1 |  | Manual | 1 | Ceiling Fixture | Compact Fluorescent |  | Twist | 1 | 15 | Bedroom | 1300411 | Bedroom | 0.0364%
13004 | 11 | 2 |  | Manual | 1 | Table | Compact Fluorescent |  | A shape bulb | 1 | 15 | Bedroom | 1300411 | Bedroom | 0.0364%
13004 | 12 | 1 |  | Manual | 1 | Ceiling Fixture | Incandescent |  | Standard A Lamp | 1 | 100 | Closet | 1300412 | Closet | 0.0364%
13004 | 13 | 1 |  | Manual | 1 | Ceiling Fixture | Compact Fluorescent |  | Twist | 3 | 15 | Bedroom | 1300413 | Bedroom | 0.0364%
13011 | 1 | 1 |  | Manual | 1 | Ceiling Fixture | Incandescent |  | Standard A Lamp | 1 | 60 | Other | 130111 | Other | 0.02952%
13011 | 1 | 2 |  | Manual | 1 | Ceiling Fixture | Compact Fluorescent |  | Twist | 1 | 15 | Other | 130111 | Other | 0.02952%
13011 | 2 | 1 |  | Manual | 1 | Ceiling Fixture | Compact Fluorescent |  | Twist | 2 | 15 | Bathroom | 130112 | Bathroom | 0.02952%
13011 | 2 | 2 |  | Manual | 1 | Wall Mount | Incandescent |  | Decorative | 1 | 5 | Bathroom | 130112 | Bathroom | 0.02952%
13011 | 3 | 1 |  | Manual | 1 | Ceiling Fixture | Incandescent |  | Clear | 2 | 40 | Bathroom | 130113 | Bathroom | 0.02952%
13011 | 3 | 2 |  | Manual | 1 | Ceiling Fixture | Incandescent |  | Clear | 1 | 40 | Bathroom | 130113 | Bathroom | 0.02952%
13011 | 4 | 1 |  | Manual | 2 | Wall Mount | Incandescent |  | Decorative | 3 | 25 | Bedroom | 130114 | Bedroom | 0.02952%
13011 | 4 | 2 |  | Manual | 1 | Wall Mount | Incandescent |  | Decorative | 1 | 25 | Bedroom | 130114 | Bedroom | 0.02952%
13011 | 5 | 1 |  | Manual | 1 | Wall Mount | Compact Fluorescent |  | Twist | 2 | 15 | Closet | 130115 | Closet | 0.02952%
13011 | 6 | 1 |  | Manual | 1 | Ceiling Fan | Incandescent |  | Standard A Lamp | 2 | 60 | Dining Room | 130116 | Dining Room | 0.02952%
13011 | 6 | 2 |  | Manual | 1 | Wall Mount | Incandescent |  | Decorative | 3 | 25 | Dining Room | 130116 | Dining Room | 0.02952%
13011 | 6 | 3 |  | Manual | 1 | Table | Incandescent |  | Standard A Lamp | 1 | 25 | Dining Room | 130116 | Dining Room | 0.02952%
13011 | 6 | 4 |  | Manual | 1 | Table | Incandescent |  | Standard A Lamp | 1 | 60 | Dining Room | 130116 | Dining Room | 0.02952%
13011 | 7 | 1 |  | Manual | 3 | Ceiling Fixture | Compact Fluorescent |  | Twist | 1 | 15 | Garage | 130117 | Garage | 0.02952%
13011 | 7 | 2 |  | Manual | 1 | Ceiling Fixture | Linear Fluorescent | 40 | T-12 | 2 | 32 | Garage | 130117 | Garage | 0.02952%
13011 | 8 | 1 |  | Manual | 1 | Ceiling Fixture | Compact Fluorescent |  | Twist | 1 | 15 | Kitchen | 130118 | Kitchen | 0.02952%
13011 | 8 | 2 |  | Manual | 1 | Ceiling Fixture | Compact Fluorescent |  | Twist | 2 | 15 | Kitchen | 130118 | Kitchen | 0.02952%
13011 | 9 | 1 |  | Manual | 1 | Ceiling Fan | Incandescent |  | Standard A Lamp | 2 | 60 | Living Room | 130119 | Living Room | 0.02952%
13011 | 9 | 2 |  | Manual | 1 | Torchiere | Compact Fluorescent |  | Twist | 1 | 15 | Living Room | 130119 | Living Room | 0.02952%
13011 | 10 | 1 |  | Manual | 1 | Ceiling Fan | Incandescent |  | Standard A Lamp | 2 | 60 | Office | 1301110 | Office | 0.02952%
13011 | 10 | 2 |  | Manual | 1 | Table | Incandescent |  | Standard A Lamp | 1 | 60 | Office | 1301110 | Office | 0.02952%
13011 | 11 | 1 |  | Manual | 1 | Ceiling Fan | Incandescent |  | Clear | 4 | 25 | Hall | 1301111 | Hall | 0.02952%
13011 | 12 | 1 |  | Manual | 1 | Ceiling Fixture | Compact Fluorescent |  | Twist | 1 | 15 | Bedroom | 1301112 | Bedroom | 0.02952%
13011 | 12 | 2 |  | Manual | 1 | Table | Incandescent |  | Standard A Lamp | 1 | 75 | Bedroom | 1301112 | Bedroom | 0.02952%
13011 | 12 | 3 |  | Manual | 1 | Table | Incandescent |  | Standard A Lamp | 1 | 25 | Bedroom | 1301112 | Bedroom | 0.02952%
13017 | 1 | 1 |  | Manual | 3 | Ceiling Fixture | Incandescent |  | Standard A Lamp | 1 | 60 | Other | 130171 | Other | 0.04979%
13017 | 1 | 2 |  | Manual | 2 | Ceiling Fixture | Linear Fluorescent | 48 | T-12 | 2 | 40 | Other | 130171 | Other | 0.04979%
13017 | 2 | 1 |  | Manual | 1 | Chandelier (Hanging) | Incandescent |  | Decorative | 4 | 40 | Bedroom | 130172 | Bedroom | 0.04979%
13017 | 2 | 2 |  | Manual | 1 | Table | Compact Fluorescent |  | Twist | 1 | 28 | Bedroom | 130172 | Bedroom | 0.04979%
13017 | 2 | 3 |  | Manual | 1 | Table | Incandescent |  | Standard A Lamp | 1 | 100 | Bedroom | 130172 | Bedroom | 0.04979%
13017 | 3 | 1 |  | Manual | 1 | Ceiling Fixture | Incandescent |  | Decorative | 1 | 40 | Bedroom | 130173 | Bedroom | 0.04979%
13017 | 3 | 2 |  | Manual | 2 | Wall Mount | Incandescent |  | 3-Way Incandescent | 1 | 75 | Bedroom | 130173 | Bedroom | 0.04979%
13017 | 4 | 1 |  | Manual | 1 | Chandelier (Hanging) | Incandescent |  | Decorative | 1 | 40 | Bedroom | 130174 | Bedroom | 0.04979%
13017 | 5 | 1 |  | Manual | 1 | Ceiling Fixture | Compact Fluorescent |  | Twist | 3 | 15 | Other | 130175 | Other | 0.04979%
13017 | 6 | 1 |  | Manual | 1 | Floor lamp | Incandescent |  | Standard A Lamp | 3 | 60 | Family Room | 130176 | Family Room | 0.04979%
13017 | 6 | 2 |  | Manual | 1 | Torchiere | Halogen |  | Quartz Tube | 1 | 150 | Family Room | 130176 | Family Room | 0.04979%
13017 | 7 | 1 |  | Manual | 1 | Chandelier (Hanging) | Incandescent |  | Decorative | 5 | 25 | Hall | 130177 | Hall | 0.04979%
13017 | 8 | 1 |  | Dimmer | 1 | Chandelier (Hanging) | Incandescent |  | Decorative | 4 | 25 | Kitchen | 130178 | Kitchen | 0.04979%
13017 | 8 | 2 |  | Manual | 2 | Ceiling Fixture | Compact Fluorescent |  | Twist | 1 | 15 | Kitchen | 130178 | Kitchen | 0.04979%
13017 | 9 | 1 |  | Manual | 1 | Wall Mount | Incandescent |  | Standard A Lamp | 1 | 100 | Bathroom | 130179 | Bathroom | 0.04979%
13017 | 9 | 2 |  | Manual | 1 | Ceiling Fixture | Incandescent |  | Heat Lamp | 1 | 75 | Bathroom | 130179 | Bathroom | 0.04979%
13017 | 10 | 1 |  | Manual | 2 | Chandelier (Hanging) | Incandescent |  | Decorative | 1 | 40 | Master Bedroom | 1301710 | Master Bedroom | 0.04979%
13017 | 10 | 2 |  | Manual | 1 | Wall Mount | Incandescent |  | Decorative | 2 | 40 | Master Bedroom | 1301710 | Master Bedroom | 0.04979%
13017 | 11 | 1 |  | Manual | 1 | Chandelier (Hanging) | Incandescent |  | Clear | 1 | 100 | Other | 1301711 | Other | 0.04979%
13017 | 12 | 1 |  | Manual | 1 | Wall Mount | Incandescent |  | Standard A Lamp | 1 | 100 | Other | 1301712 | Other | 0.04979%
13017 | 13 | 1 |  | Manual | 1 | Ceiling Fixture | Incandescent |  | Standard A Lamp | 1 | 60 | Other | 1301713 | Other | 0.04979%
13017 | 14 | 1 |  | Manual | 1 | Wall Mount | Incandescent |  | Decorative | 2 | 25 | Bathroom | 1301714 | Bathroom | 0.04979%
13017 | 15 | 1 |  | Manual | 1 | Wall Mount | Incandescent |  | Standard A Lamp | 1 | 150 | Closet | 1301715 | Closet | 0.04979%
13017 | 16 | 1 |  | Dimmer | 1 | Chandelier (Hanging) | Compact Fluorescent |  | Decorative | 3 | 7 | Dining Room | 1301716 | Dining Room | 0.04979%
13017 | 17 | 1 |  | Manual | 2 | Chandelier (Hanging) | Incandescent |  | Decorative | 1 | 40 | Hall | 1301717 | Hall | 0.04979%
13017 | 17 | 2 |  | Manual | 1 | Wall Mount | Incandescent |  | Decorative | 2 | 40 | Hall | 1301717 | Hall | 0.04979%
13019 | 1 | 1 |  | Manual | 1 | Ceiling Fixture | Incandescent |  | Standard A Lamp | 2 | 60 | Dining Room | 130191 | Dining Room | 0.1723%
13019 | 2 | 1 |  | Manual | 1 | Wall Mount | Compact Fluorescent |  | Globe | 4 | 15 | Bathroom | 130192 | Bathroom | 0.1723%
13019 | 3 | 1 |  | Manual | 3 | Ceiling Fixture | Compact Fluorescent |  | Twist | 2 | 15 | Bedroom | 130193 | Bedroom | 0.1723%
13019 | 4 | 1 |  | Manual | 1 | Ceiling Fixture | Compact Fluorescent |  | Straight Tube | 1 | 15 | Closet | 130194 | Closet | 0.1723%
13019 | 5 | 1 |  | Dimmer | 11 | Recessed Can | Incandescent |  | Reflector | 1 | 65 | Family Room | 130195 | Family Room | 0.1723%
13019 | 5 | 2 |  | Manual | 1 | Table | Incandescent |  | Standard A Lamp | 1 | 60 | Family Room | 130195 | Family Room | 0.1723%
13019 | 5 | 3 |  | Manual | 1 | Floor lamp | Incandescent |  | 3-Way Incandescent | 1 | 200 | Family Room | 130195 | Family Room | 0.1723%
13019 | 6 | 1 |  | Manual | 1 | Wall Mount | Incandescent |  | Standard A Lamp | 1 | 100 | Other | 130196 | Other | 0.1723%
13019 | 7 | 1 |  | Manual | 1 | Ceiling Fixture | Compact Fluorescent |  | Globe | 1 | 22 | Hall | 130197 | Hall | 0.1723%
13019 | 8 | 1 |  | Manual | 1 | Ceiling Fixture | Compact Fluorescent |  | Twist | 1 | 22 | Other | 130198 | Other | 0.1723%
13019 | 9 | 1 |  | Manual | 1 | Ceiling Fixture | Compact Fluorescent |  | Twist | 1 | 22 | Hall | 130199 | Hall | 0.1723%
13019 | 10 | 1 |  | Manual | 2 | Ceiling Fixture | Compact Fluorescent |  | Twist | 2 | 15 | Kitchen | 1301910 | Kitchen | 0.1723%
13019 | 11 | 1 |  | Manual | 1 | Ceiling Fixture | Linear Fluorescent | 48 | T-12 | 2 | 40 | Laundry Room | 1301911 | Laundry Room | 0.1723%
13019 | 12 | 1 |  | Manual | 6 | Recessed Can | Incandescent |  | Reflector | 1 | 75 | Living Room | 1301912 | Living Room | 0.1723%
13019 | 12 | 2 |  | Manual | 4 | Table | Incandescent |  | Standard A Lamp | 1 | 60 | Living Room | 1301912 | Living Room | 0.1723%
13019 | 12 | 3 |  | Manual | 4 | Table | Compact Fluorescent |  | Twist | 1 | 15 | Living Room | 1301912 | Living Room | 0.1723%
13019 | 13 | 1 |  | Manual | 1 | Wall Mount | Incandescent |  | Standard A Lamp | 4 | 60 | Bathroom | 1301913 | Bathroom | 0.1723%
13019 | 14 | 1 |  | Manual | 1 | Ceiling Fixture | Compact Fluorescent |  | Twist | 2 | 15 | Master Bedroom | 1301914 | Master Bedroom | 0.1723%
13019 | 14 | 2 |  | Manual | 2 | Table | Incandescent |  | Decorative | 1 | 40 | Master Bedroom | 1301914 | Master Bedroom | 0.1723%
13019 | 14 | 3 |  | Manual | 1 | Ceiling Fixture | Compact Fluorescent |  | Twist | 2 | 22 | Master Bedroom | 1301914 | Master Bedroom | 0.1723%
13019 | 15 | 1 |  | Manual | 1 | Chandelier (Hanging) | Compact Fluorescent |  | Twist | 3 | 15 | Hall | 1301915 | Hall | 0.1723%
13019 | 16 | 1 |  | Manual | 2 | Ceiling Fixture | Linear Fluorescent | 48 | T-12 | 2 | 40 | Other | 1301916 | Other | 0.1723%
13019 | 17 | 1 |  | Dimmer | 1 | Wall Mount | Incandescent |  | Standard A Lamp | 4 | 60 | Bathroom | 1301917 | Bathroom | 0.1723%
13019 | 18 | 1 |  | Manual | 1 | Ceiling Fixture | Compact Fluorescent |  | Twist | 2 | 22 | Bedroom | 1301918 | Bedroom | 0.1723%
13019 | 18 | 2 |  | Manual | 2 | Table | Incandescent |  | Standard A Lamp | 1 | 60 | Bedroom | 1301918 | Bedroom | 0.1723%
13019 | 19 | 1 |  | Manual | 1 | Ceiling Fixture | Compact Fluorescent |  | Twist | 2 | 15 | Bedroom | 1301919 | Bedroom | 0.1723%
13019 | 19 | 2 |  | Manual | 2 | Table | Incandescent |  | Standard A Lamp | 1 | 40 | Bedroom | 1301919 | Bedroom | 0.1723%
13023 | 1 | 1 |  | Manual | 1 | Ceiling Fan | Incandescent |  | Standard A Lamp | 1 | 60 | Bathroom | 130231 | Bathroom | 0.04979%
13023 | 1 | 2 |  | Manual | 1 | Wall Mount | Incandescent |  | Globe | 3 | 40 | Bathroom | 130231 | Bathroom | 0.04979%
13023 | 2 | 1 |  | Manual | 4 | Recessed Can | Incandescent |  | Reflector | 1 | 75 | Dining Room | 130232 | Dining Room | 0.04979%
13023 | 3 | 1 |  | Manual | 1 | Ceiling Fixture | Incandescent |  | Standard A Lamp | 1 | 60 | Hall | 130233 | Hall | 0.04979%
13023 | 4 | 1 |  | Manual | 1 | Recessed Can | Incandescent |  | Standard A Lamp | 1 | 75 | Kitchen | 130234 | Kitchen | 0.04979%
13023 | 4 | 2 |  | Manual | 1 | Other | Incandescent |  | Standard A Lamp | 1 | 60 | Kitchen | 130234 | Kitchen | 0.04979%
13023 | 5 | 1 |  | Manual | 1 | Ceiling Fixture | Incandescent |  | Clear | 1 | 60 | Laundry Room | 130235 | Laundry Room | 0.04979%
13023 | 6 | 1 |  | Manual | 6 | Recessed Can | Incandescent |  | Reflector | 1 | 75 | Living Room | 130236 | Living Room | 0.04979%
13023 | 6 | 2 |  | Manual | 1 | Other | Halogen |  | MR | 1 | 35 | Living Room | 130236 | Living Room | 0.04979%
13023 | 6 | 3 |  | Manual | 2 | Table | Incandescent |  | Standard A Lamp | 1 | 90 | Living Room | 130236 | Living Room | 0.04979%
13023 | 6 | 4 |  | Manual | 1 | Torchiere | Incandescent |  | Standard A Lamp | 1 | 75 | Living Room | 130236 | Living Room | 0.04979%
13023 | 7 | 1 |  | Manual | 1 | Ceiling Fixture | Incandescent |  | Standard A Lamp | 1 | 60 | Bathroom | 130237 | Bathroom | 0.04979%
13023 | 7 | 2 |  | Manual | 1 | Wall Mount | Incandescent |  | Decorative | 2 | 60 | Bathroom | 130237 | Bathroom | 0.04979%
13023 | 8 | 1 |  | Manual | 1 | Ceiling Fixture | Incandescent |  | Standard A Lamp | 2 | 60 | Master Bedroom | 130238 | Master Bedroom | 0.04979%
13023 | 8 | 2 |  | Manual | 2 | Table | Incandescent |  | Standard A Lamp | 1 | 60 | Master Bedroom | 130238 | Master Bedroom | 0.04979%
13023 | 8 | 3 |  | Manual | 1 | Table | Incandescent |  | Standard A Lamp | 1 | 75 | Master Bedroom | 130238 | Master Bedroom | 0.04979%
13023 | 9 | 1 |  | Manual | 1 | Ceiling Fixture | Incandescent |  | Standard A Lamp | 1 | 60 | Other | 130239 | Other | 0.04979%
13023 | 10 | 1 |  | Manual | 1 | Ceiling Fixture | Incandescent |  | Standard A Lamp | 2 | 60 | Other | 1302310 | Other | 0.04979%
13023 | 11 | 1 |  | Manual | 1 | Ceiling Fixture | Incandescent |  | Standard A Lamp | 1 | 60 | Hall | 1302311 | Hall | 0.04979%
13041 | 1 | 1 |  | Dimmer | 3 | Ceiling Fixture | Incandescent |  | Reflector | 1 | 75 | Bathroom | 130411 | Bathroom | 0.1232%
13041 | 1 | 2 |  | Dimmer | 4 | Wall Mount | Halogen |  | MR | 1 | 35 | Bathroom | 130411 | Bathroom | 0.1232%
13041 | 1 | 3 |  | Dimmer | 2 | Recessed - other | Incandescent |  | Reflector | 1 | 65 | Bathroom | 130411 | Bathroom | 0.1232%
13041 | 2 | 1 |  | Dimmer | 4 | Ceiling Fixture | Halogen |  | MR | 1 | 35 | Hall | 130412 | Hall | 0.1232%
13041 | 3 | 1 |  | Manual | 1 | Ceiling Fixture | Incandescent |  | Standard A Lamp | 2 | 60 | Other | 130413 | Other | 0.1232%
13041 | 4 | 1 |  | Dimmer | 2 | Track | Halogen |  | MR | 4 | 35 | Office | 130414 | Office | 0.1232%
13041 | 4 | 2 |  | Manual | 1 | Table | Compact Fluorescent |  | Twist | 1 | 19 | Office | 130414 | Office | 0.1232%
13041 | 5 | 1 |  | Manual | 1 | Table | Compact Fluorescent |  | 3-Way CFL | 1 | 19 | Bedroom | 130415 | Bedroom | 0.1232%
13041 | 5 | 2 |  | Manual | 1 | Ceiling Fixture | Halogen |  | MR | 1 | 50 | Bedroom | 130415 | Bedroom | 0.1232%
13041 | 6 | 1 |  | Manual | 1 | Wall Mount | Halogen |  | Quartz Tube | 3 | 50 | Bathroom | 130416 | Bathroom | 0.1232%
13041 | 7 | 1 |  | Manual | 1 | Ceiling Fixture | Halogen |  | Quartz Tube | 1 | 50 | Bedroom | 130417 | Bedroom | 0.1232%
13041 | 7 | 2 |  | Manual | 1 | Table | Incandescent |  | Standard A Lamp | 1 | 100 | Bedroom | 130417 | Bedroom | 0.1232%
13041 | 8 | 1 |  | Manual | 1 | Wall Mount | Halogen |  | MR | 3 | 35 | Bathroom | 130418 | Bathroom | 0.1232%
13041 | 9 | 1 |  | Manual | 3 | Ceiling Fixture | Incandescent |  | Reflector | 1 | 65 | Hall | 130419 | Hall | 0.1232%
13041 | 10 | 1 |  | Manual | 1 | Ceiling Fixture | Incandescent |  | Standard A Lamp | 1 | 65 | Other | 1304110 | Other | 0.1232%
13041 | 11 | 1 |  | Manual | 6 | Ceiling Fixture | Linear Fluorescent | 48 | T-12 | 2 | 40 | Garage | 1304111 | Garage | 0.1232%
13041 | 11 | 2 |  | Manual | 2 | Garage door opener | Incandescent |  | Standard A Lamp | 1 | 60 | Garage | 1304111 | Garage | 0.1232%
13041 | 12 | 1 |  | Dimmer | 2 | Track | Halogen |  | MR | 4 | 35 | Master Bedroom | 1304112 | Master Bedroom | 0.1232%
13041 | 12 | 2 |  | Manual | 2 | Wall Mount | Incandescent |  | 3-Way Incandescent | 2 | 100 | Master Bedroom | 1304112 | Master Bedroom | 0.1232%
13041 | 13 | 1 |  | Manual | 6 | Ceiling Fixture | Linear Fluorescent | 48 | T-8 | 4 | 32 | Other | 1304113 | Other | 0.1232%
13041 | 14 | 1 |  | Manual | 6 | Ceiling Fixture | Compact Fluorescent |  | Twist | 1 | 19 | Closet | 1304114 | Closet | 0.1232%
13041 | 15 | 1 |  | Manual | 3 | Recessed Can | Halogen |  | MR | 1 | 35 | Laundry Room | 1304115 | Laundry Room | 0.1232%
13041 | 16 | 1 |  | Dimmer | 3 | Ceiling Fixture | Incandescent |  | Reflector | 1 | 65 | Hall | 1304116 | Hall | 0.1232%
13041 | 17 | 1 |  | Dimmer | 3 | Ceiling Fixture | Halogen |  | MR | 1 | 35 | Kitchen | 1304117 | Kitchen | 0.1232%
13041 | 17 | 2 |  | Dimmer | 4 | Track | Halogen |  | MR | 4 | 35 | Kitchen | 1304117 | Kitchen | 0.1232%
13041 | 17 | 3 |  | Manual | 6 | Other | Halogen |  | MR | 2 | 12 | Kitchen | 1304117 | Kitchen | 0.1232%
13041 | 18 | 1 |  | Dimmer | 1 | Track | Halogen |  | MR | 3 | 35 | Living Room | 1304118 | Living Room | 0.1232%
13041 | 18 | 2 |  | Dimmer | 2 | Recessed Can | Halogen |  | MR | 1 | 35 | Living Room | 1304118 | Living Room | 0.1232%
13041 | 19 | 1 |  | Manual | 1 | Ceiling Fixture | Halogen |  | Quartz Tube | 1 | 50 | Other | 1304119 | Other | 0.1232%
13041 | 20 | 1 |  | Dimmer | 6 | Track | Halogen |  | MR | 4 | 35 | Living Room | 1304120 | Living Room | 0.1232%
13041 | 20 | 2 |  | Manual | 1 | Table | Incandescent |  | Standard A Lamp | 1 | 100 | Living Room | 1304120 | Living Room | 0.1232%
13041 | 20 | 3 |  | Timer | 1 | Table | Incandescent |  | Standard A Lamp | 1 | 60 | Living Room | 1304120 | Living Room | 0.1232%
13046 | 1 | 1 |  | Manual | 2 | Table | Compact Fluorescent |  | A shape bulb | 1 | 15 | Living Room | 130461 | Living Room | 0.0364%
13046 | 2 | 1 |  | Manual | 1 | Ceiling Fixture | Incandescent |  | Standard A Lamp | 1 | 60 | Bedroom | 130462 | Bedroom | 0.0364%
13046 | 3 | 1 |  | Manual | 1 | Wall Mount | Incandescent |  | Globe | 3 | 40 | Bathroom | 130463 | Bathroom | 0.0364%
13046 | 3 | 2 |  | Manual | 1 | Ceiling Fixture | Incandescent |  | Standard A Lamp | 1 | 40 | Bathroom | 130463 | Bathroom | 0.0364%
13046 | 4 | 1 |  | Manual | 1 | Table | Incandescent |  | 3-Way Incandescent | 1 | 75 | Master Bedroom | 130464 | Master Bedroom | 0.0364%
13046 | 4 | 2 |  | Manual | 1 | Table | Incandescent |  | Standard A Lamp | 1 | 40 | Master Bedroom | 130464 | Master Bedroom | 0.0364%
13046 | 5 | 1 |  | Manual | 1 | Ceiling Fixture | Compact Fluorescent |  | Twist | 1 | 15 | Family Room | 130465 | Family Room | 0.0364%
13046 | 6 | 1 |  | Manual | 6 | Ceiling Fixture | Compact Fluorescent |  | Twist | 1 | 15 | Other | 130466 | Other | 0.0364%
13046 | 7 | 1 |  | Manual | 1 | Ceiling Fixture | Incandescent |  | Standard A Lamp | 2 | 60 | Hall | 130467 | Hall | 0.0364%
13046 | 9 | 1 |  | Manual | 1 | Ceiling Fan | Compact Fluorescent |  | A shape bulb | 2 | 15 | Dining Room | 130469 | Dining Room | 0.0364%
13046 | 10 | 1 |  | Manual | 1 | Wall Mount | Incandescent |  | Standard A Lamp | 1 | 60 | Bedroom | 1304610 | Bedroom | 0.0364%
13046 | 11 | 1 |  | Manual | 1 | Ceiling Fixture | Incandescent |  | Standard A Lamp | 1 | 40 | Closet | 1304611 | Closet | 0.0364%
13046 | 12 | 1 |  | Manual | 1 | Wall Mount | Incandescent |  | Standard A Lamp | 2 | 40 | Office | 1304612 | Office | 0.0364%
13046 | 12 | 2 |  | Manual | 1 | Table | Halogen |  | MR | 1 | 50 | Office | 1304612 | Office | 0.0364%
13046 | 13 | 1 |  | Manual | 1 | Track | Halogen |  | PAR | 5 | 50 | Kitchen | 1304613 | Kitchen | 0.0364%
13046 | 14 | 1 |  | Manual | 1 | Ceiling Fixture | Compact Fluorescent |  | A shape bulb | 2 | 15 | Bathroom | 1304614 | Bathroom | 0.0364%
13046 | 14 | 2 |  | Manual | 1 | Wall Mount | Compact Fluorescent |  | A shape bulb | 3 | 15 | Bathroom | 1304614 | Bathroom | 0.0364%
13046 | 15 | 1 |  | Manual | 1 | Ceiling Fixture | Compact Fluorescent |  | Twist | 2 | 15 | Hall | 1304615 | Hall | 0.0364%
13051 | 1 | 1 |  | Manual | 1 | Ceiling Fixture | Compact Fluorescent |  | Twist | 1 | 23 | Other | 130511 | Other | 0.1232%
13051 | 1 | 2 |  | Manual | 1 | Table | Compact Fluorescent |  | Pin base | 1 | 13 | Other | 130511 | Other | 0.1232%
13051 | 2 | 1 |  | Manual | 1 | Ceiling Fixture | Compact Fluorescent |  | Twist | 2 | 13 | Office | 130512 | Office | 0.1232%
13051 | 2 | 2 |  | Manual | 2 | Table | Compact Fluorescent |  | Twist | 1 | 13 | Office | 130512 | Office | 0.1232%
13051 | 3 | 1 |  | Manual | 1 | Ceiling Fixture | Compact Fluorescent |  | Twist | 3 | 23 | Kitchen | 130513 | Kitchen | 0.1232%
13051 | 3 | 2 |  | Manual | 1 | Ceiling Fixture | Compact Fluorescent |  | Twist | 1 | 23 | Kitchen | 130513 | Kitchen | 0.1232%
13051 | 3 | 3 |  | Manual | 1 | Other | Compact Fluorescent |  | Twist | 1 | 13 | Kitchen | 130513 | Kitchen | 0.1232%
13051 | 3 | 4 |  | Manual | 1 | Table | Compact Fluorescent |  | Twist | 1 | 20 | Kitchen | 130513 | Kitchen | 0.1232%
13051 | 4 | 1 |  | Manual | 1 | Ceiling Fixture | Other |  | Other | 1 | 12 | Laundry Room | 130514 | Laundry Room | 0.1232%
13051 | 5 | 1 |  | Manual | 1 | Ceiling Fixture | Compact Fluorescent |  | Twist | 2 | 20 | Living Room | 130515 | Living Room | 0.1232%
13051 | 5 | 2 |  | Manual | 2 | Table | Compact Fluorescent |  | Twist | 1 | 13 | Living Room | 130515 | Living Room | 0.1232%
13051 | 5 | 3 |  | Manual | 1 | Floor lamp | Compact Fluorescent |  | Twist | 1 | 13 | Living Room | 130515 | Living Room | 0.1232%
13051 | 6 | 1 |  | Manual | 1 | Ceiling Fixture | Compact Fluorescent |  | Twist | 2 | 13 | Master Bedroom | 130516 | Master Bedroom | 0.1232%
13051 | 6 | 2 |  | Manual | 2 | Table | Compact Fluorescent |  | Twist | 1 | 13 | Master Bedroom | 130516 | Master Bedroom | 0.1232%
13051 | 7 | 1 |  | Manual | 1 | Wall Mount | Compact Fluorescent |  | Twist | 2 | 13 | Bathroom | 130517 | Bathroom | 0.1232%
13051 | 8 | 1 |  | Manual | 1 | Ceiling Fixture | Compact Fluorescent |  | Twist | 1 | 13 | Hall | 130518 | Hall | 0.1232%
13051 | 9 | 1 |  | Manual | 1 | Ceiling Fixture | Compact Fluorescent |  | Twist | 1 | 20 | Bedroom | 130519 | Bedroom | 0.1232%
13051 | 9 | 2 |  | Manual | 2 | Table | Compact Fluorescent |  | Twist | 1 | 13 | Bedroom | 130519 | Bedroom | 0.1232%
13051 | 10 | 1 |  | Manual | 2 | Table | Compact Fluorescent |  | Twist | 1 | 23 | Bedroom | 1305110 | Bedroom | 0.1232%
13055 | 1 | 1 |  | Manual | 1 | Wall Mount | Incandescent |  | Globe | 4 | 40 | Bathroom | 130551 | Bathroom | 0.1232%
13055 | 2 | 1 |  | Manual | 1 | Ceiling Fixture | Incandescent |  | Standard A Lamp | 1 | 60 | Bedroom | 130552 | Bedroom | 0.1232%
13055 | 3 | 1 |  | Manual | 1 | Ceiling Fixture | Incandescent |  | Standard A Lamp | 1 | 60 | Closet | 130553 | Closet | 0.1232%
13055 | 4 | 1 |  | Manual | 10 | Recessed Can | Incandescent |  | Reflector | 1 | 65 | Family Room | 130554 | Family Room | 0.1232%
13055 | 5 | 1 |  | Manual | 1 | Ceiling Fixture | Incandescent |  | Standard A Lamp | 2 | 60 | Hall | 130555 | Hall | 0.1232%
13055 | 6 | 1 |  | Manual | 1 | Wall Mount | Incandescent |  | Globe | 4 | 40 | Bathroom | 130556 | Bathroom | 0.1232%
13055 | 7 | 1 |  | Manual | 1 | Ceiling Fixture | Incandescent |  | Standard A Lamp | 1 | 60 | Bedroom | 130557 | Bedroom | 0.1232%
13055 | 8 | 1 |  | Manual | 1 | Ceiling Fixture | Incandescent |  | Standard A Lamp | 1 | 60 | Bedroom | 130558 | Bedroom | 0.1232%
13055 | 9 | 1 |  | Manual | 1 | Chandelier (Hanging) | Incandescent |  | Globe | 1 | 100 | Dining Room | 130559 | Dining Room | 0.1232%
13055 | 10 | 1 |  | Manual | 2 | Ceiling Fixture | Compact Fluorescent |  | Twist | 1 | 15 | Hall | 1305510 | Hall | 0.1232%
13055 | 11 | 1 |  | Manual | 8 | Recessed Can | Incandescent |  | Reflector | 1 | 65 | Kitchen | 1305511 | Kitchen | 0.1232%
13055 | 12 | 1 |  | Manual | 1 | Ceiling Fixture | Incandescent |  | Standard A Lamp | 1 | 60 | Laundry Room | 1305512 | Laundry Room | 0.1232%
13055 | 13 | 1 |  | Manual | 1 | Floor lamp | Incandescent |  | Standard A Lamp | 1 | 100 | Living Room | 1305513 | Living Room | 0.1232%
13055 | 13 | 2 |  | Manual | 1 | Table | Compact Fluorescent |  | Twist | 1 | 22 | Living Room | 1305513 | Living Room | 0.1232%
13055 | 14 | 1 |  | Manual | 1 | Wall Mount | Halogen |  | Quartz Tube | 4 | 50 | Bathroom | 1305514 | Bathroom | 0.1232%
13055 | 15 | 1 |  | Manual | 1 | Ceiling Fan | Compact Fluorescent |  | Twist | 3 | 15 | Bedroom | 1305515 | Bedroom | 0.1232%
13055 | 16 | 1 |  | Manual | 1 | Chandelier (Hanging) | Incandescent |  | Standard A Lamp | 4 | 60 | Hall | 1305516 | Hall | 0.1232%
13094 | 1 | 1 |  | Manual | 1 | Wall Mount | Incandescent |  | Globe | 6 | 40 | Bathroom | 130941 | Bathroom | 0.1232%
13094 | 2 | 1 |  | Manual | 1 | Recessed Can | Incandescent |  | Reflector | 1 | 65 | Bedroom | 130942 | Bedroom | 0.1232%
13094 | 2 | 2 |  | Manual | 1 | Table | Compact Fluorescent |  | Twist | 1 | 15 | Bedroom | 130942 | Bedroom | 0.1232%
13094 | 3 | 1 |  | Manual | 4 | Recessed Can | Incandescent |  | Reflector | 1 | 65 | Family Room | 130943 | Family Room | 0.1232%
13094 | 4 | 1 |  | Manual | 1 | Ceiling Fixture | Compact Fluorescent |  | Twist | 1 | 15 | Closet | 130944 | Closet | 0.1232%
13094 | 5 | 1 |  | Manual | 1 | Recessed Can | Compact Fluorescent |  | Reflector | 1 | 22 | Bedroom | 130945 | Bedroom | 0.1232%
13094 | 6 | 1 |  | Manual | 1 | Recessed Can | Compact Fluorescent |  | Reflector | 1 | 22 | Bedroom | 130946 | Bedroom | 0.1232%
13094 | 7 | 1 |  | Manual | 1 | Recessed Can | Compact Fluorescent |  | Reflector | 1 | 22 | Closet | 130947 | Closet | 0.1232%
13094 | 8 | 1 |  | Dimmer | 1 | Chandelier (Hanging) | Incandescent |  | Mini base | 6 | 40 | Dining Room | 130948 | Dining Room | 0.1232%
13094 | 9 | 1 |  | Manual | 2 | Ceiling Fixture | Linear Fluorescent | 48 | T-12 | 2 | 40 | Garage | 130949 | Garage | 0.1232%
13094 | 9 | 2 |  | Manual | 1 | Garage door opener | Incandescent |  | Standard A Lamp | 1 | 60 | Garage | 130949 | Garage | 0.1232%
13094 | 10 | 1 |  | Manual | 4 | Recessed Can | Incandescent |  | Reflector | 1 | 65 | Hall | 1309410 | Hall | 0.1232%
13094 | 11 | 1 |  | Manual | 4 | Recessed Can | Compact Fluorescent |  | Reflector | 1 | 22 | Kitchen | 1309411 | Kitchen | 0.1232%
13094 | 12 | 1 |  | Manual | 1 | Ceiling Fixture | Incandescent |  | Standard A Lamp | 1 | 60 | Laundry Room | 1309412 | Laundry Room | 0.1232%
13094 | 13 | 1 |  | Manual | 2 | Floor lamp | Compact Fluorescent |  | Mini base | 3 | 7 | Living Room | 1309413 | Living Room | 0.1232%
13094 | 14 | 1 |  | Manual | 1 | Wall Mount | Compact Fluorescent |  | Globe | 6 | 15 | Bathroom | 1309414 | Bathroom | 0.1232%
13094 | 15 | 1 |  | Manual | 2 | Table | Incandescent |  | Decorative | 1 | 25 | Master Bedroom | 1309415 | Master Bedroom | 0.1232%
13094 | 16 | 1 |  | Manual | 3 | Recessed Can | Incandescent |  | Reflector | 1 | 65 | Hall | 1309416 | Hall | 0.1232%
13113 | 1 | 1 |  | Manual | 1 | Ceiling Fan | Compact Fluorescent |  | Twist | 1 | 15 | Bedroom | 131131 | Bedroom | 0.0364%
13113 | 2 | 1 |  | Manual | 1 | Ceiling Fan | Compact Fluorescent |  | Twist | 1 | 15 | Bedroom | 131132 | Bedroom | 0.0364%
13113 | 3 | 1 |  | Manual | 1 | Ceiling Fan | Compact Fluorescent |  | Twist | 2 | 15 | Dining Room | 131133 | Dining Room | 0.0364%
13113 | 4 | 1 |  | Manual | 2 | Ceiling Fixture | Compact Fluorescent |  | Twist | 1 | 22 | Garage | 131134 | Garage | 0.0364%
13113 | 4 | 2 |  | Manual | 2 | Garage door opener | Incandescent |  | Standard A Lamp | 1 | 60 | Garage | 131134 | Garage | 0.0364%
13113 | 5 | 1 |  | Manual | 1 | Ceiling Fixture | Compact Fluorescent |  | Twist | 1 | 15 | Hall | 131135 | Hall | 0.0364%
13113 | 6 | 1 |  | Manual | 1 | Ceiling Fixture | Compact Fluorescent |  | Twist | 2 | 15 | Hall | 131136 | Hall | 0.0364%
13113 | 7 | 1 |  | Manual | 3 | Recessed Can | Compact Fluorescent |  | Reflector | 1 | 22 | Kitchen | 131137 | Kitchen | 0.0364%
13113 | 8 | 1 |  | Manual | 1 | Ceiling Fan | Compact Fluorescent |  | Twist | 1 | 15 | Family Room | 131138 | Family Room | 0.0364%
13113 | 9 | 1 |  | Manual | 2 | Table | Compact Fluorescent |  | Twist | 1 | 15 | Living Room | 131139 | Living Room | 0.0364%
13113 | 10 | 1 |  | Manual | 1 | Ceiling Fixture | Compact Fluorescent |  | Twist | 1 | 22 | Bathroom | 1311310 | Bathroom | 0.0364%
13113 | 10 | 2 |  | Timer | 1 | Recessed - other | Incandescent |  | Heat Lamp | 1 | 250 | Bathroom | 1311310 | Bathroom | 0.0364%
13113 | 11 | 1 |  | Manual | 1 | Ceiling Fan | Compact Fluorescent |  | Twist | 1 | 15 | Master Bedroom | 1311311 | Master Bedroom | 0.0364%
13113 | 12 | 1 |  | Manual | 1 | Ceiling Fixture | Compact Fluorescent |  | Twist | 1 | 15 | Hall | 1311312 | Hall | 0.0364%
13113 | 13 | 1 |  | Manual | 1 | Wall Mount | Compact Fluorescent |  | Globe | 4 | 13 | Bathroom | 1311313 | Bathroom | 0.0364%
13127 | 1 | 1 |  | Manual | 4 | Recessed Can | Incandescent |  | Reflector | 1 | 65 | Living Room | 131271 | Living Room | 0.1232%
13127 | 2 | 1 |  | Manual | 1 | Ceiling Fixture | Incandescent |  | Standard A Lamp | 1 | 60 | Bedroom | 131272 | Bedroom | 0.1232%
13127 | 2 | 2 |  | Manual | 1 | Torchiere | Incandescent |  | Standard A Lamp | 2 | 60 | Bedroom | 131272 | Bedroom | 0.1232%
13127 | 3 | 1 |  | Manual | 2 | Wall Mount | Incandescent |  | Standard A Lamp | 3 | 100 | Bathroom | 131273 | Bathroom | 0.1232%
13127 | 4 | 1 |  | Manual | 1 | Ceiling Fixture | Incandescent |  | Standard A Lamp | 1 | 60 | Closet | 131274 | Closet | 0.1232%
13127 | 5 | 1 |  | Manual | 1 | Ceiling Fixture | Incandescent |  | Standard A Lamp | 1 | 60 | Garage | 131275 | Garage | 0.1232%
13127 | 6 | 1 |  | Manual | 5 | Recessed Can | Incandescent |  | Reflector | 1 | 65 | Kitchen | 131276 | Kitchen | 0.1232%
13127 | 7 | 1 |  | Manual | 1 | Wall Mount | Incandescent |  | Globe | 2 | 60 | Bathroom | 131277 | Bathroom | 0.1232%
13127 | 8 | 1 |  | Manual | 3 | Recessed Can | Incandescent |  | Reflector | 1 | 65 | Hall | 131278 | Hall | 0.1232%
13127 | 8 | 2 |  | Manual | 2 | Wall Mount | Incandescent |  | Clear | 1 | 25 | Hall | 131278 | Hall | 0.1232%
13127 | 9 | 1 |  | Manual | 1 | Ceiling Fixture | Incandescent |  | Standard A Lamp | 1 | 60 | Family Room | 131279 | Family Room | 0.1232%
13127 | 10 | 1 |  | Manual | 1 | Ceiling Fixture | Incandescent |  | Standard A Lamp | 1 | 60 | Bedroom | 1312710 | Bedroom | 0.1232%
13127 | 11 | 1 |  | Manual | 1 | Wall Mount | Incandescent |  | Globe | 1 | 40 | Bathroom | 1312711 | Bathroom | 0.1232%
13127 | 12 | 1 |  | Manual | 1 | Wall Mount | Linear Fluorescent | 48 | T-12 | 1 | 40 | Laundry Room | 1312712 | Laundry Room | 0.1232%
13127 | 13 | 1 |  | Manual | 3 | Ceiling Fixture | Incandescent |  | Standard A Lamp | 1 | 60 | Hall | 1312713 | Hall | 0.1232%
13129 | 1 | 1 |  | Manual | 4 | Recessed Can | Incandescent |  | Reflector | 1 | 90 | Living Room | 131291 | Living Room | 0.1232%
13129 | 1 | 2 |  | Manual | 1 | Table | Compact Fluorescent |  | Twist | 2 | 15 | Living Room | 131291 | Living Room | 0.1232%
13129 | 1 | 3 |  | Dimmer | 1 | Floor lamp | Compact Fluorescent |  | Twist | 1 | 22 | Living Room | 131291 | Living Room | 0.1232%
13129 | 2 | 1 |  | Manual | 2 | Ceiling Fixture | Compact Fluorescent |  | Twist | 1 | 15 | Laundry Room | 131292 | Laundry Room | 0.1232%
13129 | 3 | 1 |  | Manual | 1 | Recessed Can | Incandescent |  | Reflector | 1 | 65 | Bedroom | 131293 | Bedroom | 0.1232%
13129 | 3 | 2 |  | Manual | 1 | Other | Incandescent |  | Mini base | 1 | 40 | Bedroom | 131293 | Bedroom | 0.1232%
13129 | 4 | 1 |  | Manual | 2 | Recessed Can | Incandescent |  | Reflector | 1 | 65 | Bedroom | 131294 | Bedroom | 0.1232%
13129 | 4 | 2 |  | Manual | 1 | Table | Halogen |  | PAR | 1 | 50 | Bedroom | 131294 | Bedroom | 0.1232%
13129 | 5 | 1 |  | Manual | 1 | Wall Mount | Linear Fluorescent | 48 | T-12 | 1 | 40 | Bathroom | 131295 | Bathroom | 0.1232%
13129 | 5 | 2 |  | Manual | 2 | Ceiling Fixture | Compact Fluorescent |  | Twist | 1 | 15 | Bathroom | 131295 | Bathroom | 0.1232%
13129 | 6 | 1 |  | Manual | 6 | Recessed Can | Incandescent |  | Reflector | 1 | 65 | Family Room | 131296 | Family Room | 0.1232%
13129 | 6 | 2 |  | Manual | 1 | Ceiling Fixture | Compact Fluorescent |  | Twist | 1 | 15 | Family Room | 131296 | Family Room | 0.1232%
13129 | 7 | 1 |  | Manual | 2 | Ceiling Fixture | Compact Fluorescent |  | Twist | 1 | 22 | Garage | 131297 | Garage | 0.1232%
13129 | 7 | 2 |  | Manual | 1 | Garage door opener | Incandescent |  | Standard A Lamp | 2 | 40 | Garage | 131297 | Garage | 0.1232%
13129 | 8 | 1 |  | Manual | 4 | Ceiling Fixture | Compact Fluorescent |  | Twist | 1 | 15 | Bedroom | 131298 | Bedroom | 0.1232%
13129 | 9 | 1 |  | Manual | 1 | Ceiling Fixture | Compact Fluorescent |  | Twist | 1 | 15 | Closet | 131299 | Closet | 0.1232%
13129 | 10 | 1 |  | Manual | 4 | Ceiling Fixture | Linear Fluorescent | 48 | T-12 | 2 | 40 | Office | 1312910 | Office | 0.1232%
13129 | 11 | 1 |  | Manual | 5 | Recessed Can | Compact Fluorescent |  | Reflector | 1 | 22 | Master Bedroom | 1312911 | Master Bedroom | 0.1232%
13129 | 11 | 2 |  | Manual | 1 | Floor lamp | Compact Fluorescent |  | Twist | 1 | 15 | Master Bedroom | 1312911 | Master Bedroom | 0.1232%
13129 | 11 | 3 |  | Manual | 1 | Floor lamp | Halogen |  | MR | 1 | 50 | Master Bedroom | 1312911 | Master Bedroom | 0.1232%
13129 | 12 | 1 |  | Manual | 2 | Recessed Can | Incandescent |  | Reflector | 1 | 65 | Dining Room | 1312912 | Dining Room | 0.1232%
13129 | 13 | 1 |  | Manual | 5 | Recessed Can | Compact Fluorescent |  | Reflector | 1 | 22 | Bathroom | 1312913 | Bathroom | 0.1232%
13129 | 13 | 2 |  | Manual | 2 | Ceiling Fixture | Compact Fluorescent |  | Twist | 1 | 15 | Bathroom | 1312913 | Bathroom | 0.1232%
13129 | 14 | 1 |  | Manual | 2 | Ceiling Fixture | Linear Fluorescent | 48 | T-12 | 2 | 40 | Closet | 1312914 | Closet | 0.1232%
13129 | 15 | 1 |  | Manual | 6 | Recessed Can | Incandescent |  | Reflector | 1 | 65 | Hall | 1312915 | Hall | 0.1232%
13129 | 16 | 1 |  | Manual | 1 | Table | Compact Fluorescent |  | Twist | 1 | 15 | Bathroom | 1312916 | Bathroom | 0.1232%
13129 | 18 | 1 |  | Manual | 2 | Recessed Can | Incandescent |  | Reflector | 1 | 65 | Bedroom | 1312918 | Bedroom | 0.1232%
13129 | 19 | 1 |  | Manual | 2 | Recessed Can | Incandescent |  | Reflector | 1 | 60 | Bathroom | 1312919 | Bathroom | 0.1232%
13129 | 20 | 1 |  | Manual | 10 | Recessed Can | Incandescent |  | Reflector | 1 | 65 | Kitchen | 1312920 | Kitchen | 0.1232%
13129 | 21 | 1 |  | Manual | 3 | Ceiling Fixture | Compact Fluorescent |  | Twist | 1 | 15 | Hall | 1312921 | Hall | 0.1232%
13131 | 1 | 1 |  | Manual | 1 | Ceiling Fixture | Incandescent |  | Standard A Lamp | 1 | 57 | Bathroom | 131311 | Bathroom | 0.0364%
13131 | 2 | 1 |  | Manual | 3 | Recessed Can | Compact Fluorescent |  | Twist | 1 | 13 | Bathroom | 131312 | Bathroom | 0.0364%
13131 | 2 | 2 |  | Manual | 2 | Wall Mount | Compact Fluorescent |  | Twist | 1 | 23 | Bathroom | 131312 | Bathroom | 0.0364%
13131 | 3 | 1 |  | Dimmer | 1 | Ceiling Fan | Incandescent |  | Standard A Lamp | 1 | 60 | Bedroom | 131313 | Bedroom | 0.0364%
13131 | 3 | 2 |  | Manual | 1 | Table | Compact Fluorescent |  | Twist | 1 | 13 | Bedroom | 131313 | Bedroom | 0.0364%
13131 | 3 | 3 |  | Manual | 1 | Table | Incandescent |  | 3-Way Incandescent | 1 | 100 | Bedroom | 131313 | Bedroom | 0.0364%
13131 | 4 | 1 |  | Manual | 1 | Ceiling Fixture | Compact Fluorescent |  | Twist | 3 | 13 | Bedroom | 131314 | Bedroom | 0.0364%
13131 | 5 | 1 |  | Manual | 1 | Ceiling Fixture | Compact Fluorescent |  | Twist | 1 | 13 | Closet | 131315 | Closet | 0.0364%
13131 | 6 | 1 |  | Dimmer | 4 | Recessed Can | Incandescent |  | Reflector | 1 | 65 | Family Room | 131316 | Family Room | 0.0364%
13131 | 6 | 2 |  | Manual | 1 | Torchiere | Incandescent |  | Standard A Lamp | 1 | 100 | Family Room | 131316 | Family Room | 0.0364%
13131 | 7 | 1 |  | Manual | 1 | Ceiling Fixture | Linear Fluorescent | 48 | T-12 | 2 | 40 | Garage | 131317 | Garage | 0.0364%
13131 | 7 | 2 |  | Manual | 1 | Ceiling Fixture | Compact Fluorescent |  | Twist | 1 | 13 | Garage | 131317 | Garage | 0.0364%
13131 | 7 | 3 |  | Manual | 1 | Garage door opener | Incandescent |  | Standard A Lamp | 1 | 60 | Garage | 131317 | Garage | 0.0364%
13131 | 8 | 1 |  | Manual | 2 | Ceiling Fixture | Compact Fluorescent |  | Twist | 2 | 13 | Hall | 131318 | Hall | 0.0364%
13131 | 9 | 1 |  | Manual | 1 | Ceiling Fixture | Linear Fluorescent | 48 | T-12 | 4 | 40 | Kitchen | 131319 | Kitchen | 0.0364%
13131 | 9 | 2 | exhaust fan light | Manual | 1 | Other | Incandescent |  | Standard A Lamp | 1 | 60 | Kitchen | 131319 | Kitchen | 0.0364%
13131 | 9 | 3 |  | Manual | 1 | Ceiling Fixture | Incandescent |  | Standard A Lamp | 2 | 100 | Kitchen | 131319 | Kitchen | 0.0364%
13131 | 9 | 4 |  | Manual | 1 | Ceiling Fixture | Incandescent |  | Standard A Lamp | 2 | 57 | Kitchen | 131319 | Kitchen | 0.0364%
13131 | 10 | 1 |  | Manual | 1 | Ceiling Fixture | Incandescent |  | Standard A Lamp | 1 | 57 | Laundry Room | 1313110 | Laundry Room | 0.0364%
13131 | 11 | 1 |  | Dimmer | 1 | Recessed Can | Incandescent |  | Reflector | 1 | 65 | Living Room | 1313111 | Living Room | 0.0364%
13131 | 11 | 2 |  | Manual | 1 | Floor lamp | Compact Fluorescent |  | Twist | 1 | 13 | Living Room | 1313111 | Living Room | 0.0364%
13131 | 11 | 3 |  | Manual | 1 | Table | Compact Fluorescent |  | Twist | 1 | 13 | Living Room | 1313111 | Living Room | 0.0364%
13131 | 11 | 4 |  | Dimmer | 2 | Wall Mount | Compact Fluorescent |  | Twist | 1 | 23 | Living Room | 1313111 | Living Room | 0.0364%
13131 | 12 | 1 |  | Manual | 1 | Ceiling Fixture | Compact Fluorescent |  | Twist | 1 | 23 | Office | 1313112 | Office | 0.0364%
13131 | 12 | 2 |  | Manual | 1 | Floor lamp | Incandescent |  | Standard A Lamp | 1 | 100 | Office | 1313112 | Office | 0.0364%
13131 | 12 | 3 |  | Manual | 1 | Table | Compact Fluorescent |  | Twist | 1 | 13 | Office | 1313112 | Office | 0.0364%
13141 | 1 | 1 |  | Manual | 1 | Wall Mount | Incandescent |  | Standard A Lamp | 3 | 60 | Bathroom | 131411 | Bathroom | 0.1232%
13141 | 2 | 1 |  | Manual | 1 | Ceiling Fixture | Incandescent |  | Decorative | 3 | 40 | Bathroom | 131412 | Bathroom | 0.1232%
13141 | 2 | 2 |  | Manual | 1 | Wall Mount | Incandescent |  | Globe | 2 | 40 | Bathroom | 131412 | Bathroom | 0.1232%
13141 | 3 | 1 |  | Manual | 1 | Ceiling Fan | Incandescent |  | Decorative | 3 | 40 | Bedroom | 131413 | Bedroom | 0.1232%
13141 | 3 | 2 |  | Manual | 1 | Table | Incandescent |  | Decorative | 2 | 40 | Bedroom | 131413 | Bedroom | 0.1232%
13141 | 4 | 1 |  | Manual | 2 | Ceiling Fixture | Incandescent |  | Mini base | 2 | 40 | Hall | 131414 | Hall | 0.1232%
13141 | 5 | 1 |  | Manual | 1 | Ceiling Fan | Incandescent |  | Decorative | 3 | 40 | Other | 131415 | Other | 0.1232%
13141 | 5 | 2 |  | Manual | 1 | Ceiling Fixture | Incandescent |  | Decorative | 3 | 40 | Other | 131415 | Other | 0.1232%
13141 | 6 | 1 |  | Manual | 1 | Table | Compact Fluorescent |  | Twist | 1 | 15 | Living Room | 131416 | Living Room | 0.1232%
13141 | 6 | 2 |  | Dimmer | 1 | Floor lamp | Compact Fluorescent |  | Twist | 4 | 22 | Living Room | 131416 | Living Room | 0.1232%
13141 | 7 | 1 |  | Manual | 2 | Ceiling Fixture | Compact Fluorescent |  | Twist | 1 | 13 | Garage | 131417 | Garage | 0.1232%
13141 | 7 | 2 |  | Manual | 1 | Garage door opener | Incandescent |  | Standard A Lamp | 2 | 60 | Garage | 131417 | Garage | 0.1232%
13141 | 8 | 1 |  | Manual | 1 | Ceiling Fixture | Incandescent |  | Mini base | 2 | 40 | Hall | 131418 | Hall | 0.1232%
13141 | 9 | 1 |  | Manual | 3 | Ceiling Fixture | Incandescent |  | Mini base | 3 | 40 | Hall | 131419 | Hall | 0.1232%
13141 | 10 | 1 |  | Manual | 7 | Recessed Can | Compact Fluorescent |  | Flood | 1 | 13 | Kitchen | 1314110 | Kitchen | 0.1232%
13141 | 10 | 2 |  | Manual | 2 | Ceiling Fixture | Compact Fluorescent |  | Twist | 2 | 13 | Kitchen | 1314110 | Kitchen | 0.1232%
13141 | 10 | 3 |  | Manual | 1 | Chandelier (Hanging) | Compact Fluorescent |  | Twist | 7 | 22 | Kitchen | 1314110 | Kitchen | 0.1232%
13141 | 11 | 1 |  | Manual | 1 | Track | Compact Fluorescent |  | Twist | 3 | 13 | Laundry Room | 1314111 | Laundry Room | 0.1232%
13141 | 11 | 2 |  | Manual | 1 | Wall Mount | Compact Fluorescent |  | A shape bulb | 1 | 15 | Laundry Room | 1314111 | Laundry Room | 0.1232%
13141 | 12 | 1 |  | Manual | 2 | Ceiling Fixture | Compact Fluorescent |  | Twist | 1 | 13 | Closet | 1314112 | Closet | 0.1232%
13141 | 13 | 1 |  | Manual | 1 | Ceiling Fan | Incandescent |  | Standard A Lamp | 2 | 60 | Master Bedroom | 1314113 | Master Bedroom | 0.1232%
13141 | 13 | 2 |  | Manual | 1 | Wall Mount | Compact Fluorescent |  | Twist | 3 | 15 | Master Bedroom | 1314113 | Master Bedroom | 0.1232%
13141 | 13 | 3 |  | Manual | 1 | Floor lamp | Incandescent |  | Standard A Lamp | 1 | 100 | Master Bedroom | 1314113 | Master Bedroom | 0.1232%
13141 | 14 | 1 |  | Manual | 2 | Recessed Can | Other |  | LED Interior | 1 | 15 | Bathroom | 1314114 | Bathroom | 0.1232%
13141 | 14 | 2 |  | Manual | 2 | Wall Mount | Compact Fluorescent |  | Twist | 1 | 13 | Bathroom | 1314114 | Bathroom | 0.1232%
13154 | 1 | 1 |  | Manual | 1 | Wall Mount | Incandescent |  | Globe | 1 | 60 | Bathroom | 131541 | Bathroom | 0.1232%
13154 | 2 | 1 |  | Dimmer | 1 | Wall Mount | Incandescent |  | Globe | 4 | 60 | Bathroom | 131542 | Bathroom | 0.1232%
13154 | 3 | 1 |  | Manual | 1 | Ceiling Fixture | Incandescent |  | Standard A Lamp | 2 | 60 | Bedroom | 131543 | Bedroom | 0.1232%
13154 | 3 | 2 |  | Manual | 1 | Table | Compact Fluorescent |  | Twist | 1 | 15 | Bedroom | 131543 | Bedroom | 0.1232%
13154 | 3 | 3 |  | Manual | 1 | Table | Incandescent |  | Standard A Lamp | 1 | 40 | Bedroom | 131543 | Bedroom | 0.1232%
13154 | 4 | 1 |  | Manual | 1 | Ceiling Fixture | Compact Fluorescent |  | Twist | 2 | 15 | Bedroom | 131544 | Bedroom | 0.1232%
13154 | 5 | 1 |  | Manual | 2 | Garage door opener | Incandescent |  | Standard A Lamp | 2 | 60 | Garage | 131545 | Garage | 0.1232%
13154 | 5 | 2 |  | Manual | 2 | Ceiling Fixture | Linear Fluorescent | 48 | T-12 | 2 | 40 | Garage | 131545 | Garage | 0.1232%
13154 | 5 | 3 |  | Manual | 1 | Ceiling Fixture | Compact Fluorescent |  | Twist | 1 | 15 | Garage | 131545 | Garage | 0.1232%
13154 | 6 | 1 |  | Manual | 1 | Ceiling Fixture | Incandescent |  | Standard A Lamp | 1 | 60 | Hall | 131546 | Hall | 0.1232%
13154 | 7 | 1 |  | Manual | 1 | Ceiling Fixture | Compact Fluorescent |  | Twist | 1 | 15 | Kitchen | 131547 | Kitchen | 0.1232%
13154 | 7 | 2 |  | Manual | 1 | Ceiling Fixture | Compact Fluorescent |  | Twist | 2 | 15 | Kitchen | 131547 | Kitchen | 0.1232%
13154 | 8 | 1 |  | Manual | 1 | Ceiling Fixture | Compact Fluorescent |  | Twist | 2 | 15 | Living Room | 131548 | Living Room | 0.1232%
13154 | 8 | 2 |  | Manual | 1 | Torchiere | Incandescent |  | Standard A Lamp | 1 | 60 | Living Room | 131548 | Living Room | 0.1232%
13154 | 9 | 1 |  | Dimmer | 1 | Ceiling Fixture | Incandescent |  | Standard A Lamp | 2 | 60 | Master Bedroom | 131549 | Master Bedroom | 0.1232%
13154 | 9 | 2 |  | Manual | 1 | Table | Incandescent |  | Standard A Lamp | 1 | 60 | Master Bedroom | 131549 | Master Bedroom | 0.1232%
13154 | 10 | 1 |  | Manual | 1 | Ceiling Fixture | Incandescent |  | Standard A Lamp | 2 | 60 | Dining Room | 1315410 | Dining Room | 0.1232%
13154 | 11 | 1 |  | Manual | 1 | Floor lamp | Compact Fluorescent |  | Twist | 1 | 15 | Family Room | 1315411 | Family Room | 0.1232%
13154 | 11 | 2 |  | Manual | 1 | Table | Compact Fluorescent |  | Twist | 1 | 15 | Family Room | 1315411 | Family Room | 0.1232%
13154 | 12 | 1 |  | Manual | 1 | Ceiling Fixture | Compact Fluorescent |  | Twist | 1 | 24 | Other | 1315412 | Other | 0.1232%
13165 | 1 | 1 |  | Manual | 1 | Wall Mount | Incandescent |  | Decorative | 3 | 40 | Bathroom | 131651 | Bathroom | 0.1232%
13165 | 2 | 1 |  | Manual | 1 | Wall Mount | Compact Fluorescent |  | A shape bulb | 5 | 15 | Bathroom | 131652 | Bathroom | 0.1232%
13165 | 3 | 1 |  | Manual | 1 | Ceiling Fixture | Compact Fluorescent |  | Twist | 2 | 15 | Bedroom | 131653 | Bedroom | 0.1232%
13165 | 4 | 1 |  | Manual | 1 | Track | Halogen |  | MR | 3 | 50 | Bedroom | 131654 | Bedroom | 0.1232%
13165 | 5 | 1 |  | Manual | 1 | Ceiling Fixture | Incandescent |  | Standard A Lamp | 1 | 60 | Closet | 131655 | Closet | 0.1232%
13165 | 6 | 1 |  | Dimmer | 1 | Chandelier (Hanging) | Incandescent |  | Mini base | 6 | 25 | Garage | 131656 | Garage | 0.1232%
13165 | 7 | 1 |  | Manual | 2 | Ceiling Fixture | Compact Fluorescent |  | Twist | 2 | 15 | Family Room | 131657 | Family Room | 0.1232%
13165 | 8 | 1 |  | Manual | 2 | Ceiling Fixture | Linear Fluorescent | 48 | T-8 | 2 | 30 | Garage | 131658 | Garage | 0.1232%
13165 | 8 | 2 |  | Manual | 2 | Garage door opener | Incandescent |  | Standard A Lamp | 2 | 60 | Garage | 131658 | Garage | 0.1232%
13165 | 9 | 1 |  | Manual | 5 | Ceiling Fixture | Compact Fluorescent |  | Globe | 1 | 15 | Hall | 131659 | Hall | 0.1232%
13165 | 10 | 1 |  | Manual | 3 | Recessed - other | Linear Fluorescent | 48 | T-8 | 2 | 32 | Kitchen | 1316510 | Kitchen | 0.1232%
13165 | 11 | 1 |  | Manual | 1 | Ceiling Fixture | Compact Fluorescent |  | Twist | 1 | 15 | Laundry Room | 1316511 | Laundry Room | 0.1232%
13165 | 12 | 1 |  | Manual | 2 | Table | Incandescent |  | 3-Way Incandescent | 1 | 150 | Living Room | 1316512 | Living Room | 0.1232%
13165 | 13 | 1 |  | Manual | 2 | Wall Mount | Compact Fluorescent |  | Twist | 3 | 15 | Bathroom | 1316513 | Bathroom | 0.1232%
13165 | 14 | 1 |  | Manual | 2 | Table | Incandescent |  | 3-Way Incandescent | 1 | 150 | Master Bedroom | 1316514 | Master Bedroom | 0.1232%
13165 | 14 | 2 |  | Dimmer | 1 | Track | Halogen |  | MR | 7 | 50 | Master Bedroom | 1316514 | Master Bedroom | 0.1232%
13165 | 15 | 1 |  | Manual | 1 | Chandelier (Hanging) | Incandescent |  | Standard A Lamp | 5 | 60 | Dining Room | 1316515 | Dining Room | 0.1232%
13165 | 16 | 1 |  | Manual | 2 | Track | Compact Fluorescent |  | Twist | 3 | 22 | Office | 1316516 | Office | 0.1232%
13166 | 1 | 1 |  | Manual | 1 | Wall Mount | Compact Fluorescent |  | Twist | 4 | 22 | Bathroom | 131661 | Bathroom | 0.03789%
13166 | 2 | 1 |  | Manual | 4 | Ceiling Fixture | Linear Fluorescent | 48 | T-12 | 2 | 34 | Other | 131662 | Other | 0.03789%
13166 | 2 | 2 |  | Manual | 1 | Floor lamp | Incandescent |  | Standard A Lamp | 1 | 60 | Other | 131662 | Other | 0.03789%
13166 | 2 | 3 |  | Manual | 1 | Ceiling Fixture | Incandescent |  | Standard A Lamp | 1 | 60 | Other | 131662 | Other | 0.03789%
13166 | 2 | 4 |  | Manual | 1 | Wall Mount | Incandescent |  | Globe | 3 | 40 | Other | 131662 | Other | 0.03789%
13166 | 3 | 1 |  | Dimmer | 1 | Ceiling Fan | Incandescent |  | Decorative | 4 | 40 | Dining Room | 131663 | Dining Room | 0.03789%
13166 | 4 | 1 |  | Manual | 1 | Chandelier (Hanging) | Incandescent |  | Decorative | 4 | 40 | Hall | 131664 | Hall | 0.03789%
13166 | 5 | 1 |  | Manual | 1 | Ceiling Fixture | Incandescent |  | Standard A Lamp | 2 | 60 | Kitchen | 131665 | Kitchen | 0.03789%
13166 | 5 | 2 |  | Manual | 2 | Chandelier (Hanging) | Incandescent |  | Standard A Lamp | 1 | 60 | Kitchen | 131665 | Kitchen | 0.03789%
13166 | 6 | 1 |  | Manual | 1 | Ceiling Fixture | Incandescent |  | Decorative | 3 | 40 | Living Room | 131666 | Living Room | 0.03789%
13166 | 6 | 2 |  | Manual | 1 | Table | Compact Fluorescent |  | Twist | 1 | 22 | Living Room | 131666 | Living Room | 0.03789%
13166 | 7 | 1 |  | Manual | 1 | Ceiling Fixture | Incandescent |  | Standard A Lamp | 2 | 60 | Other | 131667 | Other | 0.03789%
13166 | 7 | 2 |  | Manual | 1 | Table | Compact Fluorescent |  | Twist | 1 | 15 | Other | 131667 | Other | 0.03789%
13166 | 8 | 1 |  | Manual | 1 | Wall Mount | Compact Fluorescent |  | Twist | 3 | 22 | Bathroom | 131668 | Bathroom | 0.03789%
13166 | 9 | 1 |  | Dimmer | 1 | Ceiling Fixture | Incandescent |  | Standard A Lamp | 2 | 22 | Bedroom | 131669 | Bedroom | 0.03789%
13166 | 10 | 1 |  | Manual | 1 | Ceiling Fixture | Compact Fluorescent |  | Twist | 1 | 22 | Closet | 1316610 | Closet | 0.03789%
13166 | 11 | 1 |  | Manual | 2 | Wall Mount | Compact Fluorescent |  | Twist | 2 | 22 | Bathroom | 1316611 | Bathroom | 0.03789%
13166 | 11 | 2 |  | Dimmer | 1 | Recessed Can | Incandescent |  | Standard A Lamp | 1 | 60 | Bathroom | 1316611 | Bathroom | 0.03789%
13166 | 12 | 1 |  | Manual | 2 | Ceiling Fixture | Compact Fluorescent |  | Twist | 2 | 22 | Master Bedroom | 1316612 | Master Bedroom | 0.03789%
13166 | 12 | 2 |  | Manual | 2 | Recessed Can | Halogen |  | MR | 1 | 50 | Master Bedroom | 1316612 | Master Bedroom | 0.03789%
13169 | 1 | 1 |  | Manual | 1 | Ceiling Fixture | Incandescent |  | Standard A Lamp | 3 | 60 | Bedroom | 131691 | Bedroom | 0.0286%
13169 | 2 | 1 |  | Manual | 1 | Wall Mount | Incandescent |  | Globe | 6 | 40 | Bathroom | 131692 | Bathroom | 0.0286%
13169 | 2 | 2 |  | Manual | 1 | Ceiling Fixture | Incandescent |  | Standard A Lamp | 1 | 60 | Bathroom | 131692 | Bathroom | 0.0286%
13169 | 3 | 1 |  | Manual | 1 | Ceiling Fixture | Incandescent |  | Standard A Lamp | 3 | 60 | Bedroom | 131693 | Bedroom | 0.0286%
13169 | 3 | 2 |  | Manual | 1 | Table | Incandescent |  | Standard A Lamp | 1 | 60 | Bedroom | 131693 | Bedroom | 0.0286%
13169 | 4 | 1 |  | Manual | 1 | Wall Mount | Compact Fluorescent |  | Twist | 3 | 22 | Bathroom | 131694 | Bathroom | 0.0286%
13169 | 5 | 1 |  | Manual | 1 | Wall Mount | Incandescent |  | Standard A Lamp | 1 | 100 | Closet | 131695 | Closet | 0.0286%
13169 | 6 | 1 |  | Manual | 1 | Ceiling Fixture | Linear Fluorescent | 48 | T-12 | 2 | 40 | Kitchen | 131696 | Kitchen | 0.0286%
13169 | 7 | 1 |  | Dimmer | 1 | Track | Halogen |  | PAR | 4 | 60 | Living Room | 131697 | Living Room | 0.0286%
13169 | 7 | 2 |  | Manual | 1 | Ceiling Fixture | Incandescent |  | Mini base | 2 | 25 | Living Room | 131697 | Living Room | 0.0286%
13169 | 7 | 3 |  | Manual | 1 | Floor lamp | Incandescent |  | Standard A Lamp | 1 | 60 | Living Room | 131697 | Living Room | 0.0286%
13169 | 8 | 1 |  | Manual | 1 | Ceiling Fixture | Incandescent |  | Mini base | 3 | 25 | Living Room | 131698 | Living Room | 0.0286%
13169 | 8 | 2 |  | Manual | 1 | Chandelier (Hanging) | Incandescent |  | Mini base | 4 | 40 | Living Room | 131698 | Living Room | 0.0286%
13169 | 8 | 3 |  | Manual | 1 | Ceiling Fixture | Incandescent |  | Standard A Lamp | 1 | 60 | Living Room | 131698 | Living Room | 0.0286%
13169 | 9 | 1 |  | Manual | 1 | Ceiling Fixture | Compact Fluorescent |  | Twist | 4 | 28 | Dining Room | 131699 | Dining Room | 0.0286%
13169 | 9 | 2 |  | Manual | 1 | Table | Incandescent |  | Standard A Lamp | 1 | 60 | Dining Room | 131699 | Dining Room | 0.0286%
13169 | 10 | 1 |  | Manual | 6 | Ceiling Fixture | Linear Fluorescent | 48 | T-12 | 2 | 40 | Garage | 1316910 | Garage | 0.0286%
13169 | 10 | 2 |  | Manual | 1 | Garage door opener | Incandescent |  | Standard A Lamp | 2 | 40 | Garage | 1316910 | Garage | 0.0286%
13169 | 11 | 1 |  | Manual | 1 | Ceiling Fixture | Incandescent |  | Standard A Lamp | 1 | 60 | Hall | 1316911 | Hall | 0.0286%
13169 | 11 | 2 |  | Manual | 1 | Ceiling Fixture | Compact Fluorescent |  | Twist | 1 | 28 | Hall | 1316911 | Hall | 0.0286%
13169 | 12 | 1 |  | Manual | 1 | Ceiling Fixture | Incandescent |  | Standard A Lamp | 1 | 60 | Closet | 1316912 | Closet | 0.0286%
13169 | 13 | 1 |  | Manual | 1 | Ceiling Fixture | Linear Fluorescent | 48 | T-12 | 2 | 40 | Kitchen | 1316913 | Kitchen | 0.0286%
13169 | 13 | 2 |  | Manual | 1 | Track | Incandescent |  | Mini base | 6 | 60 | Kitchen | 1316913 | Kitchen | 0.0286%
13169 | 14 | 1 |  | Manual | 1 | Ceiling Fan | Incandescent |  | Standard A Lamp | 1 | 60 | Living Room | 1316914 | Living Room | 0.0286%
13169 | 14 | 2 |  | Manual | 1 | Ceiling Fan | Incandescent |  | Globe | 3 | 60 | Living Room | 1316914 | Living Room | 0.0286%
13169 | 15 | 1 |  | Manual | 1 | Wall Mount | Incandescent |  | Globe | 8 | 40 | Bathroom | 1316915 | Bathroom | 0.0286%
13169 | 16 | 1 |  | Manual | 2 | Table | Incandescent |  | Standard A Lamp | 1 | 60 | Bedroom | 1316916 | Bedroom | 0.0286%
13169 | 17 | 1 |  | Manual | 1 | Ceiling Fixture | Incandescent |  | Standard A Lamp | 1 | 40 | Hall | 1316917 | Hall | 0.0286%
13169 | 18 | 1 |  | Manual | 1 | Ceiling Fixture | Compact Fluorescent |  | Twist | 1 | 28 | Closet | 1316918 | Closet | 0.0286%
13188 | 1 | 1 |  | Manual | 2 | Ceiling Fixture | Incandescent |  | Standard A Lamp | 1 | 40 | Other | 131881 | Other | 0.03789%
13188 | 2 | 1 |  | Manual | 1 | Ceiling Fixture | Compact Fluorescent |  | Twist | 2 | 15 | Bedroom | 131882 | Bedroom | 0.03789%
13188 | 3 | 1 |  | Manual | 1 | Ceiling Fixture | Compact Fluorescent |  | Twist | 1 | 15 | Bedroom | 131883 | Bedroom | 0.03789%
13188 | 3 | 2 |  | Manual | 1 | Table | Incandescent |  | Standard A Lamp | 1 | 60 | Bedroom | 131883 | Bedroom | 0.03789%
13188 | 4 | 1 |  | Manual | 1 | Ceiling Fixture | Compact Fluorescent |  | Twist | 1 | 15 | Office | 131884 | Office | 0.03789%
13188 | 5 | 1 |  | Manual | 1 | Wall Mount | Compact Fluorescent |  | Twist | 3 | 15 | Bathroom | 131885 | Bathroom | 0.03789%
13188 | 6 | 1 |  | Manual | 1 | Ceiling Fixture | Compact Fluorescent |  | Twist | 1 | 15 | Bedroom | 131886 | Bedroom | 0.03789%
13188 | 7 | 1 |  | Manual | 1 | Chandelier (Hanging) | Incandescent |  | Standard A Lamp | 1 | 60 | Dining Room | 131887 | Dining Room | 0.03789%
13188 | 7 | 2 |  | Manual | 1 | Ceiling Fixture | Linear Fluorescent | 48 | T-12 | 2 | 40 | Dining Room | 131887 | Dining Room | 0.03789%
13188 | 8 | 1 |  | Manual | 1 | Ceiling Fixture | Compact Fluorescent |  | Twist | 1 | 15 | Hall | 131888 | Hall | 0.03789%
13188 | 9 | 1 |  | Manual | 1 | Ceiling Fixture | Compact Fluorescent |  | Twist | 1 | 15 | Kitchen | 131889 | Kitchen | 0.03789%
13188 | 10 | 1 |  | Manual | 1 | Ceiling Fixture | Incandescent |  | Standard A Lamp | 1 | 60 | Laundry Room | 1318810 | Laundry Room | 0.03789%
13188 | 11 | 1 |  | Manual | 3 | Floor lamp | Incandescent |  | Standard A Lamp | 1 | 60 | Living Room | 1318811 | Living Room | 0.03789%
13191 | 1 | 1 |  | Manual | 1 | Wall Mount | Incandescent |  | Standard A Lamp | 1 | 60 | Bathroom | 131911 | Bathroom | 0.03789%
13191 | 2 | 1 |  | Manual | 1 | Ceiling Fixture | Incandescent |  | Standard A Lamp | 1 | 60 | Bedroom | 131912 | Bedroom | 0.03789%
13191 | 3 | 1 |  | Manual | 1 | Ceiling Fixture | Compact Fluorescent |  | Twist | 1 | 14 | Bedroom | 131913 | Bedroom | 0.03789%
13191 | 4 | 1 |  | Manual | 1 | Ceiling Fixture | Incandescent |  | Standard A Lamp | 2 | 60 | Hall | 131914 | Hall | 0.03789%
13191 | 5 | 1 |  | Manual | 1 | Ceiling Fixture | Compact Fluorescent |  | Twist | 3 | 15 | Kitchen | 131915 | Kitchen | 0.03789%
13191 | 6 | 1 |  | Manual | 4 | Floor lamp | Incandescent |  | Standard A Lamp | 1 | 60 | Living Room | 131916 | Living Room | 0.03789%
13222 | 1 | 1 |  | Manual | 1 | Chandelier (Hanging) | Incandescent |  | Clear | 1 | 100 | Dining Room | 132221 | Dining Room | 0.04979%
13222 | 2 | 1 |  | Manual | 1 | Torchiere | Incandescent |  | 3-Way Incandescent | 1 | 150 | Bedroom | 132222 | Bedroom | 0.04979%
13222 | 2 | 2 |  | Manual | 1 | Floor lamp | Incandescent |  | Standard A Lamp | 1 | 40 | Bedroom | 132222 | Bedroom | 0.04979%
13222 | 3 | 1 |  | Dimmer | 2 | Ceiling Fixture | Incandescent |  | Standard A Lamp | 1 | 60 | Hall | 132223 | Hall | 0.04979%
13222 | 4 | 1 |  | Manual | 1 | Wall Mount | Incandescent |  | Globe | 1 | 60 | Bathroom | 132224 | Bathroom | 0.04979%
13222 | 4 | 2 |  | Manual | 1 | Wall Mount | Compact Fluorescent |  | Globe | 3 | 11 | Bathroom | 132224 | Bathroom | 0.04979%
13222 | 5 | 1 |  | Manual | 2 | Ceiling Fixture | Compact Fluorescent |  | Straight Tube | 1 | 26 | Kitchen | 132225 | Kitchen | 0.04979%
13222 | 5 | 2 |  | Manual | 2 | Other | Incandescent |  | Other | 1 | 30 | Kitchen | 132225 | Kitchen | 0.04979%
13222 | 6 | 1 |  | Photo | 1 | Table | Incandescent |  | Standard A Lamp | 1 | 60 | Living Room | 132226 | Living Room | 0.04979%
13222 | 6 | 2 |  | Manual | 1 | Table | Compact Fluorescent |  | Twist | 1 | 20 | Living Room | 132226 | Living Room | 0.04979%
13222 | 6 | 3 |  | Dimmer | 2 | Recessed Can | Incandescent |  | Reflector | 2 | 45 | Living Room | 132226 | Living Room | 0.04979%
13222 | 6 | 4 |  | Dimmer | 1 | Recessed Can | Incandescent |  | Reflector | 1 | 65 | Living Room | 132226 | Living Room | 0.04979%
13222 | 7 | 1 |  | Manual | 1 | Ceiling Fan | Incandescent |  | Standard A Lamp | 1 | 60 | Master Bedroom | 132227 | Master Bedroom | 0.04979%
13222 | 7 | 2 |  | Manual | 2 | Table | Incandescent |  | Standard A Lamp | 1 | 40 | Master Bedroom | 132227 | Master Bedroom | 0.04979%
13222 | 8 | 1 |  | Manual | 1 | Table | Incandescent |  | Other | 1 | 60 | Office | 132228 | Office | 0.04979%
13222 | 8 | 2 |  | Manual | 1 | Ceiling Fixture | Incandescent |  | Standard A Lamp | 2 | 60 | Office | 132228 | Office | 0.04979%
13222 | 9 | 1 |  | Manual | 1 | Wall Mount | Compact Fluorescent |  | Globe | 3 | 11 | Bathroom | 132229 | Bathroom | 0.04979%
13222 | 9 | 2 |  | Manual | 1 | Wall Mount | Incandescent |  | Globe | 1 | 60 | Bathroom | 132229 | Bathroom | 0.04979%
13222 | 10 | 1 |  | Manual | 1 | Table | Compact Fluorescent |  | Twist | 1 | 20 | Family Room | 1322210 | Family Room | 0.04979%
13222 | 10 | 2 |  | Manual | 2 | Ceiling Fixture | Linear Fluorescent | 48 | T-12 | 1 | 40 | Family Room | 1322210 | Family Room | 0.04979%
13222 | 10 | 3 |  | Manual | 1 | Ceiling Fixture | Linear Fluorescent | 48 | T-12 | 2 | 40 | Family Room | 1322210 | Family Room | 0.04979%
13222 | 11 | 1 |  | Manual | 3 | Recessed Can | Incandescent |  | Standard A Lamp | 1 | 60 | Hall | 1322211 | Hall | 0.04979%
13222 | 12 | 1 |  | Manual | 2 | Ceiling Fixture | Linear Fluorescent | 48 | T-12 | 2 | 40 | Laundry Room | 1322212 | Laundry Room | 0.04979%
13222 | 13 | 1 |  | Manual | 1 | Table | Incandescent |  | Standard A Lamp | 1 | 60 | Office | 1322213 | Office | 0.04979%
13222 | 13 | 2 |  | Manual | 1 | Wall Mount | Incandescent |  | Standard A Lamp | 1 | 60 | Office | 1322213 | Office | 0.04979%
13222 | 13 | 3 |  | Manual | 1 | Ceiling Fixture | Compact Fluorescent |  | Twist | 1 | 23 | Office | 1322213 | Office | 0.04979%
13222 | 14 | 1 |  | Manual | 1 | Table | Compact Fluorescent |  | Straight Tube | 1 | 27 | Office | 1322214 | Office | 0.04979%
13222 | 14 | 2 |  | Manual | 1 | Table | Incandescent |  | Standard A Lamp | 1 | 60 | Office | 1322214 | Office | 0.04979%
13222 | 14 | 3 |  | Manual | 1 | Torchiere | Incandescent |  | 3-Way Incandescent | 1 | 70 | Office | 1322214 | Office | 0.04979%
13222 | 14 | 4 |  | Manual | 1 | Ceiling Fixture | Incandescent |  | Standard A Lamp | 1 | 100 | Office | 1322214 | Office | 0.04979%
13222 | 15 | 1 |  | Manual | 1 | Wall Mount | Incandescent |  | Standard A Lamp | 1 | 60 | Hall | 1322215 | Hall | 0.04979%
13232 | 1 | 1 |  | Manual | 1 | Chandelier (Hanging) | Compact Fluorescent |  | Decorative | 5 | 7 | Dining Room | 132321 | Dining Room | 0.04979%
13232 | 1 | 2 |  | Manual | 1 | Wall Mount | Compact Fluorescent |  | Twist | 2 | 22 | Dining Room | 132321 | Dining Room | 0.04979%
13232 | 2 | 1 |  | Manual | 1 | Ceiling Fixture | Compact Fluorescent |  | Twist | 2 | 15 | Hall | 132322 | Hall | 0.04979%
13232 | 3 | 1 |  | Manual | 1 | Chandelier (Hanging) | Compact Fluorescent |  | Twist | 3 | 15 | Family Room | 132323 | Family Room | 0.04979%
13232 | 3 | 2 |  | Manual | 1 | Chandelier (Hanging) | Compact Fluorescent |  | Twist | 1 | 15 | Family Room | 132323 | Family Room | 0.04979%
13232 | 3 | 3 |  | Manual | 1 | Torchiere | Halogen |  | Quartz Tube | 1 | 100 | Family Room | 132323 | Family Room | 0.04979%
13232 | 3 | 4 |  | Manual | 1 | Table | Halogen |  | Other | 1 | 50 | Family Room | 132323 | Family Room | 0.04979%
13232 | 4 | 1 |  | Manual | 1 | Chandelier (Hanging) | Compact Fluorescent |  | Twist | 1 | 22 | Kitchen | 132324 | Kitchen | 0.04979%
13232 | 4 | 2 |  | Manual | 1 | Ceiling Fixture | Compact Fluorescent |  | Twist | 2 | 15 | Kitchen | 132324 | Kitchen | 0.04979%
13232 | 4 | 3 |  | Manual | 1 | Ceiling Fixture | Compact Fluorescent |  | Twist | 1 | 15 | Kitchen | 132324 | Kitchen | 0.04979%
13232 | 4 | 4 |  | Manual | 1 | Wall Mount | Compact Fluorescent |  | A shape bulb | 1 | 15 | Kitchen | 132324 | Kitchen | 0.04979%
13232 | 5 | 1 |  | Manual | 1 | Ceiling Fixture | Compact Fluorescent |  | Twist | 3 | 15 | Office | 132325 | Office | 0.04979%
13232 | 6 | 1 |  | Manual | 1 | Ceiling Fixture | Compact Fluorescent |  | Twist | 2 | 15 | Bedroom | 132326 | Bedroom | 0.04979%
13232 | 6 | 2 |  | Manual | 2 | Table | Incandescent |  | Decorative | 1 | 40 | Bedroom | 132326 | Bedroom | 0.04979%
13232 | 6 | 3 |  | Manual | 1 | Table | Incandescent |  | Reflector | 1 | 60 | Bedroom | 132326 | Bedroom | 0.04979%
13232 | 6 | 4 |  | Manual | 1 | Ceiling Fixture | Compact Fluorescent |  | Twist | 1 | 15 | Bedroom | 132326 | Bedroom | 0.04979%
13232 | 7 | 1 |  | Manual | 3 | Ceiling Fixture | Compact Fluorescent |  | Twist | 1 | 22 | Other | 132327 | Other | 0.04979%
13232 | 8 | 1 |  | Manual | 1 | Ceiling Fixture | Compact Fluorescent |  | Twist | 1 | 22 | Laundry Room | 132328 | Laundry Room | 0.04979%
13232 | 9 | 1 |  | Manual | 1 | Ceiling Fixture | Compact Fluorescent |  | Twist | 2 | 15 | Other | 132329 | Other | 0.04979%
13232 | 10 | 1 |  | Manual | 1 | Ceiling Fixture | Compact Fluorescent |  | Twist | 2 | 15 | Bedroom | 1323210 | Bedroom | 0.04979%
13232 | 11 | 1 |  | Manual | 1 | Wall Mount | Incandescent |  | Standard A Lamp | 2 | 60 | Bathroom | 1323211 | Bathroom | 0.04979%
13232 | 12 | 1 |  | Manual | 1 | Ceiling Fixture | Compact Fluorescent |  | Twist | 1 | 22 | Bedroom | 1323212 | Bedroom | 0.04979%
13232 | 13 | 1 |  | Manual | 3 | Ceiling Fixture | Compact Fluorescent |  | Twist | 1 | 22 | Garage | 1323213 | Garage | 0.04979%
13232 | 14 | 1 |  | Manual | 1 | Ceiling Fixture | Compact Fluorescent |  | Twist | 2 | 15 | Bedroom | 1323214 | Bedroom | 0.04979%
13232 | 15 | 1 |  | Manual | 1 | Chandelier (Hanging) | Incandescent |  | Clear | 1 | 40 | Hall | 1323215 | Hall | 0.04979%
13232 | 16 | 1 |  | Manual | 1 | Table | Incandescent |  | Other | 2 | 40 | Other | 1323216 | Other | 0.04979%
13232 | 17 | 1 |  | Manual | 1 | Ceiling Fixture | Compact Fluorescent |  | Twist | 2 | 15 | Bathroom | 1323217 | Bathroom | 0.04979%
13232 | 17 | 2 |  | Manual | 4 | Wall Mount | Compact Fluorescent |  | Twist | 1 | 15 | Bathroom | 1323217 | Bathroom | 0.04979%
13242 | 1 | 1 |  | Manual | 1 | Ceiling Fixture | Compact Fluorescent |  | Twist | 2 | 22 | Dining Room | 132421 | Dining Room | 0.1232%
13242 | 2 | 1 |  | Manual | 5 | Recessed Can | Compact Fluorescent |  | Reflector | 1 | 22 | Kitchen | 132422 | Kitchen | 0.1232%
13242 | 2 | 2 |  | Manual | 7 | Other | Halogen |  | PAR | 1 | 20 | Kitchen | 132422 | Kitchen | 0.1232%
13242 | 3 | 1 |  | Manual | 1 | Ceiling Fixture | Compact Fluorescent |  | Twist | 1 | 22 | Laundry Room | 132423 | Laundry Room | 0.1232%
13242 | 4 | 1 |  | Manual | 4 | Ceiling Fixture | Linear Fluorescent | 48 | T-12 | 2 | 40 | Garage | 132424 | Garage | 0.1232%
13242 | 4 | 2 |  | Manual | 2 | Garage door opener | Incandescent |  | Standard A Lamp | 1 | 60 | Garage | 132424 | Garage | 0.1232%
13242 | 5 | 1 |  | Manual | 1 | Floor lamp | Compact Fluorescent |  | Twist | 1 | 22 | Living Room | 132425 | Living Room | 0.1232%
13242 | 5 | 2 |  | Manual | 1 | Table | Compact Fluorescent |  | Twist | 1 | 22 | Living Room | 132425 | Living Room | 0.1232%
13242 | 6 | 1 |  | Manual | 1 | Ceiling Fixture | Compact Fluorescent |  | Twist | 1 | 22 | Hall | 132426 | Hall | 0.1232%
13242 | 7 | 1 |  | Manual | 1 | Ceiling Fixture | Compact Fluorescent |  | Twist | 1 | 22 | Office | 132427 | Office | 0.1232%
13242 | 7 | 2 |  | Manual | 1 | Table | Halogen |  | PAR | 1 | 20 | Office | 132427 | Office | 0.1232%
13242 | 8 | 1 |  | Dimmer | 1 | Ceiling Fixture | Incandescent |  | Standard A Lamp | 2 | 40 | Bedroom | 132428 | Bedroom | 0.1232%
13242 | 8 | 2 |  | Manual | 1 | Floor lamp | Incandescent |  | Standard A Lamp | 2 | 40 | Bedroom | 132428 | Bedroom | 0.1232%
13242 | 9 | 1 |  | Manual | 1 | Ceiling Fixture | Incandescent |  | Standard A Lamp | 1 | 40 | Master Bedroom | 132429 | Master Bedroom | 0.1232%
13242 | 9 | 2 |  | Manual | 1 | Table | Compact Fluorescent |  | Twist | 1 | 22 | Master Bedroom | 132429 | Master Bedroom | 0.1232%
13242 | 10 | 1 |  | Manual | 4 | Recessed Can | Compact Fluorescent |  | Twist | 1 | 22 | Bathroom | 1324210 | Bathroom | 0.1232%
13242 | 10 | 2 |  | Manual | 2 | Ceiling Fixture | Compact Fluorescent |  | Twist | 1 | 22 | Bathroom | 1324210 | Bathroom | 0.1232%
13242 | 11 | 1 |  | Manual | 1 | Ceiling Fixture | Compact Fluorescent |  | Twist | 1 | 22 | Closet | 1324211 | Closet | 0.1232%
13242 | 12 | 1 |  | Manual | 2 | Recessed Can | Compact Fluorescent |  | Twist | 1 | 22 | Bathroom | 1324212 | Bathroom | 0.1232%
13242 | 12 | 2 |  | Dimmer | 1 | Ceiling Fixture | Compact Fluorescent |  | Twist | 1 | 22 | Bathroom | 1324212 | Bathroom | 0.1232%
13246 | 1 | 1 |  | Manual | 1 | Wall Mount | Incandescent |  | Clear | 3 | 40 | Bathroom | 132461 | Bathroom | 0.04979%
13246 | 1 | 2 |  | Manual | 1 | Ceiling Fixture | Incandescent |  | Standard A Lamp | 2 | 40 | Bathroom | 132461 | Bathroom | 0.04979%
13246 | 2 | 1 |  | Dimmer | 5 | Recessed Can | Halogen |  | PAR | 1 | 50 | Bedroom | 132462 | Bedroom | 0.04979%
13246 | 3 | 1 |  | Dimmer | 4 | Recessed Can | Halogen |  | PAR | 1 | 50 | Bedroom | 132463 | Bedroom | 0.04979%
13246 | 4 | 1 |  | Dimmer | 8 | Recessed Can | Halogen |  | PAR | 1 | 50 | Family Room | 132464 | Family Room | 0.04979%
13246 | 4 | 2 |  | Dimmer | 2 | Recessed Can | Incandescent |  | Standard A Lamp | 1 | 40 | Family Room | 132464 | Family Room | 0.04979%
13246 | 4 | 3 |  | Dimmer | 2 | Recessed Can | Incandescent |  | Reflector | 2 | 25 | Family Room | 132464 | Family Room | 0.04979%
13246 | 4 | 4 |  | Manual | 1 | Floor lamp | Incandescent |  | Standard A Lamp | 1 | 60 | Family Room | 132464 | Family Room | 0.04979%
13246 | 5 | 1 |  | Manual | 6 | Recessed Can | Incandescent |  | Reflector | 1 | 65 | Hall | 132465 | Hall | 0.04979%
13246 | 6 | 1 |  | Dimmer | 4 | Recessed Can | Incandescent |  | Reflector | 1 | 25 | Office | 132466 | Office | 0.04979%
13246 | 6 | 2 |  | Manual | 3 | Recessed Can | Halogen |  | PAR | 1 | 50 | Office | 132466 | Office | 0.04979%
13246 | 6 | 3 |  | Dimmer | 3 | Recessed Can | Halogen |  | PAR | 1 | 50 | Office | 132466 | Office | 0.04979%
13246 | 7 | 1 |  | Manual | 2 | Ceiling Fixture | Linear Fluorescent | 48 | T-12 | 2 | 40 | Office | 132467 | Office | 0.04979%
13246 | 7 | 2 |  | Manual | 1 | Ceiling Fixture | Incandescent |  | Reflector | 2 | 75 | Office | 132467 | Office | 0.04979%
13246 | 8 | 1 |  | Manual | 3 | Recessed Can | Incandescent |  | Reflector | 1 | 75 | Other | 132468 | Other | 0.04979%
13246 | 8 | 2 |  | Manual | 2 | Recessed Can | Incandescent |  | Reflector | 1 | 60 | Other | 132468 | Other | 0.04979%
13246 | 9 | 1 |  | Manual | 2 | Low bay | Linear Fluorescent | 48 | T-12 | 4 | 40 | Other | 132469 | Other | 0.04979%
13246 | 10 | 1 |  | Dimmer | 1 | Wall Mount | Halogen |  | Quartz Tube | 4 | 75 | Bathroom | 1324610 | Bathroom | 0.04979%
13246 | 10 | 2 |  | Manual | 1 | Ceiling Fan | Incandescent |  | Standard A Lamp | 1 | 60 | Bathroom | 1324610 | Bathroom | 0.04979%
13246 | 11 | 1 |  | Dimmer | 6 | Recessed Can | Incandescent |  | Reflector | 1 | 65 | Bedroom | 1324611 | Bedroom | 0.04979%
13246 | 12 | 1 |  | Manual | 1 | Ceiling Fixture | Incandescent |  | Reflector | 1 | 75 | Other | 1324612 | Other | 0.04979%
13246 | 13 | 1 |  | Dimmer | 1 | Chandelier (Hanging) | Incandescent |  | Clear | 5 | 60 | Dining Room | 1324613 | Dining Room | 0.04979%
13246 | 13 | 2 |  | Manual | 6 | Recessed Can | Incandescent |  | Reflector | 1 | 50 | Dining Room | 1324613 | Dining Room | 0.04979%
13246 | 13 | 3 |  | Dimmer | 6 | Other | Halogen |  | MR | 1 | 100 | Dining Room | 1324613 | Dining Room | 0.04979%
13246 | 14 | 1 |  | Dimmer | 2 | Ceiling Fixture | Incandescent |  | Mini base | 3 | 40 | Hall | 1324614 | Hall | 0.04979%
13246 | 14 | 2 |  | Manual | 1 | Table | Incandescent |  | Standard A Lamp | 1 | 60 | Hall | 1324614 | Hall | 0.04979%
13246 | 15 | 1 |  | Manual | 7 | High bay | Linear Fluorescent | 48 | T-12 | 2 | 40 | Garage | 1324615 | Garage | 0.04979%
13246 | 15 | 2 |  | Manual | 3 | Garage door opener | Incandescent |  | Standard A Lamp | 2 | 60 | Garage | 1324615 | Garage | 0.04979%
13246 | 16 | 1 |  | Dimmer | 5 | Recessed Can | Incandescent |  | Reflector | 1 | 65 | Hall | 1324616 | Hall | 0.04979%
13246 | 17 | 1 |  | Manual | 22 | Recessed Can | Incandescent |  | Reflector | 1 | 50 | Kitchen | 1324617 | Kitchen | 0.04979%
13246 | 17 | 2 |  | Manual | 2 | Other | Halogen |  | MR | 1 | 100 | Kitchen | 1324617 | Kitchen | 0.04979%
13246 | 18 | 1 |  | Manual | 5 | Recessed Can | Incandescent |  | Reflector | 1 | 65 | Laundry Room | 1324618 | Laundry Room | 0.04979%
13246 | 18 | 2 |  | Manual | 5 | Recessed Can | Compact Fluorescent |  | Twist | 1 | 23 | Laundry Room | 1324618 | Laundry Room | 0.04979%
13246 | 19 | 1 |  | Dimmer | 10 | Recessed Can | Incandescent |  | Reflector | 1 | 65 | Living Room | 1324619 | Living Room | 0.04979%
13246 | 20 | 1 |  | Manual | 2 | Wall Mount | Incandescent |  | Mini base | 1 | 60 | Bathroom | 1324620 | Bathroom | 0.04979%
13246 | 20 | 2 |  | Manual | 1 | Recessed Can | Incandescent |  | Reflector | 1 | 65 | Bathroom | 1324620 | Bathroom | 0.04979%
13246 | 21 | 1 |  | Dimmer | 7 | Recessed Can | Incandescent |  | Reflector | 1 | 75 | Bathroom | 1324621 | Bathroom | 0.04979%
13246 | 21 | 2 |  | Manual | 10 | Wall Mount | Incandescent |  | Mini base | 10 | 40 | Bathroom | 1324621 | Bathroom | 0.04979%
13246 | 22 | 1 |  | Dimmer | 1 | Track | Halogen |  | PAR | 3 | 65 | Office | 1324622 | Office | 0.04979%
13246 | 22 | 2 |  | Dimmer | 6 | Recessed Can | Halogen |  | PAR | 1 | 65 | Office | 1324622 | Office | 0.04979%
13248 | 1 | 1 |  | Manual | 1 | Chandelier (Hanging) | Incandescent |  | Standard A Lamp | 8 | 60 | Dining Room | 132481 | Dining Room | 0.0364%
13248 | 1 | 2 | aquarium light | Manual | 1 | Other | Linear Fluorescent | 18 | T-8 | 1 | 11 | Dining Room | 132481 | Dining Room | 0.0364%
13248 | 2 | 1 |  | Manual | 1 | Ceiling Fixture | Linear Fluorescent | 48 | T-12 | 2 | 40 | Garage | 132482 | Garage | 0.0364%
13248 | 2 | 2 |  | Manual | 1 | Ceiling Fixture | Compact Fluorescent |  | Twist | 1 | 20 | Garage | 132482 | Garage | 0.0364%
13248 | 3 | 1 |  | Motion | 1 | Track | Halogen |  | PAR | 3 | 50 | Hall | 132483 | Hall | 0.0364%
13248 | 3 | 2 |  | Manual | 1 | Ceiling Fixture | Incandescent |  | Standard A Lamp | 1 | 60 | Hall | 132483 | Hall | 0.0364%
13248 | 4 | 1 |  | Manual | 1 | Ceiling Fixture | Compact Fluorescent |  | Twist | 2 | 14 | Hall | 132484 | Hall | 0.0364%
13248 | 5 | 1 |  | Manual | 1 | Wall Mount | Incandescent |  | Standard A Lamp | 1 | 60 | Bathroom | 132485 | Bathroom | 0.0364%
13248 | 5 | 2 |  | Manual | 1 | Wall Mount | Compact Fluorescent |  | Twist | 2 | 14 | Bathroom | 132485 | Bathroom | 0.0364%
13248 | 5 | 3 |  | Manual | 1 | Recessed - other | Incandescent |  | Heat Lamp | 1 | 250 | Bathroom | 132485 | Bathroom | 0.0364%
13248 | 6 | 1 |  | Manual | 1 | Ceiling Fixture | Incandescent |  | Standard A Lamp | 1 | 60 | Kitchen | 132486 | Kitchen | 0.0364%
13248 | 6 | 2 |  | Manual | 1 | Ceiling Fixture | Incandescent |  | Standard A Lamp | 1 | 100 | Kitchen | 132486 | Kitchen | 0.0364%
13248 | 6 | 3 |  | Manual | 1 | Other | Incandescent |  | Mini base | 1 | 30 | Kitchen | 132486 | Kitchen | 0.0364%
13248 | 7 | 1 |  | Manual | 1 | Torchiere | Incandescent |  | Standard A Lamp | 1 | 60 | Living Room | 132487 | Living Room | 0.0364%
13248 | 7 | 2 |  | Manual | 1 | Floor lamp | Incandescent |  | Mini base | 1 | 40 | Living Room | 132487 | Living Room | 0.0364%
13248 | 8 | 1 |  | Manual | 1 | Wall Mount | Compact Fluorescent |  | Twist | 2 | 20 | Bathroom | 132488 | Bathroom | 0.0364%
13248 | 8 | 2 |  | Manual | 1 | Wall Mount | Compact Fluorescent |  | Twist | 1 | 18 | Bathroom | 132488 | Bathroom | 0.0364%
13248 | 8 | 3 |  | Manual | 1 | Ceiling Fixture | Incandescent |  | Heat Lamp | 1 | 250 | Bathroom | 132488 | Bathroom | 0.0364%
13248 | 9 | 1 |  | Manual | 1 | Ceiling Fixture | Halogen |  | MR | 2 | 50 | Closet | 132489 | Closet | 0.0364%
13248 | 10 | 1 |  | Dimmer | 1 | Ceiling Fixture | Halogen |  | MR | 3 | 50 | Master Bedroom | 1324810 | Master Bedroom | 0.0364%
13248 | 11 | 1 |  | Manual | 1 | Track | Halogen |  | MR | 3 | 50 | Bedroom | 1324811 | Bedroom | 0.0364%
13248 | 11 | 2 |  | Manual | 1 | Table | Incandescent |  | Standard A Lamp | 1 | 60 | Bedroom | 1324811 | Bedroom | 0.0364%
13248 | 12 | 1 |  | Dimmer | 1 | Ceiling Fixture | Incandescent |  | Mini base | 3 | 40 | Bedroom | 1324812 | Bedroom | 0.0364%
13250 | 1 | 1 |  | Manual | 1 | Wall Mount | Compact Fluorescent |  | Twist | 3 | 15 | Bathroom | 132501 | Bathroom | 0.04979%
13250 | 2 | 1 |  | Manual | 1 | Ceiling Fixture | Compact Fluorescent |  | Twist | 2 | 15 | Bedroom | 132502 | Bedroom | 0.04979%
13250 | 3 | 1 |  | Manual | 1 | Ceiling Fixture | Incandescent |  | Standard A Lamp | 1 | 60 | Dining Room | 132503 | Dining Room | 0.04979%
13250 | 4 | 1 |  | Manual | 1 | Ceiling Fixture | Compact Fluorescent |  | Twist | 1 | 15 | Garage | 132504 | Garage | 0.04979%
13250 | 5 | 1 |  | Manual | 1 | Ceiling Fixture | Compact Fluorescent |  | Twist | 1 | 15 | Hall | 132505 | Hall | 0.04979%
13250 | 6 | 1 |  | Manual | 1 | Ceiling Fixture | Compact Fluorescent |  | Twist | 1 | 15 | Kitchen | 132506 | Kitchen | 0.04979%
13250 | 7 | 1 |  | Manual | 2 | Floor lamp | Compact Fluorescent |  | Twist | 1 | 15 | Living Room | 132507 | Living Room | 0.04979%
13250 | 7 | 2 |  | Manual | 1 | Table | Compact Fluorescent |  | Twist | 1 | 15 | Living Room | 132507 | Living Room | 0.04979%
13250 | 8 | 1 |  | Manual | 1 | Chandelier (Hanging) | Compact Fluorescent |  | Mini base | 3 | 15 | Master Bedroom | 132508 | Master Bedroom | 0.04979%
13250 | 9 | 1 |  | Manual | 1 | Ceiling Fixture | Incandescent |  | Standard A Lamp | 1 | 60 | Closet | 132509 | Closet | 0.04979%
13250 | 10 | 1 |  | Manual | 1 | Ceiling Fixture | Compact Fluorescent |  | Twist | 1 | 15 | Office | 1325010 | Office | 0.04979%
13261 | 1 | 1 |  | Manual | 1 | Ceiling Fixture | Incandescent |  | Standard A Lamp | 2 | 60 | Hall | 132611 | Hall | 0.1723%
13261 | 2 | 1 |  | Manual | 1 | Wall Mount | Incandescent |  | Decorative | 3 | 40 | Bathroom | 132612 | Bathroom | 0.1723%
13261 | 2 | 2 |  | Manual | 1 | Ceiling Fixture | Incandescent |  | Standard A Lamp | 1 | 60 | Bathroom | 132612 | Bathroom | 0.1723%
13261 | 3 | 1 |  | Manual | 2 | Ceiling Fixture | Compact Fluorescent |  | Twist | 2 | 13 | Bedroom | 132613 | Bedroom | 0.1723%
13261 | 3 | 2 |  | Manual | 1 | Table | Compact Fluorescent |  | Twist | 1 | 13 | Bedroom | 132613 | Bedroom | 0.1723%
13261 | 4 | 1 |  | Manual | 1 | Ceiling Fixture | Incandescent |  | Standard A Lamp | 1 | 60 | Bedroom | 132614 | Bedroom | 0.1723%
13261 | 5 | 1 |  | Manual | 1 | Ceiling Fan | Incandescent |  | Decorative | 4 | 40 | Dining Room | 132615 | Dining Room | 0.1723%
13261 | 6 | 1 |  | Manual | 1 | Ceiling Fixture | Compact Fluorescent |  | Twist | 1 | 13 | Hall | 132616 | Hall | 0.1723%
13261 | 6 | 2 |  | Manual | 1 | Ceiling Fixture | Compact Fluorescent |  | Twist | 1 | 13 | Hall | 132616 | Hall | 0.1723%
13261 | 7 | 1 |  | Manual | 2 | Recessed Can | Incandescent |  | Reflector | 1 | 65 | Other | 132617 | Other | 0.1723%
13261 | 8 | 1 |  | Manual | 4 | Recessed Can | Compact Fluorescent |  | Reflector | 1 | 15 | Family Room | 132618 | Family Room | 0.1723%
13261 | 9 | 1 |  | Manual | 4 | Low bay | Linear Fluorescent | 48 | T-12 | 2 | 40 | Garage | 132619 | Garage | 0.1723%
13261 | 10 | 1 |  | Manual | 5 | Recessed Can | Compact Fluorescent |  | Reflector | 1 | 28 | Kitchen | 1326110 | Kitchen | 0.1723%
13261 | 11 | 1 |  | Manual | 2 | Ceiling Fixture | Compact Fluorescent |  | Twist | 1 | 13 | Laundry Room | 1326111 | Laundry Room | 0.1723%
13261 | 12 | 1 |  | Manual | 3 | Floor lamp | Compact Fluorescent |  | Twist | 1 | 13 | Living Room | 1326112 | Living Room | 0.1723%
13261 | 12 | 2 |  | Manual | 1 | Ceiling Fixture | Compact Fluorescent |  | Twist | 2 | 15 | Living Room | 1326112 | Living Room | 0.1723%
13261 | 13 | 1 |  | Manual | 1 | Ceiling Fixture | Compact Fluorescent |  | Twist | 1 | 15 | Bathroom | 1326113 | Bathroom | 0.1723%
13261 | 13 | 2 |  | Manual | 2 | Recessed Can | Compact Fluorescent |  | Reflector | 1 | 15 | Bathroom | 1326113 | Bathroom | 0.1723%
13261 | 14 | 1 |  | Manual | 1 | Ceiling Fan | Compact Fluorescent |  | Mini base | 4 | 36 | Master Bedroom | 1326114 | Master Bedroom | 0.1723%
13261 | 14 | 2 |  | Manual | 1 | Ceiling Fixture | Compact Fluorescent |  | Twist | 1 | 13 | Master Bedroom | 1326114 | Master Bedroom | 0.1723%
13261 | 14 | 3 |  | Manual | 1 | Table | Incandescent |  | Globe | 1 | 75 | Master Bedroom | 1326114 | Master Bedroom | 0.1723%
13261 | 15 | 1 |  | Manual | 1 | Wall Mount | Compact Fluorescent |  | Twist | 3 | 13 | Hall | 1326115 | Hall | 0.1723%
13261 | 16 | 1 |  | Manual | 2 | Ceiling Fixture | Compact Fluorescent |  | Twist | 2 | 15 | Other | 1326116 | Other | 0.1723%
13265 | 1 | 1 |  | Manual | 1 | Ceiling Fan | Incandescent |  | Heat Lamp | 1 | 250 | Bathroom | 132651 | Bathroom | 0.04979%
13265 | 1 | 2 |  | Manual | 1 | Wall Mount | Compact Fluorescent |  | Twist | 2 | 15 | Bathroom | 132651 | Bathroom | 0.04979%
13265 | 2 | 1 |  | Manual | 1 | Ceiling Fan | Compact Fluorescent |  | Twist | 4 | 15 | Dining Room | 132652 | Dining Room | 0.04979%
13265 | 3 | 1 |  | Manual | 1 | Ceiling Fixture | Linear Fluorescent | 96 | T-12 | 2 | 100 | Other | 132653 | Other | 0.04979%
13265 | 4 | 1 |  | Manual | 2 | Ceiling Fixture | Incandescent |  | Standard A Lamp | 2 | 60 | Family Room | 132654 | Family Room | 0.04979%
13265 | 4 | 2 |  | Manual | 1 | Floor lamp | Incandescent |  | Mini base | 5 | 40 | Family Room | 132654 | Family Room | 0.04979%
13265 | 5 | 1 |  | Manual | 4 | Ceiling Fixture | Linear Fluorescent | 96 | T-12 | 2 | 100 | Garage | 132655 | Garage | 0.04979%
13265 | 5 | 2 |  | Manual | 1 | Garage door opener | Incandescent |  | Standard A Lamp | 2 | 60 | Garage | 132655 | Garage | 0.04979%
13265 | 6 | 1 |  | Manual | 1 | Ceiling Fixture | Compact Fluorescent |  | Twist | 2 | 15 | Bedroom | 132656 | Bedroom | 0.04979%
13265 | 7 | 1 |  | Manual | 1 | Ceiling Fixture | Incandescent |  | Standard A Lamp | 1 | 60 | Hall | 132657 | Hall | 0.04979%
13265 | 8 | 1 |  | Manual | 1 | Track | Halogen |  | MR | 5 | 50 | Kitchen | 132658 | Kitchen | 0.04979%
13265 | 8 | 2 |  | Manual | 1 | Ceiling Fixture | Compact Fluorescent |  | Twist | 1 | 26 | Kitchen | 132658 | Kitchen | 0.04979%
13265 | 8 | 3 |  | Manual | 2 | Other | Halogen |  | MR | 1 | 50 | Kitchen | 132658 | Kitchen | 0.04979%
13265 | 9 | 1 |  | Manual | 1 | Floor lamp | Incandescent |  | Mini base | 5 | 40 | Living Room | 132659 | Living Room | 0.04979%
13265 | 9 | 2 |  | Manual | 1 | Table | Incandescent |  | 3-Way Incandescent | 1 | 100 | Living Room | 132659 | Living Room | 0.04979%
13265 | 9 | 3 |  | Manual | 1 | Table | Incandescent |  | 3-Way Incandescent | 1 | 75 | Living Room | 132659 | Living Room | 0.04979%
13265 | 10 | 1 |  | Manual | 1 | Ceiling Fan | Incandescent |  | Reflector | 1 | 250 | Bathroom | 1326510 | Bathroom | 0.04979%
13265 | 10 | 2 |  | Manual | 1 | Ceiling Fan | Incandescent |  | Heat Lamp | 1 | 250 | Bathroom | 1326510 | Bathroom | 0.04979%
13265 | 10 | 3 |  | Manual | 1 | Wall Mount | Incandescent |  | Globe | 6 | 40 | Bathroom | 1326510 | Bathroom | 0.04979%
13265 | 11 | 1 |  | Manual | 1 | Ceiling Fixture | Compact Fluorescent |  | Twist | 1 | 15 | Master Bedroom | 1326511 | Master Bedroom | 0.04979%
13265 | 11 | 2 |  | Manual | 1 | Table | Incandescent |  | Standard A Lamp | 1 | 25 | Master Bedroom | 1326511 | Master Bedroom | 0.04979%
13265 | 12 | 1 |  | Manual | 1 | Ceiling Fixture | Compact Fluorescent |  | Twist | 2 | 15 | Other | 1326512 | Other | 0.04979%
13265 | 12 | 2 |  | Manual | 1 | Floor lamp | Compact Fluorescent |  | Twist | 1 | 18 | Other | 1326512 | Other | 0.04979%
13273 | 1 | 1 |  | Manual | 1 | Track | Incandescent |  | Reflector | 3 | 50 | Living Room | 132731 | Living Room | 0.1232%
13273 | 1 | 2 |  | None | 1 | Wall Mount | Incandescent |  | Standard A Lamp | 1 | 40 | Living Room | 132731 | Living Room | 0.1232%
13273 | 1 | 3 |  | None | 1 | Wall Mount | Compact Fluorescent |  | Twist | 1 | 22 | Living Room | 132731 | Living Room | 0.1232%
13273 | 1 | 4 |  | Manual | 1 | Wall Mount | Incandescent |  | Decorative | 3 | 40 | Living Room | 132731 | Living Room | 0.1232%
13273 | 2 | 1 |  | Manual | 1 | Recessed Can | Incandescent |  | Standard A Lamp | 1 | 60 | Kitchen | 132732 | Kitchen | 0.1232%
13273 | 3 | 1 |  | Manual | 1 | Ceiling Fixture | Linear Fluorescent | 48 | T-12 | 1 | 40 | Laundry Room | 132733 | Laundry Room | 0.1232%
13273 | 4 | 1 |  | Manual | 1 | Wall Mount | Incandescent |  | Standard A Lamp | 1 | 40 | Hall | 132734 | Hall | 0.1232%
13273 | 5 | 1 |  | Manual | 1 | Wall Mount | Incandescent |  | Globe | 4 | 40 | Bathroom | 132735 | Bathroom | 0.1232%
13273 | 6 | 1 |  | Manual | 1 | Wall Mount | Halogen |  | MR | 1 | 50 | Bedroom | 132736 | Bedroom | 0.1232%
13273 | 6 | 2 |  | Manual | 1 | Wall Mount | Compact Fluorescent |  | Twist | 1 | 22 | Bedroom | 132736 | Bedroom | 0.1232%
13273 | 6 | 3 |  | Manual | 1 | Table | Incandescent |  | Standard A Lamp | 1 | 75 | Bedroom | 132736 | Bedroom | 0.1232%
13273 | 7 | 1 |  | Manual | 1 | Ceiling Fixture | Incandescent |  | Standard A Lamp | 1 | 60 | Office | 132737 | Office | 0.1232%
13273 | 7 | 2 |  | Dimmer | 1 | Table | Incandescent |  | Standard A Lamp | 1 | 60 | Office | 132737 | Office | 0.1232%
13273 | 8 | 1 |  | Manual | 2 | Ceiling Fixture | Incandescent |  | Standard A Lamp | 2 | 60 | Garage | 132738 | Garage | 0.1232%
13275 | 1 | 1 |  | Manual | 1 | Ceiling Fixture | Compact Fluorescent |  | Twist | 2 | 13 | Bedroom | 132751 | Bedroom | 0.04979%
13275 | 2 | 1 |  | Manual | 1 | Ceiling Fixture | Compact Fluorescent |  | Twist | 2 | 23 | Bedroom | 132752 | Bedroom | 0.04979%
13275 | 3 | 1 |  | Manual | 1 | Wall Mount | Incandescent |  | Globe | 4 | 40 | Bathroom | 132753 | Bathroom | 0.04979%
13275 | 3 | 2 |  | Manual | 1 | Ceiling Fan | Compact Fluorescent |  | Twist | 1 | 13 | Bathroom | 132753 | Bathroom | 0.04979%
13275 | 4 | 1 |  | Manual | 1 | Ceiling Fixture | Incandescent |  | Standard A Lamp | 2 | 60 | Bedroom | 132754 | Bedroom | 0.04979%
13275 | 5 | 1 |  | Manual | 2 | Ceiling Fixture | Compact Fluorescent |  | Twist | 2 | 13 | Hall | 132755 | Hall | 0.04979%
13275 | 6 | 1 |  | Manual | 2 | Ceiling Fixture | Compact Fluorescent |  | Pin base | 1 | 36 | Kitchen | 132756 | Kitchen | 0.04979%
13275 | 6 | 2 |  | Manual | 1 | Other | Compact Fluorescent |  | Twist | 1 | 13 | Kitchen | 132756 | Kitchen | 0.04979%
13275 | 7 | 1 |  | Manual | 3 | High bay | Linear Fluorescent | 48 | T-12 | 2 | 40 | Laundry Room | 132757 | Laundry Room | 0.04979%
13275 | 8 | 1 |  | Manual | 1 | Ceiling Fan | Incandescent |  | Standard A Lamp | 1 | 60 | Living Room | 132758 | Living Room | 0.04979%
13275 | 8 | 2 |  | Manual | 1 | Chandelier (Hanging) | Incandescent |  | Standard A Lamp | 6 | 40 | Living Room | 132758 | Living Room | 0.04979%
13275 | 8 | 3 |  | Manual | 1 | Floor lamp | Halogen |  | Quartz Tube | 1 | 100 | Living Room | 132758 | Living Room | 0.04979%
13275 | 9 | 1 |  | Manual | 1 | Ceiling Fixture | Incandescent |  | Standard A Lamp | 2 | 60 | Master Bedroom | 132759 | Master Bedroom | 0.04979%
13275 | 10 | 1 |  | Manual | 1 | High bay | Linear Fluorescent | 48 | T-12 | 2 | 40 | Office | 1327510 | Office | 0.04979%
13275 | 11 | 1 |  | Manual | 1 | Ceiling Fixture | Halogen |  | MR | 3 | 50 | Other | 1327511 | Other | 0.04979%
13292 | 1 | 1 |  | Manual | 1 | Ceiling Fan | Compact Fluorescent |  | Twist | 1 | 15 | Bathroom | 132921 | Bathroom | 0.04979%
13292 | 1 | 2 |  | Manual | 1 | Wall Mount | Incandescent |  | Globe | 4 | 40 | Bathroom | 132921 | Bathroom | 0.04979%
13292 | 1 | 3 |  | Manual | 1 | Wall Mount | Incandescent |  | Decorative | 6 | 40 | Bathroom | 132921 | Bathroom | 0.04979%
13292 | 2 | 1 |  | Manual | 1 | Ceiling Fixture | Incandescent |  | Standard A Lamp | 2 | 60 | Bathroom | 132922 | Bathroom | 0.04979%
13292 | 2 | 2 |  | Manual | 1 | Table | Incandescent |  | Standard A Lamp | 1 | 60 | Bathroom | 132922 | Bathroom | 0.04979%
13292 | 3 | 1 |  | Manual | 1 | Ceiling Fixture | Incandescent |  | Standard A Lamp | 2 | 60 | Master Bedroom | 132923 | Master Bedroom | 0.04979%
13292 | 4 | 1 |  | Manual | 2 | High bay | Linear Fluorescent | 48 | T-12 | 2 | 40 | Kitchen | 132924 | Kitchen | 0.04979%
13292 | 4 | 2 |  | Manual | 1 | Recessed Can | Compact Fluorescent |  | Twist | 1 | 13 | Kitchen | 132924 | Kitchen | 0.04979%
13292 | 4 | 3 |  | Manual | 1 | Other | Incandescent |  | Reflector | 2 | 60 | Kitchen | 132924 | Kitchen | 0.04979%
13292 | 5 | 1 |  | Manual | 2 | Floor lamp | Incandescent |  | 3-Way Incandescent | 1 | 150 | Living Room | 132925 | Living Room | 0.04979%
13292 | 5 | 2 |  | Manual | 1 | Table | Incandescent |  | 3-Way Incandescent | 1 | 60 | Living Room | 132925 | Living Room | 0.04979%
13292 | 5 | 3 |  | Manual | 1 | Ceiling Fixture | Incandescent |  | Other | 1 | 60 | Living Room | 132925 | Living Room | 0.04979%
13292 | 5 | 4 |  | Dimmer | 1 | Ceiling Fixture | Incandescent |  | Standard A Lamp | 2 | 60 | Living Room | 132925 | Living Room | 0.04979%
13292 | 5 | 5 |  | Manual | 1 | Floor lamp | Incandescent |  | 3-Way Incandescent | 2 | 150 | Living Room | 132925 | Living Room | 0.04979%
13292 | 5 | 6 |  | Dimmer | 1 | Recessed - other | Incandescent |  | Decorative | 2 | 40 | Living Room | 132925 | Living Room | 0.04979%
13292 | 6 | 1 |  | Manual | 1 | Ceiling Fan | Incandescent |  | Decorative | 4 | 25 | Master Bedroom | 132926 | Master Bedroom | 0.04979%
13292 | 6 | 2 |  | Manual | 1 | Recessed - other | Compact Fluorescent |  | Twist | 3 | 15 | Master Bedroom | 132926 | Master Bedroom | 0.04979%
13293 | 1 | 1 |  | Manual | 1 | Wall Mount | Incandescent |  | Globe | 6 | 40 | Bathroom | 132931 | Bathroom | 0.02952%
13293 | 2 | 1 |  | Manual | 1 | Ceiling Fixture | Incandescent |  | Standard A Lamp | 1 | 75 | Bedroom | 132932 | Bedroom | 0.02952%
13293 | 2 | 2 |  | Manual | 1 | Table | Incandescent |  | 3-Way Incandescent | 1 | 75 | Bedroom | 132932 | Bedroom | 0.02952%
13293 | 3 | 1 |  | Manual | 1 | Ceiling Fixture | Incandescent |  | Standard A Lamp | 1 | 75 | Bedroom | 132933 | Bedroom | 0.02952%
13293 | 4 | 1 |  | Manual | 2 | Recessed Can | Incandescent |  | Standard A Lamp | 1 | 75 | Closet | 132934 | Closet | 0.02952%
13293 | 5 | 1 |  | Manual | 3 | Ceiling Fixture | Linear Fluorescent | 96 | T-12 | 2 | 80 | Garage | 132935 | Garage | 0.02952%
13293 | 5 | 2 |  | Manual | 1 | Ceiling Fixture | Linear Fluorescent | 48 | T-12 | 2 | 32 | Garage | 132935 | Garage | 0.02952%
13293 | 6 | 1 |  | Manual | 2 | Ceiling Fixture | Compact Fluorescent |  | Twist | 2 | 14 | Hall | 132936 | Hall | 0.02952%
13293 | 7 | 1 |  | Manual | 1 | Chandelier (Hanging) | Incandescent |  | Decorative | 5 | 25 | Kitchen | 132937 | Kitchen | 0.02952%
13293 | 7 | 2 |  | Manual | 2 | Ceiling Fixture | Compact Fluorescent |  | Twist | 2 | 14 | Kitchen | 132937 | Kitchen | 0.02952%
13293 | 7 | 3 |  | Manual | 1 | Recessed - other | Incandescent |  | Standard A Lamp | 1 | 75 | Kitchen | 132937 | Kitchen | 0.02952%
13293 | 8 | 1 |  | Manual | 2 | Ceiling Fixture | Incandescent |  | Standard A Lamp | 1 | 60 | Laundry Room | 132938 | Laundry Room | 0.02952%
13293 | 9 | 1 |  | Manual | 2 | Wall Mount | Halogen |  | Quartz Tube | 2 | 40 | Master Bedroom | 132939 | Master Bedroom | 0.02952%
13293 | 10 | 1 |  | Manual | 1 | Floor lamp | Compact Fluorescent |  | A shape bulb | 1 | 11 | Living Room | 1329310 | Living Room | 0.02952%
13293 | 10 | 2 |  | Manual | 1 | Chandelier (Hanging) | Incandescent |  | Standard A Lamp | 5 | 25 | Living Room | 1329310 | Living Room | 0.02952%
13303 | 1 | 1 |  | Manual | 1 | Ceiling Fixture | Compact Fluorescent |  | Twist | 1 | 15 | Bathroom | 133031 | Bathroom | 0.04979%
13303 | 1 | 2 |  | Manual | 1 | Wall Mount | Compact Fluorescent |  | Twist | 3 | 15 | Bathroom | 133031 | Bathroom | 0.04979%
13303 | 2 | 1 |  | Manual | 1 | Table | Incandescent |  | Decorative | 1 | 25 | Bedroom | 133032 | Bedroom | 0.04979%
13303 | 3 | 1 |  | Manual | 1 | Table | Compact Fluorescent |  | Twist | 1 | 15 | Bedroom | 133033 | Bedroom | 0.04979%
13303 | 4 | 1 |  | Manual | 1 | Table | Compact Fluorescent |  | Twist | 1 | 15 | Bedroom | 133034 | Bedroom | 0.04979%
13303 | 5 | 1 |  | Manual | 1 | Ceiling Fixture | Compact Fluorescent |  | Twist | 1 | 15 | Hall | 133035 | Hall | 0.04979%
13303 | 6 | 1 |  | Manual | 1 | Ceiling Fan | Compact Fluorescent |  | Twist | 2 | 15 | Kitchen | 133036 | Kitchen | 0.04979%
13303 | 7 | 1 |  | Manual | 1 | Ceiling Fan | Compact Fluorescent |  | Twist | 2 | 15 | Living Room | 133037 | Living Room | 0.04979%
13310 | 1 | 1 |  | None | 1 | Wall Mount | Incandescent |  | Globe | 5 | 40 | Bathroom | 133101 | Bathroom | 0.04979%
13310 | 1 | 2 |  | Manual | 1 | Wall Mount | Other |  | LED Interior | 1 | 1 | Bathroom | 133101 | Bathroom | 0.04979%
13310 | 2 | 1 |  | Manual | 1 | Ceiling Fixture | Compact Fluorescent |  | Twist | 1 | 20 | Garage | 133102 | Garage | 0.04979%
13310 | 3 | 1 |  | Manual | 1 | Ceiling Fixture | Incandescent |  | Mini base | 1 | 60 | Hall | 133103 | Hall | 0.04979%
13310 | 4 | 1 |  | Manual | 1 | Ceiling Fixture | Incandescent |  | Standard A Lamp | 1 | 60 | Bedroom | 133104 | Bedroom | 0.04979%
13310 | 5 | 1 |  | Manual | 2 | Ceiling Fixture | Incandescent |  | Standard A Lamp | 2 | 60 | Kitchen | 133105 | Kitchen | 0.04979%
13310 | 5 | 2 |  | Manual | 1 | Wall Mount | Incandescent |  | Standard A Lamp | 1 | 60 | Kitchen | 133105 | Kitchen | 0.04979%
13310 | 6 | 1 |  | Manual | 2 | Ceiling Fixture | Incandescent |  | Standard A Lamp | 1 | 60 | Laundry Room | 133106 | Laundry Room | 0.04979%
13310 | 7 | 1 |  | Manual | 1 | Ceiling Fixture | Incandescent |  | Standard A Lamp | 1 | 60 | Living Room | 133107 | Living Room | 0.04979%
13310 | 7 | 2 |  | Manual | 1 | Table | Incandescent |  | Decorative | 2 | 40 | Living Room | 133107 | Living Room | 0.04979%
13310 | 8 | 1 |  | Manual | 1 | Ceiling Fixture | Incandescent |  | Standard A Lamp | 1 | 60 | Master Bedroom | 133108 | Master Bedroom | 0.04979%
13310 | 8 | 2 |  | Manual | 1 | Torchiere | Incandescent |  | Standard A Lamp | 1 | 60 | Master Bedroom | 133108 | Master Bedroom | 0.04979%
13310 | 8 | 3 |  | Manual | 2 | Table | Incandescent |  | Standard A Lamp | 1 | 60 | Master Bedroom | 133108 | Master Bedroom | 0.04979%
13310 | 8 | 4 |  | Manual | 1 | Table | Incandescent |  | Decorative | 1 | 60 | Master Bedroom | 133108 | Master Bedroom | 0.04979%
13315 | 1 | 1 |  | Manual | 1 | Wall Mount | Compact Fluorescent |  | Globe | 4 | 11 | Bathroom | 133151 | Bathroom | 0.1232%
13315 | 2 | 1 |  | Manual | 1 | Wall Mount | Compact Fluorescent |  | Straight Tube | 1 | 11 | Bedroom | 133152 | Bedroom | 0.1232%
13315 | 3 | 1 |  | Manual | 1 | Ceiling Fixture | Compact Fluorescent |  | Straight Tube | 1 | 11 | Bedroom | 133153 | Bedroom | 0.1232%
13315 | 3 | 2 |  | Manual | 1 | Wall Mount | Compact Fluorescent |  | Straight Tube | 1 | 11 | Bedroom | 133153 | Bedroom | 0.1232%
13315 | 3 | 3 |  | Dimmer | 1 | Table | Incandescent |  | Clear | 1 | 25 | Bedroom | 133153 | Bedroom | 0.1232%
13315 | 4 | 1 |  | Manual | 1 | Ceiling Fixture | Compact Fluorescent |  | Straight Tube | 1 | 11 | Closet | 133154 | Closet | 0.1232%
13315 | 5 | 1 |  | Manual | 1 | Ceiling Fixture | Compact Fluorescent |  | Twist | 1 | 13 | Closet | 133155 | Closet | 0.1232%
13315 | 6 | 1 |  | Manual | 1 | Wall Mount | Compact Fluorescent |  | Straight Tube | 1 | 11 | Hall | 133156 | Hall | 0.1232%
13315 | 7 | 1 |  | Dimmer | 7 | Recessed Can | Incandescent |  | Reflector | 1 | 65 | Kitchen | 133157 | Kitchen | 0.1232%
13315 | 7 | 2 |  | Manual | 1 | Ceiling Fixture | Compact Fluorescent |  | A shape bulb | 1 | 11 | Kitchen | 133157 | Kitchen | 0.1232%
13315 | 8 | 1 |  | Manual | 1 | Ceiling Fixture | Compact Fluorescent |  | Straight Tube | 1 | 11 | Laundry Room | 133158 | Laundry Room | 0.1232%
13315 | 9 | 1 |  | Manual | 1 | Floor lamp | Compact Fluorescent |  | Straight Tube | 1 | 11 | Living Room | 133159 | Living Room | 0.1232%
13315 | 9 | 2 |  | Manual | 1 | Other | Halogen |  | MR | 1 | 20 | Living Room | 133159 | Living Room | 0.1232%
13315 | 9 | 3 |  | Manual | 1 | Table | Other |  |  | 1 | 40 | Living Room | 133159 | Living Room | 0.1232%
13319 | 1 | 1 |  | Manual | 2 | Ceiling Fixture | Compact Fluorescent |  | Twist | 2 | 22 | Living Room | 133191 | Living Room | 0.0286%
13319 | 1 | 2 |  | Manual | 1 | Table | Compact Fluorescent |  | Twist | 1 | 15 | Living Room | 133191 | Living Room | 0.0286%
13319 | 2 | 1 |  | Manual | 1 | Ceiling Fixture | Compact Fluorescent |  | Twist | 2 | 15 | Office | 133192 | Office | 0.0286%
13319 | 2 | 2 |  | Manual | 1 | Table | Incandescent |  | Standard A Lamp | 1 | 60 | Office | 133192 | Office | 0.0286%
13319 | 2 | 3 |  | Manual | 1 | Table | Compact Fluorescent |  | Twist | 1 | 15 | Office | 133192 | Office | 0.0286%
13319 | 2 | 4 |  | Manual | 1 | Table | Linear Fluorescent | 12 | T-8 | 2 | 40 | Office | 133192 | Office | 0.0286%
13319 | 3 | 1 |  | Manual | 1 | Ceiling Fixture | Incandescent |  | Standard A Lamp | 1 | 60 | Bathroom | 133193 | Bathroom | 0.0286%
13319 | 4 | 1 |  | Manual | 1 | Chandelier (Hanging) | Incandescent |  | Standard A Lamp | 5 | 60 | Dining Room | 133194 | Dining Room | 0.0286%
13319 | 5 | 1 |  | Manual | 1 | Ceiling Fixture | Incandescent |  | Standard A Lamp | 2 | 60 | Hall | 133195 | Hall | 0.0286%
13319 | 6 | 1 |  | Manual | 1 | Garage door opener | Incandescent |  | Standard A Lamp | 2 | 60 | Garage | 133196 | Garage | 0.0286%
13319 | 6 | 2 |  | Manual | 1 | Ceiling Fixture | Incandescent |  | Heat Lamp | 1 | 1 | Garage | 133196 | Garage | 0.0286%
13319 | 6 | 3 |  | Manual | 1 | Ceiling Fixture | Compact Fluorescent |  | Reflector | 1 | 28 | Garage | 133196 | Garage | 0.0286%
13319 | 7 | 1 |  | Manual | 1 | Chandelier (Hanging) | Incandescent |  | Standard A Lamp | 2 | 40 | Bathroom | 133197 | Bathroom | 0.0286%
13319 | 7 | 2 |  | Manual | 1 | Ceiling Fixture | Incandescent |  | Standard A Lamp | 1 | 60 | Bathroom | 133197 | Bathroom | 0.0286%
13319 | 8 | 1 |  | Manual | 1 | Ceiling Fixture | Incandescent |  | Standard A Lamp | 2 | 60 | Bedroom | 133198 | Bedroom | 0.0286%
13319 | 8 | 2 |  | Manual | 1 | Table | Incandescent |  | 3-Way Incandescent | 1 | 135 | Bedroom | 133198 | Bedroom | 0.0286%
13319 | 9 | 1 |  | Manual | 1 | Ceiling Fixture | Incandescent |  | Standard A Lamp | 1 | 100 | Closet | 133199 | Closet | 0.0286%
13319 | 10 | 1 |  | Manual | 2 | Ceiling Fixture | Compact Fluorescent |  | Twist | 1 | 15 | Hall | 1331910 | Hall | 0.0286%
13319 | 10 | 2 |  | Manual | 1 | Ceiling Fixture | Incandescent |  | Standard A Lamp | 1 | 60 | Hall | 1331910 | Hall | 0.0286%
13319 | 11 | 1 |  | Manual | 3 | Recessed Can | Incandescent |  | Reflector | 1 | 65 | Kitchen | 1331911 | Kitchen | 0.0286%
13319 | 12 | 1 |  | Manual | 1 | Ceiling Fixture | Compact Fluorescent |  | Twist | 1 | 27 | Laundry Room | 1331912 | Laundry Room | 0.0286%
13319 | 13 | 1 |  | Manual | 2 | Chandelier (Hanging) | Incandescent |  | Mini base | 5 | 25 | Living Room | 1331913 | Living Room | 0.0286%
13319 | 13 | 2 |  | Manual | 1 | Floor lamp | Incandescent |  | 3-Way Incandescent | 1 | 100 | Living Room | 1331913 | Living Room | 0.0286%
13319 | 14 | 1 |  | Manual | 1 | Ceiling Fixture | Incandescent |  | Standard A Lamp | 1 | 60 | Bathroom | 1331914 | Bathroom | 0.0286%
13319 | 14 | 2 |  | Manual | 1 | Chandelier (Hanging) | Incandescent |  | Standard A Lamp | 2 | 60 | Bathroom | 1331914 | Bathroom | 0.0286%
13319 | 15 | 1 |  | Manual | 1 | Ceiling Fixture | Incandescent |  | Standard A Lamp | 1 | 60 | Bedroom | 1331915 | Bedroom | 0.0286%
13319 | 15 | 2 |  | Manual | 1 | Ceiling Fixture | Compact Fluorescent |  | Twist | 1 | 15 | Bedroom | 1331915 | Bedroom | 0.0286%
13319 | 15 | 3 |  | Manual | 2 | Table | Incandescent |  | Standard A Lamp | 1 | 25 | Bedroom | 1331915 | Bedroom | 0.0286%
13323 | 1 | 1 |  | Dimmer | 1 | Wall Mount | Incandescent |  | Globe | 4 | 40 | Bedroom | 133231 | Bedroom | 0.03789%
13323 | 1 | 2 |  | Manual | 1 | Ceiling Fan | Incandescent |  | Heat Lamp | 1 | 250 | Bedroom | 133231 | Bedroom | 0.03789%
13323 | 2 | 1 |  | Manual | 2 | Ceiling Fixture | Compact Fluorescent |  | Twist | 1 | 15 | Other | 133232 | Other | 0.03789%
13323 | 3 | 1 |  | Manual | 2 | Recessed Can | Compact Fluorescent |  | Reflector | 1 | 15 | Hall | 133233 | Hall | 0.03789%
13323 | 4 | 1 |  | Manual | 2 | Ceiling Fixture | Compact Fluorescent |  | Twist | 1 | 15 | Laundry Room | 133234 | Laundry Room | 0.03789%
13323 | 5 | 1 |  | Manual | 1 | Ceiling Fixture | Compact Fluorescent |  | Twist | 1 | 15 | Other | 133235 | Other | 0.03789%
13323 | 6 | 1 |  | Manual | 1 | Ceiling Fixture | Compact Fluorescent |  | Twist | 1 | 15 | Bedroom | 133236 | Bedroom | 0.03789%
13323 | 6 | 2 |  | Manual | 2 | Table | Compact Fluorescent |  | Twist | 1 | 15 | Bedroom | 133236 | Bedroom | 0.03789%
13323 | 7 | 1 |  | Manual | 1 | Wall Mount | Compact Fluorescent |  | Twist | 1 | 15 | Other | 133237 | Other | 0.03789%
13323 | 8 | 1 |  | Manual | 1 | Wall Mount | Compact Fluorescent |  | Twist | 1 | 15 | Bathroom | 133238 | Bathroom | 0.03789%
13323 | 9 | 1 |  | Manual | 1 | Wall Mount | Compact Fluorescent |  | Twist | 1 | 15 | Bathroom | 133239 | Bathroom | 0.03789%
13323 | 10 | 1 |  | Manual | 1 | Ceiling Fixture | Compact Fluorescent |  | Twist | 1 | 15 | Bedroom | 1332310 | Bedroom | 0.03789%
13323 | 10 | 2 |  | Manual | 2 | Table | Incandescent |  | Standard A Lamp | 1 | 60 | Bedroom | 1332310 | Bedroom | 0.03789%
13323 | 10 | 3 |  | Manual | 1 | Table | Compact Fluorescent |  | Twist | 1 | 15 | Bedroom | 1332310 | Bedroom | 0.03789%
13323 | 11 | 1 |  | Manual | 1 | Ceiling Fixture | Compact Fluorescent |  | Twist | 1 | 15 | Closet | 1332311 | Closet | 0.03789%
13323 | 12 | 1 |  | Manual | 1 | Ceiling Fixture | Linear Fluorescent | 48 | T-12 | 2 | 40 | Closet | 1332312 | Closet | 0.03789%
13323 | 13 | 1 |  | Dimmer | 1 | Ceiling Fixture | Incandescent |  | Standard A Lamp | 1 | 60 | Family Room | 1332313 | Family Room | 0.03789%
13323 | 13 | 2 |  | Manual | 1 | Table | Compact Fluorescent |  | Twist | 1 | 15 | Family Room | 1332313 | Family Room | 0.03789%
13323 | 14 | 1 |  | Manual | 1 | Chandelier (Hanging) | Incandescent |  | Decorative | 5 | 60 | Dining Room | 1332314 | Dining Room | 0.03789%
13323 | 15 | 1 |  | Manual | 1 | Garage door opener | Incandescent |  | Standard A Lamp | 1 | 60 | Garage | 1332315 | Garage | 0.03789%
13323 | 15 | 2 |  | Manual | 1 | Wall Mount | Incandescent |  | Standard A Lamp | 1 | 60 | Garage | 1332315 | Garage | 0.03789%
13323 | 16 | 1 |  | Manual | 1 | Recessed Can | Compact Fluorescent |  | Reflector | 1 | 15 | Hall | 1332316 | Hall | 0.03789%
13323 | 16 | 2 |  | Manual | 1 | Ceiling Fixture | Compact Fluorescent |  | Twist | 1 | 15 | Hall | 1332316 | Hall | 0.03789%
13323 | 16 | 3 |  | Manual | 1 | Other | Other |  | LED Interior | 4 | 3 | Hall | 1332316 | Hall | 0.03789%
13323 | 17 | 1 |  | Manual | 2 | Wall Mount | Incandescent |  | Standard A Lamp | 1 | 60 | Living Room | 1332317 | Living Room | 0.03789%
13323 | 17 | 2 |  | Manual | 1 | Torchiere | Compact Fluorescent |  | Circline (Screw Base) | 1 | 22 | Living Room | 1332317 | Living Room | 0.03789%
13323 | 17 | 3 |  | Manual | 1 | Table | Compact Fluorescent |  | A shape bulb | 1 | 15 | Living Room | 1332317 | Living Room | 0.03789%
13323 | 18 | 1 |  | Manual | 1 | Ceiling Fixture | Compact Fluorescent |  | Twist | 1 | 15 | Office | 1332318 | Office | 0.03789%
13323 | 18 | 2 |  | Manual | 1 | Floor lamp | Compact Fluorescent |  | Twist | 3 | 15 | Office | 1332318 | Office | 0.03789%
13323 | 19 | 1 |  | Manual | 1 | Ceiling Fixture | Compact Fluorescent |  | Twist | 1 | 15 | Closet | 1332319 | Closet | 0.03789%
13323 | 20 | 1 |  | Manual | 1 | Table | Incandescent |  | Standard A Lamp | 1 | 40 | Master Bedroom | 1332320 | Master Bedroom | 0.03789%
13323 | 20 | 2 |  | Dimmer | 4 | Recessed Can | Incandescent |  | Reflector | 1 | 65 | Master Bedroom | 1332320 | Master Bedroom | 0.03789%
13323 | 21 | 1 |  | Manual | 1 | Ceiling Fixture | Incandescent |  | Standard A Lamp | 1 | 60 | Closet | 1332321 | Closet | 0.03789%
13323 | 22 | 1 |  | Manual | 1 | Wall Mount | Compact Fluorescent |  | Twist | 1 | 15 | Hall | 1332322 | Hall | 0.03789%
13327 | 1 | 1 |  | Manual | 1 | Wall Mount | Incandescent |  | Globe | 3 | 40 | Bathroom | 133271 | Bathroom | 0.0364%
13327 | 2 | 1 |  | Manual | 1 | Wall Mount | Incandescent |  | Globe | 3 | 40 | Bathroom | 133272 | Bathroom | 0.0364%
13327 | 3 | 1 |  | Manual | 1 | Table | Compact Fluorescent |  | Twist | 1 | 9 | Bedroom | 133273 | Bedroom | 0.0364%
13327 | 4 | 1 |  | Manual | 1 | Ceiling Fan | Compact Fluorescent |  | Twist | 2 | 13 | Bedroom | 133274 | Bedroom | 0.0364%
13327 | 5 | 1 |  | Manual | 1 | Ceiling Fan | Incandescent |  | Globe | 3 | 40 | Dining Room | 133275 | Dining Room | 0.0364%
13327 | 5 | 2 |  | Manual | 1 | Floor lamp | Compact Fluorescent |  | Twist | 1 | 9 | Dining Room | 133275 | Dining Room | 0.0364%
13327 | 6 | 1 |  | Manual | 3 | Architectural | Linear Fluorescent | 48 | T-12 | 2 | 34 | Garage | 133276 | Garage | 0.0364%
13327 | 6 | 2 |  | Manual | 1 | Garage door opener | Other |  |  | 2 | 50 | Garage | 133276 | Garage | 0.0364%
13327 | 6 | 3 |  | Manual | 1 | Architectural | Linear Fluorescent | 48 | T-12 | 4 | 34 | Garage | 133276 | Garage | 0.0364%
13327 | 7 | 1 |  | Manual | 1 | Ceiling Fixture | Compact Fluorescent |  | Twist | 2 | 13 | Hall | 133277 | Hall | 0.0364%
13327 | 8 | 1 |  | Manual | 1 | Ceiling Fixture | Compact Fluorescent |  | Twist | 2 | 13 | Kitchen | 133278 | Kitchen | 0.0364%
13327 | 9 | 1 |  | Manual | 1 | Ceiling Fixture | Compact Fluorescent |  | Twist | 1 | 13 | Laundry Room | 133279 | Laundry Room | 0.0364%
13327 | 10 | 1 |  | Manual | 1 | Table | Compact Fluorescent |  | Twist | 1 | 13 | Living Room | 1332710 | Living Room | 0.0364%
13327 | 11 | 1 |  | Manual | 1 | Ceiling Fan | Compact Fluorescent |  | Twist | 2 | 13 | Master Bedroom | 1332711 | Master Bedroom | 0.0364%
13327 | 11 | 2 |  | Manual | 1 | Table | Compact Fluorescent |  | Twist | 1 | 13 | Master Bedroom | 1332711 | Master Bedroom | 0.0364%
13328 | 1 | 1 |  | Dimmer | 1 | Wall Mount | Incandescent |  | Globe | 6 | 40 | Bathroom | 133281 | Bathroom | 0.04979%
13328 | 2 | 1 |  | Manual | 1 | Wall Mount | Incandescent |  | Standard A Lamp | 2 | 60 | Bathroom | 133282 | Bathroom | 0.04979%
13328 | 2 | 2 |  | Manual | 1 | Ceiling Fixture | Incandescent |  | Standard A Lamp | 1 | 60 | Bathroom | 133282 | Bathroom | 0.04979%
13328 | 3 | 1 |  | Manual | 1 | Ceiling Fixture | Incandescent |  | Standard A Lamp | 1 | 60 | Bedroom | 133283 | Bedroom | 0.04979%
13328 | 4 | 1 |  | Manual | 1 | Ceiling Fixture | Incandescent |  | Standard A Lamp | 1 | 60 | Bedroom | 133284 | Bedroom | 0.04979%
13328 | 5 | 1 |  | Manual | 1 | Ceiling Fixture | Incandescent |  | Standard A Lamp | 1 | 60 | Bedroom | 133285 | Bedroom | 0.04979%
13328 | 5 | 2 |  | Manual | 1 | Table | Compact Fluorescent |  | Twist | 1 | 15 | Bedroom | 133285 | Bedroom | 0.04979%
13328 | 6 | 1 |  | Manual | 1 | Chandelier (Hanging) | Incandescent |  | Standard A Lamp | 2 | 60 | Dining Room | 133286 | Dining Room | 0.04979%
13328 | 6 | 2 |  | Manual | 2 | Recessed Can | Halogen |  | Other | 1 | 20 | Dining Room | 133286 | Dining Room | 0.04979%
13328 | 6 | 3 |  | Manual | 2 | Recessed Can | Incandescent |  | Reflector | 1 | 40 | Dining Room | 133286 | Dining Room | 0.04979%
13328 | 7 | 1 |  | Manual | 1 | Ceiling Fixture | Compact Fluorescent |  | Other | 1 | 36 | Family Room | 133287 | Family Room | 0.04979%
13328 | 7 | 2 |  | Manual | 1 | Floor lamp | Compact Fluorescent |  | Twist | 1 | 15 | Family Room | 133287 | Family Room | 0.04979%
13328 | 7 | 3 |  | Manual | 1 | Track | Halogen |  | MR | 4 | 20 | Family Room | 133287 | Family Room | 0.04979%
13328 | 7 | 4 |  | Manual | 1 | Table | Incandescent |  | Standard A Lamp | 1 | 40 | Family Room | 133287 | Family Room | 0.04979%
13328 | 7 | 5 |  | Manual | 1 | Other | Halogen |  | MR | 1 | 30 | Family Room | 133287 | Family Room | 0.04979%
13328 | 8 | 1 |  | Manual | 1 | Ceiling Fixture | Compact Fluorescent |  | Twist | 1 | 15 | Hall | 133288 | Hall | 0.04979%
13328 | 9 | 1 |  | Manual | 1 | Ceiling Fixture | Linear Fluorescent |  | Fluorescent Other | 1 | 32 | Hall | 133289 | Hall | 0.04979%
13328 | 9 | 2 |  | Manual | 1 | Ceiling Fixture | Linear Fluorescent | 24 | T-12 | 2 | 20 | Hall | 133289 | Hall | 0.04979%
13328 | 10 | 1 |  | Manual | 1 | Chandelier (Hanging) | Incandescent |  | Globe | 3 | 40 | Kitchen | 1332810 | Kitchen | 0.04979%
13328 | 10 | 2 |  | Manual | 1 | Ceiling Fixture | Linear Fluorescent | 48 | T-12 | 2 | 40 | Kitchen | 1332810 | Kitchen | 0.04979%
13328 | 10 | 3 |  | Manual | 1 | Ceiling Fixture | Linear Fluorescent | 44 | T-12 | 1 | 40 | Kitchen | 1332810 | Kitchen | 0.04979%
13328 | 11 | 1 |  | Manual | 2 | Wall Mount | Incandescent |  | Standard A Lamp | 1 | 40 | Living Room | 1332811 | Living Room | 0.04979%
13328 | 11 | 2 |  | Manual | 1 | Floor lamp | Compact Fluorescent |  | Twist | 1 | 15 | Living Room | 1332811 | Living Room | 0.04979%
13328 | 12 | 1 |  | Manual | 1 | Ceiling Fixture | Incandescent |  | Mini base | 3 | 60 | Bedroom | 1332812 | Bedroom | 0.04979%
13328 | 12 | 2 |  | Manual | 2 | Table | Compact Fluorescent |  | Twist | 1 | 15 | Bedroom | 1332812 | Bedroom | 0.04979%
13328 | 12 | 3 |  | Manual | 2 | Recessed Can | Incandescent |  | Reflector | 1 | 60 | Bedroom | 1332812 | Bedroom | 0.04979%
13328 | 13 | 1 |  | Manual | 1 | Ceiling Fixture | Compact Fluorescent |  | Other | 1 | 28 | Other | 1332813 | Other | 0.04979%
13328 | 14 | 1 |  | Manual | 2 | Ceiling Fixture | Linear Fluorescent | 92 | T-12 | 2 | 60 | Garage | 1332814 | Garage | 0.04979%
13328 | 14 | 2 |  | Manual | 1 | Ceiling Fixture | Linear Fluorescent | 48 | T-12 | 2 | 40 | Garage | 1332814 | Garage | 0.04979%
13328 | 14 | 3 |  | Manual | 1 | Garage door opener | Incandescent |  | Standard A Lamp | 1 | 40 | Garage | 1332814 | Garage | 0.04979%
13336 | 1 | 1 |  | Manual | 1 | Wall Mount | Incandescent |  | Globe | 4 | 40 | Bathroom | 133361 | Bathroom | 0.1723%
13336 | 2 | 1 |  | Manual | 1 | Ceiling Fixture | Incandescent |  | Standard A Lamp | 1 | 60 | Bedroom | 133362 | Bedroom | 0.1723%
13336 | 3 | 1 |  | Manual | 1 | Ceiling Fixture | Incandescent |  | Standard A Lamp | 1 | 40 | Bedroom | 133363 | Bedroom | 0.1723%
13336 | 4 | 1 |  | Manual | 1 | Chandelier (Hanging) | Incandescent |  | Standard A Lamp | 5 | 40 | Dining Room | 133364 | Dining Room | 0.1723%
13336 | 4 | 2 |  | Manual | 1 | Torchiere | Halogen |  | Quartz Tube | 1 | 100 | Dining Room | 133364 | Dining Room | 0.1723%
13336 | 5 | 1 |  | Manual | 2 | Table | Compact Fluorescent |  | Twist | 1 | 15 | Family Room | 133365 | Family Room | 0.1723%
13336 | 5 | 2 |  | Manual | 1 | Recessed Can | Incandescent |  | Reflector | 1 | 75 | Family Room | 133365 | Family Room | 0.1723%
13336 | 6 | 1 |  | Manual | 2 | Ceiling Fixture | Incandescent |  | Standard A Lamp | 1 | 60 | Garage | 133366 | Garage | 0.1723%
13336 | 7 | 1 |  | Manual | 1 | Chandelier (Hanging) | Incandescent |  | Decorative | 7 | 40 | Hall | 133367 | Hall | 0.1723%
13336 | 8 | 1 |  | Manual | 5 | Recessed Can | Incandescent |  | Reflector | 1 | 75 | Kitchen | 133368 | Kitchen | 0.1723%
13336 | 9 | 1 |  | Manual | 1 | Wall Mount | Incandescent |  | Globe | 4 | 40 | Laundry Room | 133369 | Laundry Room | 0.1723%
13336 | 9 | 2 |  | Manual | 1 | Ceiling Fixture | Incandescent |  | Standard A Lamp | 1 | 60 | Laundry Room | 133369 | Laundry Room | 0.1723%
13336 | 10 | 1 |  | Manual | 2 | Ceiling Fixture | Compact Fluorescent |  | Twist | 1 | 13 | Living Room | 1333610 | Living Room | 0.1723%
13336 | 10 | 2 |  | Manual | 1 | Table | Incandescent |  | Standard A Lamp | 1 | 60 | Living Room | 1333610 | Living Room | 0.1723%
13336 | 11 | 1 |  | Manual | 1 | Wall Mount | Halogen |  | Quartz Tube | 3 | 50 | Bathroom | 1333611 | Bathroom | 0.1723%
13336 | 12 | 1 |  | Manual | 1 | Ceiling Fixture | Incandescent |  | Standard A Lamp | 3 | 60 | Master Bedroom | 1333612 | Master Bedroom | 0.1723%
13336 | 13 | 1 |  | Manual | 1 | Ceiling Fixture | Incandescent |  | Standard A Lamp | 1 | 60 | Closet | 1333613 | Closet | 0.1723%
13336 | 14 | 1 |  | Manual | 1 | Ceiling Fixture | Incandescent |  | Standard A Lamp | 1 | 60 | Hall | 1333614 | Hall | 0.1723%
13347 | 1 | 1 |  | Manual | 3 | Wall Mount | Compact Fluorescent |  | Twist | 1 | 15 | Family Room | 133471 | Family Room | 0.04979%
13347 | 1 | 2 |  | Dimmer | 4 | Ceiling Fixture | Halogen |  | MR | 1 | 50 | Family Room | 133471 | Family Room | 0.04979%
13347 | 1 | 3 |  | Manual | 2 | Floor lamp | Compact Fluorescent |  | A shape bulb | 3 | 22 | Family Room | 133471 | Family Room | 0.04979%
13347 | 1 | 4 |  | Manual | 1 | Table | Incandescent |  | Standard A Lamp | 1 | 60 | Family Room | 133471 | Family Room | 0.04979%
13347 | 2 | 1 |  | Manual | 1 | Ceiling Fixture | Incandescent |  | Standard A Lamp | 2 | 60 | Bedroom | 133472 | Bedroom | 0.04979%
13347 | 3 | 1 |  | Manual | 1 | Ceiling Fixture | Incandescent |  | Standard A Lamp | 2 | 60 | Bedroom | 133473 | Bedroom | 0.04979%
13347 | 3 | 2 |  | Manual | 2 | Table | Incandescent |  | Standard A Lamp | 1 | 60 | Bedroom | 133473 | Bedroom | 0.04979%
13347 | 3 | 3 |  | Manual | 1 | Table | Incandescent |  | 3-Way Incandescent | 1 | 100 | Bedroom | 133473 | Bedroom | 0.04979%
13347 | 4 | 1 |  | Manual | 2 | Ceiling Fixture | Incandescent |  | Standard A Lamp | 2 | 60 | Bathroom | 133474 | Bathroom | 0.04979%
13347 | 5 | 1 |  | Manual | 1 | Garage door opener | Linear Fluorescent |  | T-4 | 2 | 60 | Garage | 133475 | Garage | 0.04979%
13347 | 6 | 1 |  | Manual | 2 | Ceiling Fixture | Incandescent |  | Standard A Lamp | 2 | 40 | Laundry Room | 133476 | Laundry Room | 0.04979%
13347 | 7 | 1 |  | Manual | 1 | Wall Mount | Incandescent |  | Standard A Lamp | 2 | 60 | Bathroom | 133477 | Bathroom | 0.04979%
13347 | 7 | 2 |  | Manual | 1 | Ceiling Fixture | Incandescent |  | Standard A Lamp | 1 | 60 | Bathroom | 133477 | Bathroom | 0.04979%
13347 | 8 | 1 |  | Manual | 1 | Ceiling Fixture | Incandescent |  | Standard A Lamp | 3 | 60 | Office | 133478 | Office | 0.04979%
13347 | 8 | 2 |  | Manual | 1 | Table | Incandescent |  | Clear | 1 | 100 | Office | 133478 | Office | 0.04979%
13347 | 8 | 3 |  | Manual | 1 | Table | Incandescent |  | Clear | 1 | 60 | Office | 133478 | Office | 0.04979%
13347 | 9 | 1 |  | Manual | 2 | Other | Halogen |  | PAR | 2 | 50 | Kitchen | 133479 | Kitchen | 0.04979%
13347 | 9 | 2 |  | Manual | 5 | Other | Halogen |  | PAR | 3 | 50 | Kitchen | 133479 | Kitchen | 0.04979%
13347 | 9 | 3 |  | Manual | 1 | Ceiling Fixture | Halogen |  | MR | 4 | 50 | Kitchen | 133479 | Kitchen | 0.04979%
13347 | 9 | 4 |  | Dimmer | 7 | Recessed Can | Incandescent |  | Reflector | 1 | 65 | Kitchen | 133479 | Kitchen | 0.04979%
13347 | 9 | 5 |  | Manual | 3 | Ceiling Fixture | Halogen |  | MR | 1 | 50 | Kitchen | 133479 | Kitchen | 0.04979%
13347 | 10 | 1 |  | Dimmer | 1 | Chandelier (Hanging) | Incandescent |  | Mini base | 6 | 60 | Dining Room | 1334710 | Dining Room | 0.04979%
13347 | 11 | 1 |  | Manual | 3 | Table | Incandescent |  | Mini base | 1 | 60 | Living Room | 1334711 | Living Room | 0.04979%
13347 | 11 | 2 |  | Manual | 2 | Table | Incandescent |  | 3-Way Incandescent | 1 | 100 | Living Room | 1334711 | Living Room | 0.04979%
13347 | 11 | 3 |  | Manual | 2 | Floor lamp | Incandescent |  | 3-Way Incandescent | 1 | 100 | Living Room | 1334711 | Living Room | 0.04979%
13347 | 11 | 4 |  | Manual | 1 | Table | Compact Fluorescent |  | Twist | 1 | 22 | Living Room | 1334711 | Living Room | 0.04979%
13347 | 11 | 5 |  | Manual | 1 | Ceiling Fixture | Incandescent |  | Standard A Lamp | 2 | 60 | Living Room | 1334711 | Living Room | 0.04979%
13347 | 12 | 1 |  | Manual | 1 | Ceiling Fixture | Compact Fluorescent |  | Twist | 1 | 22 | Hall | 1334712 | Hall | 0.04979%
13347 | 13 | 1 |  | Manual | 1 | Ceiling Fixture | Incandescent |  | Standard A Lamp | 3 | 60 | Master Bedroom | 1334713 | Master Bedroom | 0.04979%
13347 | 13 | 2 |  | Manual | 3 | Table | Compact Fluorescent |  | Twist | 1 | 15 | Master Bedroom | 1334713 | Master Bedroom | 0.04979%
13347 | 13 | 3 |  | Manual | 1 | Table | Incandescent |  | Standard A Lamp | 1 | 60 | Master Bedroom | 1334713 | Master Bedroom | 0.04979%
13359 | 1 | 1 |  | Manual | 1 | Wall Mount | Compact Fluorescent |  | Globe | 3 | 15 | Bathroom | 133591 | Bathroom | 0.0286%
13359 | 1 | 2 |  | Manual | 1 | Wall Mount | Incandescent |  | Globe | 3 | 40 | Bathroom | 133591 | Bathroom | 0.0286%
13359 | 1 | 3 |  | Manual | 1 | Recessed - other | Incandescent |  | Heat Lamp | 1 | 250 | Bathroom | 133591 | Bathroom | 0.0286%
13359 | 2 | 1 |  | Manual | 1 | Ceiling Fixture | Compact Fluorescent |  | Twist | 2 | 23 | Bedroom | 133592 | Bedroom | 0.0286%
13359 | 3 | 1 |  | Manual | 1 | Ceiling Fixture | Compact Fluorescent |  | Twist | 2 | 23 | Bedroom | 133593 | Bedroom | 0.0286%
13359 | 4 | 1 |  | Manual | 1 | Ceiling Fan | Compact Fluorescent |  | Twist | 4 | 27 | Dining Room | 133594 | Dining Room | 0.0286%
13359 | 5 | 1 |  | Manual | 2 | High bay | Linear Fluorescent | 96 | T-12 | 2 | 60 | Garage | 133595 | Garage | 0.0286%
13359 | 5 | 2 |  | Timer | 1 | Garage door opener | Incandescent |  | Standard A Lamp | 1 | 60 | Garage | 133595 | Garage | 0.0286%
13359 | 6 | 1 |  | Manual | 2 | Ceiling Fixture | Incandescent |  | Mini base | 3 | 60 | Hall | 133596 | Hall | 0.0286%
13359 | 7 | 1 |  | Manual | 1 | Ceiling Fixture | Linear Fluorescent | 48 | T-12 | 2 | 40 | Kitchen | 133597 | Kitchen | 0.0286%
13359 | 8 | 1 |  | Manual | 1 | Table | Incandescent |  | Standard A Lamp | 1 | 60 | Living Room | 133598 | Living Room | 0.0286%
13359 | 9 | 1 |  | Manual | 1 | Ceiling Fixture | Incandescent |  | Standard A Lamp | 2 | 60 | Master Bedroom | 133599 | Master Bedroom | 0.0286%
13359 | 9 | 2 |  | Manual | 1 | Table | Compact Fluorescent |  | Twist | 1 | 15 | Master Bedroom | 133599 | Master Bedroom | 0.0286%
13365 | 1 | 1 |  | Dimmer | 1 | Wall Mount | Incandescent |  | Clear | 3 | 40 | Bathroom | 133651 | Bathroom | 0.1232%
13365 | 1 | 2 |  | Manual | 1 | Recessed - other | Compact Fluorescent |  | Reflector | 1 | 22 | Bathroom | 133651 | Bathroom | 0.1232%
13365 | 1 | 3 |  | Manual | 1 | Recessed - other | Incandescent |  | Heat Lamp | 1 | 250 | Bathroom | 133651 | Bathroom | 0.1232%
13365 | 2 | 1 |  | Manual | 1 | Ceiling Fixture | Incandescent |  | Standard A Lamp | 2 | 60 | Bedroom | 133652 | Bedroom | 0.1232%
13365 | 3 | 1 |  | Manual | 1 | Ceiling Fixture | Compact Fluorescent |  | Twist | 2 | 15 | Bedroom | 133653 | Bedroom | 0.1232%
13365 | 4 | 1 |  | Manual | 1 | Ceiling Fixture | Incandescent |  | Standard A Lamp | 1 | 60 | Closet | 133654 | Closet | 0.1232%
13365 | 5 | 1 |  | Manual | 1 | Chandelier (Hanging) | Incandescent |  | Mini base | 5 | 25 | Dining Room | 133655 | Dining Room | 0.1232%
13365 | 6 | 1 |  | Manual | 2 | Ceiling Fixture | Incandescent |  | Standard A Lamp | 1 | 60 | Garage | 133656 | Garage | 0.1232%
13365 | 6 | 2 |  | Manual | 1 | Garage door opener | Incandescent |  | Standard A Lamp | 1 | 60 | Garage | 133656 | Garage | 0.1232%
13365 | 7 | 1 |  | Manual | 5 | Ceiling Fixture | Incandescent |  | Standard A Lamp | 2 | 60 | Hall | 133657 | Hall | 0.1232%
13365 | 8 | 1 |  | Manual | 5 | Recessed Can | Incandescent |  | Reflector | 1 | 65 | Kitchen | 133658 | Kitchen | 0.1232%
13365 | 8 | 2 |  | Manual | 1 | Chandelier (Hanging) | Incandescent |  | Standard A Lamp | 3 | 60 | Kitchen | 133658 | Kitchen | 0.1232%
13365 | 9 | 1 |  | Manual | 1 | Ceiling Fixture | Linear Fluorescent | 24 | T-8 | 2 | 16 | Laundry Room | 133659 | Laundry Room | 0.1232%
13365 | 10 | 1 |  | Manual | 3 | Table | Incandescent |  | Standard A Lamp | 1 | 60 | Living Room | 1336510 | Living Room | 0.1232%
13365 | 11 | 1 |  | Dimmer | 1 | Wall Mount | Incandescent |  | Clear | 3 | 40 | Bathroom | 1336511 | Bathroom | 0.1232%
13365 | 11 | 2 |  | Manual | 1 | Recessed - other | Incandescent |  | Heat Lamp | 1 | 250 | Bathroom | 1336511 | Bathroom | 0.1232%
13365 | 12 | 1 |  | Manual | 1 | Ceiling Fixture | Compact Fluorescent |  | Twist | 2 | 15 | Master Bedroom | 1336512 | Master Bedroom | 0.1232%
13365 | 13 | 1 |  | Manual | 1 | Ceiling Fixture | Incandescent |  | Reflector | 3 | 65 | Office | 1336513 | Office | 0.1232%
13365 | 13 | 2 |  | Manual | 1 | Table | Incandescent |  | Standard A Lamp | 1 | 60 | Office | 1336513 | Office | 0.1232%
13400 | 1 | 1 |  | Manual | 2 | Recessed Can | Incandescent |  | Reflector | 1 | 65 | Bathroom | 134001 | Bathroom | 0.1723%
13400 | 1 | 2 |  | Manual | 1 | Ceiling Fixture | Incandescent |  | Standard A Lamp | 2 | 60 | Bathroom | 134001 | Bathroom | 0.1723%
13400 | 2 | 1 |  | Manual | 1 | Wall Mount | Compact Fluorescent |  | Globe | 4 | 22 | Bathroom | 134002 | Bathroom | 0.1723%
13400 | 3 | 1 |  | Manual | 1 | Ceiling Fixture | Incandescent |  | Standard A Lamp | 2 | 60 | Bedroom | 134003 | Bedroom | 0.1723%
13400 | 3 | 2 |  | Manual | 1 | Ceiling Fixture | Incandescent |  | 3-Way Incandescent | 1 | 100 | Bedroom | 134003 | Bedroom | 0.1723%
13400 | 4 | 1 |  | Manual | 1 | Ceiling Fan | Incandescent |  | Clear | 3 | 60 | Bedroom | 134004 | Bedroom | 0.1723%
13400 | 4 | 2 |  | Manual | 3 | Table | Incandescent |  | 3-Way Incandescent | 1 | 100 | Bedroom | 134004 | Bedroom | 0.1723%
13400 | 5 | 1 |  | Manual | 1 | Ceiling Fixture | Incandescent |  | Standard A Lamp | 1 | 60 | Bedroom | 134005 | Bedroom | 0.1723%
13400 | 5 | 2 |  | Manual | 3 | Table | Incandescent |  | Standard A Lamp | 1 | 40 | Bedroom | 134005 | Bedroom | 0.1723%
13400 | 6 | 1 |  | Manual | 2 | Ceiling Fixture | Incandescent |  | Standard A Lamp | 1 | 60 | Hall | 134006 | Hall | 0.1723%
13400 | 6 | 2 |  | Manual | 1 | Wall Mount | Incandescent |  | Standard A Lamp | 1 | 60 | Hall | 134006 | Hall | 0.1723%
13400 | 7 | 1 |  | Manual | 1 | Chandelier (Hanging) | Incandescent |  | Mini base | 5 | 60 | Dining Room | 134007 | Dining Room | 0.1723%
13400 | 7 | 2 |  | Manual | 2 | Table | Incandescent |  | Standard A Lamp | 1 | 40 | Dining Room | 134007 | Dining Room | 0.1723%
13400 | 8 | 1 |  | Manual | 1 | Table | Incandescent |  | Standard A Lamp | 1 | 13 | Other | 134008 | Other | 0.1723%
13400 | 8 | 2 |  | Manual | 1 | Ceiling Fixture | Incandescent |  | Mini base | 3 | 50 | Other | 134008 | Other | 0.1723%
13400 | 9 | 1 |  | Manual | 7 | Recessed Can | Incandescent |  | Reflector | 1 | 60 | Family Room | 134009 | Family Room | 0.1723%
13400 | 9 | 2 |  | Manual | 2 | Table | Incandescent |  | 3-Way Incandescent | 1 | 100 | Family Room | 134009 | Family Room | 0.1723%
13400 | 10 | 1 |  | Manual | 1 | Ceiling Fixture | Linear Fluorescent | 48 | T-12 | 2 | 40 | Garage | 1340010 | Garage | 0.1723%
13400 | 11 | 1 |  | Manual | 1 | Ceiling Fan | Compact Fluorescent |  | Twist | 4 | 22 | Kitchen | 1340011 | Kitchen | 0.1723%
13400 | 11 | 2 |  | Manual | 9 | Recessed Can | Incandescent |  | Reflector | 1 | 60 | Kitchen | 1340011 | Kitchen | 0.1723%
13400 | 12 | 1 |  | Manual | 1 | Ceiling Fixture | Incandescent |  | Reflector | 1 | 65 | Laundry Room | 1340012 | Laundry Room | 0.1723%
13400 | 13 | 1 |  | Manual | 2 | Table | Incandescent |  | Standard A Lamp | 1 | 100 | Living Room | 1340013 | Living Room | 0.1723%
13400 | 13 | 2 |  | Manual | 1 | Table | Incandescent |  | Clear | 1 | 40 | Living Room | 1340013 | Living Room | 0.1723%
13400 | 13 | 3 |  | Manual | 1 | Floor lamp | Incandescent |  | Standard A Lamp | 2 | 70 | Living Room | 1340013 | Living Room | 0.1723%
13400 | 14 | 1 |  | Manual | 4 | Recessed Can | Incandescent |  | Reflector | 1 | 65 | Bathroom | 1340014 | Bathroom | 0.1723%
13400 | 15 | 1 |  | Manual | 1 | Table | Incandescent |  | 3-Way Incandescent | 1 | 100 | Bedroom | 1340015 | Bedroom | 0.1723%
13400 | 15 | 2 |  | Manual | 5 | Table | Incandescent |  | Standard A Lamp | 1 | 75 | Bedroom | 1340015 | Bedroom | 0.1723%
13400 | 16 | 1 |  | Manual | 2 | Table | Incandescent |  | 3-Way Incandescent | 1 | 100 | Office | 1340016 | Office | 0.1723%
13400 | 16 | 2 |  | Manual | 1 | Table | Compact Fluorescent |  | Twist | 1 | 15 | Office | 1340016 | Office | 0.1723%
13400 | 17 | 1 |  | Manual | 1 | Wall Mount | Incandescent |  | Standard A Lamp | 1 | 60 | Hall | 1340017 | Hall | 0.1723%
13401 | 1 | 1 |  | Manual | 2 | Wall Mount | Incandescent |  | Standard A Lamp | 1 | 60 | Bathroom | 134011 | Bathroom | 0.1232%
13401 | 1 | 2 |  | Manual | 1 | Recessed Can | Halogen |  | MR | 1 | 50 | Bathroom | 134011 | Bathroom | 0.1232%
13401 | 2 | 1 |  | Manual | 2 | Recessed Can | Halogen |  | MR | 1 | 50 | Bedroom | 134012 | Bedroom | 0.1232%
13401 | 3 | 1 |  | Manual | 8 | Recessed Can | Halogen |  | MR | 1 | 50 | Bedroom | 134013 | Bedroom | 0.1232%
13401 | 3 | 2 |  | Manual | 1 | Floor lamp | Compact Fluorescent |  | Straight Tube | 1 | 27 | Bedroom | 134013 | Bedroom | 0.1232%
13401 | 3 | 3 |  | Manual | 1 | Floor lamp | Compact Fluorescent |  | Straight Tube | 1 | 13 | Bedroom | 134013 | Bedroom | 0.1232%
13401 | 4 | 1 |  | Manual | 2 | Recessed Can | Halogen |  | MR | 1 | 50 | Other | 134014 | Other | 0.1232%
13401 | 5 | 1 |  | Dimmer | 7 | Recessed Can | Halogen |  | MR | 1 | 50 | Family Room | 134015 | Family Room | 0.1232%
13401 | 5 | 2 |  | Manual | 4 | Wall Mount | Incandescent |  | Standard A Lamp | 1 | 60 | Family Room | 134015 | Family Room | 0.1232%
13401 | 5 | 3 |  | Manual | 1 | Floor lamp | Compact Fluorescent |  | Straight Tube | 1 | 15 | Family Room | 134015 | Family Room | 0.1232%
13401 | 6 | 1 |  | Manual | 1 | Ceiling Fixture | Linear Fluorescent | 48 | T-12 | 2 | 40 | Garage | 134016 | Garage | 0.1232%
13401 | 7 | 1 |  | Dimmer | 2 | Recessed Can | Halogen |  | MR | 1 | 50 | Hall | 134017 | Hall | 0.1232%
13401 | 8 | 1 |  | Manual | 1 | Ceiling Fixture | Incandescent |  | Globe | 1 | 60 | Kitchen | 134018 | Kitchen | 0.1232%
13401 | 8 | 2 |  | Dimmer | 12 | Recessed Can | Halogen |  | MR | 1 | 50 | Kitchen | 134018 | Kitchen | 0.1232%
13401 | 8 | 3 |  | Manual | 1 | Architectural | Incandescent |  | Reflector | 2 | 45 | Kitchen | 134018 | Kitchen | 0.1232%
13401 | 9 | 1 |  | Manual | 1 | Ceiling Fixture | Linear Fluorescent | 18 | Fluorescent Other | 2 | 54 | Laundry Room | 134019 | Laundry Room | 0.1232%
13401 | 10 | 1 |  | Manual | 1 | Ceiling Fixture | Compact Fluorescent |  | Twist | 1 | 15 | Other | 1340110 | Other | 0.1232%
13401 | 11 | 1 |  | Manual | 3 | Ceiling Fixture | Linear Fluorescent | 48 | T-12 | 2 | 40 | Other | 1340111 | Other | 0.1232%
13401 | 11 | 2 |  | Manual | 1 | Ceiling Fixture | Linear Fluorescent | 48 | T-8 | 2 | 32 | Other | 1340111 | Other | 0.1232%
13420 | 1 | 1 |  | Manual | 1 | Ceiling Fixture | Compact Fluorescent |  | Twist | 1 | 15 | Bathroom | 134201 | Bathroom | 0.1232%
13420 | 1 | 2 |  | Manual | 1 | Wall Mount | Compact Fluorescent |  | Twist | 2 | 15 | Bathroom | 134201 | Bathroom | 0.1232%
13420 | 2 | 1 |  | Manual | 1 | Ceiling Fixture | Compact Fluorescent |  | Twist | 2 | 15 | Bedroom | 134202 | Bedroom | 0.1232%
13420 | 3 | 1 |  | Manual | 1 | Ceiling Fixture | Incandescent |  | Standard A Lamp | 2 | 60 | Bedroom | 134203 | Bedroom | 0.1232%
13420 | 4 | 1 |  | Manual | 1 | Ceiling Fixture | Compact Fluorescent |  | Twist | 2 | 15 | Bedroom | 134204 | Bedroom | 0.1232%
13420 | 4 | 2 |  | Manual | 1 | Wall Mount | Incandescent |  | Standard A Lamp | 1 | 60 | Bedroom | 134204 | Bedroom | 0.1232%
13420 | 5 | 1 |  | Manual | 4 | Ceiling Fixture | Incandescent |  | Standard A Lamp | 1 | 60 | Garage | 134205 | Garage | 0.1232%
13420 | 6 | 1 |  | Manual | 1 | Ceiling Fixture | Compact Fluorescent |  | Twist | 2 | 15 | Hall | 134206 | Hall | 0.1232%
13420 | 7 | 1 |  | Manual | 1 | Chandelier (Hanging) | Incandescent |  | Standard A Lamp | 4 | 60 | Kitchen | 134207 | Kitchen | 0.1232%
13420 | 7 | 2 |  | Manual | 1 | Track | Compact Fluorescent |  | Twist | 3 | 15 | Kitchen | 134207 | Kitchen | 0.1232%
13420 | 8 | 1 |  | Manual | 1 | Ceiling Fixture | Compact Fluorescent |  | Twist | 2 | 15 | Laundry Room | 134208 | Laundry Room | 0.1232%
13420 | 9 | 1 |  | Manual | 1 | Table | Compact Fluorescent |  | Twist | 1 | 22 | Family Room | 134209 | Family Room | 0.1232%
13426 | 1 | 1 |  | Manual | 2 | Ceiling Fixture | Compact Fluorescent |  | Twist | 1 | 22 | Bedroom | 134261 | Bedroom | 0.02952%
13426 | 1 | 2 |  | Manual | 1 | Table | Incandescent |  | Standard A Lamp | 1 | 60 | Bedroom | 134261 | Bedroom | 0.02952%
13426 | 1 | 3 |  | Manual | 1 | Floor lamp | Compact Fluorescent |  | Twist | 1 | 22 | Bedroom | 134261 | Bedroom | 0.02952%
13426 | 1 | 4 |  | Manual | 1 | Table | Compact Fluorescent |  | Straight Tube | 1 | 28 | Bedroom | 134261 | Bedroom | 0.02952%
13426 | 2 | 1 |  | Manual | 1 | Wall Mount | Compact Fluorescent |  | Twist | 1 | 15 | Bathroom | 134262 | Bathroom | 0.02952%
13426 | 3 | 1 |  | Manual | 1 | Wall Mount | Incandescent |  | Globe | 2 | 40 | Bathroom | 134263 | Bathroom | 0.02952%
13426 | 4 | 1 |  | Manual | 1 | Ceiling Fixture | Compact Fluorescent |  | Twist | 3 | 15 | Bedroom | 134264 | Bedroom | 0.02952%
13426 | 5 | 1 |  | Manual | 2 | Wall Mount | Compact Fluorescent |  | Twist | 1 | 22 | Bedroom | 134265 | Bedroom | 0.02952%
13426 | 5 | 2 |  | Manual | 1 | Table | Compact Fluorescent |  | Twist | 1 | 15 | Bedroom | 134265 | Bedroom | 0.02952%
13426 | 6 | 1 |  | Manual | 1 | Table | Compact Fluorescent |  | Twist | 1 | 15 | Bedroom | 134266 | Bedroom | 0.02952%
13426 | 6 | 2 |  | Manual | 1 | Other | Compact Fluorescent |  | A shape bulb | 1 | 7 | Bedroom | 134266 | Bedroom | 0.02952%
13426 | 7 | 1 |  | Manual | 1 | Ceiling Fixture | Compact Fluorescent |  | Twist | 3 | 22 | Bedroom | 134267 | Bedroom | 0.02952%
13426 | 7 | 2 |  | Manual | 1 | Wall Mount | Compact Fluorescent |  | A shape bulb | 1 | 7 | Bedroom | 134267 | Bedroom | 0.02952%
13426 | 8 | 1 |  | Manual | 4 | Recessed Can | Compact Fluorescent |  | Reflector | 1 | 15 | Bedroom | 134268 | Bedroom | 0.02952%
13426 | 8 | 2 |  | Manual | 1 | Table | Compact Fluorescent |  | Twist | 1 | 22 | Bedroom | 134268 | Bedroom | 0.02952%
13426 | 9 | 1 |  | Manual | 2 | Architectural | Linear Fluorescent | 24 | T-12 | 1 | 40 | Closet | 134269 | Closet | 0.02952%
13426 | 10 | 1 |  | Manual | 4 | Recessed Can | Compact Fluorescent |  | Reflector | 1 | 15 | Dining Room | 1342610 | Dining Room | 0.02952%
13426 | 10 | 2 |  | Manual | 1 | Table | Compact Fluorescent |  | Twist | 1 | 22 | Dining Room | 1342610 | Dining Room | 0.02952%
13426 | 11 | 1 |  | Manual | 4 | Recessed Can | Compact Fluorescent |  | Reflector | 1 | 15 | Family Room | 1342611 | Family Room | 0.02952%
13426 | 12 | 1 |  | Manual | 1 | Ceiling Fixture | Linear Fluorescent | 48 | T-12 | 2 | 40 | Garage | 1342612 | Garage | 0.02952%
13426 | 13 | 1 |  | Manual | 1 | Ceiling Fixture | Compact Fluorescent |  | Twist | 3 | 15 | Hall | 1342613 | Hall | 0.02952%
13426 | 14 | 1 |  | Manual | 1 | Recessed Can | Compact Fluorescent |  | Reflector | 1 | 15 | Hall | 1342614 | Hall | 0.02952%
13426 | 15 | 1 |  | Manual | 6 | Recessed Can | Compact Fluorescent |  | Reflector | 1 | 15 | Kitchen | 1342615 | Kitchen | 0.02952%
13426 | 16 | 1 |  | Manual | 2 | Ceiling Fixture | Compact Fluorescent |  | Other | 1 | 28 | Laundry Room | 1342616 | Laundry Room | 0.02952%
13426 | 17 | 1 |  | Manual | 2 | Table | Compact Fluorescent |  | Twist | 1 | 15 | Living Room | 1342617 | Living Room | 0.02952%
13426 | 18 | 1 |  | Manual | 1 | Wall Mount | Compact Fluorescent |  | Twist | 1 | 15 | Hall | 1342618 | Hall | 0.02952%
13426 | 19 | 1 |  | Manual | 1 | Ceiling Fixture | Compact Fluorescent |  | Twist | 3 | 15 | Family Room | 1342619 | Family Room | 0.02952%
13426 | 19 | 2 |  | Manual | 1 | Table | Compact Fluorescent |  | Twist | 1 | 22 | Family Room | 1342619 | Family Room | 0.02952%
13426 | 20 | 1 |  | Manual | 4 | Recessed Can | Compact Fluorescent |  | Twist | 1 | 15 | Other | 1342620 | Other | 0.02952%
13426 | 20 | 2 |  | Manual | 1 | Table | Compact Fluorescent |  | Twist | 1 | 22 | Other | 1342620 | Other | 0.02952%
13427 | 1 | 1 |  | Manual | 2 | Wall Mount | Other |  | LED Interior | 1 | 3 | Bathroom | 134271 | Bathroom | 0.1232%
13427 | 2 | 1 |  | Manual | 2 | Recessed Can | Compact Fluorescent |  | Reflector | 1 | 15 | Bathroom | 134272 | Bathroom | 0.1232%
13427 | 2 | 2 |  | Manual | 1 | Recessed Can | Incandescent |  | Reflector | 1 | 65 | Bathroom | 134272 | Bathroom | 0.1232%
13427 | 3 | 1 |  | Manual | 1 | Wall Mount | Incandescent |  | Standard A Lamp | 1 | 60 | Bathroom | 134273 | Bathroom | 0.1232%
13427 | 3 | 2 |  | Manual | 1 | Ceiling Fixture | Compact Fluorescent |  | Reflector | 1 | 12 | Bathroom | 134273 | Bathroom | 0.1232%
13427 | 4 | 1 |  | Manual | 1 | Ceiling Fixture | Compact Fluorescent |  | Twist | 1 | 13 | Bedroom | 134274 | Bedroom | 0.1232%
13427 | 4 | 2 |  | Manual | 1 | Floor lamp | Incandescent |  | Standard A Lamp | 1 | 100 | Bedroom | 134274 | Bedroom | 0.1232%
13427 | 4 | 3 |  | Manual | 1 | Other | Incandescent |  | Heat Lamp | 1 | 150 | Bedroom | 134274 | Bedroom | 0.1232%
13427 | 4 | 4 |  | Manual | 1 | Other | Incandescent |  | Heat Lamp | 1 | 100 | Bedroom | 134274 | Bedroom | 0.1232%
13427 | 4 | 5 |  | Manual | 1 | Other | Incandescent |  | Standard A Lamp | 1 | 60 | Bedroom | 134274 | Bedroom | 0.1232%
13427 | 4 | 6 |  | Manual | 1 | Other | Linear Fluorescent | 18 | T-8 | 1 | 20 | Bedroom | 134274 | Bedroom | 0.1232%
13427 | 4 | 7 |  | Manual | 1 | Table | Incandescent |  | Standard A Lamp | 1 | 60 | Bedroom | 134274 | Bedroom | 0.1232%
13427 | 5 | 1 |  | Manual | 2 | Ceiling Fixture | Compact Fluorescent |  | Reflector | 1 | 23 | Bedroom | 134275 | Bedroom | 0.1232%
13427 | 5 | 2 |  | Manual | 1 | Wall Mount | Incandescent |  | Reflector | 1 | 35 | Bedroom | 134275 | Bedroom | 0.1232%
13427 | 6 | 1 |  | Manual | 1 | Wall Mount | Linear Fluorescent | 24 | T-12 | 1 | 20 | Closet | 134276 | Closet | 0.1232%
13427 | 7 | 1 |  | Manual | 1 | Track | Halogen |  | PAR | 1 | 50 | Closet | 134277 | Closet | 0.1232%
13427 | 8 | 1 |  | Dimmer | 1 | Chandelier (Hanging) | Incandescent |  | Mini base | 12 | 60 | Dining Room | 134278 | Dining Room | 0.1232%
13427 | 8 | 2 |  | Manual | 2 | Wall Mount | Incandescent |  | Mini base | 1 | 60 | Dining Room | 134278 | Dining Room | 0.1232%
13427 | 9 | 1 |  | Manual | 3 | Wall Mount | Other |  | LED Interior | 1 | 3 | Hall | 134279 | Hall | 0.1232%
13427 | 10 | 1 |  | Manual | 1 | Track | Other |  | LED Interior | 3 | 5 | Other | 1342710 | Other | 0.1232%
13427 | 10 | 2 |  | Manual | 1 | Track | Other |  | LED Interior | 2 | 5 | Other | 1342710 | Other | 0.1232%
13427 | 11 | 1 |  | Manual | 1 | Chandelier (Hanging) | Other |  | LED Interior | 6 | 3 | Family Room | 1342711 | Family Room | 0.1232%
13427 | 12 | 1 |  | Manual | 3 | Wall Mount | Other |  | LED Interior | 1 | 3 | Family Room | 1342712 | Family Room | 0.1232%
13427 | 12 | 2 |  | Manual | 2 | Table | Compact Fluorescent |  | Twist | 1 | 13 | Family Room | 1342712 | Family Room | 0.1232%
13427 | 12 | 3 |  | Manual | 2 | Table | Incandescent |  | Clear | 1 | 25 | Family Room | 1342712 | Family Room | 0.1232%
13427 | 12 | 4 |  | Manual | 1 | Table | Incandescent |  | Standard A Lamp | 1 | 60 | Family Room | 1342712 | Family Room | 0.1232%
13427 | 12 | 5 |  | Manual | 1 | Floor lamp | Compact Fluorescent |  | Twist | 1 | 13 | Family Room | 1342712 | Family Room | 0.1232%
13427 | 13 | 1 |  | Manual | 1 | Recessed Can | Other |  | LED Interior | 1 | 7 | Garage | 1342713 | Garage | 0.1232%
13427 | 13 | 2 |  | Manual | 2 | Garage door opener | Incandescent |  | Standard A Lamp | 1 | 60 | Garage | 1342713 | Garage | 0.1232%
13427 | 13 | 3 |  | Manual | 2 | Recessed Can | Compact Fluorescent |  | Reflector | 1 | 15 | Garage | 1342713 | Garage | 0.1232%
13427 | 14 | 2 |  | Manual | 1 | Table | Compact Fluorescent |  | Twist | 1 | 13 | Bedroom | 1342714 | Bedroom | 0.1232%
13427 | 14 | 3 |  | Manual | 1 | Table | Incandescent |  | Mini base | 1 | 25 | Bedroom | 1342714 | Bedroom | 0.1232%
13427 | 15 | 1 |  | Manual | 2 | Ceiling Fixture | Other |  | LED Interior | 2 | 3 | Hall | 1342715 | Hall | 0.1232%
13427 | 16 | 1 |  | Manual | 18 | Recessed Can | Other |  | LED Interior | 1 | 9 | Kitchen | 1342716 | Kitchen | 0.1232%
13427 | 17 | 1 |  | Manual | 1 | Ceiling Fixture | Incandescent |  | Clear | 1 | 60 | Hall | 1342717 | Hall | 0.1232%
13427 | 17 | 2 |  | Manual | 2 | Wall Mount | Other |  | LED Interior | 1 | 3 | Hall | 1342717 | Hall | 0.1232%
13427 | 17 | 3 |  | Manual | 1 | Chandelier (Hanging) | Other |  | LED Interior | 4 | 3 | Hall | 1342717 | Hall | 0.1232%
13427 | 18 | 1 |  | Manual | 2 | Recessed Can | Compact Fluorescent |  | Reflector | 1 | 15 | Laundry Room | 1342718 | Laundry Room | 0.1232%
13427 | 19 | 1 |  | Manual | 2 | Wall Mount | Compact Fluorescent |  | Twist | 1 | 15 | Bathroom | 1342719 | Bathroom | 0.1232%
13427 | 19 | 2 |  | Manual | 1 | Recessed Can | Incandescent |  | Reflector | 1 | 65 | Bathroom | 1342719 | Bathroom | 0.1232%
13427 | 19 | 3 |  | Manual | 1 | Table | Compact Fluorescent |  | Other | 1 | 20 | Bathroom | 1342719 | Bathroom | 0.1232%
13427 | 20 | 1 |  | Manual | 1 | Floor lamp | Incandescent |  | Standard A Lamp | 1 | 75 | Master Bedroom | 1342720 | Master Bedroom | 0.1232%
13427 | 20 | 2 |  | Manual | 1 | Floor lamp | Compact Fluorescent |  | Twist | 1 | 13 | Master Bedroom | 1342720 | Master Bedroom | 0.1232%
13427 | 20 | 3 |  | Manual | 2 | Table | Incandescent |  | Clear | 1 | 60 | Master Bedroom | 1342720 | Master Bedroom | 0.1232%
13427 | 21 | 1 |  | Manual | 1 | Table | Other |  | LED Interior | 2 | 3 | Office | 1342721 | Office | 0.1232%
13427 | 21 | 2 |  | Manual | 8 | Recessed Can | Other |  | LED Interior | 1 | 18 | Office | 1342721 | Office | 0.1232%
13427 | 21 | 3 |  | Manual | 2 | Ceiling Fixture | Incandescent |  | Standard A Lamp | 1 | 60 | Office | 1342721 | Office | 0.1232%
13427 | 22 | 1 |  | Manual | 2 | Ceiling Fixture | Linear Fluorescent | 48 | T-12 | 4 | 40 | Other | 1342722 | Other | 0.1232%
13427 | 23 | 1 |  | Manual | 2 | Ceiling Fixture | Incandescent |  | Standard A Lamp | 1 | 60 | Other | 1342723 | Other | 0.1232%
13427 | 24 | 1 |  | Manual | 1 | Ceiling Fixture | Compact Fluorescent |  | Pin base | 3 | 15 | Closet | 1342724 | Closet | 0.1232%
13427 | 25 | 1 |  | Manual | 1 | Ceiling Fixture | Linear Fluorescent | 48 | T-12 | 4 | 40 | Other | 1342725 | Other | 0.1232%
13427 | 26 | 1 |  | Manual | 1 | Recessed Can | Other |  | LED Interior | 1 | 7 | Closet | 1342726 | Closet | 0.1232%
13427 | 26 | 2 |  | Manual | 2 | Recessed Can | Compact Fluorescent |  | Reflector | 1 | 15 | Closet | 1342726 | Closet | 0.1232%
13427 | 27 | 1 |  | Dimmer | 1 | Chandelier (Hanging) | Incandescent |  | Mini base | 6 | 60 | Family Room | 1342727 | Family Room | 0.1232%
13427 | 28 | 1 |  | Manual | 3 | Recessed Can | Other |  | LED Interior | 1 | 7 | Family Room | 1342728 | Family Room | 0.1232%
13427 | 28 | 2 |  | Manual | 3 | Recessed Can | Other |  | LED Interior | 1 | 7 | Family Room | 1342728 | Family Room | 0.1232%
13427 | 28 | 3 |  | Manual | 1 | Track | Other |  | LED Interior | 1 | 5 | Family Room | 1342728 | Family Room | 0.1232%
13427 | 29 | 1 |  | Manual | 1 | Ceiling Fixture | Incandescent |  | Reflector | 1 | 100 | Bathroom | 1342729 | Bathroom | 0.1232%
13435 | 1 | 1 |  | Manual | 1 | Ceiling Fixture | Compact Fluorescent |  | Twist | 1 | 15 | Dining Room | 134351 | Dining Room | 0.0364%
13435 | 2 | 1 |  | Manual | 1 | Ceiling Fixture | Compact Fluorescent |  | Twist | 2 | 15 | Hall | 134352 | Hall | 0.0364%
13435 | 3 | 1 |  | Dimmer | 1 | Ceiling Fixture | Compact Fluorescent |  | A shape bulb | 1 | 15 | Office | 134353 | Office | 0.0364%
13435 | 4 | 1 |  | Manual | 1 | Ceiling Fixture | Compact Fluorescent |  | A shape bulb | 1 | 15 | Bathroom | 134354 | Bathroom | 0.0364%
13435 | 5 | 1 |  | Manual | 1 | Ceiling Fixture | Compact Fluorescent |  | A shape bulb | 1 | 15 | Bedroom | 134355 | Bedroom | 0.0364%
13435 | 5 | 2 |  | Manual | 2 | Wall Mount | Incandescent |  | Globe | 1 | 40 | Bedroom | 134355 | Bedroom | 0.0364%
13435 | 6 | 1 |  | Manual | 2 | Ceiling Fixture | Incandescent |  | Standard A Lamp | 1 | 40 | Closet | 134356 | Closet | 0.0364%
13435 | 7 | 1 |  | Manual | 1 | Ceiling Fixture | Compact Fluorescent |  | Twist | 1 | 15 | Hall | 134357 | Hall | 0.0364%
13435 | 8 | 1 |  | Manual | 1 | Ceiling Fixture | Compact Fluorescent |  | Twist | 1 | 15 | Laundry Room | 134358 | Laundry Room | 0.0364%
13435 | 9 | 1 |  | Dimmer | 2 | Recessed Can | Incandescent |  | Reflector | 1 | 65 | Other | 134359 | Other | 0.0364%
13435 | 9 | 2 |  | Manual | 1 | Floor lamp | Compact Fluorescent |  | Twist | 1 | 15 | Other | 134359 | Other | 0.0364%
13435 | 10 | 1 |  | Manual | 1 | Wall Mount | Compact Fluorescent |  | A shape bulb | 2 | 15 | Bathroom | 1343510 | Bathroom | 0.0364%
13435 | 11 | 1 |  | Manual | 2 | Recessed Can | Compact Fluorescent |  | Reflector | 1 | 15 | Bedroom | 1343511 | Bedroom | 0.0364%
13435 | 12 | 1 |  | Manual | 1 | Ceiling Fixture | Compact Fluorescent |  | Twist | 1 | 22 | Kitchen | 1343512 | Kitchen | 0.0364%
13435 | 13 | 1 |  | Manual | 1 | Ceiling Fixture | Compact Fluorescent |  | Twist | 1 | 15 | Hall | 1343513 | Hall | 0.0364%
13435 | 14 | 1 |  | Manual | 1 | Floor lamp | Linear Fluorescent | 12 | Fluorescent Other | 1 | 16 | Living Room | 1343514 | Living Room | 0.0364%
13435 | 14 | 2 |  | Manual | 1 | Table | Compact Fluorescent |  | Twist | 1 | 15 | Living Room | 1343514 | Living Room | 0.0364%
13435 | 15 | 1 |  | Manual | 1 | Ceiling Fixture | Incandescent |  | Standard A Lamp | 2 | 60 | Master Bedroom | 1343515 | Master Bedroom | 0.0364%
13435 | 16 | 1 |  | Manual | 1 | Wall Mount | Incandescent |  | Standard A Lamp | 1 | 40 | Closet | 1343516 | Closet | 0.0364%
13435 | 17 | 1 |  | Manual | 1 | Ceiling Fan | Compact Fluorescent |  | Twist | 1 | 15 | Hall | 1343517 | Hall | 0.0364%
13435 | 18 | 1 |  | Manual | 3 | Recessed Can | Compact Fluorescent |  | Reflector | 1 | 15 | Bathroom | 1343518 | Bathroom | 0.0364%
13435 | 18 | 2 |  | Manual | 1 | Wall Mount | Compact Fluorescent |  | Globe | 8 | 15 | Bathroom | 1343518 | Bathroom | 0.0364%
13435 | 19 | 1 |  | Manual | 1 | Ceiling Fixture | Incandescent |  | Standard A Lamp | 1 | 40 | Closet | 1343519 | Closet | 0.0364%
13445 | 1 | 1 |  | Manual | 1 | Recessed Can | Incandescent |  | Standard A Lamp | 1 | 60 | Bathroom | 134451 | Bathroom | 0.1232%
13445 | 1 | 2 |  | Manual | 2 | Wall Mount | Incandescent |  | Reflector | 1 | 45 | Bathroom | 134451 | Bathroom | 0.1232%
13445 | 2 | 1 |  | Manual | 1 | Chandelier (Hanging) | Incandescent |  | Standard A Lamp | 5 | 60 | Dining Room | 134452 | Dining Room | 0.1232%
13445 | 3 | 1 |  | Manual | 2 | Recessed Can | Incandescent |  | Reflector | 1 | 65 | Living Room | 134453 | Living Room | 0.1232%
13445 | 3 | 2 |  | Manual | 1 | Recessed Can | Incandescent |  | Reflector | 1 | 60 | Living Room | 134453 | Living Room | 0.1232%
13445 | 3 | 3 |  | Manual | 2 | Recessed Can | Halogen |  | PAR | 1 | 60 | Living Room | 134453 | Living Room | 0.1232%
13445 | 4 | 1 |  | Manual | 4 | Wall Mount | Incandescent |  | Decorative | 2 | 60 | Hall | 134454 | Hall | 0.1232%
13445 | 5 | 1 |  | Manual | 2 | Recessed Can | Incandescent |  | Reflector | 1 | 65 | Hall | 134455 | Hall | 0.1232%
13445 | 6 | 1 |  | Manual | 2 | Recessed Can | Incandescent |  | Reflector | 1 | 65 | Hall | 134456 | Hall | 0.1232%
13445 | 6 | 2 |  | Manual | 1 | Recessed Can | Compact Fluorescent |  | Twist | 1 | 16 | Hall | 134456 | Hall | 0.1232%
13445 | 7 | 1 |  | Manual | 1 | Wall Mount | Incandescent |  | Standard A Lamp | 1 | 60 | Closet | 134457 | Closet | 0.1232%
13445 | 8 | 1 |  | Manual | 1 | Recessed Can | Incandescent |  | Standard A Lamp | 1 | 75 | Kitchen | 134458 | Kitchen | 0.1232%
13445 | 8 | 2 |  | Manual | 3 | Recessed Can | Halogen |  | PAR | 1 | 60 | Kitchen | 134458 | Kitchen | 0.1232%
13445 | 8 | 3 |  | Manual | 3 | Recessed Can | Compact Fluorescent |  | Reflector | 1 | 14 | Kitchen | 134458 | Kitchen | 0.1232%
13445 | 8 | 4 |  | Manual | 1 | Recessed Can | Other |  | LED Interior | 1 | 13 | Kitchen | 134458 | Kitchen | 0.1232%
13445 | 8 | 5 |  | Manual | 2 | Recessed Can | Incandescent |  | Reflector | 1 | 60 | Kitchen | 134458 | Kitchen | 0.1232%
13445 | 9 | 1 |  | Dimmer | 3 | Recessed Can | Incandescent |  | Reflector | 1 | 65 | Office | 134459 | Office | 0.1232%
13445 | 10 | 1 |  | Manual | 1 | Wall Mount | Linear Fluorescent | 12 | T-5 | 1 | 7 | Closet | 1344510 | Closet | 0.1232%
13445 | 11 | 1 |  | Manual | 1 | Wall Mount | Compact Fluorescent |  | Twist | 1 | 26 | Closet | 1344511 | Closet | 0.1232%
13445 | 12 | 1 |  | Dimmer | 5 | Recessed Can | Halogen |  | PAR | 1 | 90 | Dining Room | 1344512 | Dining Room | 0.1232%
13445 | 12 | 2 |  | Dimmer | 1 | Chandelier (Hanging) | Incandescent |  | Decorative | 6 | 60 | Dining Room | 1344512 | Dining Room | 0.1232%
13445 | 13 | 1 |  | Dimmer | 2 | Recessed Can | Halogen |  | PAR | 1 | 60 | Family Room | 1344513 | Family Room | 0.1232%
13445 | 13 | 2 |  | Manual | 1 | Table | Incandescent |  | 3-Way Incandescent | 1 | 150 | Family Room | 1344513 | Family Room | 0.1232%
13445 | 13 | 3 |  | Dimmer | 2 | Recessed Can | Halogen |  | PAR | 1 | 75 | Family Room | 1344513 | Family Room | 0.1232%
13445 | 13 | 4 |  | Manual | 1 | Recessed Can | Incandescent |  | Reflector | 1 | 65 | Family Room | 1344513 | Family Room | 0.1232%
13445 | 13 | 5 |  | Manual | 2 | Recessed Can | Incandescent |  | Reflector | 1 | 45 | Family Room | 1344513 | Family Room | 0.1232%
13445 | 14 | 1 |  | Manual | 2 | Recessed Can | Halogen |  | PAR | 1 | 90 | Bedroom | 1344514 | Bedroom | 0.1232%
13445 | 14 | 2 |  | Manual | 1 | Recessed Can | Incandescent |  | Reflector | 1 | 65 | Bedroom | 1344514 | Bedroom | 0.1232%
13445 | 14 | 3 |  | Manual | 1 | Table | Incandescent |  | Standard A Lamp | 1 | 60 | Bedroom | 1344514 | Bedroom | 0.1232%
13445 | 15 | 1 |  | Manual | 1 | Recessed Can | Incandescent |  | Reflector | 1 | 65 | Bedroom | 1344515 | Bedroom | 0.1232%
13445 | 15 | 2 |  | Manual | 3 | Recessed Can | Compact Fluorescent |  | Reflector | 1 | 16 | Bedroom | 1344515 | Bedroom | 0.1232%
13445 | 16 | 1 |  | Dimmer | 5 | Recessed Can | Halogen |  | PAR | 1 | 90 | Family Room | 1344516 | Family Room | 0.1232%
13445 | 16 | 2 |  | Manual | 1 | Recessed Can | Incandescent |  | Reflector | 1 | 65 | Family Room | 1344516 | Family Room | 0.1232%
13445 | 17 | 1 |  | Manual | 4 | Recessed Can | Incandescent |  | Reflector | 1 | 65 | Hall | 1344517 | Hall | 0.1232%
13445 | 18 | 1 |  | Manual | 1 | Recessed Can | Incandescent |  | Standard A Lamp | 1 | 60 | Bathroom | 1344518 | Bathroom | 0.1232%
13445 | 18 | 2 |  | Manual | 1 | Wall Mount | Incandescent |  | Mini base | 1 | 5 | Bathroom | 1344518 | Bathroom | 0.1232%
13445 | 18 | 3 |  | Manual | 1 | Wall Mount | Incandescent |  | Standard A Lamp | 1 | 75 | Bathroom | 1344518 | Bathroom | 0.1232%
13445 | 19 | 1 |  | Manual | 2 | Recessed Can | Incandescent |  | Reflector | 1 | 65 | Laundry Room | 1344519 | Laundry Room | 0.1232%
13445 | 20 | 1 |  | Manual | 1 | Recessed Can | Incandescent |  | Standard A Lamp | 1 | 60 | Bathroom | 1344520 | Bathroom | 0.1232%
13445 | 20 | 2 |  | Manual | 2 | Recessed Can | Incandescent |  | Standard A Lamp | 1 | 25 | Bathroom | 1344520 | Bathroom | 0.1232%
13445 | 20 | 3 |  | Manual | 1 | Recessed Can | Incandescent |  | Reflector | 1 | 65 | Bathroom | 1344520 | Bathroom | 0.1232%
13445 | 21 | 1 |  | Manual | 3 | Recessed Can | Incandescent |  | Standard A Lamp | 1 | 40 | Closet | 1344521 | Closet | 0.1232%
13445 | 22 | 1 |  | Manual | 1 | Recessed Can | Incandescent |  | Reflector | 1 | 65 | Bathroom | 1344522 | Bathroom | 0.1232%
13445 | 23 | 1 |  | Manual | 5 | Recessed Can | Incandescent |  | Reflector | 1 | 65 | Master Bedroom | 1344523 | Master Bedroom | 0.1232%
13445 | 23 | 2 |  | Manual | 2 | Table | Incandescent |  | 3-Way Incandescent | 1 | 100 | Master Bedroom | 1344523 | Master Bedroom | 0.1232%
13445 | 24 | 1 |  | Manual | 2 | Ceiling Fixture | Compact Fluorescent |  | A shape bulb | 1 | 11 | Garage | 1344524 | Garage | 0.1232%
13445 | 24 | 2 |  | Motion | 1 | Garage door opener | Incandescent |  | Standard A Lamp | 1 | 60 | Garage | 1344524 | Garage | 0.1232%
13445 | 24 | 3 |  | Manual | 1 | Ceiling Fixture | Incandescent |  | Reflector | 1 | 75 | Garage | 1344524 | Garage | 0.1232%
13445 | 24 | 4 |  | Manual | 1 | Ceiling Fixture | Compact Fluorescent |  | Reflector | 1 | 15 | Garage | 1344524 | Garage | 0.1232%
13445 | 25 | 1 |  | Manual | 1 | Recessed Can | Incandescent |  | Reflector | 1 | 65 | Hall | 1344525 | Hall | 0.1232%
13445 | 25 | 2 |  | Manual | 1 | Recessed Can | Compact Fluorescent |  | Twist | 1 | 16 | Hall | 1344525 | Hall | 0.1232%
13445 | 25 | 3 |  | Manual | 2 | Wall Mount | Incandescent |  | Standard A Lamp | 1 | 40 | Hall | 1344525 | Hall | 0.1232%
13445 | 25 | 4 |  | Manual | 2 | Wall Mount | Compact Fluorescent |  | Twist | 1 | 9 | Hall | 1344525 | Hall | 0.1232%
13451 | 1 | 1 |  | Manual | 1 | Wall Mount | Incandescent |  | Globe | 7 | 40 | Bathroom | 134511 | Bathroom | 0.0286%
13451 | 2 | 1 |  | Manual | 1 | Ceiling Fan | Incandescent |  | Standard A Lamp | 1 | 60 | Bedroom | 134512 | Bedroom | 0.0286%
13451 | 3 | 1 |  | Manual | 1 | Ceiling Fan | Incandescent |  | Standard A Lamp | 1 | 100 | Dining Room | 134513 | Dining Room | 0.0286%
13451 | 4 | 1 |  | Manual | 2 | Low bay | Linear Fluorescent | 48 | T-12 | 2 | 40 | Garage | 134514 | Garage | 0.0286%
13451 | 4 | 2 |  | Manual | 1 | Ceiling Fixture | Incandescent |  | Standard A Lamp | 1 | 60 | Garage | 134514 | Garage | 0.0286%
13451 | 4 | 3 |  | Manual | 1 | Garage door opener | Incandescent |  | Standard A Lamp | 1 | 60 | Garage | 134514 | Garage | 0.0286%
13451 | 5 | 1 |  | Manual | 1 | Ceiling Fixture | Incandescent |  | Standard A Lamp | 1 | 75 | Hall | 134515 | Hall | 0.0286%
13451 | 6 | 1 |  | Manual | 2 | Ceiling Fixture | Linear Fluorescent | 48 | T-12 | 2 | 40 | Kitchen | 134516 | Kitchen | 0.0286%
13451 | 6 | 2 |  | Manual | 1 | Architectural | Incandescent |  | Standard A Lamp | 1 | 40 | Kitchen | 134516 | Kitchen | 0.0286%
13451 | 7 | 1 |  | Manual | 1 | Ceiling Fan | Incandescent |  | Standard A Lamp | 4 | 40 | Living Room | 134517 | Living Room | 0.0286%
13451 | 7 | 2 |  | Manual | 2 | Table | Incandescent |  | 3-Way Incandescent | 1 | 100 | Living Room | 134517 | Living Room | 0.0286%
13451 | 7 | 3 |  | Manual | 1 | Floor lamp | Halogen |  | MR | 2 | 50 | Living Room | 134517 | Living Room | 0.0286%
13451 | 7 | 4 |  | Manual | 1 | Table | Other |  | Other | 1 | 40 | Living Room | 134517 | Living Room | 0.0286%
13451 | 8 | 1 |  | Manual | 1 | Ceiling Fixture | Incandescent |  | Standard A Lamp | 2 | 60 | Bedroom | 134518 | Bedroom | 0.0286%
13451 | 8 | 2 |  | Manual | 1 | Table | Incandescent |  | 3-Way Incandescent | 1 | 100 | Bedroom | 134518 | Bedroom | 0.0286%
13451 | 9 | 1 |  | Manual | 1 | Ceiling Fixture | Incandescent |  | Standard A Lamp | 2 | 60 | Other | 134519 | Other | 0.0286%
13453 | 1 | 1 |  | Manual | 1 | Wall Mount | Incandescent |  | Standard A Lamp | 3 | 60 | Bathroom | 134531 | Bathroom | 0.1232%
13453 | 2 | 1 |  | Manual | 1 | Wall Mount | Incandescent |  | Standard A Lamp | 3 | 40 | Bathroom | 134532 | Bathroom | 0.1232%
13453 | 3 | 1 |  | Manual | 1 | Ceiling Fan | Compact Fluorescent |  | Twist | 1 | 22 | Bedroom | 134533 | Bedroom | 0.1232%
13453 | 3 | 2 |  | Manual | 1 | Table | Incandescent |  | Standard A Lamp | 1 | 60 | Bedroom | 134533 | Bedroom | 0.1232%
13453 | 4 | 1 |  | Manual | 4 | Ceiling Fan | Incandescent |  | Standard A Lamp | 4 | 60 | Bedroom | 134534 | Bedroom | 0.1232%
13453 | 4 | 2 |  | Manual | 1 | Table | Incandescent |  | Standard A Lamp | 1 | 100 | Bedroom | 134534 | Bedroom | 0.1232%
13453 | 5 | 1 |  | Manual | 1 | Ceiling Fan | Incandescent |  | Decorative | 3 | 40 | Master Bedroom | 134535 | Master Bedroom | 0.1232%
13453 | 6 | 1 |  | Manual | 1 | Ceiling Fan | Incandescent |  | Globe | 4 | 60 | Dining Room | 134536 | Dining Room | 0.1232%
13453 | 7 | 1 |  | Dimmer | 2 | Ceiling Fixture | Linear Fluorescent | 48 | T-12 | 2 | 40 | Garage | 134537 | Garage | 0.1232%
13453 | 7 | 2 |  | Manual | 1 | Garage door opener | Incandescent |  | Standard A Lamp | 1 | 60 | Garage | 134537 | Garage | 0.1232%
13453 | 8 | 1 |  | Manual | 3 | Ceiling Fixture | Incandescent |  | Clear | 1 | 25 | Hall | 134538 | Hall | 0.1232%
13453 | 9 | 1 |  | Manual | 2 | Ceiling Fixture | Linear Fluorescent | 48 | T-12 | 2 | 32 | Kitchen | 134539 | Kitchen | 0.1232%
13453 | 10 | 1 |  | Manual | 1 | Ceiling Fixture | Linear Fluorescent | 48 | T-8 | 2 | 32 | Laundry Room | 1345310 | Laundry Room | 0.1232%
13453 | 11 | 1 |  | Manual | 2 | Recessed Can | Compact Fluorescent |  | Reflector | 1 | 22 | Living Room | 1345311 | Living Room | 0.1232%
13455 | 1 | 1 |  | Manual | 1 | Wall Mount | Incandescent |  | Globe | 5 | 40 | Bathroom | 134551 | Bathroom | 0.04979%
13455 | 2 | 1 |  | Manual | 1 | Ceiling Fixture | Incandescent |  | Standard A Lamp | 1 | 60 | Closet | 134552 | Closet | 0.04979%
13455 | 3 | 1 |  | Manual | 1 | Ceiling Fixture | Incandescent |  | Standard A Lamp | 1 | 60 | Closet | 134553 | Closet | 0.04979%
13455 | 4 | 1 |  | Manual | 6 | Recessed Can | Incandescent |  | Reflector | 1 | 65 | Dining Room | 134554 | Dining Room | 0.04979%
13455 | 4 | 2 |  | Manual | 1 | Wall Mount | Compact Fluorescent |  | Twist | 1 | 13 | Dining Room | 134554 | Dining Room | 0.04979%
13455 | 5 | 1 |  | Manual | 2 | Ceiling Fixture | Incandescent |  | Standard A Lamp | 2 | 60 | Hall | 134555 | Hall | 0.04979%
13455 | 6 | 1 |  | Manual | 1 | Ceiling Fixture | Incandescent |  | Standard A Lamp | 2 | 60 | Bedroom | 134556 | Bedroom | 0.04979%
13455 | 6 | 2 |  | Manual | 2 | Table | Incandescent |  | Standard A Lamp | 1 | 40 | Bedroom | 134556 | Bedroom | 0.04979%
13455 | 7 | 1 |  | Manual | 2 | Ceiling Fixture | Incandescent |  | Standard A Lamp | 1 | 60 | Hall | 134557 | Hall | 0.04979%
13455 | 8 | 1 |  | Manual | 1 | Ceiling Fixture | Incandescent |  | Standard A Lamp | 2 | 60 | Bedroom | 134558 | Bedroom | 0.04979%
13455 | 8 | 2 |  | Manual | 1 | Table | Incandescent |  | Standard A Lamp | 1 | 40 | Bedroom | 134558 | Bedroom | 0.04979%
13455 | 9 | 1 |  | Manual | 4 | High bay | Linear Fluorescent | 48 | T-12 | 2 | 40 | Kitchen | 134559 | Kitchen | 0.04979%
13455 | 10 | 1 |  | Manual | 1 | Ceiling Fixture | Incandescent |  | Standard A Lamp | 1 | 60 | Laundry Room | 1345510 | Laundry Room | 0.04979%
13455 | 10 | 2 |  | Manual | 1 | Ceiling Fixture | Incandescent |  | Standard A Lamp | 1 | 40 | Laundry Room | 1345510 | Laundry Room | 0.04979%
13455 | 10 | 3 |  | Manual | 1 | Low bay | Linear Fluorescent | 24 | T-12 | 1 | 20 | Laundry Room | 1345510 | Laundry Room | 0.04979%
13455 | 11 | 1 |  | Manual | 1 | Floor lamp | Incandescent |  | 3-Way Incandescent | 1 | 250 | Living Room | 1345511 | Living Room | 0.04979%
13455 | 11 | 2 |  | Manual | 1 | Floor lamp | Compact Fluorescent |  | Twist | 3 | 23 | Living Room | 1345511 | Living Room | 0.04979%
13455 | 11 | 3 |  | Manual | 1 | Table | Compact Fluorescent |  | Twist | 1 | 26 | Living Room | 1345511 | Living Room | 0.04979%
13455 | 11 | 4 |  | Manual | 1 | Table | Incandescent |  | 3-Way Incandescent | 1 | 250 | Living Room | 1345511 | Living Room | 0.04979%
13455 | 12 | 1 |  | Manual | 1 | Ceiling Fixture | Incandescent |  | Standard A Lamp | 1 | 60 | Bathroom | 1345512 | Bathroom | 0.04979%
13455 | 12 | 2 |  | Manual | 1 | Wall Mount | Incandescent |  | Globe | 3 | 40 | Bathroom | 1345512 | Bathroom | 0.04979%
13455 | 13 | 1 |  | Manual | 1 | Ceiling Fixture | Incandescent |  | Clear | 2 | 60 | Master Bedroom | 1345513 | Master Bedroom | 0.04979%
13455 | 13 | 2 |  | Manual | 2 | Table | Compact Fluorescent |  | Twist | 1 | 23 | Master Bedroom | 1345513 | Master Bedroom | 0.04979%
13455 | 14 | 1 |  | Manual | 1 | Ceiling Fixture | Incandescent |  | Standard A Lamp | 1 | 60 | Closet | 1345514 | Closet | 0.04979%
13455 | 15 | 1 |  | Manual | 1 | Ceiling Fixture | Incandescent |  | Standard A Lamp | 2 | 60 | Office | 1345515 | Office | 0.04979%
13455 | 15 | 2 |  | Manual | 1 | Floor lamp | Incandescent |  | Standard A Lamp | 1 | 60 | Office | 1345515 | Office | 0.04979%
13455 | 15 | 3 |  | Manual | 1 | Table | Incandescent |  | Standard A Lamp | 1 | 60 | Office | 1345515 | Office | 0.04979%
13455 | 16 | 1 |  | Manual | 1 | Ceiling Fixture | Incandescent |  | Standard A Lamp | 2 | 60 | Laundry Room | 1345516 | Laundry Room | 0.04979%
13455 | 16 | 2 |  | Manual | 1 | Table | Incandescent |  | Standard A Lamp | 1 | 100 | Laundry Room | 1345516 | Laundry Room | 0.04979%
13462 | 1 | 1 |  | Manual | 1 | Ceiling Fixture | Incandescent |  | Standard A Lamp | 2 | 60 | Bathroom | 134621 | Bathroom | 0.0364%
13462 | 2 | 1 |  | Manual | 1 | Wall Mount | Compact Fluorescent |  | Twist | 3 | 15 | Bathroom | 134622 | Bathroom | 0.0364%
13462 | 3 | 1 |  | Manual | 1 | Ceiling Fixture | Incandescent |  | Standard A Lamp | 2 | 60 | Bedroom | 134623 | Bedroom | 0.0364%
13462 | 4 | 1 |  | Manual | 1 | Ceiling Fixture | Incandescent |  | Standard A Lamp | 2 | 60 | Bedroom | 134624 | Bedroom | 0.0364%
13462 | 5 | 1 |  | Manual | 1 | Chandelier (Hanging) | Compact Fluorescent |  | Twist | 5 | 22 | Family Room | 134625 | Family Room | 0.0364%
13462 | 6 | 1 |  | Manual | 1 | Ceiling Fixture | Linear Fluorescent | 48 | T-12 | 2 | 40 | Kitchen | 134626 | Kitchen | 0.0364%
13462 | 7 | 1 |  | Manual | 1 | Ceiling Fixture | Incandescent |  | Standard A Lamp | 1 | 60 | Laundry Room | 134627 | Laundry Room | 0.0364%
13462 | 8 | 1 |  | Manual | 1 | Floor lamp | Compact Fluorescent |  | Twist | 2 | 15 | Living Room | 134628 | Living Room | 0.0364%
13462 | 9 | 1 |  | Manual | 1 | Ceiling Fixture | Incandescent |  | Standard A Lamp | 2 | 60 | Office | 134629 | Office | 0.0364%
13474 | 1 | 1 |  | Manual | 1 | Ceiling Fixture | Linear Fluorescent | 48 | T-5 | 2 | 16 | Bathroom | 134741 | Bathroom | 0.03789%
13474 | 2 | 1 |  | Manual | 1 | Ceiling Fixture | Linear Fluorescent | 48 | T-5 | 2 | 16 | Bathroom | 134742 | Bathroom | 0.03789%
13474 | 2 | 2 |  | Manual | 1 | Ceiling Fixture | Incandescent |  | Standard A Lamp | 1 | 60 | Bathroom | 134742 | Bathroom | 0.03789%
13474 | 2 | 3 |  | Manual | 1 | Recessed - other | Incandescent |  | Heat Lamp | 1 | 250 | Bathroom | 134742 | Bathroom | 0.03789%
13474 | 3 | 1 |  | Manual | 2 | Table | Incandescent |  | Decorative | 1 | 40 | Bedroom | 134743 | Bedroom | 0.03789%
13474 | 4 | 1 |  | Dimmer | 1 | Chandelier (Hanging) | Incandescent |  | Standard A Lamp | 1 | 100 | Dining Room | 134744 | Dining Room | 0.03789%
13474 | 5 | 1 |  | Manual | 1 | Ceiling Fixture | Halogen |  | MR | 1 | 30 | Hall | 134745 | Hall | 0.03789%
13474 | 6 | 1 |  | Manual | 2 | Ceiling Fixture | Compact Fluorescent |  | Twist | 1 | 15 | Garage | 134746 | Garage | 0.03789%
13474 | 6 | 2 |  | Manual | 1 | Garage door opener | Incandescent |  | Standard A Lamp | 1 | 60 | Garage | 134746 | Garage | 0.03789%
13474 | 7 | 1 |  | Manual | 3 | Recessed Can | Incandescent |  | Reflector | 1 | 65 | Hall | 134747 | Hall | 0.03789%
13474 | 8 | 1 |  | Dimmer | 4 | Recessed Can | Incandescent |  | Reflector | 1 | 65 | Kitchen | 134748 | Kitchen | 0.03789%
13474 | 9 | 1 |  | Manual | 1 | Ceiling Fixture | Compact Fluorescent |  | Twist | 1 | 15 | Laundry Room | 134749 | Laundry Room | 0.03789%
13474 | 10 | 1 |  | Manual | 2 | Table | Incandescent |  | 3-Way Incandescent | 1 | 150 | Living Room | 1347410 | Living Room | 0.03789%
13474 | 11 | 1 |  | Manual | 2 | Table | Incandescent |  | Standard A Lamp | 1 | 60 | Master Bedroom | 1347411 | Master Bedroom | 0.03789%
13474 | 12 | 1 |  | Manual | 1 | Recessed Can | Incandescent |  | Reflector | 1 | 65 | Office | 1347412 | Office | 0.03789%
13490 | 1 | 1 |  | Manual | 1 | Wall Mount | Incandescent |  | Standard A Lamp | 3 | 40 | Bathroom | 134901 | Bathroom | 0.0364%
13490 | 2 | 1 |  | Manual | 1 | Ceiling Fan | Incandescent |  | Standard A Lamp | 1 | 60 | Bedroom | 134902 | Bedroom | 0.0364%
13490 | 3 | 1 |  | Manual | 1 | Ceiling Fixture | Compact Fluorescent |  | Twist | 1 | 15 | Bedroom | 134903 | Bedroom | 0.0364%
13490 | 4 | 1 |  | Manual | 1 | Ceiling Fixture | Incandescent |  | Standard A Lamp | 2 | 60 | Dining Room | 134904 | Dining Room | 0.0364%
13490 | 5 | 1 |  | Manual | 1 | Ceiling Fan | Compact Fluorescent |  | Twist | 1 | 22 | Family Room | 134905 | Family Room | 0.0364%
13490 | 6 | 1 |  | Manual | 1 | Ceiling Fixture | Linear Fluorescent | 96 | T-12 | 2 | 60 | Garage | 134906 | Garage | 0.0364%
13490 | 7 | 1 |  | Manual | 1 | Ceiling Fixture | Incandescent |  | Standard A Lamp | 2 | 60 | Hall | 134907 | Hall | 0.0364%
13490 | 8 | 1 |  | Manual | 1 | Ceiling Fixture | Other |  | Other | 2 | 32 | Kitchen | 134908 | Kitchen | 0.0364%
13490 | 9 | 1 |  | Manual | 1 | Ceiling Fixture | Other |  | Other | 2 | 32 | Laundry Room | 134909 | Laundry Room | 0.0364%
13490 | 10 | 1 |  | Manual | 2 | Table | Compact Fluorescent |  | Twist | 1 | 22 | Living Room | 1349010 | Living Room | 0.0364%
13490 | 11 | 1 |  | Manual | 1 | Ceiling Fixture | Incandescent |  | Standard A Lamp | 3 | 60 | Bedroom | 1349011 | Bedroom | 0.0364%
13494 | 1 | 1 |  | Manual | 3 | Wall Mount | Halogen |  | MR | 3 | 35 | Other | 134941 | Other | 0.04979%
13494 | 1 | 2 |  | Manual | 1 | Ceiling Fan | Incandescent |  | Standard A Lamp | 1 | 60 | Other | 134941 | Other | 0.04979%
13494 | 1 | 3 |  | Manual | 2 | Ceiling Fixture | Compact Fluorescent |  | Twist | 1 | 15 | Other | 134941 | Other | 0.04979%
13494 | 2 | 1 |  | Manual | 1 | Wall Mount | Incandescent |  | Globe | 7 | 60 | Bathroom | 134942 | Bathroom | 0.04979%
13494 | 3 | 1 |  | Manual | 1 | Chandelier (Hanging) | Incandescent |  | Standard A Lamp | 3 | 60 | Dining Room | 134943 | Dining Room | 0.04979%
13494 | 4 | 1 |  | Manual | 1 | Ceiling Fan | Incandescent |  | Standard A Lamp | 1 | 60 | Family Room | 134944 | Family Room | 0.04979%
13494 | 4 | 2 |  | Manual | 1 | Floor lamp | Incandescent |  | Standard A Lamp | 1 | 60 | Family Room | 134944 | Family Room | 0.04979%
13494 | 5 | 1 |  | Manual | 1 | Floor lamp | Incandescent |  | Standard A Lamp | 1 | 60 | Hall | 134945 | Hall | 0.04979%
13494 | 6 | 1 |  | Manual | 2 | Ceiling Fixture | Linear Fluorescent | 48 | T-12 | 2 | 32 | Kitchen | 134946 | Kitchen | 0.04979%
13494 | 7 | 1 |  | Manual | 1 | Recessed - other | Linear Fluorescent | 48 | T-12 | 2 | 32 | Laundry Room | 134947 | Laundry Room | 0.04979%
13494 | 8 | 1 |  | Manual | 1 | Ceiling Fan | Incandescent |  | Standard A Lamp | 4 | 60 | Master Bedroom | 134948 | Master Bedroom | 0.04979%
13494 | 9 | 1 |  | Dimmer | 1 | Ceiling Fan | Incandescent |  | Decorative | 3 | 25 | Other | 134949 | Other | 0.04979%
13494 | 9 | 2 |  | Manual | 1 | Ceiling Fixture | Incandescent |  | Standard A Lamp | 1 | 60 | Other | 134949 | Other | 0.04979%
13494 | 10 | 1 |  | Manual | 2 | Ceiling Fixture | Incandescent |  | Standard A Lamp | 1 | 60 | Hall | 1349410 | Hall | 0.04979%
13494 | 11 | 1 |  | Manual | 1 | Ceiling Fixture | Incandescent |  | Standard A Lamp | 2 | 60 | Bedroom | 1349411 | Bedroom | 0.04979%
13494 | 11 | 2 |  | Manual | 1 | Wall Mount | Incandescent |  | Standard A Lamp | 3 | 60 | Bedroom | 1349411 | Bedroom | 0.04979%
13494 | 12 | 1 |  | Manual | 1 | Ceiling Fixture | Compact Fluorescent |  | Twist | 2 | 15 | Bedroom | 1349412 | Bedroom | 0.04979%
13494 | 13 | 1 |  | Manual | 1 | Ceiling Fixture | Compact Fluorescent |  | Twist | 2 | 15 | Bedroom | 1349413 | Bedroom | 0.04979%
13494 | 14 | 1 |  | Manual | 1 | Ceiling Fixture | Incandescent |  | Standard A Lamp | 2 | 60 | Closet | 1349414 | Closet | 0.04979%
13494 | 15 | 1 |  | Manual | 1 | Ceiling Fixture | Halogen |  | MR | 3 | 20 | Closet | 1349415 | Closet | 0.04979%
13494 | 16 | 1 |  | Manual | 1 | Ceiling Fixture | Compact Fluorescent |  | Twist | 3 | 15 | Hall | 1349416 | Hall | 0.04979%
13495 | 1 | 1 |  | Manual | 1 | Wall Mount | Incandescent |  | Standard A Lamp | 3 | 60 | Bathroom | 134951 | Bathroom | 0.0364%
13495 | 2 | 1 |  | Manual | 1 | Ceiling Fixture | Incandescent |  | Standard A Lamp | 3 | 60 | Bedroom | 134952 | Bedroom | 0.0364%
13495 | 3 | 1 |  | Manual | 4 | Recessed - other | Linear Fluorescent | 96 | T-12 | 1 | 60 | Family Room | 134953 | Family Room | 0.0364%
13495 | 4 | 1 |  | Manual | 5 | Ceiling Fixture | Linear Fluorescent | 96 | T-12 | 2 | 74 | Other | 134954 | Other | 0.0364%
13495 | 5 | 1 |  | Manual | 1 | Ceiling Fixture | Incandescent |  | Standard A Lamp | 1 | 60 | Closet | 134955 | Closet | 0.0364%
13495 | 6 | 1 |  | Manual | 1 | Wall Mount | Compact Fluorescent |  | Twist | 4 | 15 | Bathroom | 134956 | Bathroom | 0.0364%
13495 | 7 | 1 |  | Manual | 4 | Recessed Can | Compact Fluorescent |  | Reflector | 1 | 22 | Bedroom | 134957 | Bedroom | 0.0364%
13495 | 7 | 2 |  | Manual | 1 | Ceiling Fan | Incandescent |  | Standard A Lamp | 1 | 60 | Bedroom | 134957 | Bedroom | 0.0364%
13495 | 7 | 3 |  | Manual | 2 | Table | Incandescent |  | Standard A Lamp | 1 | 60 | Bedroom | 134957 | Bedroom | 0.0364%
13495 | 8 | 1 |  | Manual | 2 | Ceiling Fixture | Linear Fluorescent | 48 | T-12 | 2 | 40 | Other | 134958 | Other | 0.0364%
13495 | 8 | 2 |  | Manual | 2 | Ceiling Fixture | Incandescent |  | Standard A Lamp | 1 | 60 | Other | 134958 | Other | 0.0364%
13495 | 9 | 1 |  | Manual | 1 | Chandelier (Hanging) | Compact Fluorescent |  | Twist | 5 | 15 | Dining Room | 134959 | Dining Room | 0.0364%
13495 | 10 | 1 |  | Manual | 4 | Ceiling Fixture | Linear Fluorescent | 48 | T-12 | 1 | 40 | Garage | 1349510 | Garage | 0.0364%
13495 | 10 | 2 |  | Manual | 2 | Garage door opener | Incandescent |  | Standard A Lamp | 1 | 60 | Garage | 1349510 | Garage | 0.0364%
13495 | 11 | 1 |  | Manual | 4 | Recessed Can | Incandescent |  | Standard A Lamp | 1 | 40 | Hall | 1349511 | Hall | 0.0364%
13495 | 12 | 1 |  | Manual | 7 | Recessed Can | Compact Fluorescent |  | Reflector | 1 | 22 | Kitchen | 1349512 | Kitchen | 0.0364%
13495 | 13 | 1 |  | Manual | 7 | Recessed Can | Compact Fluorescent |  | Reflector | 1 | 22 | Living Room | 1349513 | Living Room | 0.0364%
13495 | 14 | 1 |  | Manual | 4 | Recessed Can | Compact Fluorescent |  | Reflector | 1 | 22 | Office | 1349514 | Office | 0.0364%
13495 | 15 | 1 |  | Manual | 1 | Wall Mount | Compact Fluorescent |  | Twist | 2 | 15 | Bathroom | 1349515 | Bathroom | 0.0364%
13495 | 16 | 1 |  | Manual | 1 | Ceiling Fan | Incandescent |  | Standard A Lamp | 1 | 60 | Bedroom | 1349516 | Bedroom | 0.0364%
13495 | 16 | 2 |  | Manual | 1 | Table | Compact Fluorescent |  | Twist | 1 | 15 | Bedroom | 1349516 | Bedroom | 0.0364%
13495 | 17 | 1 |  | Manual | 1 | Ceiling Fan | Incandescent |  | Standard A Lamp | 1 | 60 | Bedroom | 1349517 | Bedroom | 0.0364%
13495 | 18 | 1 |  | Manual | 4 | Recessed Can | Compact Fluorescent |  | Reflector |  | 22 | Office | 1349518 | Office | 0.0364%
13495 | 19 | 1 |  | Manual | 6 | Recessed Can | Compact Fluorescent |  | Reflector | 1 | 22 | Family Room | 1349519 | Family Room | 0.0364%
13495 | 20 | 1 |  | Manual | 1 | Recessed - other | Compact Fluorescent |  | Twist | 1 | 15 | Hall | 1349520 | Hall | 0.0364%
13505 | 1 | 1 |  | Manual | 1 | Wall Mount | Incandescent |  | Globe | 4 | 40 | Bathroom | 135051 | Bathroom | 0.0364%
13505 | 2 | 1 |  | Manual | 1 | Ceiling Fixture | Incandescent |  | Standard A Lamp | 2 | 60 | Bathroom | 135052 | Bathroom | 0.0364%
13505 | 3 | 1 |  | Manual | 1 | Ceiling Fixture | Incandescent |  | Standard A Lamp | 2 | 60 | Bedroom | 135053 | Bedroom | 0.0364%
13505 | 4 | 1 |  | Manual | 1 | Table | Incandescent |  | Standard A Lamp | 1 | 60 | Bedroom | 135054 | Bedroom | 0.0364%
13505 | 4 | 2 |  | Manual | 1 | Ceiling Fixture | Incandescent |  | Standard A Lamp | 2 | 60 | Bedroom | 135054 | Bedroom | 0.0364%
13505 | 5 | 1 |  | Manual | 1 | Ceiling Fixture | Incandescent |  | Standard A Lamp | 2 | 60 | Bedroom | 135055 | Bedroom | 0.0364%
13505 | 6 | 1 |  | Manual | 1 | Ceiling Fixture | Incandescent |  | Decorative | 4 | 40 | Dining Room | 135056 | Dining Room | 0.0364%
13505 | 7 | 1 |  | Manual | 1 | Floor lamp | Compact Fluorescent |  | Twist | 1 | 15 | Family Room | 135057 | Family Room | 0.0364%
13505 | 8 | 1 |  | Manual | 1 | Wall Mount | Incandescent |  | Mini base | 1 | 40 | Hall | 135058 | Hall | 0.0364%
13505 | 9 | 1 |  | Manual | 1 | Ceiling Fixture | Linear Fluorescent | 48 | T-12 | 2 | 40 | Kitchen | 135059 | Kitchen | 0.0364%
13505 | 10 | 1 |  | Manual | 1 | Floor lamp | Incandescent |  | Standard A Lamp | 1 | 60 | Other | 1350510 | Other | 0.0364%
13505 | 10 | 2 |  | Manual | 1 | Ceiling Fixture | Incandescent |  | Standard A Lamp | 2 | 60 | Other | 1350510 | Other | 0.0364%
13507 | 1 | 1 |  | Manual | 4 | Ceiling Fixture | Incandescent |  | Standard A Lamp | 1 | 60 | Other | 135071 | Other | 0.1232%
13507 | 1 | 2 | automotive repair lamp | Manual | 1 | Other | Incandescent |  | Standard A Lamp | 1 | 100 | Other | 135071 | Other | 0.1232%
13507 | 2 | 1 |  | Manual | 1 | Ceiling Fixture | Incandescent |  | Standard A Lamp | 1 | 100 | Bathroom | 135072 | Bathroom | 0.1232%
13507 | 2 | 2 |  | Manual | 1 | Wall Mount | Incandescent |  | Standard A Lamp | 1 | 60 | Bathroom | 135072 | Bathroom | 0.1232%
13507 | 3 | 1 |  | Manual | 1 | Ceiling Fan | Incandescent |  | Standard A Lamp | 1 | 100 | Bedroom | 135073 | Bedroom | 0.1232%
13507 | 4 | 1 |  | Manual | 1 | Ceiling Fixture | Incandescent |  | Standard A Lamp | 1 | 60 | Bedroom | 135074 | Bedroom | 0.1232%
13507 | 5 | 1 |  | Manual | 1 | Ceiling Fixture | Incandescent |  | Standard A Lamp | 1 | 100 | Bedroom | 135075 | Bedroom | 0.1232%
13507 | 6 | 1 |  | Manual | 1 | Ceiling Fixture | Incandescent |  | Standard A Lamp | 1 | 60 | Bedroom | 135076 | Bedroom | 0.1232%
13507 | 7 | 1 |  | Manual | 1 | Ceiling Fixture | Incandescent |  | Standard A Lamp | 1 | 100 | Kitchen | 135077 | Kitchen | 0.1232%
13507 | 8 | 1 |  | Manual | 1 | Ceiling Fixture | Incandescent |  | Standard A Lamp | 1 | 100 | Other | 135078 | Other | 0.1232%
13507 | 9 | 1 |  | Manual | 1 | Chandelier (Hanging) | Incandescent |  | Decorative | 5 | 40 | Family Room | 135079 | Family Room | 0.1232%
13507 | 10 | 1 |  | Manual | 1 | Ceiling Fixture | Incandescent |  | Standard A Lamp | 1 | 100 | Hall | 1350710 | Hall | 0.1232%
13507 | 11 | 1 |  | Manual | 1 | Ceiling Fixture | Incandescent |  | Standard A Lamp | 1 | 100 | Other | 1350711 | Other | 0.1232%
13514 | 1 | 1 |  | Manual | 1 | Ceiling Fan | Incandescent |  | Standard A Lamp | 2 | 60 | Bathroom | 135141 | Bathroom | 0.1232%
13514 | 1 | 2 |  | Manual | 1 | Wall Mount | Incandescent |  | Standard A Lamp | 3 | 60 | Bathroom | 135141 | Bathroom | 0.1232%
13514 | 2 | 1 |  | Manual | 1 | Ceiling Fixture | Incandescent |  | Standard A Lamp | 1 | 60 | Bedroom | 135142 | Bedroom | 0.1232%
13514 | 4 | 1 |  | Manual | 1 | Ceiling Fixture | Linear Fluorescent | 48 | T-12 | 2 | 40 | Dining Room | 135144 | Dining Room | 0.1232%
13514 | 5 | 1 |  | Manual | 3 | Ceiling Fixture | Linear Fluorescent | 48 | T-12 | 2 | 40 | Garage | 135145 | Garage | 0.1232%
13514 | 5 | 2 |  | Manual | 1 | Garage door opener | Incandescent |  | Standard A Lamp | 1 | 60 | Garage | 135145 | Garage | 0.1232%
13514 | 6 | 1 |  | Manual | 1 | Ceiling Fixture | Incandescent |  | Standard A Lamp | 1 | 60 | Hall | 135146 | Hall | 0.1232%
13514 | 8 | 1 |  | Manual | 1 | Ceiling Fan | Incandescent |  | Standard A Lamp | 1 | 60 | Living Room | 135148 | Living Room | 0.1232%
13514 | 9 | 1 |  | Manual | 1 | Ceiling Fixture | Incandescent |  | Standard A Lamp | 1 | 60 | Office | 135149 | Office | 0.1232%
13554 | 1 | 1 |  | Manual | 1 | Wall Mount | Compact Fluorescent |  | Twist | 3 | 14 | Bathroom | 135541 | Bathroom | 0.1232%
13554 | 1 | 2 |  | Manual | 1 | Recessed - other | Incandescent |  | Reflector | 1 | 75 | Bathroom | 135541 | Bathroom | 0.1232%
13554 | 2 | 1 |  | Manual | 1 | Chandelier (Hanging) | Compact Fluorescent |  | Twist | 1 | 27 | Dining Room | 135542 | Dining Room | 0.1232%
13554 | 3 | 1 |  | Manual | 1 | Ceiling Fixture | Compact Fluorescent |  | Twist | 1 | 20 | Hall | 135543 | Hall | 0.1232%
13554 | 4 | 1 |  | Manual | 1 | Torchiere | Compact Fluorescent |  | Twist | 1 | 27 | Family Room | 135544 | Family Room | 0.1232%
13554 | 4 | 2 |  | Manual | 1 | Recessed Can | Compact Fluorescent |  | Twist | 1 | 20 | Family Room | 135544 | Family Room | 0.1232%
13554 | 4 | 3 |  | Manual | 1 | Floor lamp | Other |  | LED Interior | 1 | 1 | Family Room | 135544 | Family Room | 0.1232%
13554 | 5 | 1 |  | Manual | 1 | Recessed Can | Compact Fluorescent |  | Twist | 1 | 15 | Hall | 135545 | Hall | 0.1232%
13554 | 6 | 1 |  | Manual | 5 | Recessed Can | Compact Fluorescent |  | Twist | 1 | 15 | Kitchen | 135546 | Kitchen | 0.1232%
13554 | 6 | 2 |  | Manual | 2 | Chandelier (Hanging) | Compact Fluorescent |  | Pin base | 1 | 23 | Kitchen | 135546 | Kitchen | 0.1232%
13554 | 7 | 1 |  | Manual | 1 | Recessed Can | Compact Fluorescent |  | Twist | 1 | 15 | Living Room | 135547 | Living Room | 0.1232%
13554 | 7 | 2 |  | Manual | 1 | Chandelier (Hanging) | Compact Fluorescent |  | Twist | 5 | 15 | Living Room | 135547 | Living Room | 0.1232%
13554 | 8 | 1 |  | Manual | 1 | Wall Mount | Compact Fluorescent |  | Other | 1 | 27 | Closet | 135548 | Closet | 0.1232%
13554 | 9 | 1 |  | Manual | 1 | Recessed Can | Compact Fluorescent |  | Twist | 1 | 20 | Office | 135549 | Office | 0.1232%
13554 | 10 | 1 |  | Manual | 1 | Wall Mount | Compact Fluorescent |  | Other | 1 | 27 | Closet | 1355410 | Closet | 0.1232%
13554 | 11 | 1 |  | Manual | 2 | Wall Mount | Incandescent |  | Standard A Lamp | 3 | 100 | Bathroom | 1355411 | Bathroom | 0.1232%
13554 | 12 | 1 |  | Manual | 2 | Recessed Can | Compact Fluorescent |  | Twist | 1 | 20 | Family Room | 1355412 | Family Room | 0.1232%
13554 | 13 | 1 |  | Manual | 1 | Ceiling Fixture | Compact Fluorescent |  | Twist | 2 | 15 | Laundry Room | 1355413 | Laundry Room | 0.1232%
13554 | 14 | 1 |  | Manual | 4 | Recessed Can | Compact Fluorescent |  | Twist | 1 | 14 | Hall | 1355414 | Hall | 0.1232%
13554 | 14 | 2 |  | Manual | 1 | Recessed Can | Compact Fluorescent |  | Twist | 1 | 20 | Hall | 1355414 | Hall | 0.1232%
13554 | 14 | 3 |  | Manual | 2 | Recessed Can | Incandescent |  | Reflector | 1 | 65 | Hall | 1355414 | Hall | 0.1232%
13554 | 15 | 1 |  | Manual | 1 | Ceiling Fixture | Incandescent |  | Reflector | 1 | 75 | Bathroom | 1355415 | Bathroom | 0.1232%
13554 | 16 | 1 |  | Manual | 2 | Wall Mount | Compact Fluorescent |  | Twist | 3 | 14 | Bathroom | 1355416 | Bathroom | 0.1232%
13554 | 17 | 1 |  | Manual | 1 | Ceiling Fixture | Compact Fluorescent |  | Twist | 2 | 14 | Closet | 1355417 | Closet | 0.1232%
13554 | 18 | 1 |  | Manual | 1 | Torchiere | Compact Fluorescent |  | Twist | 1 | 27 | Master Bedroom | 1355418 | Master Bedroom | 0.1232%
13554 | 18 | 2 |  | Manual | 1 | Floor lamp | Incandescent |  | Standard A Lamp | 1 | 40 | Master Bedroom | 1355418 | Master Bedroom | 0.1232%
13554 | 19 | 1 |  | Manual | 1 | Ceiling Fixture | Compact Fluorescent |  | Twist | 2 | 14 | Bedroom | 1355419 | Bedroom | 0.1232%
13554 | 20 | 1 |  | Manual | 1 | Ceiling Fixture | Compact Fluorescent |  | Twist | 2 | 14 | Bedroom | 1355420 | Bedroom | 0.1232%
13554 | 21 | 1 |  | Manual | 1 | Ceiling Fixture | Compact Fluorescent |  | Twist | 2 | 14 | Family Room | 1355421 | Family Room | 0.1232%
13554 | 22 | 1 |  | Manual | 2 | Ceiling Fixture | Compact Fluorescent |  | Twist | 1 | 15 | Garage | 1355422 | Garage | 0.1232%
13621 | 1 | 1 |  | Manual | 1 | Ceiling Fixture | Compact Fluorescent |  | Twist | 2 | 22 | Kitchen | 136211 | Kitchen | 0.0364%
13621 | 2 | 1 |  | Manual | 4 | Ceiling Fixture | Linear Fluorescent | 48 | T-12 | 2 | 40 | Other | 136212 | Other | 0.0364%
13621 | 3 | 1 |  | Manual | 1 | Ceiling Fan | Incandescent |  | Decorative | 3 | 60 | Hall | 136213 | Hall | 0.0364%
13621 | 4 | 1 |  | Manual | 1 | Ceiling Fan | Compact Fluorescent |  | Twist | 1 | 15 | Bedroom | 136214 | Bedroom | 0.0364%
13621 | 5 | 1 |  | Manual | 1 | Ceiling Fixture | Incandescent |  | Standard A Lamp | 3 | 60 | Hall | 136215 | Hall | 0.0364%
13621 | 6 | 1 |  | Manual | 1 | Wall Mount | Incandescent |  | Standard A Lamp | 2 | 60 | Bathroom | 136216 | Bathroom | 0.0364%
13621 | 7 | 1 |  | Manual | 1 | Ceiling Fan | Compact Fluorescent |  | Twist | 1 | 15 | Bedroom | 136217 | Bedroom | 0.0364%
13621 | 8 | 1 |  | Manual | 1 | Ceiling Fixture | Compact Fluorescent |  | Twist | 1 | 15 | Hall | 136218 | Hall | 0.0364%
13621 | 9 | 1 |  | Manual | 1 | Chandelier (Hanging) | Incandescent |  | Decorative | 6 | 40 | Dining Room | 136219 | Dining Room | 0.0364%
13621 | 10 | 1 |  | Manual | 1 | Table | Compact Fluorescent |  | Twist | 1 | 22 | Living Room | 1362110 | Living Room | 0.0364%
13621 | 11 | 1 |  | Manual | 1 | Track | Halogen |  | PAR | 3 | 50 | Hall | 1362111 | Hall | 0.0364%
13621 | 12 | 1 |  | Manual | 1 | Ceiling Fixture | Halogen |  | PAR | 3 | 50 | Master Bedroom | 1362112 | Master Bedroom | 0.0364%
13621 | 13 | 1 |  | Manual | 1 | Ceiling Fixture | Compact Fluorescent |  | Twist | 2 | 15 | Bathroom | 1362113 | Bathroom | 0.0364%
13621 | 13 | 2 |  | Manual | 1 | Wall Mount | Incandescent |  | Decorative | 2 | 60 | Bathroom | 1362113 | Bathroom | 0.0364%
13621 | 14 | 1 |  | Manual | 1 | Ceiling Fixture | Compact Fluorescent |  | Twist | 2 | 15 | Bedroom | 1362114 | Bedroom | 0.0364%
13621 | 15 | 1 |  | Manual | 2 | Ceiling Fixture | Linear Fluorescent | 48 | T-8 | 2 | 32 | Family Room | 1362115 | Family Room | 0.0364%
13621 | 16 | 1 |  | Manual | 1 | Ceiling Fixture | Linear Fluorescent | 48 | T-12 | 2 | 40 | Laundry Room | 1362116 | Laundry Room | 0.0364%
13643 | 1 | 1 |  | Manual | 1 | Table | Compact Fluorescent |  | Twist | 1 | 15 | Bedroom | 136431 | Bedroom | 0.04979%
13643 | 1 | 2 |  | Manual | 1 | Ceiling Fixture | Compact Fluorescent |  | Twist | 2 | 15 | Bedroom | 136431 | Bedroom | 0.04979%
13643 | 2 | 1 |  | Manual | 1 | Chandelier (Hanging) | Incandescent |  | Decorative | 3 | 60 | Living Room | 136432 | Living Room | 0.04979%
13643 | 3 | 1 |  | Manual | 1 | Recessed Can | Other |  | LED Interior | 1 | 7 | Hall | 136433 | Hall | 0.04979%
13643 | 4 | 1 |  | Manual | 1 | Ceiling Fixture | Incandescent |  | Standard A Lamp | 2 | 60 | Garage | 136434 | Garage | 0.04979%
13643 | 4 | 2 |  | Manual | 1 | Ceiling Fixture | Linear Fluorescent | 48 | T-12 | 2 | 60 | Garage | 136434 | Garage | 0.04979%
13643 | 5 | 1 |  | Manual | 1 | Torchiere | Other |  | LED Interior | 1 | 10 | Hall | 136435 | Hall | 0.04979%
13643 | 6 | 1 |  | Manual | 2 | Recessed Can | Other |  | LED Interior | 1 | 7 | Hall | 136436 | Hall | 0.04979%
13643 | 7 | 1 |  | Manual | 1 | Torchiere | Compact Fluorescent |  | Twist | 1 | 15 | Bedroom | 136437 | Bedroom | 0.04979%
13643 | 7 | 2 |  | Manual | 2 | Ceiling Fixture | Compact Fluorescent |  | Twist | 1 | 15 | Bedroom | 136437 | Bedroom | 0.04979%
13643 | 8 | 1 |  | Manual | 5 | Other | Halogen |  | Other | 1 | 35 | Kitchen | 136438 | Kitchen | 0.04979%
13643 | 8 | 2 |  | Manual | 2 | Recessed Can | Other |  | LED Interior | 1 | 5 | Kitchen | 136438 | Kitchen | 0.04979%
13643 | 8 | 3 |  | Manual | 5 | Recessed Can | Other |  | LED Interior | 1 | 7 | Kitchen | 136438 | Kitchen | 0.04979%
13643 | 9 | 1 |  | Manual | 1 | Ceiling Fixture | Halogen |  | MR | 3 | 35 | Laundry Room | 136439 | Laundry Room | 0.04979%
13643 | 10 | 1 |  | Manual | 1 | Floor lamp | Compact Fluorescent |  | Twist | 1 | 15 | Living Room | 1364310 | Living Room | 0.04979%
13643 | 10 | 2 |  | Manual | 2 | Table | Incandescent |  | Clear | 1 | 60 | Living Room | 1364310 | Living Room | 0.04979%
13643 | 11 | 1 |  | Manual | 2 | Wall Mount | Compact Fluorescent |  | Twist | 2 | 15 | Bathroom | 1364311 | Bathroom | 0.04979%
13643 | 11 | 2 |  | Manual | 1 | Other | Incandescent |  | Mini base | 1 | 20 | Bathroom | 1364311 | Bathroom | 0.04979%
13643 | 12 | 1 |  | Manual | 1 | Ceiling Fan | Incandescent |  | Decorative | 2 | 60 | Master Bedroom | 1364312 | Master Bedroom | 0.04979%
13643 | 12 | 2 |  | Manual | 1 | Table | Incandescent |  | Mini base | 1 | 40 | Master Bedroom | 1364312 | Master Bedroom | 0.04979%
13643 | 12 | 3 |  | Manual | 2 | Table | Halogen |  | Other | 1 | 50 | Master Bedroom | 1364312 | Master Bedroom | 0.04979%
13643 | 13 | 1 |  | Motion | 1 | Ceiling Fixture | Incandescent |  | Standard A Lamp | 1 | 60 | Hall | 1364313 | Hall | 0.04979%
13643 | 14 | 1 |  | Manual | 1 | Track | Incandescent |  | Globe | 4 | 60 | Bathroom | 1364314 | Bathroom | 0.04979%
13643 | 14 | 2 |  | Manual | 1 | Ceiling Fan | Incandescent |  | Standard A Lamp | 1 | 60 | Bathroom | 1364314 | Bathroom | 0.04979%
13643 | 15 | 1 |  | Manual | 1 | Ceiling Fixture | Compact Fluorescent |  | Twist | 2 | 15 | Other | 1364315 | Other | 0.04979%
13643 | 16 | 1 |  | Manual | 1 | Recessed - other | Compact Fluorescent |  | Pin base | 1 | 15 | Living Room | 1364316 | Living Room | 0.04979%
13655 | 1 | 1 |  | Dimmer | 1 | Ceiling Fixture | Incandescent |  | Clear | 1 | 300 | Living Room | 136551 | Living Room | 0.0364%
13655 | 1 | 2 |  | Manual | 1 | Torchiere | Compact Fluorescent |  | Twist | 1 | 15 | Living Room | 136551 | Living Room | 0.0364%
13655 | 2 | 1 |  | Dimmer | 2 | Ceiling Fixture | Incandescent |  | Standard A Lamp | 1 | 100 | Bedroom | 136552 | Bedroom | 0.0364%
13655 | 2 | 2 |  | Manual | 1 | Floor lamp | Incandescent |  | Mini base | 5 | 40 | Bedroom | 136552 | Bedroom | 0.0364%
13655 | 2 | 3 |  | Manual | 1 | Table | Incandescent |  | Mini base | 1 | 40 | Bedroom | 136552 | Bedroom | 0.0364%
13655 | 3 | 1 |  | Manual | 2 | Ceiling Fixture | Linear Fluorescent | 48 | T-12 | 1 | 40 | Bathroom | 136553 | Bathroom | 0.0364%
13655 | 4 | 1 |  | Dimmer | 1 | Wall Mount | Incandescent |  | Standard A Lamp | 1 | 75 | Hall | 136554 | Hall | 0.0364%
13655 | 5 | 1 |  | Manual | 3 | Ceiling Fixture | Compact Fluorescent |  | Twist | 1 | 15 | Living Room | 136555 | Living Room | 0.0364%
13655 | 5 | 2 |  | Manual | 1 | Track | Halogen |  | MR | 1 | 50 | Living Room | 136555 | Living Room | 0.0364%
13655 | 6 | 1 |  | Manual | 2 | Ceiling Fixture | Linear Fluorescent | 48 | T-12 | 4 | 40 | Other | 136556 | Other | 0.0364%
13655 | 6 | 2 |  | Manual | 2 | Ceiling Fixture | Linear Fluorescent | 48 | T-12 | 2 | 40 | Other | 136556 | Other | 0.0364%
13655 | 6 | 3 |  | Manual | 2 | Wall Mount | Compact Fluorescent |  | Twist | 1 | 15 | Other | 136556 | Other | 0.0364%
13655 | 7 | 1 |  | Dimmer | 1 | Wall Mount | Compact Fluorescent |  | Twist | 1 | 15 | Closet | 136557 | Closet | 0.0364%
13655 | 8 | 1 |  | Manual | 1 | Ceiling Fixture | Linear Fluorescent | 48 | T-12 | 2 | 40 | Bedroom | 136558 | Bedroom | 0.0364%
13655 | 9 | 1 |  | Manual | 1 | Ceiling Fixture | Linear Fluorescent | 48 | T-12 | 2 | 40 | Hall | 136559 | Hall | 0.0364%
13655 | 9 | 2 |  | Manual | 1 | Table | Compact Fluorescent |  | Twist | 1 | 15 | Hall | 136559 | Hall | 0.0364%
13655 | 9 | 3 |  | Dimmer | 1 | Wall Mount | Incandescent |  | Standard A Lamp | 2 | 75 | Hall | 136559 | Hall | 0.0364%
13655 | 10 | 1 |  | Manual | 1 | Ceiling Fixture | Linear Fluorescent | 48 | T-12 | 2 | 40 | Laundry Room | 1365510 | Laundry Room | 0.0364%
13655 | 11 | 1 |  | Manual | 2 | Wall Mount | Compact Fluorescent |  | Twist | 2 | 15 | Bathroom | 1365511 | Bathroom | 0.0364%
13655 | 11 | 2 |  | Manual | 1 | Ceiling Fixture | Linear Fluorescent | 48 | T-12 | 2 | 40 | Bathroom | 1365511 | Bathroom | 0.0364%
13655 | 12 | 1 |  | Manual | 1 | Ceiling Fixture | Linear Fluorescent | 48 | T-12 | 2 | 40 | Office | 1365512 | Office | 0.0364%
13655 | 12 | 2 |  | Manual | 3 | Table | Compact Fluorescent |  | Twist | 1 | 22 | Office | 1365512 | Office | 0.0364%
13655 | 13 | 1 |  | Manual | 6 | Ceiling Fixture | Linear Fluorescent | 48 | T-12 | 2 | 20 | Kitchen | 1365513 | Kitchen | 0.0364%
13655 | 13 | 2 |  | Manual | 1 | Ceiling Fixture | Incandescent |  | Reflector | 1 | 65 | Kitchen | 1365513 | Kitchen | 0.0364%
13655 | 13 | 3 |  | Manual | 2 | Other | Compact Fluorescent |  | Twist | 1 | 15 | Kitchen | 1365513 | Kitchen | 0.0364%
13655 | 13 | 4 |  | Manual | 2 | Other | Linear Fluorescent | 18 | T-12 | 1 | 16 | Kitchen | 1365513 | Kitchen | 0.0364%
13656 | 1 | 1 |  | Manual | 2 | Wall Mount | Compact Fluorescent |  | Globe | 4 | 9 | Bathroom | 136561 | Bathroom | 0.03789%
13656 | 2 | 1 |  | Dimmer | 1 | Wall Mount | Incandescent |  | Globe | 8 | 40 | Bathroom | 136562 | Bathroom | 0.03789%
13656 | 3 | 1 |  | Manual | 1 | Ceiling Fixture | Compact Fluorescent |  | Twist | 2 | 20 | Bedroom | 136563 | Bedroom | 0.03789%
13656 | 4 | 1 |  | Manual | 1 | Ceiling Fixture | Compact Fluorescent |  | Twist | 2 | 13 | Bedroom | 136564 | Bedroom | 0.03789%
13656 | 5 | 1 |  | Manual | 5 | Recessed Can | Compact Fluorescent |  | Reflector | 1 | 11 | Family Room | 136565 | Family Room | 0.03789%
13656 | 6 | 1 |  | Manual | 1 | Ceiling Fixture | Compact Fluorescent |  | Twist | 1 | 13 | Garage | 136566 | Garage | 0.03789%
13656 | 6 | 2 |  | Manual | 1 | Ceiling Fixture | Compact Fluorescent |  | Twist | 1 | 26 | Garage | 136566 | Garage | 0.03789%
13656 | 6 | 3 |  | Manual | 2 | Ceiling Fixture | Incandescent |  | Standard A Lamp | 1 | 75 | Garage | 136566 | Garage | 0.03789%
13656 | 6 | 4 |  | Manual | 1 | Garage door opener | Incandescent |  | Standard A Lamp | 1 | 100 | Garage | 136566 | Garage | 0.03789%
13656 | 7 | 1 |  | Manual | 3 | Recessed Can | Compact Fluorescent |  | Twist | 1 | 20 | Hall | 136567 | Hall | 0.03789%
13656 | 8 | 1 |  | Manual | 4 | Ceiling Fixture | Compact Fluorescent |  | Twist | 1 | 20 | Kitchen | 136568 | Kitchen | 0.03789%
13656 | 8 | 2 |  | Dimmer | 1 | Ceiling Fixture | Incandescent |  | Standard A Lamp | 4 | 75 | Kitchen | 136568 | Kitchen | 0.03789%
13656 | 9 | 1 |  | Manual | 1 | Chandelier (Hanging) | Compact Fluorescent |  | Twist | 5 | 20 | Living Room | 136569 | Living Room | 0.03789%
13656 | 10 | 1 |  | Manual | 1 | Ceiling Fixture | Incandescent |  | Standard A Lamp | 2 | 60 | Office | 1365610 | Office | 0.03789%
13656 | 10 | 2 |  | Manual | 1 | Table | Compact Fluorescent |  | Twist | 1 | 20 | Office | 1365610 | Office | 0.03789%
13656 | 10 | 3 |  | Manual | 1 | Floor lamp | Compact Fluorescent |  | Straight Tube | 1 | 27 | Office | 1365610 | Office | 0.03789%
13672 | 1 | 1 |  | Manual | 1 | Track | Incandescent |  | Standard A Lamp | 3 | 60 | Bedroom | 136721 | Bedroom | 0.02952%
13672 | 1 | 2 |  | Manual | 1 | Track | Compact Fluorescent |  | Twist | 1 | 15 | Bedroom | 136721 | Bedroom | 0.02952%
13672 | 1 | 3 |  | Manual | 1 | Floor lamp | Incandescent |  | Standard A Lamp | 3 | 60 | Bedroom | 136721 | Bedroom | 0.02952%
13672 | 2 | 1 |  | Manual | 3 | Ceiling Fan | Incandescent |  | Standard A Lamp | 1 | 60 | Master Bedroom | 136722 | Master Bedroom | 0.02952%
13672 | 2 | 2 |  | Manual | 1 | Floor lamp | Incandescent |  | Standard A Lamp | 1 | 60 | Master Bedroom | 136722 | Master Bedroom | 0.02952%
13672 | 2 | 3 |  | Manual | 1 | Table | Linear Fluorescent | 12 | T-8 | 1 | 16 | Master Bedroom | 136722 | Master Bedroom | 0.02952%
13672 | 3 | 1 |  | Manual | 1 | Ceiling Fixture | Linear Fluorescent | 48 | T-12 | 2 | 40 | Closet | 136723 | Closet | 0.02952%
13672 | 4 | 1 |  | Manual | 2 | Track | Incandescent |  | Standard A Lamp | 3 | 60 | Office | 136724 | Office | 0.02952%
13672 | 4 | 2 |  | Manual | 2 | Wall Mount | Incandescent |  | Standard A Lamp | 1 | 60 | Office | 136724 | Office | 0.02952%
13672 | 5 | 1 |  | Manual | 1 | Ceiling Fixture | Compact Fluorescent |  | A shape bulb | 1 | 22 | Hall | 136725 | Hall | 0.02952%
13672 | 5 | 2 |  | Manual | 1 | Chandelier (Hanging) | Incandescent |  | Standard A Lamp | 1 | 60 | Hall | 136725 | Hall | 0.02952%
13672 | 6 | 1 |  | Manual | 1 | Ceiling Fixture | Linear Fluorescent | 48 | T-12 | 2 | 40 | Bathroom | 136726 | Bathroom | 0.02952%
13672 | 7 | 1 |  | Manual | 1 | Wall Mount | Incandescent |  | Globe | 3 | 40 | Bathroom | 136727 | Bathroom | 0.02952%
13672 | 8 | 1 |  | Manual | 1 | Ceiling Fan | Incandescent |  | Decorative | 4 | 40 | Dining Room | 136728 | Dining Room | 0.02952%
13672 | 8 | 2 |  | Manual | 1 | Ceiling Fan | Incandescent |  | Standard A Lamp | 1 | 75 | Dining Room | 136728 | Dining Room | 0.02952%
13672 | 9 | 1 |  | Photo | 1 | Ceiling Fixture | Incandescent |  | Reflector | 2 | 65 | Garage | 136729 | Garage | 0.02952%
13672 | 9 | 2 |  | Manual | 2 | Ceiling Fixture | Linear Fluorescent | 48 | T-12 | 2 | 40 | Garage | 136729 | Garage | 0.02952%
13672 | 9 | 3 |  | Manual | 1 | Ceiling Fixture | Incandescent |  | Standard A Lamp | 1 | 60 | Garage | 136729 | Garage | 0.02952%
13672 | 9 | 4 |  | Manual | 1 | Ceiling Fixture | Compact Fluorescent |  | Twist | 1 | 15 | Garage | 136729 | Garage | 0.02952%
13672 | 10 | 1 |  | Manual | 1 | Ceiling Fixture | Linear Fluorescent | 48 | T-12 | 2 | 40 | Kitchen | 1367210 | Kitchen | 0.02952%
13672 | 10 | 2 |  | Manual | 1 | Track | Incandescent |  | Reflector | 3 | 40 | Kitchen | 1367210 | Kitchen | 0.02952%
13672 | 10 | 3 |  | Manual | 3 | Recessed Can | Incandescent |  | Reflector | 1 | 60 | Kitchen | 1367210 | Kitchen | 0.02952%
13672 | 10 | 4 |  | Manual | 1 | Ceiling Fixture | Incandescent |  | Standard A Lamp | 2 | 60 | Kitchen | 1367210 | Kitchen | 0.02952%
13672 | 10 | 5 |  | Manual | 1 | Other | Incandescent |  | Clear | 1 | 25 | Kitchen | 1367210 | Kitchen | 0.02952%
13672 | 11 | 1 |  | Manual | 1 | Ceiling Fixture | Incandescent |  | Standard A Lamp | 3 | 90 | Living Room | 1367211 | Living Room | 0.02952%
13672 | 12 | 1 |  | Manual | 4 | Track | Incandescent |  | Standard A Lamp | 2 | 65 | Living Room | 1367212 | Living Room | 0.02952%
13672 | 12 | 2 |  | Manual | 2 | Torchiere | Incandescent |  | Standard A Lamp | 2 | 60 | Living Room | 1367212 | Living Room | 0.02952%
13672 | 12 | 3 |  | Manual | 1 | Table | Compact Fluorescent |  | Straight Tube | 1 | 28 | Living Room | 1367212 | Living Room | 0.02952%
13672 | 13 | 1 |  | Manual | 2 | Ceiling Fixture | Compact Fluorescent |  | Twist | 2 | 15 | Office | 1367213 | Office | 0.02952%
13672 | 13 | 2 |  | Manual | 1 | Ceiling Fixture | Incandescent |  | Standard A Lamp | 2 | 40 | Office | 1367213 | Office | 0.02952%
13672 | 13 | 3 |  | Manual | 1 | Table | Incandescent |  | Other | 1 | 60 | Office | 1367213 | Office | 0.02952%
13672 | 14 | 1 |  | Manual | 1 | Wall Mount | Compact Fluorescent |  | Twist | 1 | 15 | Closet | 1367214 | Closet | 0.02952%
13672 | 15 | 1 |  | Manual | 1 | Ceiling Fixture | Linear Fluorescent | 48 | T-12 | 2 | 40 | Closet | 1367215 | Closet | 0.02952%
13678 | 1 | 1 |  | Manual | 1 | Wall Mount | Compact Fluorescent |  | Twist | 4 | 15 | Bathroom | 136781 | Bathroom | 0.04979%
13678 | 2 | 1 |  | Manual | 2 | Ceiling Fixture | Incandescent |  | Standard A Lamp | 1 | 60 | Bathroom | 136782 | Bathroom | 0.04979%
13678 | 3 | 1 |  | Manual | 1 | Table | Incandescent |  | Standard A Lamp | 1 | 60 | Bedroom | 136783 | Bedroom | 0.04979%
13678 | 3 | 2 |  | Manual | 1 | Table | Incandescent |  | Standard A Lamp | 1 | 40 | Bedroom | 136783 | Bedroom | 0.04979%
13678 | 4 | 1 |  | Manual | 1 | Table | Compact Fluorescent |  | Straight Tube | 1 | 28 | Bedroom | 136784 | Bedroom | 0.04979%
13678 | 4 | 2 |  | Manual | 1 | Ceiling Fixture | Compact Fluorescent |  | Twist | 1 | 28 | Bedroom | 136784 | Bedroom | 0.04979%
13678 | 4 | 3 |  | Manual | 1 | Table | Incandescent |  | Colored | 1 | 25 | Bedroom | 136784 | Bedroom | 0.04979%
13678 | 5 | 1 |  | Manual | 1 | Chandelier (Hanging) | Incandescent |  | Decorative | 5 | 25 | Hall | 136785 | Hall | 0.04979%
13678 | 6 | 1 |  | Manual | 1 | Ceiling Fixture | Incandescent |  | Standard A Lamp | 5 | 40 | Family Room | 136786 | Family Room | 0.04979%
13678 | 6 | 2 |  | Manual | 1 | Table | Incandescent |  | Standard A Lamp | 1 | 25 | Family Room | 136786 | Family Room | 0.04979%
13678 | 6 | 3 |  | Manual | 1 | Table | Compact Fluorescent |  | Twist | 1 | 7 | Family Room | 136786 | Family Room | 0.04979%
13678 | 7 | 1 |  | Manual | 1 | Ceiling Fixture | Compact Fluorescent |  | Twist | 1 | 22 | Hall | 136787 | Hall | 0.04979%
13678 | 8 | 1 |  | Manual | 1 | Ceiling Fixture | Compact Fluorescent |  | Twist | 1 | 22 | Hall | 136788 | Hall | 0.04979%
13678 | 9 | 1 |  | Manual | 3 | Recessed - other | Linear Fluorescent | 48 | T-12 | 1 | 40 | Living Room | 136789 | Living Room | 0.04979%
13678 | 9 | 2 |  | Timer | 1 | Ceiling Fixture | Linear Fluorescent | 48 | T-12 | 1 | 40 | Living Room | 136789 | Living Room | 0.04979%
13678 | 9 | 3 |  | Manual | 1 | Ceiling Fixture | Compact Fluorescent |  | Twist | 1 | 15 | Living Room | 136789 | Living Room | 0.04979%
13678 | 10 | 1 |  | Manual | 1 | Chandelier (Hanging) | Compact Fluorescent |  | Twist | 6 | 15 | Living Room | 1367810 | Living Room | 0.04979%
13678 | 10 | 2 |  | Manual | 2 | Table | Incandescent |  | 3-Way Incandescent | 1 | 100 | Living Room | 1367810 | Living Room | 0.04979%
13678 | 11 | 1 |  | Manual | 2 | Table | Incandescent |  | Decorative | 3 | 40 | Master Bedroom | 1367811 | Master Bedroom | 0.04979%
13678 | 11 | 2 |  | Manual | 1 | Floor lamp | Compact Fluorescent |  | Twist | 2 | 22 | Master Bedroom | 1367811 | Master Bedroom | 0.04979%
13678 | 12 | 1 |  | Manual | 1 | Wall Mount | Incandescent |  | Globe | 6 | 40 | Bathroom | 1367812 | Bathroom | 0.04979%
13678 | 12 | 2 |  | Manual | 1 | Ceiling Fixture | Compact Fluorescent |  | Twist | 2 | 22 | Bathroom | 1367812 | Bathroom | 0.04979%
13678 | 13 | 1 |  | Manual | 2 | Ceiling Fixture | Compact Fluorescent |  | Twist | 1 | 22 | Office | 1367813 | Office | 0.04979%
13678 | 13 | 2 |  | Manual | 1 | Table | Compact Fluorescent |  | Straight Tube | 1 | 7 | Office | 1367813 | Office | 0.04979%
13678 | 14 | 1 |  | Manual | 2 | Ceiling Fixture | Compact Fluorescent |  | Twist | 1 | 22 | Garage | 1367814 | Garage | 0.04979%
13678 | 14 | 2 |  | Manual | 2 | Garage door opener | Incandescent |  | Standard A Lamp | 2 | 40 | Garage | 1367814 | Garage | 0.04979%
13691 | 1 | 1 |  | Manual | 1 | Wall Mount | Incandescent |  | Standard A Lamp | 2 | 60 | Bathroom | 136911 | Bathroom | 0.1723%
13691 | 2 | 1 |  | Manual | 1 | Wall Mount | Incandescent |  | Standard A Lamp | 3 | 60 | Bathroom | 136912 | Bathroom | 0.1723%
13691 | 2 | 2 |  | Manual | 1 | Ceiling Fixture | Incandescent |  | Reflector | 1 | 65 | Bathroom | 136912 | Bathroom | 0.1723%
13691 | 2 | 3 |  | Manual | 1 | Ceiling Fixture | Compact Fluorescent |  | Flood | 1 | 25 | Bathroom | 136912 | Bathroom | 0.1723%
13691 | 3 | 1 |  | Manual | 2 | Recessed Can | Incandescent |  | Reflector | 1 | 75 | Closet | 136913 | Closet | 0.1723%
13691 | 4 | 1 |  | Manual | 3 | Recessed Can | Incandescent |  | Reflector | 1 | 65 | Closet | 136914 | Closet | 0.1723%
13691 | 5 | 1 |  | Manual | 1 | Recessed - other | Incandescent |  | Reflector | 1 | 65 | Bedroom | 136915 | Bedroom | 0.1723%
13691 | 5 | 2 |  | Manual | 1 | Table | Incandescent |  | 3-Way Incandescent | 1 | 100 | Bedroom | 136915 | Bedroom | 0.1723%
13691 | 6 | 1 |  | Manual | 4 | Recessed - other | Halogen |  | Other | 1 | 50 | Bedroom | 136916 | Bedroom | 0.1723%
13691 | 6 | 2 |  | Manual | 1 | Chandelier (Hanging) | Incandescent |  | Decorative | 5 | 40 | Bedroom | 136916 | Bedroom | 0.1723%
13691 | 6 | 3 |  | Manual | 1 | Table | Incandescent |  | Standard A Lamp | 1 | 60 | Bedroom | 136916 | Bedroom | 0.1723%
13691 | 6 | 4 |  | Manual | 3 | Table | Compact Fluorescent |  | Twist | 1 | 13 | Bedroom | 136916 | Bedroom | 0.1723%
13691 | 7 | 1 |  | Manual | 1 | Ceiling Fixture | Compact Fluorescent |  | Twist | 1 | 13 | Bedroom | 136917 | Bedroom | 0.1723%
13691 | 7 | 2 |  | Manual | 5 | Recessed - other | Halogen |  | Other | 1 | 50 | Bedroom | 136917 | Bedroom | 0.1723%
13691 | 7 | 3 |  | Manual | 1 | Table | Incandescent |  | Standard A Lamp | 1 | 55 | Bedroom | 136917 | Bedroom | 0.1723%
13691 | 7 | 4 |  | Manual | 2 | Table | Compact Fluorescent |  | A shape bulb | 1 | 15 | Bedroom | 136917 | Bedroom | 0.1723%
13691 | 8 | 1 |  | Manual | 6 | Recessed - other | Halogen |  | Other | 1 | 50 | Other | 136918 | Other | 0.1723%
13691 | 9 | 1 |  | Manual | 1 | Floor lamp | Compact Fluorescent |  | Twist | 1 | 23 | Other | 136919 | Other | 0.1723%
13691 | 9 | 2 |  | Manual | 3 | Track | Halogen |  | Other | 1 | 50 | Other | 136919 | Other | 0.1723%
13691 | 9 | 3 |  | Manual | 1 | Recessed - other | Incandescent |  | Reflector | 1 | 76 | Other | 136919 | Other | 0.1723%
13691 | 9 | 4 |  | Manual | 1 | Table | Incandescent |  | Standard A Lamp | 2 | 55 | Other | 136919 | Other | 0.1723%
13691 | 10 | 1 |  | Manual | 1 | Chandelier (Hanging) | Incandescent |  | Decorative | 5 | 40 | Dining Room | 1369110 | Dining Room | 0.1723%
13691 | 10 | 2 |  | Manual | 1 | Table | Incandescent |  | Clear | 1 | 40 | Dining Room | 1369110 | Dining Room | 0.1723%
13691 | 10 | 3 |  | Manual | 1 | Wall Mount | Halogen |  | Other | 1 | 50 | Dining Room | 1369110 | Dining Room | 0.1723%
13691 | 10 | 4 |  | Manual | 1 | Wall Mount | Linear Fluorescent | 12 | T-8 | 1 | 30 | Dining Room | 1369110 | Dining Room | 0.1723%
13691 | 11 | 1 |  | Manual | 1 | Chandelier (Hanging) | Incandescent |  | Decorative | 12 | 25 | Hall | 1369111 | Hall | 0.1723%
13691 | 11 | 2 |  | Manual | 2 | Recessed - other | Incandescent |  | Reflector | 1 | 75 | Hall | 1369111 | Hall | 0.1723%
13691 | 12 | 1 |  | Manual | 3 | Recessed - other | Incandescent |  | Reflector | 1 | 65 | Family Room | 1369112 | Family Room | 0.1723%
13691 | 12 | 2 |  | Manual | 2 | Recessed - other | Halogen |  | Other | 1 | 50 | Family Room | 1369112 | Family Room | 0.1723%
13691 | 12 | 3 |  | Manual | 4 | Floor lamp | Incandescent |  | Standard A Lamp | 1 | 60 | Family Room | 1369112 | Family Room | 0.1723%
13691 | 13 | 1 |  | Manual | 2 | Ceiling Fixture | Linear Fluorescent | 48 | T-8 | 2 | 32 | Garage | 1369113 | Garage | 0.1723%
13691 | 14 | 1 |  | Manual | 1 | Recessed Can | Incandescent |  | Reflector | 1 | 75 | Hall | 1369114 | Hall | 0.1723%
13691 | 14 | 2 |  | Manual | 2 | Recessed Can | Compact Fluorescent |  | Flood | 1 | 13 | Hall | 1369114 | Hall | 0.1723%
13691 | 15 | 1 |  | Manual | 2 | Recessed - other | Other |  | LED Interior | 1 | 18 | Kitchen | 1369115 | Kitchen | 0.1723%
13691 | 15 | 2 |  | Manual | 5 | Recessed - other | Compact Fluorescent |  | Reflector | 1 | 15 | Kitchen | 1369115 | Kitchen | 0.1723%
13691 | 15 | 3 |  | Manual | 1 | Chandelier (Hanging) | Incandescent |  | Clear | 5 | 57 | Kitchen | 1369115 | Kitchen | 0.1723%
13691 | 15 | 4 |  | Manual | 2 | Wall Mount | Linear Fluorescent | 18 | T-8 | 1 | 30 | Kitchen | 1369115 | Kitchen | 0.1723%
13691 | 16 | 1 |  | Manual | 3 | Recessed - other | Incandescent |  | Reflector | 1 | 76 | Laundry Room | 1369116 | Laundry Room | 0.1723%
13691 | 17 | 1 |  | Manual | 3 | Recessed Can | Incandescent |  | Reflector | 1 | 65 | Living Room | 1369117 | Living Room | 0.1723%
13691 | 18 | 1 |  | Manual | 4 | Recessed - other | Incandescent |  | Reflector | 1 | 86 | Bathroom | 1369118 | Bathroom | 0.1723%
13691 | 19 | 1 |  | Manual | 1 | Recessed - other | Incandescent |  | Reflector | 1 | 65 | Master Bedroom | 1369119 | Master Bedroom | 0.1723%
13691 | 19 | 2 |  | Manual | 3 | Table | Incandescent |  | Standard A Lamp | 1 | 60 | Master Bedroom | 1369119 | Master Bedroom | 0.1723%
13691 | 20 | 1 |  | Manual | 2 | Recessed - other | Incandescent |  | Reflector | 1 | 75 | Closet | 1369120 | Closet | 0.1723%
13691 | 21 | 1 |  | Manual | 8 | Recessed Can | Incandescent |  | Reflector | 1 | 65 | Office | 1369121 | Office | 0.1723%
13691 | 22 | 1 |  | Manual | 1 | Track | Halogen |  | Other | 11 | 45 | Family Room | 1369122 | Family Room | 0.1723%
13691 | 22 | 2 |  | Manual | 10 | Recessed - other | Halogen |  | Other | 1 | 35 | Family Room | 1369122 | Family Room | 0.1723%
13691 | 22 | 3 |  | Manual | 1 | Table | Incandescent |  | Standard A Lamp | 1 | 60 | Family Room | 1369122 | Family Room | 0.1723%
13691 | 23 | 1 |  | Manual | 5 | Wall Mount | Compact Fluorescent |  | Circline (Screw Base) | 1 | 15 | Other | 1369123 | Other | 0.1723%
13691 | 24 | 1 |  | Manual | 2 | Recessed - other | Incandescent |  | Reflector | 1 | 65 | Other | 1369124 | Other | 0.1723%
13713 | 1 | 1 |  | Manual | 1 | Wall Mount | Incandescent |  | Standard A Lamp | 2 | 40 | Bathroom | 137131 | Bathroom | 0.0286%
13713 | 1 | 2 |  | Manual | 1 | Wall Mount | Compact Fluorescent |  | Twist | 1 | 15 | Bathroom | 137131 | Bathroom | 0.0286%
13713 | 1 | 3 |  | Manual | 1 | Ceiling Fixture | Incandescent |  | Standard A Lamp | 2 | 40 | Bathroom | 137131 | Bathroom | 0.0286%
13713 | 2 | 1 |  | Manual | 1 | Wall Mount | Incandescent |  | Standard A Lamp | 1 | 60 | Closet | 137132 | Closet | 0.0286%
13713 | 3 | 1 |  | Manual | 1 | Chandelier (Hanging) | Incandescent |  | Decorative | 6 | 40 | Dining Room | 137133 | Dining Room | 0.0286%
13713 | 3 | 2 |  | Manual | 1 | Table | Incandescent |  | Standard A Lamp | 1 | 40 | Dining Room | 137133 | Dining Room | 0.0286%
13713 | 4 | 1 |  | Manual | 1 | Ceiling Fixture | Incandescent |  | Standard A Lamp | 2 | 40 | Bedroom | 137134 | Bedroom | 0.0286%
13713 | 5 | 1 |  | Manual | 2 | Ceiling Fixture | Compact Fluorescent |  | Twist | 1 | 22 | Hall | 137135 | Hall | 0.0286%
13713 | 6 | 1 |  | Manual | 1 | Chandelier (Hanging) | Incandescent |  | Decorative | 6 | 25 | Other | 137136 | Other | 0.0286%
13713 | 7 | 1 |  | Manual | 6 | Recessed Can | Halogen |  | PAR | 1 | 100 | Family Room | 137137 | Family Room | 0.0286%
13713 | 8 | 1 |  | Manual | 3 | Ceiling Fixture | Linear Fluorescent | 48 | T-12 | 1 | 40 | Garage | 137138 | Garage | 0.0286%
13713 | 9 | 1 |  | Manual | 1 | Ceiling Fixture | Incandescent |  | Standard A Lamp | 2 | 60 | Kitchen | 137139 | Kitchen | 0.0286%
13713 | 9 | 2 |  | Manual | 1 | Architectural | Halogen |  | Quartz Tube | 1 | 50 | Kitchen | 137139 | Kitchen | 0.0286%
13713 | 10 | 1 |  | Manual | 1 | Chandelier (Hanging) | Incandescent |  | Globe | 4 | 40 | Living Room | 1371310 | Living Room | 0.0286%
13713 | 10 | 2 |  | Manual | 1 | Table | Compact Fluorescent |  | Twist | 1 | 15 | Living Room | 1371310 | Living Room | 0.0286%
13713 | 10 | 3 |  | Manual | 2 | Table | Incandescent |  | Decorative | 1 | 25 | Living Room | 1371310 | Living Room | 0.0286%
13713 | 10 | 4 |  | Manual | 1 | Torchiere | Compact Fluorescent |  | 3-Way CFL | 1 | 22 | Living Room | 1371310 | Living Room | 0.0286%
13713 | 11 | 1 |  | Manual | 1 | Ceiling Fixture | Incandescent |  | Standard A Lamp | 2 | 60 | Master Bedroom | 1371311 | Master Bedroom | 0.0286%
13713 | 12 | 1 |  | Manual | 1 | Ceiling Fixture | Incandescent |  | Standard A Lamp | 2 | 60 | Bathroom | 1371312 | Bathroom | 0.0286%
13713 | 13 | 1 |  | Manual | 1 | Ceiling Fixture | Incandescent |  | Standard A Lamp | 2 | 60 | Master Bedroom | 1371313 | Master Bedroom | 0.0286%
13713 | 14 | 1 |  | Manual | 1 | Ceiling Fixture | Compact Fluorescent |  | Twist | 6 | 15 | Closet | 1371314 | Closet | 0.0286%
13713 | 15 | 1 |  | Manual | 1 | Ceiling Fixture | Incandescent |  | Standard A Lamp | 2 | 40 | Laundry Room | 1371315 | Laundry Room | 0.0286%
13713 | 16 | 1 |  | Manual | 1 | Wall Mount | Incandescent |  | Standard A Lamp | 1 | 60 | Bathroom | 1371316 | Bathroom | 0.0286%
13713 | 17 | 1 |  | Manual | 1 | Ceiling Fixture | Incandescent |  | Standard A Lamp | 1 | 100 | Bedroom | 1371317 | Bedroom | 0.0286%
13713 | 18 | 1 |  | Manual | 1 | Chandelier (Hanging) | Incandescent |  | Standard A Lamp | 1 | 60 | Hall | 1371318 | Hall | 0.0286%
13713 | 19 | 1 |  | Manual | 1 | Ceiling Fixture | Incandescent |  | Decorative | 2 | 40 | Bedroom | 1371319 | Bedroom | 0.0286%
13746 | 1 | 1 |  | Manual | 1 | Ceiling Fixture | Compact Fluorescent |  | Twist | 1 | 15 | Hall | 137461 | Hall | 0.02952%
13746 | 2 | 1 |  | Manual | 1 | Wall Mount | Incandescent |  | Standard A Lamp | 2 | 60 | Bathroom | 137462 | Bathroom | 0.02952%
13746 | 3 | 1 |  | Manual | 1 | Ceiling Fixture | Compact Fluorescent |  | Twist | 1 | 7 | Garage | 137463 | Garage | 0.02952%
13746 | 3 | 2 |  | Manual | 1 | Ceiling Fixture | Linear Fluorescent | 40 | T-12 | 2 | 32 | Garage | 137463 | Garage | 0.02952%
13746 | 4 | 1 |  | Manual | 1 | Chandelier (Hanging) | Incandescent |  | Standard A Lamp | 1 | 40 | Living Room | 137464 | Living Room | 0.02952%
13746 | 4 | 2 |  | Manual | 1 | Torchiere | Compact Fluorescent |  | A shape bulb | 1 | 15 | Living Room | 137464 | Living Room | 0.02952%
13746 | 5 | 1 |  | Manual | 1 | Chandelier (Hanging) | Incandescent |  | Decorative | 5 | 25 | Laundry Room | 137465 | Laundry Room | 0.02952%
13746 | 5 | 2 |  | Manual | 1 | Ceiling Fixture | Incandescent |  | Standard A Lamp | 1 | 60 | Laundry Room | 137465 | Laundry Room | 0.02952%
13746 | 5 | 3 |  | Manual | 1 | Other | Incandescent |  | Clear | 1 | 40 | Laundry Room | 137465 | Laundry Room | 0.02952%
13746 | 6 | 1 |  | Manual | 1 | Ceiling Fixture | Incandescent |  | Standard A Lamp | 1 | 60 | Laundry Room | 137466 | Laundry Room | 0.02952%
13746 | 7 | 1 |  | Manual | 1 | Wall Mount | Compact Fluorescent |  | Twist | 2 | 15 | Bathroom | 137467 | Bathroom | 0.02952%
13746 | 8 | 1 |  | Manual | 1 | Ceiling Fixture | Compact Fluorescent |  | Twist | 2 | 15 | Bedroom | 137468 | Bedroom | 0.02952%
13746 | 9 | 1 |  | Manual | 1 | Ceiling Fixture | Compact Fluorescent |  | Twist | 2 | 15 | Bedroom | 137469 | Bedroom | 0.02952%
13746 | 9 | 2 |  | Manual | 2 | Table | Incandescent |  | Standard A Lamp | 1 | 5 | Bedroom | 137469 | Bedroom | 0.02952%
13752 | 1 | 1 |  | Manual | 1 | Ceiling Fixture | Compact Fluorescent |  | Twist | 2 | 15 | Bathroom | 137521 | Bathroom | 0.04979%
13752 | 1 | 2 |  | Manual | 1 | Wall Mount | Incandescent |  | Standard A Lamp | 6 | 40 | Bathroom | 137521 | Bathroom | 0.04979%
13752 | 2 | 1 |  | Manual | 1 | Ceiling Fixture | Compact Fluorescent |  | Twist | 2 | 15 | Bedroom | 137522 | Bedroom | 0.04979%
13752 | 3 | 1 |  | Manual | 1 | Ceiling Fixture | Compact Fluorescent |  | Twist | 2 | 15 | Bedroom | 137523 | Bedroom | 0.04979%
13752 | 4 | 1 |  | Manual | 1 | Chandelier (Hanging) | Incandescent |  | Standard A Lamp | 5 | 60 | Dining Room | 137524 | Dining Room | 0.04979%
13752 | 5 | 1 |  | Manual | 6 | Wall Mount | Incandescent |  | Standard A Lamp | 1 | 60 | Family Room | 137525 | Family Room | 0.04979%
13752 | 5 | 2 |  | Manual | 3 | Ceiling Fixture | Compact Fluorescent |  | Twist | 2 | 15 | Family Room | 137525 | Family Room | 0.04979%
13752 | 5 | 3 |  | Manual | 1 | Torchiere | Incandescent |  | 3-Way Incandescent | 1 | 250 | Family Room | 137525 | Family Room | 0.04979%
13752 | 6 | 1 |  | Manual | 1 | Ceiling Fixture | Compact Fluorescent |  | Twist | 1 | 15 | Hall | 137526 | Hall | 0.04979%
13752 | 7 | 1 |  | Manual | 2 | Low bay | Linear Fluorescent | 48 | T-8 | 2 | 20 | Garage | 137527 | Garage | 0.04979%
13752 | 7 | 2 |  | Manual | 2 | Garage door opener | Incandescent |  | Standard A Lamp | 1 | 60 | Garage | 137527 | Garage | 0.04979%
13752 | 8 | 1 |  | Manual | 1 | Ceiling Fixture | Incandescent |  | Standard A Lamp | 2 | 40 | Kitchen | 137528 | Kitchen | 0.04979%
13752 | 8 | 2 |  | Manual | 1 | Ceiling Fixture | Compact Fluorescent |  | Twist | 2 | 15 | Kitchen | 137528 | Kitchen | 0.04979%
13752 | 9 | 1 |  | Manual | 1 | Ceiling Fixture | Compact Fluorescent |  | A shape bulb | 3 | 15 | Kitchen | 137529 | Kitchen | 0.04979%
13752 | 9 | 2 |  | Manual | 2 | Track | Halogen |  | MR | 4 | 30 | Kitchen | 137529 | Kitchen | 0.04979%
13752 | 9 | 3 |  | Manual | 1 | Recessed - other | Incandescent |  | Standard A Lamp | 1 | 60 | Kitchen | 137529 | Kitchen | 0.04979%
13752 | 10 | 1 |  | Manual | 1 | Ceiling Fixture | Linear Fluorescent | 48 | T-12 | 2 | 32 | Laundry Room | 1375210 | Laundry Room | 0.04979%
13752 | 11 | 1 |  | Manual | 1 | Ceiling Fixture | Compact Fluorescent |  | Twist | 1 | 15 | Bathroom | 1375211 | Bathroom | 0.04979%
13752 | 11 | 2 |  | Manual | 1 | Wall Mount | Incandescent |  | Standard A Lamp | 4 | 40 | Bathroom | 1375211 | Bathroom | 0.04979%
13752 | 12 | 1 |  | Manual | 1 | Ceiling Fixture | Compact Fluorescent |  | Twist | 2 | 15 | Bedroom | 1375212 | Bedroom | 0.04979%
13752 | 13 | 1 |  | Manual | 1 | Ceiling Fixture | Incandescent |  | Standard A Lamp | 1 | 60 | Kitchen | 1375213 | Kitchen | 0.04979%
13752 | 14 | 1 |  | Manual | 2 | Table | Compact Fluorescent |  | Twist | 1 | 22 | Living Room | 1375214 | Living Room | 0.04979%
13752 | 14 | 2 |  | Manual | 1 | Torchiere | Halogen |  | Quartz Tube | 1 | 50 | Living Room | 1375214 | Living Room | 0.04979%
13752 | 15 | 1 |  | Manual | 2 | Wall Mount | Compact Fluorescent |  | Twist | 1 | 15 | Bathroom | 1375215 | Bathroom | 0.04979%
13752 | 15 | 2 |  | Manual | 5 | Recessed - other | Linear Fluorescent | 48 | T-12 | 1 | 32 | Bathroom | 1375215 | Bathroom | 0.04979%
13752 | 16 | 1 |  | Manual | 1 | Ceiling Fixture | Incandescent |  | Decorative | 3 | 40 | Master Bedroom | 1375216 | Master Bedroom | 0.04979%
13752 | 16 | 2 |  | Manual | 2 | Table | Incandescent |  | Standard A Lamp | 1 | 90 | Master Bedroom | 1375216 | Master Bedroom | 0.04979%
13752 | 17 | 1 |  | Manual | 1 | Ceiling Fixture | Compact Fluorescent |  | Twist | 1 | 15 | Other | 1375217 | Other | 0.04979%
13752 | 18 | 1 |  | Manual | 1 | Architectural | Other |  | LED Interior | 1 | 12 | Hall | 1375218 | Hall | 0.04979%
13756 | 1 | 1 |  | Manual | 1 | Ceiling Fixture | Compact Fluorescent |  | A shape bulb | 2 | 7 | Bathroom | 137561 | Bathroom | 0.02952%
13756 | 1 | 2 |  | Manual | 1 | Wall Mount | Compact Fluorescent |  | A shape bulb | 3 | 7 | Bathroom | 137561 | Bathroom | 0.02952%
13756 | 2 | 1 |  | Manual | 1 | Ceiling Fixture | Compact Fluorescent |  | Twist | 1 | 15 | Bedroom | 137562 | Bedroom | 0.02952%
13756 | 2 | 2 |  | Manual | 1 | Torchiere | Compact Fluorescent |  | Other | 1 | 42 | Bedroom | 137562 | Bedroom | 0.02952%
13756 | 2 | 3 |  | Manual | 2 | Table | Incandescent |  | Standard A Lamp | 1 | 75 | Bedroom | 137562 | Bedroom | 0.02952%
13756 | 3 | 1 |  | Manual | 2 | Wall Mount | Incandescent |  | Standard A Lamp | 2 | 60 | Bedroom | 137563 | Bedroom | 0.02952%
13756 | 4 | 1 |  | Manual | 1 | Ceiling Fixture | Compact Fluorescent |  | Twist | 1 | 15 | Bedroom | 137564 | Bedroom | 0.02952%
13756 | 5 | 1 |  | Manual | 1 | Ceiling Fixture | Incandescent |  | Standard A Lamp | 2 | 60 | Bedroom | 137565 | Bedroom | 0.02952%
13756 | 6 | 1 |  | Dimmer | 1 | Ceiling Fan | Incandescent |  | Decorative | 4 | 40 | Dining Room | 137566 | Dining Room | 0.02952%
13756 | 6 | 2 |  | Manual | 1 | Ceiling Fan | Compact Fluorescent |  | Twist | 1 | 15 | Dining Room | 137566 | Dining Room | 0.02952%
13756 | 7 | 1 |  | Manual | 1 | Wall Mount | Incandescent |  | Globe | 2 | 75 | Bathroom | 137567 | Bathroom | 0.02952%
13756 | 8 | 1 |  | Manual | 1 | Ceiling Fixture | Compact Fluorescent |  | Twist | 1 | 15 | Hall | 137568 | Hall | 0.02952%
13756 | 9 | 1 |  | Manual | 4 | Ceiling Fixture | Compact Fluorescent |  | Twist | 2 | 15 | Family Room | 137569 | Family Room | 0.02952%
13756 | 9 | 2 |  | Dimmer | 1 | Track | Incandescent |  | Reflector | 3 | 65 | Family Room | 137569 | Family Room | 0.02952%
13756 | 9 | 3 |  | Manual | 1 | Floor lamp | Compact Fluorescent |  | Twist | 2 | 15 | Family Room | 137569 | Family Room | 0.02952%
13756 | 9 | 4 |  | Manual | 1 | Table | Incandescent |  | Standard A Lamp | 1 | 60 | Family Room | 137569 | Family Room | 0.02952%
13756 | 9 | 5 |  | Manual | 1 | Table | Compact Fluorescent |  | Twist | 1 | 15 | Family Room | 137569 | Family Room | 0.02952%
13756 | 10 | 1 |  | Manual | 1 | Floor lamp | Incandescent |  | Standard A Lamp | 2 | 60 | Bedroom | 1375610 | Bedroom | 0.02952%
13756 | 11 | 1 |  | Manual | 1 | Ceiling Fixture | Compact Fluorescent |  | Twist | 1 | 22 | Hall | 1375611 | Hall | 0.02952%
13756 | 12 | 1 |  | Manual | 1 | Ceiling Fixture | Compact Fluorescent |  | Twist | 1 | 15 | Hall | 1375612 | Hall | 0.02952%
13756 | 13 | 1 |  | Manual | 1 | Ceiling Fixture | Incandescent |  | Standard A Lamp | 1 | 60 | Hall | 1375613 | Hall | 0.02952%
13756 | 14 | 1 |  | Manual | 1 | Ceiling Fan | Compact Fluorescent |  | Twist | 4 | 15 | Kitchen | 1375614 | Kitchen | 0.02952%
13756 | 14 | 2 |  | Manual | 2 | Recessed Can | Incandescent |  | Reflector | 1 | 65 | Kitchen | 1375614 | Kitchen | 0.02952%
13756 | 14 | 3 |  | Manual | 1 | Other | Incandescent |  | Standard A Lamp | 1 | 40 | Kitchen | 1375614 | Kitchen | 0.02952%
13756 | 15 | 1 |  | Manual | 2 | Ceiling Fixture | Linear Fluorescent | 48 | T-12 | 2 | 40 | Living Room | 1375615 | Living Room | 0.02952%
13756 | 16 | 1 |  | Manual | 1 | Table | Compact Fluorescent |  | Twist | 1 | 15 | Living Room | 1375616 | Living Room | 0.02952%
13756 | 16 | 3 |  | Manual | 1 | Torchiere | Compact Fluorescent |  | Twist | 1 | 15 | Living Room | 1375616 | Living Room | 0.02952%
13756 | 17 | 1 |  | Manual | 1 | Wall Mount | Compact Fluorescent |  | Twist | 1 | 15 | Bathroom | 1375617 | Bathroom | 0.02952%
13756 | 17 | 2 |  | Manual | 1 | Wall Mount | Incandescent |  | Standard A Lamp | 4 | 60 | Bathroom | 1375617 | Bathroom | 0.02952%
13756 | 18 | 1 |  | Dimmer | 2 | Wall Mount | Incandescent |  | Standard A Lamp | 2 | 60 | Bedroom | 1375618 | Bedroom | 0.02952%
13756 | 19 | 1 |  | Manual | 1 | Ceiling Fixture | Incandescent |  | Standard A Lamp | 1 | 60 | Master Bedroom | 1375619 | Master Bedroom | 0.02952%
13785 | 1 | 1 |  | Manual | 2 | Wall Mount | Incandescent |  | Standard A Lamp | 1 | 60 | Hall | 137851 | Hall | 0.0286%
13785 | 2 | 1 |  | Manual | 1 | Torchiere | Compact Fluorescent |  | Twist | 1 | 36 | Office | 137852 | Office | 0.0286%
13785 | 2 | 2 |  | Manual | 1 | Wall Mount | Compact Fluorescent |  | Twist | 1 | 22 | Office | 137852 | Office | 0.0286%
13785 | 2 | 3 |  | Manual | 2 | Recessed Can | Incandescent |  | Reflector | 1 | 75 | Office | 137852 | Office | 0.0286%
13785 | 3 | 1 |  | Manual | 3 | Wall Mount | Incandescent |  | Mini base | 4 | 40 | Bathroom | 137853 | Bathroom | 0.0286%
13785 | 3 | 2 |  | Manual | 1 | Wall Mount | Incandescent |  | Reflector | 1 | 75 | Bathroom | 137853 | Bathroom | 0.0286%
13785 | 4 | 1 |  | Manual | 2 | Wall Mount | Compact Fluorescent |  | Twist | 1 | 22 | Bathroom | 137854 | Bathroom | 0.0286%
13785 | 4 | 2 |  | Manual | 4 | Recessed Can | Incandescent |  | Reflector | 1 | 65 | Bathroom | 137854 | Bathroom | 0.0286%
13785 | 5 | 1 |  | Manual | 2 | Wall Mount | Compact Fluorescent |  | Twist | 1 | 22 | Master Bedroom | 137855 | Master Bedroom | 0.0286%
13785 | 5 | 2 |  | Manual | 1 | Floor lamp | Incandescent |  | Standard A Lamp | 1 | 60 | Master Bedroom | 137855 | Master Bedroom | 0.0286%
13785 | 5 | 3 |  | Manual | 1 | Table | Compact Fluorescent |  | Twist | 1 | 22 | Master Bedroom | 137855 | Master Bedroom | 0.0286%
13785 | 6 | 1 |  | Manual | 3 | Ceiling Fixture | Linear Fluorescent | 48 | T-12 | 2 | 40 | Bedroom | 137856 | Bedroom | 0.0286%
13785 | 7 | 1 |  | Manual | 1 | Ceiling Fixture | Incandescent |  | Standard A Lamp | 2 | 60 | Bedroom | 137857 | Bedroom | 0.0286%
13785 | 7 | 2 |  | Manual | 1 | Wall Mount | Incandescent |  | Standard A Lamp | 1 | 60 | Bedroom | 137857 | Bedroom | 0.0286%
13785 | 8 | 1 |  | Manual | 3 | Wall Mount | Incandescent |  | Decorative | 1 | 40 | Hall | 137858 | Hall | 0.0286%
13785 | 9 | 1 |  | Manual | 1 | Wall Mount | Incandescent |  | Standard A Lamp | 1 | 60 | Garage | 137859 | Garage | 0.0286%
13785 | 9 | 2 |  | Manual | 1 | Garage door opener | Incandescent |  | Standard A Lamp | 1 | 75 | Garage | 137859 | Garage | 0.0286%
13785 | 10 | 1 |  | Manual | 3 | Chandelier (Hanging) | Compact Fluorescent |  | Twist | 1 | 22 | Kitchen | 1378510 | Kitchen | 0.0286%
13785 | 11 | 1 |  | Manual | 1 | Ceiling Fixture | Linear Fluorescent | 48 | T-12 | 4 | 40 | Kitchen | 1378511 | Kitchen | 0.0286%
13785 | 11 | 2 |  | Manual | 1 | Wall Mount | Incandescent |  | Standard A Lamp | 1 | 60 | Kitchen | 1378511 | Kitchen | 0.0286%
13785 | 11 | 3 |  | Manual | 1 | Ceiling Fixture | Linear Fluorescent | 48 | T-12 | 2 | 40 | Kitchen | 1378511 | Kitchen | 0.0286%
13785 | 12 | 1 |  | Manual | 1 | Ceiling Fixture | Compact Fluorescent |  | Twist | 1 | 22 | Laundry Room | 1378512 | Laundry Room | 0.0286%
13785 | 13 | 1 |  | Manual | 1 | Ceiling Fan | Incandescent |  | Standard A Lamp | 4 | 60 | Living Room | 1378513 | Living Room | 0.0286%
13785 | 13 | 2 |  | Manual | 1 | Chandelier (Hanging) | Incandescent |  | Decorative | 4 | 40 | Living Room | 1378513 | Living Room | 0.0286%
13785 | 13 | 3 |  | Manual | 2 | Chandelier (Hanging) | Compact Fluorescent |  | Twist | 1 | 22 | Living Room | 1378513 | Living Room | 0.0286%
13785 | 13 | 4 |  | Manual | 1 | Table | Incandescent |  | 3-Way Incandescent | 1 | 75 | Living Room | 1378513 | Living Room | 0.0286%
13785 | 13 | 5 |  | Manual | 1 | Wall Mount | Incandescent |  | Standard A Lamp | 1 | 150 | Living Room | 1378513 | Living Room | 0.0286%
13785 | 13 | 6 |  | Timer | 1 | Table | Incandescent |  | Decorative | 2 | 40 | Living Room | 1378513 | Living Room | 0.0286%
13785 | 14 | 1 |  | Manual | 2 | Table | Compact Fluorescent |  | Twist | 1 | 22 | Bedroom | 1378514 | Bedroom | 0.0286%
13803 | 1 | 1 |  | Manual | 4 | Recessed Can | Compact Fluorescent |  | Twist | 1 | 15 | Other | 138031 | Other | 0.04979%
13803 | 1 | 2 |  | Manual | 1 | Ceiling Fixture | Incandescent |  | Mini base | 4 | 40 | Other | 138031 | Other | 0.04979%
13803 | 1 | 3 |  | Manual | 3 | Recessed Can | Incandescent |  | Standard A Lamp | 1 | 60 | Other | 138031 | Other | 0.04979%
13803 | 1 | 4 |  | Manual | 2 | Wall Mount | Incandescent |  | Decorative | 1 | 40 | Other | 138031 | Other | 0.04979%
13803 | 1 | 5 |  | Manual | 1 | Table | Compact Fluorescent |  | Twist | 2 | 14 | Other | 138031 | Other | 0.04979%
13803 | 1 | 6 |  | Manual | 1 | Table | Incandescent |  | Standard A Lamp | 1 | 40 | Other | 138031 | Other | 0.04979%
13803 | 1 | 7 |  | Manual | 1 | Other | Incandescent |  | Colored | 1 | 5 | Other | 138031 | Other | 0.04979%
13803 | 1 | 8 |  | Manual | 1 | Ceiling Fixture | Compact Fluorescent |  | Twist | 2 | 18 | Other | 138031 | Other | 0.04979%
13803 | 1 | 9 |  | Manual | 1 | Floor lamp | Halogen |  | Quartz Tube | 2 | 60 | Other | 138031 | Other | 0.04979%
13803 | 1 | 10 |  | Manual | 1 | Wall Mount | Incandescent |  | Standard A Lamp | 3 | 60 | Other | 138031 | Other | 0.04979%
13803 | 2 | 1 |  | Dimmer | 1 | Ceiling Fixture | Incandescent |  | Standard A Lamp | 2 | 40 | Bathroom | 138032 | Bathroom | 0.04979%
13803 | 3 | 1 |  | Dimmer | 1 | Track | Incandescent |  | Standard A Lamp | 3 | 60 | Family Room | 138033 | Family Room | 0.04979%
13803 | 3 | 2 |  | Manual | 2 | Table | Compact Fluorescent |  | Twist | 1 | 13 | Family Room | 138033 | Family Room | 0.04979%
13803 | 4 | 1 |  | Dimmer | 1 | Ceiling Fixture | Incandescent |  | Standard A Lamp | 1 | 60 | Living Room | 138034 | Living Room | 0.04979%
13803 | 4 | 2 |  | Manual | 1 | Table | Compact Fluorescent |  | Twist | 1 | 13 | Living Room | 138034 | Living Room | 0.04979%
13803 | 4 | 4 |  | Manual | 1 | Table | Incandescent |  | Colored | 1 | 60 | Living Room | 138034 | Living Room | 0.04979%
13803 | 5 | 1 |  | Manual | 1 | Ceiling Fixture | Linear Fluorescent | 48 | T-12 | 4 | 40 | Garage | 138035 | Garage | 0.04979%
13803 | 5 | 2 |  | Manual | 2 | Ceiling Fixture | Linear Fluorescent | 48 | T-12 | 2 | 40 | Garage | 138035 | Garage | 0.04979%
13803 | 5 | 3 |  | Manual | 1 | Ceiling Fixture | Incandescent |  | Standard A Lamp | 3 | 60 | Garage | 138035 | Garage | 0.04979%
13803 | 6 | 1 |  | Dimmer | 1 | Ceiling Fixture | Incandescent |  | Standard A Lamp | 1 | 60 | Kitchen | 138036 | Kitchen | 0.04979%
13803 | 6 | 2 |  | Manual | 1 | Ceiling Fixture | Linear Fluorescent | 24 | T-12 | 1 | 20 | Kitchen | 138036 | Kitchen | 0.04979%
13803 | 6 | 3 |  | Manual | 1 | Other | Incandescent |  | Other | 1 | 25 | Kitchen | 138036 | Kitchen | 0.04979%
13803 | 6 | 4 |  | Manual | 1 | Ceiling Fixture | Incandescent |  | Standard A Lamp | 1 | 60 | Kitchen | 138036 | Kitchen | 0.04979%
13803 | 6 | 5 |  | Dimmer | 1 | Track | Halogen |  | MR | 3 | 50 | Kitchen | 138036 | Kitchen | 0.04979%
13803 | 7 | 1 |  | Manual | 1 | Ceiling Fixture | Compact Fluorescent |  | Twist | 1 | 15 | Living Room | 138037 | Living Room | 0.04979%
13803 | 7 | 2 |  | Manual | 1 | Table | Incandescent |  | Standard A Lamp | 1 | 60 | Living Room | 138037 | Living Room | 0.04979%
13803 | 8 | 1 |  | Manual | 2 | Ceiling Fixture | Incandescent |  | Standard A Lamp | 1 | 60 | Master Bedroom | 138038 | Master Bedroom | 0.04979%
13803 | 8 | 2 |  | Manual | 1 | Track | Compact Fluorescent |  | Twist | 2 | 18 | Master Bedroom | 138038 | Master Bedroom | 0.04979%
13803 | 8 | 3 |  | Manual | 1 | Wall Mount | Incandescent |  | Standard A Lamp | 1 | 60 | Master Bedroom | 138038 | Master Bedroom | 0.04979%
13803 | 9 | 1 |  | Manual | 1 | Ceiling Fixture | Incandescent |  | Standard A Lamp | 2 | 60 | Bathroom | 138039 | Bathroom | 0.04979%
13803 | 9 | 2 |  | Dimmer | 2 | Wall Mount | Incandescent |  | Decorative | 1 | 40 | Bathroom | 138039 | Bathroom | 0.04979%
13803 | 10 | 1 |  | Manual | 1 | Ceiling Fixture | Incandescent |  | Standard A Lamp | 1 | 60 | Other | 1380310 | Other | 0.04979%
13803 | 10 | 2 |  | Manual | 1 | Table | Compact Fluorescent |  | Twist | 1 | 22 | Other | 1380310 | Other | 0.04979%
13817 | 1 | 1 |  | Manual | 1 | Chandelier (Hanging) | Compact Fluorescent |  | Pin base | 1 | 15 | Office | 138171 | Office | 0.02952%
13817 | 1 | 2 |  | Manual | 1 | Wall Mount | Incandescent |  | Standard A Lamp | 1 | 60 | Office | 138171 | Office | 0.02952%
13817 | 1 | 3 |  | Manual | 2 | Torchiere | Compact Fluorescent |  | Other | 1 | 28 | Office | 138171 | Office | 0.02952%
13817 | 1 | 4 |  | Manual | 1 | Table | Compact Fluorescent |  | Other | 1 | 28 | Office | 138171 | Office | 0.02952%
13817 | 2 | 1 |  | Manual | 1 | Wall Mount | Compact Fluorescent |  | Twist | 2 | 15 | Bathroom | 138172 | Bathroom | 0.02952%
13817 | 3 | 1 |  | Manual | 1 | Wall Mount | Compact Fluorescent |  | Globe | 10 | 15 | Bathroom | 138173 | Bathroom | 0.02952%
13817 | 4 | 1 |  | Manual | 1 | Ceiling Fixture | Incandescent |  | Standard A Lamp | 2 | 60 | Bedroom | 138174 | Bedroom | 0.02952%
13817 | 4 | 2 |  | Manual | 1 | Chandelier (Hanging) | Incandescent |  | Standard A Lamp | 1 | 75 | Bedroom | 138174 | Bedroom | 0.02952%
13817 | 5 | 1 |  | Dimmer | 4 | Wall Mount | Linear Fluorescent | 42 | T-12 | 1 | 40 | Other | 138175 | Other | 0.02952%
13817 | 5 | 2 |  | Manual | 1 | Table | Compact Fluorescent |  | Other | 1 | 28 | Other | 138175 | Other | 0.02952%
13817 | 5 | 3 |  | Manual | 1 | Table | Incandescent |  | Standard A Lamp | 1 | 75 | Other | 138175 | Other | 0.02952%
13817 | 5 | 4 |  | Manual | 1 | Chandelier (Hanging) | Incandescent |  | Standard A Lamp | 1 | 60 | Other | 138175 | Other | 0.02952%
13817 | 5 | 5 |  | Manual | 1 | Table | Compact Fluorescent |  | Twist | 1 | 7 | Other | 138175 | Other | 0.02952%
13817 | 6 | 1 |  | Manual | 1 | Ceiling Fixture | Linear Fluorescent | 48 | T-12 | 2 | 32 | Dining Room | 138176 | Dining Room | 0.02952%
13817 | 7 | 1 |  | Manual | 1 | Ceiling Fixture | Incandescent |  | Standard A Lamp | 2 | 60 | Office | 138177 | Office | 0.02952%
13817 | 7 | 2 |  | Manual | 1 | Table | Incandescent |  | Mini base | 1 | 5 | Office | 138177 | Office | 0.02952%
13817 | 8 | 1 |  | Manual | 1 | Ceiling Fixture | Linear Fluorescent | 46 | T-12 | 4 | 40 | Garage | 138178 | Garage | 0.02952%
13817 | 8 | 2 |  | Manual | 2 | Ceiling Fixture | Linear Fluorescent | 46 | T-12 | 2 | 40 | Garage | 138178 | Garage | 0.02952%
13817 | 8 | 3 |  | Manual | 3 | Ceiling Fixture | Incandescent |  | Standard A Lamp | 1 | 60 | Garage | 138178 | Garage | 0.02952%
13817 | 8 | 4 |  | Manual | 1 | Ceiling Fixture | Compact Fluorescent |  | Twist | 1 | 15 | Garage | 138178 | Garage | 0.02952%
13817 | 9 | 1 |  | Manual | 2 | Recessed Can | Compact Fluorescent |  | Twist | 1 | 15 | Hall | 138179 | Hall | 0.02952%
13817 | 9 | 2 |  | Manual | 1 | Recessed Can | Incandescent |  | Reflector | 1 | 60 | Hall | 138179 | Hall | 0.02952%
13817 | 9 | 3 |  | Manual | 1 | Ceiling Fixture | Compact Fluorescent |  | Twist | 1 | 15 | Hall | 138179 | Hall | 0.02952%
13817 | 10 | 1 |  | Manual | 1 | Recessed Can | Compact Fluorescent |  | Twist | 1 | 15 | Kitchen | 1381710 | Kitchen | 0.02952%
13817 | 10 | 2 |  | Manual | 2 | Ceiling Fixture | Incandescent |  | Standard A Lamp | 3 | 60 | Kitchen | 1381710 | Kitchen | 0.02952%
13817 | 10 | 3 |  | Manual | 4 | Recessed - other | Linear Fluorescent | 20 | T-12 | 1 | 20 | Kitchen | 1381710 | Kitchen | 0.02952%
13817 | 11 | 1 |  | Manual | 1 | Ceiling Fixture | Compact Fluorescent |  | Twist | 1 | 15 | Laundry Room | 1381711 | Laundry Room | 0.02952%
13817 | 12 | 1 |  | Manual | 1 | Floor lamp | Compact Fluorescent |  | Twist | 1 | 28 | Living Room | 1381712 | Living Room | 0.02952%
13817 | 12 | 2 |  | Manual | 2 | Table | Compact Fluorescent |  | Twist | 1 | 15 | Living Room | 1381712 | Living Room | 0.02952%
13817 | 12 | 3 |  | Manual | 1 | Floor lamp | Compact Fluorescent |  | Twist | 1 | 15 | Living Room | 1381712 | Living Room | 0.02952%
13817 | 12 | 4 |  | Manual | 1 | Torchiere | Linear Fluorescent |  | T-8 | 1 | 32 | Living Room | 1381712 | Living Room | 0.02952%
13817 | 13 | 1 |  | Manual | 1 | Ceiling Fixture | Compact Fluorescent |  | Twist | 2 | 22 | Master Bedroom | 1381713 | Master Bedroom | 0.02952%
13817 | 13 | 2 |  | Manual | 1 | Table | Incandescent |  | Standard A Lamp | 1 | 25 | Master Bedroom | 1381713 | Master Bedroom | 0.02952%
13817 | 13 | 3 |  | Manual | 1 | Floor lamp | Halogen |  | Quartz Tube | 1 | 50 | Master Bedroom | 1381713 | Master Bedroom | 0.02952%
13817 | 13 | 4 |  | Manual | 1 | Torchiere | Compact Fluorescent |  | Twist | 1 | 15 | Master Bedroom | 1381713 | Master Bedroom | 0.02952%
13817 | 14 | 1 |  | Manual | 1 | Ceiling Fixture | Incandescent |  | Heat Lamp | 1 | 150 | Bathroom | 1381714 | Bathroom | 0.02952%
13829 | 1 | 1 |  | Dimmer | 2 | Wall Mount | Incandescent |  | Reflector | 1 | 60 | Living Room | 138291 | Living Room | 0.0364%
13829 | 2 | 1 |  | Manual | 1 | Ceiling Fixture | Compact Fluorescent |  | Twist | 1 | 15 | Bathroom | 138292 | Bathroom | 0.0364%
13829 | 2 | 2 |  | Manual | 1 | Wall Mount | Compact Fluorescent |  | Twist | 3 | 15 | Bathroom | 138292 | Bathroom | 0.0364%
13829 | 3 | 1 |  | Manual | 1 | Ceiling Fixture | Compact Fluorescent |  | A shape bulb | 1 | 15 | Hall | 138293 | Hall | 0.0364%
13829 | 4 | 1 |  | Dimmer | 4 | Recessed Can | Incandescent |  | Reflector | 1 | 65 | Family Room | 138294 | Family Room | 0.0364%
13829 | 5 | 1 |  | Dimmer | 7 | Recessed Can | Incandescent |  | Reflector | 1 | 65 | Office | 138295 | Office | 0.0364%
13829 | 6 | 1 |  | Dimmer | 2 | Ceiling Fixture | Compact Fluorescent |  | Twist | 1 | 15 | Hall | 138296 | Hall | 0.0364%
13829 | 7 | 1 |  | Manual | 1 | Wall Mount | Compact Fluorescent |  | A shape bulb | 4 | 22 | Bathroom | 138297 | Bathroom | 0.0364%
13829 | 7 | 2 |  | Manual | 1 | Ceiling Fan | Compact Fluorescent |  | Twist | 1 | 15 | Bathroom | 138297 | Bathroom | 0.0364%
13829 | 8 | 1 |  | Manual | 1 | Ceiling Fixture | Compact Fluorescent |  | A shape bulb | 1 | 15 | Laundry Room | 138298 | Laundry Room | 0.0364%
13829 | 9 | 1 |  | Dimmer | 5 | Recessed Can | Incandescent |  | Reflector | 1 | 65 | Master Bedroom | 138299 | Master Bedroom | 0.0364%
13829 | 10 | 1 |  | Motion | 1 | Recessed Can | Compact Fluorescent |  | Reflector | 1 | 22 | Closet | 1382910 | Closet | 0.0364%
13829 | 11 | 1 |  | Manual | 1 | Garage door opener | Compact Fluorescent |  | Twist | 1 | 15 | Garage | 1382911 | Garage | 0.0364%
13829 | 11 | 2 |  | Manual | 1 | Ceiling Fixture | Compact Fluorescent |  | Twist | 1 | 15 | Garage | 1382911 | Garage | 0.0364%
13829 | 12 | 1 |  | Manual | 1 | Ceiling Fixture | Compact Fluorescent |  | Twist | 1 | 15 | Hall | 1382912 | Hall | 0.0364%
13829 | 13 | 1 |  | Manual | 1 | Ceiling Fixture | Incandescent |  | Clear | 3 | 60 | Kitchen | 1382913 | Kitchen | 0.0364%
13829 | 13 | 2 |  | Manual | 1 | Ceiling Fixture | Incandescent |  | Decorative | 2 | 40 | Kitchen | 1382913 | Kitchen | 0.0364%
13829 | 13 | 3 |  | Manual | 1 | Chandelier (Hanging) | Compact Fluorescent |  | Twist | 3 | 15 | Kitchen | 1382913 | Kitchen | 0.0364%
13829 | 13 | 4 |  | Manual | 1 | Other | Incandescent |  | Clear | 1 | 25 | Kitchen | 1382913 | Kitchen | 0.0364%
13829 | 14 | 1 |  | Manual | 1 | Chandelier (Hanging) | Incandescent |  | Clear | 2 | 40 | Dining Room | 1382914 | Dining Room | 0.0364%
13829 | 15 | 1 |  | Manual | 2 | Ceiling Fixture | Compact Fluorescent |  | Twist | 1 | 15 | Hall | 1382915 | Hall | 0.0364%
13829 | 16 | 1 |  | Manual | 1 | Ceiling Fixture | Compact Fluorescent |  | A shape bulb | 2 | 15 | Bedroom | 1382916 | Bedroom | 0.0364%
13829 | 16 | 2 |  | Manual | 1 | Table | Compact Fluorescent |  | Twist | 1 | 15 | Bedroom | 1382916 | Bedroom | 0.0364%
13829 | 17 | 1 |  | Manual | 1 | Ceiling Fixture | Compact Fluorescent |  | Twist | 2 | 15 | Bathroom | 1382917 | Bathroom | 0.0364%
13829 | 17 | 2 |  | Manual | 1 | Wall Mount | Compact Fluorescent |  | Twist | 3 | 15 | Bathroom | 1382917 | Bathroom | 0.0364%
13829 | 18 | 1 |  | Manual | 1 | Ceiling Fixture | Compact Fluorescent |  | Twist | 2 | 15 | Bedroom | 1382918 | Bedroom | 0.0364%
13829 | 18 | 2 |  | Manual | 1 | Table | Compact Fluorescent |  | Twist | 1 | 15 | Bedroom | 1382918 | Bedroom | 0.0364%
13829 | 19 | 1 |  | Manual | 1 | Ceiling Fixture | Compact Fluorescent |  | Twist | 2 | 15 | Bedroom | 1382919 | Bedroom | 0.0364%
13863 | 1 | 1 |  | Manual | 1 | Ceiling Fixture | Linear Fluorescent | 48 | T-12 | 2 | 40 | Kitchen | 138631 | Kitchen | 0.0364%
13863 | 2 | 1 |  | Manual | 2 | Ceiling Fixture | Incandescent |  | Standard A Lamp | 2 | 40 | Dining Room | 138632 | Dining Room | 0.0364%
13863 | 3 | 1 |  | Manual | 1 | Ceiling Fixture | Linear Fluorescent | 48 | T-12 | 2 | 40 | Garage | 138633 | Garage | 0.0364%
13863 | 4 | 1 |  | Manual | 1 | Ceiling Fixture | Incandescent |  | Standard A Lamp | 2 | 60 | Living Room | 138634 | Living Room | 0.0364%
13863 | 4 | 2 |  | Manual | 1 | Table | Compact Fluorescent |  | Twist | 1 | 15 | Living Room | 138634 | Living Room | 0.0364%
13863 | 5 | 1 |  | Manual | 1 | Wall Mount | Incandescent |  | Standard A Lamp | 1 | 46 | Bathroom | 138635 | Bathroom | 0.0364%
13863 | 6 | 1 |  | Manual | 1 | Ceiling Fixture | Incandescent |  | Standard A Lamp | 2 | 100 | Bedroom | 138636 | Bedroom | 0.0364%
13863 | 7 | 1 |  | Manual | 1 | Ceiling Fixture | Incandescent |  | Standard A Lamp | 1 | 60 | Hall | 138637 | Hall | 0.0364%
13863 | 8 | 1 |  | Manual | 1 | Ceiling Fixture | Compact Fluorescent |  | Twist | 2 | 15 | Bedroom | 138638 | Bedroom | 0.0364%
13863 | 9 | 1 |  | Manual | 1 | Ceiling Fixture | Compact Fluorescent |  | Twist | 1 | 15 | Bedroom | 138639 | Bedroom | 0.0364%
13867 | 1 | 1 |  | Manual | 12 | Recessed Can | Compact Fluorescent |  | Twist | 1 | 15 | Kitchen | 138671 | Kitchen | 0.0364%
13867 | 1 | 2 |  | Manual | 1 | Track | Halogen |  | MR | 4 | 50 | Kitchen | 138671 | Kitchen | 0.0364%
13867 | 2 | 1 |  | Manual | 1 | Ceiling Fan | Compact Fluorescent |  | Twist | 1 | 15 | Bedroom | 138672 | Bedroom | 0.0364%
13867 | 2 | 2 |  | Dimmer | 1 | Table | Incandescent |  | Standard A Lamp | 1 | 60 | Bedroom | 138672 | Bedroom | 0.0364%
13867 | 3 | 1 |  | Manual | 5 | Ceiling Fixture | Compact Fluorescent |  | Twist | 1 | 15 | Master Bedroom | 138673 | Master Bedroom | 0.0364%
13867 | 3 | 2 |  | Manual | 2 | Table | Compact Fluorescent |  | Twist | 1 | 15 | Master Bedroom | 138673 | Master Bedroom | 0.0364%
13867 | 4 | 1 |  | Manual | 1 | Wall Mount | Compact Fluorescent |  | Twist | 3 | 15 | Bathroom | 138674 | Bathroom | 0.0364%
13867 | 4 | 2 |  | Manual | 1 | Recessed Can | Compact Fluorescent |  | Twist | 1 | 15 | Bathroom | 138674 | Bathroom | 0.0364%
13867 | 5 | 1 |  | Manual | 3 | Recessed Can | Compact Fluorescent |  | Twist | 1 | 15 | Closet | 138675 | Closet | 0.0364%
13867 | 6 | 1 |  | Manual | 3 | Ceiling Fixture | Incandescent |  | Clear | 1 | 40 | Hall | 138676 | Hall | 0.0364%
13867 | 7 | 1 |  | Dimmer | 1 | Chandelier (Hanging) | Incandescent |  | Decorative | 5 | 25 | Dining Room | 138677 | Dining Room | 0.0364%
13867 | 7 | 2 |  | Manual | 2 | Recessed Can | Compact Fluorescent |  | Twist | 1 | 15 | Dining Room | 138677 | Dining Room | 0.0364%
13867 | 8 | 1 |  | Manual | 5 | Recessed Can | Compact Fluorescent |  | Twist | 1 | 15 | Laundry Room | 138678 | Laundry Room | 0.0364%
13867 | 8 | 2 |  | Manual | 1 | Floor lamp | Incandescent |  | 3-Way Incandescent | 1 | 200 | Laundry Room | 138678 | Laundry Room | 0.0364%
13867 | 8 | 3 |  | Manual | 1 | Table | Compact Fluorescent |  | Twist | 1 | 15 | Laundry Room | 138678 | Laundry Room | 0.0364%
13867 | 9 | 1 |  | Manual | 1 | Ceiling Fixture | Linear Fluorescent | 48 | T-12 | 2 | 40 | Laundry Room | 138679 | Laundry Room | 0.0364%
13867 | 10 | 1 |  | Manual | 1 | Ceiling Fixture | Compact Fluorescent |  | Twist | 1 | 15 | Bathroom | 1386710 | Bathroom | 0.0364%
13867 | 11 | 1 |  | Manual | 5 | Ceiling Fixture | Linear Fluorescent | 96 | T-12 | 2 | 60 | Garage | 1386711 | Garage | 0.0364%
13867 | 11 | 2 |  | Manual | 6 | Ceiling Fixture | Linear Fluorescent | 48 | T-12 | 2 | 40 | Garage | 1386711 | Garage | 0.0364%
13867 | 12 | 1 |  | Manual | 1 | Ceiling Fan | Compact Fluorescent |  | Twist | 1 | 15 | Office | 1386712 | Office | 0.0364%
13867 | 13 | 1 |  | Manual | 2 | Wall Mount | Incandescent |  | Clear | 4 | 40 | Bathroom | 1386713 | Bathroom | 0.0364%
13867 | 13 | 2 |  | Manual | 3 | Ceiling Fixture | Compact Fluorescent |  | Twist | 1 | 15 | Bathroom | 1386713 | Bathroom | 0.0364%
13867 | 13 | 3 |  | Manual | 1 | Ceiling Fixture | Incandescent |  | Heat Lamp | 2 | 250 | Bathroom | 1386713 | Bathroom | 0.0364%
13867 | 14 | 1 |  | Manual | 1 | Ceiling Fixture | Compact Fluorescent |  | Twist | 2 | 15 | Bedroom | 1386714 | Bedroom | 0.0364%
13871 | 1 | 1 |  | Dimmer | 1 | Wall Mount | Incandescent |  | Standard A Lamp | 3 | 60 | Bathroom | 138711 | Bathroom | 0.0286%
13871 | 1 | 2 |  | Manual | 1 | Ceiling Fixture | Incandescent |  | Reflector | 3 | 65 | Bathroom | 138711 | Bathroom | 0.0286%
13871 | 2 | 1 |  | Manual | 1 | Recessed Can | Incandescent |  | Heat Lamp | 2 | 250 | Bathroom | 138712 | Bathroom | 0.0286%
13871 | 2 | 2 |  | Manual | 1 | Ceiling Fixture | Incandescent |  | Standard A Lamp | 1 | 60 | Bathroom | 138712 | Bathroom | 0.0286%
13871 | 2 | 3 |  | Dimmer | 1 | Wall Mount | Incandescent |  | Standard A Lamp | 2 | 100 | Bathroom | 138712 | Bathroom | 0.0286%
13871 | 3 | 1 |  | Manual | 1 | Ceiling Fixture | Incandescent |  | Reflector | 3 | 65 | Bedroom | 138713 | Bedroom | 0.0286%
13871 | 3 | 2 |  | Manual | 1 | Table | Incandescent |  | Standard A Lamp | 1 | 40 | Bedroom | 138713 | Bedroom | 0.0286%
13871 | 3 | 3 |  | Manual | 1 | Table | Incandescent |  | Standard A Lamp | 1 | 100 | Bedroom | 138713 | Bedroom | 0.0286%
13871 | 4 | 1 |  | Manual | 1 | Ceiling Fixture | Incandescent |  | Reflector | 3 | 65 | Bedroom | 138714 | Bedroom | 0.0286%
13871 | 4 | 2 |  | Manual | 1 | Table | Incandescent |  | Standard A Lamp | 1 | 40 | Bedroom | 138714 | Bedroom | 0.0286%
13871 | 4 | 3 |  | Manual | 1 | Table | Incandescent |  | Standard A Lamp | 1 | 60 | Bedroom | 138714 | Bedroom | 0.0286%
13871 | 5 | 1 |  | Manual | 1 | Ceiling Fixture | Incandescent |  | Standard A Lamp | 1 | 60 | Closet | 138715 | Closet | 0.0286%
13871 | 6 | 1 |  | Manual | 1 | Ceiling Fixture | Incandescent |  | Standard A Lamp | 1 | 60 | Closet | 138716 | Closet | 0.0286%
13871 | 7 | 1 |  | Manual | 1 | Ceiling Fixture | Incandescent |  | Reflector | 3 | 65 | Closet | 138717 | Closet | 0.0286%
13871 | 7 | 2 |  | Manual | 1 | Track | Incandescent |  | Reflector | 2 | 75 | Closet | 138717 | Closet | 0.0286%
13871 | 8 | 1 |  | Dimmer | 1 | Track | Incandescent |  | Reflector | 6 | 75 | Other | 138718 | Other | 0.0286%
13871 | 8 | 2 |  | Dimmer | 1 | Ceiling Fixture | Incandescent |  | Reflector | 3 | 75 | Other | 138718 | Other | 0.0286%
13871 | 8 | 3 |  | Manual | 1 | Floor lamp | Compact Fluorescent |  | 3-Way CFL | 1 | 28 | Other | 138718 | Other | 0.0286%
13871 | 9 | 1 |  | Dimmer | 1 | Chandelier (Hanging) | Incandescent |  | Decorative | 5 | 40 | Dining Room | 138719 | Dining Room | 0.0286%
13871 | 9 | 2 |  | Dimmer | 1 | Track | Halogen |  | PAR | 2 | 75 | Dining Room | 138719 | Dining Room | 0.0286%
13871 | 10 | 1 |  | Dimmer | 1 | Track | Halogen |  | PAR | 3 | 75 | Family Room | 1387110 | Family Room | 0.0286%
13871 | 10 | 2 |  | Manual | 1 | Table | Incandescent |  | Mini base | 2 | 25 | Family Room | 1387110 | Family Room | 0.0286%
13871 | 10 | 3 |  | Manual | 1 | Table | Incandescent |  | Standard A Lamp | 1 | 60 | Family Room | 1387110 | Family Room | 0.0286%
13871 | 10 | 4 |  | Manual | 2 | Table | Incandescent |  | Standard A Lamp | 1 | 100 | Family Room | 1387110 | Family Room | 0.0286%
13871 | 10 | 5 |  | Manual | 1 | Floor lamp | Incandescent |  | Standard A Lamp | 2 | 60 | Family Room | 1387110 | Family Room | 0.0286%
13871 | 11 | 1 |  | Manual | 2 | Recessed Can | Halogen |  | PAR | 1 | 50 | Hall | 1387111 | Hall | 0.0286%
13871 | 11 | 2 |  | Manual | 1 | Table | Incandescent |  | Standard A Lamp | 1 | 40 | Hall | 1387111 | Hall | 0.0286%
13871 | 12 | 1 |  | Manual | 2 | Ceiling Fixture | Incandescent |  | Standard A Lamp | 1 | 60 | Hall | 1387112 | Hall | 0.0286%
13871 | 13 | 1 |  | Dimmer | 4 | Recessed Can | Incandescent |  | Reflector | 1 | 65 | Kitchen | 1387113 | Kitchen | 0.0286%
13871 | 13 | 2 |  | Dimmer | 1 | Track | Incandescent |  | Reflector | 2 | 65 | Kitchen | 1387113 | Kitchen | 0.0286%
13871 | 13 | 3 |  | Dimmer | 1 | Track | Incandescent |  | Reflector | 2 | 75 | Kitchen | 1387113 | Kitchen | 0.0286%
13871 | 13 | 4 |  | Manual | 1 | Ceiling Fixture | Incandescent |  | Mini base | 3 | 40 | Kitchen | 1387113 | Kitchen | 0.0286%
13871 | 14 | 1 |  | Manual | 1 | Ceiling Fixture | Incandescent |  | Reflector | 3 | 65 | Laundry Room | 1387114 | Laundry Room | 0.0286%
13871 | 15 | 1 |  | Dimmer | 7 | Recessed Can | Halogen |  | PAR | 1 | 50 | Living Room | 1387115 | Living Room | 0.0286%
13871 | 15 | 2 |  | Dimmer | 1 | Chandelier (Hanging) | Incandescent |  | Decorative | 3 | 40 | Living Room | 1387115 | Living Room | 0.0286%
13871 | 15 | 3 |  | Manual | 1 | Floor lamp | Incandescent |  | Mini base | 2 | 40 | Living Room | 1387115 | Living Room | 0.0286%
13871 | 16 | 1 |  | Dimmer | 1 | Wall Mount | Incandescent |  | Standard A Lamp | 3 | 60 | Bathroom | 1387116 | Bathroom | 0.0286%
13871 | 16 | 2 |  | Manual | 1 | Track | Halogen |  | MR | 4 | 50 | Bathroom | 1387116 | Bathroom | 0.0286%
13871 | 16 | 3 |  | Manual | 1 | Table | Incandescent |  | Mini base | 1 | 25 | Bathroom | 1387116 | Bathroom | 0.0286%
13871 | 17 | 1 |  | Manual | 1 | Ceiling Fixture | Incandescent |  | Reflector | 3 | 65 | Bedroom | 1387117 | Bedroom | 0.0286%
13871 | 17 | 2 |  | Dimmer | 2 | Table | Incandescent |  | Mini base | 3 | 60 | Bedroom | 1387117 | Bedroom | 0.0286%
13871 | 18 | 1 |  | Manual | 1 | Ceiling Fixture | Incandescent |  | Standard A Lamp | 1 | 100 | Closet | 1387118 | Closet | 0.0286%
13880 | 1 | 1 |  | Manual | 1 | Wall Mount | Other |  | Other | 2 | 57 | Bathroom | 138801 | Bathroom | 0.1232%
13880 | 2 | 1 |  | Manual | 1 | Chandelier (Hanging) | Incandescent |  | Globe | 1 | 100 | Dining Room | 138802 | Dining Room | 0.1232%
13880 | 3 | 1 |  | Manual | 3 | Recessed Can | Compact Fluorescent |  | Reflector | 1 | 14 | Family Room | 138803 | Family Room | 0.1232%
13880 | 3 | 2 |  | Manual | 1 | Table | Incandescent |  | Standard A Lamp | 1 | 100 | Family Room | 138803 | Family Room | 0.1232%
13880 | 3 | 3 |  | Manual | 1 | Table | Incandescent |  | Standard A Lamp | 1 | 60 | Family Room | 138803 | Family Room | 0.1232%
13880 | 4 | 1 |  | Manual | 1 | Chandelier (Hanging) | Incandescent |  | Standard A Lamp | 9 | 60 | Hall | 138804 | Hall | 0.1232%
13880 | 4 | 2 |  | Manual | 1 | Table | Compact Fluorescent |  | Twist | 1 | 13 | Hall | 138804 | Hall | 0.1232%
13880 | 5 | 1 |  | Manual | 1 | Recessed Can | Compact Fluorescent |  | Reflector | 1 | 14 | Hall | 138805 | Hall | 0.1232%
13880 | 6 | 1 |  | Manual | 12 | Other | Other |  | Other | 1 | 19 | Kitchen | 138806 | Kitchen | 0.1232%
13880 | 6 | 2 |  | Manual | 1 | Recessed Can | Compact Fluorescent |  | Reflector | 1 | 14 | Kitchen | 138806 | Kitchen | 0.1232%
13880 | 6 | 3 |  | Manual | 6 | Recessed Can | Compact Fluorescent |  | Reflector | 1 | 14 | Kitchen | 138806 | Kitchen | 0.1232%
13880 | 7 | 1 |  | Manual | 1 | Ceiling Fixture | Compact Fluorescent |  | Twist | 2 | 13 | Laundry Room | 138807 | Laundry Room | 0.1232%
13880 | 8 | 1 |  | Manual | 1 | Torchiere | Incandescent |  | Standard A Lamp | 1 | 40 | Living Room | 138808 | Living Room | 0.1232%
13880 | 8 | 2 |  | Manual | 1 | Table | Incandescent |  | Standard A Lamp | 1 | 100 | Living Room | 138808 | Living Room | 0.1232%
13880 | 8 | 3 |  | Manual | 1 | Torchiere | Other |  | Other | 1 | 15 | Living Room | 138808 | Living Room | 0.1232%
13880 | 9 | 1 |  | Manual | 1 | Ceiling Fixture | Incandescent |  | Standard A Lamp | 2 | 60 | Closet | 138809 | Closet | 0.1232%
13880 | 10 | 1 |  | Dimmer | 1 | Chandelier (Hanging) | Incandescent |  | Standard A Lamp | 5 | 60 | Other | 1388010 | Other | 0.1232%
13880 | 11 | 1 |  | Manual | 1 | Wall Mount | Linear Fluorescent | 24 | T-12 | 1 | 20 | Closet | 1388011 | Closet | 0.1232%
13880 | 12 | 1 |  | Manual | 1 | Ceiling Fixture | Incandescent |  | Standard A Lamp | 3 | 60 | Bedroom | 1388012 | Bedroom | 0.1232%
13880 | 12 | 2 |  | Manual | 1 | Table | Incandescent |  | Standard A Lamp | 1 | 60 | Bedroom | 1388012 | Bedroom | 0.1232%
13880 | 12 | 3 |  | Manual | 1 | Table | Compact Fluorescent |  | Twist | 2 | 9 | Bedroom | 1388012 | Bedroom | 0.1232%
13880 | 13 | 1 |  | Manual | 1 | Ceiling Fixture | Compact Fluorescent |  | Twist | 3 | 13 | Other | 1388013 | Other | 0.1232%
13880 | 14 | 1 |  | Manual | 1 | Ceiling Fixture | Incandescent |  | Standard A Lamp | 1 | 60 | Closet | 1388014 | Closet | 0.1232%
13880 | 15 | 1 |  | Manual | 1 | Ceiling Fixture | Incandescent |  | Standard A Lamp | 2 | 60 | Bathroom | 1388015 | Bathroom | 0.1232%
13880 | 16 | 1 |  | Manual | 4 | Recessed Can | Compact Fluorescent |  | Reflector | 1 | 14 | Master Bedroom | 1388016 | Master Bedroom | 0.1232%
13880 | 16 | 2 |  | Manual | 1 | Table | Compact Fluorescent |  | Twist | 1 | 13 | Master Bedroom | 1388016 | Master Bedroom | 0.1232%
13880 | 16 | 3 |  | Manual | 1 | Table | Compact Fluorescent |  | Twist | 1 | 13 | Master Bedroom | 1388016 | Master Bedroom | 0.1232%
13880 | 16 | 4 |  | Manual | 1 | Table | Incandescent |  | Standard A Lamp | 1 | 60 | Master Bedroom | 1388016 | Master Bedroom | 0.1232%
13880 | 17 | 1 |  | Manual | 1 | Ceiling Fixture | Incandescent |  | Standard A Lamp | 3 | 60 | Closet | 1388017 | Closet | 0.1232%
13880 | 18 | 1 |  | Manual | 1 | Ceiling Fixture | Compact Fluorescent |  | Twist | 3 | 13 | Bedroom | 1388018 | Bedroom | 0.1232%
13880 | 18 | 2 |  | Manual | 1 | Table | Compact Fluorescent |  | Twist | 1 | 13 | Bedroom | 1388018 | Bedroom | 0.1232%
13880 | 19 | 1 |  | Manual | 1 | Ceiling Fixture | Incandescent |  | Standard A Lamp | 2 | 60 | Bathroom | 1388019 | Bathroom | 0.1232%
13880 | 20 | 1 |  | Dimmer | 4 | Recessed Can | Incandescent |  | Reflector |  | 65 | Family Room | 1388020 | Family Room | 0.1232%
13880 | 21 | 1 |  | Manual | 3 | Recessed Can | Compact Fluorescent |  | Reflector | 1 | 14 | Hall | 1388021 | Hall | 0.1232%
13880 | 22 | 1 |  | Manual | 1 | Ceiling Fixture | Incandescent |  | Standard A Lamp | 2 | 60 | Living Room | 1388022 | Living Room | 0.1232%
13880 | 23 | 1 |  | Manual | 1 | Recessed Can | Incandescent |  | Standard A Lamp | 1 | 60 | Bathroom | 1388023 | Bathroom | 0.1232%
13880 | 23 | 2 |  | Manual | 2 | Recessed Can | Compact Fluorescent |  | Reflector | 1 | 14 | Bathroom | 1388023 | Bathroom | 0.1232%
13880 | 24 | 1 |  | Timer | 2 | Garage door opener | Incandescent |  | Standard A Lamp | 1 | 60 | Garage | 1388024 | Garage | 0.1232%
13880 | 24 | 2 |  | Manual | 3 | Ceiling Fixture | Incandescent |  | Standard A Lamp | 1 | 60 | Garage | 1388024 | Garage | 0.1232%
13895 | 1 | 1 |  | Manual | 1 | Ceiling Fixture | Compact Fluorescent |  | Twist | 2 | 13 | Hall | 138951 | Hall | 0.03789%
13895 | 2 | 1 |  | Manual | 1 | Ceiling Fixture | Incandescent |  | Reflector | 1 | 125 | Bathroom | 138952 | Bathroom | 0.03789%
13895 | 2 | 2 |  | Manual | 1 | Wall Mount | Compact Fluorescent |  | Twist | 2 | 14 | Bathroom | 138952 | Bathroom | 0.03789%
13895 | 3 | 1 |  | Manual | 1 | Ceiling Fixture | Compact Fluorescent |  | Twist | 1 | 13 | Master Bedroom | 138953 | Master Bedroom | 0.03789%
13895 | 3 | 2 |  | Manual | 1 | Table | Compact Fluorescent |  | Twist | 1 | 13 | Master Bedroom | 138953 | Master Bedroom | 0.03789%
13895 | 4 | 1 |  | Manual | 1 | Ceiling Fixture | Linear Fluorescent | 48 | T-12 | 2 | 40 | Kitchen | 138954 | Kitchen | 0.03789%
13895 | 5 | 1 |  | Manual | 1 | Other | Compact Fluorescent |  | Twist | 3 | 13 | Laundry Room | 138955 | Laundry Room | 0.03789%
13895 | 6 | 1 |  | Dimmer | 1 | Track | Other |  | Other | 9 | 58 | Living Room | 138956 | Living Room | 0.03789%
13895 | 6 | 2 |  | Manual | 1 | Ceiling Fixture | Compact Fluorescent |  | Twist | 1 | 13 | Living Room | 138956 | Living Room | 0.03789%
13895 | 6 | 3 |  | Manual | 1 | Floor lamp | Compact Fluorescent |  | Twist | 1 | 13 | Living Room | 138956 | Living Room | 0.03789%
13895 | 6 | 4 |  | Manual | 1 | Wall Mount | Compact Fluorescent |  | Twist | 1 | 13 | Living Room | 138956 | Living Room | 0.03789%
13898 | 1 | 1 |  | Manual | 1 | Wall Mount | Incandescent |  | Globe | 3 | 40 | Bathroom | 138981 | Bathroom | 0.02952%
13898 | 2 | 1 |  | Manual | 1 | Recessed - other | Compact Fluorescent |  | Twist | 1 | 22 | Bedroom | 138982 | Bedroom | 0.02952%
13898 | 2 | 2 |  | Manual | 1 | Table | Compact Fluorescent |  | Straight Tube | 1 | 15 | Bedroom | 138982 | Bedroom | 0.02952%
13898 | 2 | 3 |  | Manual | 1 | Table | Compact Fluorescent |  | Twist | 1 | 22 | Bedroom | 138982 | Bedroom | 0.02952%
13898 | 3 | 1 |  | Manual | 1 | Chandelier (Hanging) | Incandescent |  | Decorative | 10 | 25 | Dining Room | 138983 | Dining Room | 0.02952%
13898 | 4 | 1 |  | Manual | 2 | Ceiling Fixture | Linear Fluorescent | 96 | T-12 | 2 | 100 | Garage | 138984 | Garage | 0.02952%
13898 | 4 | 2 |  | Motion | 2 | Garage door opener | Compact Fluorescent |  | Twist | 2 | 22 | Garage | 138984 | Garage | 0.02952%
13898 | 5 | 1 |  | Manual | 2 | Recessed - other | Compact Fluorescent |  | Twist | 1 | 22 | Hall | 138985 | Hall | 0.02952%
13898 | 6 | 1 |  | Manual | 1 | Track | Compact Fluorescent |  | Twist | 3 | 22 | Hall | 138986 | Hall | 0.02952%
13898 | 7 | 1 |  | Manual | 1 | Recessed - other | Compact Fluorescent |  | Twist | 1 | 22 | Laundry Room | 138987 | Laundry Room | 0.02952%
13898 | 8 | 1 |  | Manual | 1 | Ceiling Fixture | Compact Fluorescent |  | Twist | 4 | 22 | Living Room | 138988 | Living Room | 0.02952%
13898 | 8 | 2 |  | Manual | 2 | Floor lamp | Compact Fluorescent |  | Twist | 1 | 28 | Living Room | 138988 | Living Room | 0.02952%
13898 | 8 | 3 |  | Manual | 1 | Table | Incandescent |  | Standard A Lamp | 1 | 75 | Living Room | 138988 | Living Room | 0.02952%
13898 | 8 | 4 |  | Manual | 2 | Table | Compact Fluorescent |  | Twist | 1 | 28 | Living Room | 138988 | Living Room | 0.02952%
13898 | 8 | 5 |  | Manual | 1 | Chandelier (Hanging) | Incandescent |  | Decorative | 6 | 25 | Living Room | 138988 | Living Room | 0.02952%
13898 | 9 | 1 |  | Manual | 2 | Wall Mount | Incandescent |  | Globe | 4 | 40 | Bathroom | 138989 | Bathroom | 0.02952%
13898 | 9 | 2 |  | Manual | 1 | Ceiling Fan | Incandescent |  | Standard A Lamp | 1 | 60 | Bathroom | 138989 | Bathroom | 0.02952%
13898 | 9 | 3 |  | Manual | 1 | Recessed - other | Compact Fluorescent |  | Twist | 1 | 22 | Bathroom | 138989 | Bathroom | 0.02952%
13898 | 10 | 1 |  | Manual | 3 | Table | Compact Fluorescent |  | Twist | 1 | 22 | Master Bedroom | 1389810 | Master Bedroom | 0.02952%
13898 | 10 | 2 |  | Manual | 1 | Table | Compact Fluorescent |  | Straight Tube | 2 | 15 | Master Bedroom | 1389810 | Master Bedroom | 0.02952%
13898 | 11 | 1 |  | Manual | 1 | Recessed - other | Compact Fluorescent |  | Twist | 1 | 22 | Office | 1389811 | Office | 0.02952%
13898 | 11 | 2 |  | Manual | 1 | Other | Linear Fluorescent | 12 | T-5 | 1 | 16 | Office | 1389811 | Office | 0.02952%
13898 | 11 | 3 |  | Manual | 1 | Table | Compact Fluorescent |  | Twist | 1 | 22 | Office | 1389811 | Office | 0.02952%
13898 | 11 | 4 |  | Manual | 1 | Torchiere | Compact Fluorescent |  | Twist | 2 | 22 | Office | 1389811 | Office | 0.02952%
13898 | 11 | 5 |  | Manual | 3 | Recessed Can | Halogen |  | Quartz Tube | 1 | 50 | Office | 1389811 | Office | 0.02952%
13898 | 12 | 1 |  | Manual | 1 | Track | Compact Fluorescent |  | Reflector | 4 | 28 | Living Room | 1389812 | Living Room | 0.02952%
13898 | 12 | 2 |  | Manual | 2 | Recessed - other | Compact Fluorescent |  | Reflector | 1 | 28 | Living Room | 1389812 | Living Room | 0.02952%
13898 | 13 | 1 |  | Manual | 1 | Ceiling Fixture | Linear Fluorescent | 36 | T-12 | 4 | 32 | Kitchen | 1389813 | Kitchen | 0.02952%
13903 | 1 | 1 |  | Manual | 2 | Ceiling Fixture | Linear Fluorescent | 40 | T-12 | 2 | 40 | Living Room | 139031 | Living Room | 0.1723%
13903 | 1 | 2 |  | Manual | 1 | Ceiling Fixture | Compact Fluorescent |  | Twist | 2 | 13 | Living Room | 139031 | Living Room | 0.1723%
13903 | 1 | 3 |  | Manual | 1 | Ceiling Fixture | Incandescent |  | Standard A Lamp | 1 | 75 | Living Room | 139031 | Living Room | 0.1723%
13903 | 2 | 1 |  | Manual | 2 | Recessed Can | Incandescent |  | Reflector | 1 | 65 | Bathroom | 139032 | Bathroom | 0.1723%
13903 | 2 | 2 |  | Manual | 1 | Ceiling Fixture | Incandescent |  | Clear | 2 | 55 | Bathroom | 139032 | Bathroom | 0.1723%
13903 | 2 | 3 |  | Manual | 2 | Wall Mount | Incandescent |  | Mini base | 1 | 40 | Bathroom | 139032 | Bathroom | 0.1723%
13903 | 3 | 1 |  | Manual | 2 | Ceiling Fixture | Compact Fluorescent |  | Twist | 2 | 13 | Bathroom | 139033 | Bathroom | 0.1723%
13903 | 4 | 1 |  | Manual | 1 | Ceiling Fixture | Incandescent |  | Standard A Lamp | 1 | 75 | Bathroom | 139034 | Bathroom | 0.1723%
13903 | 5 | 1 |  | Manual | 2 | Ceiling Fixture | Linear Fluorescent | 48 | T-12 | 1 | 35 | Bedroom | 139035 | Bedroom | 0.1723%
13903 | 5 | 2 |  | Manual | 2 | Recessed Can | Incandescent |  | Reflector | 1 | 100 | Bedroom | 139035 | Bedroom | 0.1723%
13903 | 5 | 3 |  | Manual | 4 | Ceiling Fixture | Compact Fluorescent |  | Reflector | 1 | 15 | Bedroom | 139035 | Bedroom | 0.1723%
13903 | 5 | 4 |  | Manual | 6 | Floor lamp | Incandescent |  | Clear | 1 | 75 | Bedroom | 139035 | Bedroom | 0.1723%
13903 | 6 | 1 |  | Motion | 1 | Ceiling Fixture | Incandescent |  | Standard A Lamp | 2 | 60 | Bedroom | 139036 | Bedroom | 0.1723%
13903 | 6 | 2 |  | Manual | 2 | Table | Incandescent |  | Clear | 1 | 60 | Bedroom | 139036 | Bedroom | 0.1723%
13903 | 7 | 1 |  | Manual | 1 | Chandelier (Hanging) | Incandescent |  | Standard A Lamp | 6 | 60 | Dining Room | 139037 | Dining Room | 0.1723%
13903 | 8 | 1 |  | Manual | 1 | Ceiling Fixture | Incandescent |  | Standard A Lamp | 2 | 75 | Hall | 139038 | Hall | 0.1723%
13903 | 8 | 2 |  | Manual | 1 | Ceiling Fixture | Compact Fluorescent |  | Twist | 2 | 13 | Hall | 139038 | Hall | 0.1723%
13903 | 8 | 3 |  | Manual | 2 | Wall Mount | Incandescent |  | Mini base | 1 | 40 | Hall | 139038 | Hall | 0.1723%
13903 | 9 | 1 |  | Manual | 1 | Ceiling Fixture | Incandescent |  | Reflector | 1 | 75 | Garage | 139039 | Garage | 0.1723%
13903 | 9 | 2 |  | Manual | 1 | Ceiling Fixture | Compact Fluorescent |  | Twist | 1 | 22 | Garage | 139039 | Garage | 0.1723%
13903 | 10 | 1 |  | Manual | 1 | Recessed Can | Incandescent |  | Reflector | 1 | 65 | Hall | 1390310 | Hall | 0.1723%
13903 | 11 | 1 |  | Manual | 3 | Ceiling Fixture | Linear Fluorescent | 48 | T-8 | 2 | 32 | Kitchen | 1390311 | Kitchen | 0.1723%
13903 | 11 | 2 |  | Manual | 1 | Ceiling Fixture | Linear Fluorescent | 48 | T-12 | 1 | 40 | Kitchen | 1390311 | Kitchen | 0.1723%
13903 | 11 | 3 |  | Manual | 1 | Ceiling Fixture | Linear Fluorescent | 12 | T-5 | 1 | 8 | Kitchen | 1390311 | Kitchen | 0.1723%
13903 | 11 | 4 |  | Manual | 1 | Chandelier (Hanging) | Compact Fluorescent |  | Twist | 1 | 13 | Kitchen | 1390311 | Kitchen | 0.1723%
13903 | 11 | 5 |  | Manual | 1 | Chandelier (Hanging) | Other |  | LED Interior | 2 | 7 | Kitchen | 1390311 | Kitchen | 0.1723%
13903 | 11 | 6 |  | Manual | 1 | Table | Incandescent |  | Mini base | 1 | 40 | Kitchen | 1390311 | Kitchen | 0.1723%
13903 | 12 | 1 |  | Manual | 1 | Ceiling Fixture | Incandescent |  | Standard A Lamp | 2 | 75 | Laundry Room | 1390312 | Laundry Room | 0.1723%
13903 | 12 | 2 |  | Manual | 1 | Track | Halogen |  | MR | 3 | 50 | Laundry Room | 1390312 | Laundry Room | 0.1723%
13903 | 13 | 1 |  | Manual | 3 | Floor lamp | Compact Fluorescent |  | Twist | 2 | 13 | Living Room | 1390313 | Living Room | 0.1723%
13903 | 14 | 1 |  | Manual | 1 | Ceiling Fixture | Incandescent |  | Mini base | 2 | 75 | Bathroom | 1390314 | Bathroom | 0.1723%
13903 | 14 | 2 |  | Manual | 1 | Ceiling Fixture | Halogen |  | MR | 2 | 50 | Bathroom | 1390314 | Bathroom | 0.1723%
13903 | 14 | 3 |  | Manual | 2 | Ceiling Fixture | Compact Fluorescent |  | Twist | 1 | 13 | Bathroom | 1390314 | Bathroom | 0.1723%
13903 | 14 | 4 |  | Manual | 2 | Ceiling Fixture | Incandescent |  | Standard A Lamp | 1 | 75 | Bathroom | 1390314 | Bathroom | 0.1723%
13903 | 14 | 5 |  | Manual | 2 | Chandelier (Hanging) | Incandescent |  | Mini base | 1 | 40 | Bathroom | 1390314 | Bathroom | 0.1723%
13903 | 15 | 1 |  | Manual | 2 | Table | Incandescent |  | Standard A Lamp | 1 | 75 | Master Bedroom | 1390315 | Master Bedroom | 0.1723%
13903 | 15 | 2 |  | Manual | 2 | Table | Compact Fluorescent |  | Twist | 1 | 13 | Master Bedroom | 1390315 | Master Bedroom | 0.1723%
13903 | 15 | 3 |  | Manual | 3 | Table | Incandescent |  | Mini base | 1 | 40 | Master Bedroom | 1390315 | Master Bedroom | 0.1723%
13903 | 16 | 1 |  | Manual | 2 | Recessed Can | Compact Fluorescent |  | Twist | 1 | 15 | Closet | 1390316 | Closet | 0.1723%
13903 | 16 | 2 |  | Manual | 1 | Ceiling Fixture | Linear Fluorescent | 48 | T-12 | 1 | 34 | Closet | 1390316 | Closet | 0.1723%
13903 | 16 | 3 |  | Manual | 1 | Ceiling Fixture | Compact Fluorescent |  | Twist | 1 | 13 | Closet | 1390316 | Closet | 0.1723%
13912 | 1 | 1 |  | Manual | 1 | Ceiling Fan | Incandescent |  | Standard A Lamp | 4 | 40 | Dining Room | 139121 | Dining Room | 0.04979%
13912 | 1 | 2 |  | Manual | 1 | Table | Incandescent |  | Mini base | 1 | 25 | Dining Room | 139121 | Dining Room | 0.04979%
13912 | 2 | 1 |  | Manual | 1 | Ceiling Fixture | Incandescent |  | Standard A Lamp | 1 | 60 | Hall | 139122 | Hall | 0.04979%
13912 | 3 | 1 |  | Manual | 3 | Ceiling Fixture | Linear Fluorescent | 48 | T-12 | 2 | 40 | Garage | 139123 | Garage | 0.04979%
13912 | 4 | 1 |  | Manual | 1 | Wall Mount | Incandescent |  | Mini base | 4 | 60 | Bathroom | 139124 | Bathroom | 0.04979%
13912 | 5 | 1 |  | Manual | 1 | Ceiling Fixture | Incandescent |  | Standard A Lamp | 1 | 40 | Hall | 139125 | Hall | 0.04979%
13912 | 5 | 2 |  | Manual | 1 | Table | Compact Fluorescent |  | Twist | 1 | 15 | Hall | 139125 | Hall | 0.04979%
13912 | 6 | 1 |  | Manual | 1 | Table | Incandescent |  | Standard A Lamp | 1 | 60 | Kitchen | 139126 | Kitchen | 0.04979%
13912 | 6 | 2 |  | Manual | 1 | Ceiling Fan | Incandescent |  | Standard A Lamp | 1 | 75 | Kitchen | 139126 | Kitchen | 0.04979%
13912 | 6 | 3 |  | Manual | 1 | Chandelier (Hanging) | Compact Fluorescent |  | Twist | 1 | 13 | Kitchen | 139126 | Kitchen | 0.04979%
13912 | 7 | 1 |  | Manual | 1 | Table | Compact Fluorescent |  | Twist | 1 | 25 | Living Room | 139127 | Living Room | 0.04979%
13912 | 7 | 2 |  | Manual | 1 | Floor lamp | Incandescent |  | Standard A Lamp | 1 | 100 | Living Room | 139127 | Living Room | 0.04979%
13912 | 7 | 3 |  | Manual | 1 | Table | Compact Fluorescent |  | Twist | 1 | 13 | Living Room | 139127 | Living Room | 0.04979%
13912 | 8 | 1 |  | Manual | 1 | Wall Mount | Compact Fluorescent |  | Twist | 2 | 13 | Bathroom | 139128 | Bathroom | 0.04979%
13912 | 8 | 2 |  | Manual | 1 | Table | Incandescent |  | Mini base | 1 | 40 | Bathroom | 139128 | Bathroom | 0.04979%
13912 | 9 | 1 |  | Manual | 1 | Ceiling Fixture | Incandescent |  | Standard A Lamp | 2 | 60 | Master Bedroom | 139129 | Master Bedroom | 0.04979%
13912 | 10 | 1 |  | Manual | 1 | Ceiling Fixture | Compact Fluorescent |  | Twist | 2 | 18 | Office | 1391210 | Office | 0.04979%
13912 | 10 | 2 |  | Manual | 1 | Table | Incandescent |  | Mini base | 1 | 40 | Office | 1391210 | Office | 0.04979%
13912 | 11 | 1 |  | Manual | 1 | Ceiling Fixture | Compact Fluorescent |  | Mini base | 2 | 15 | Bedroom | 1391211 | Bedroom | 0.04979%
13912 | 11 | 2 |  | Manual | 1 | Ceiling Fixture | Incandescent |  | Mini base | 1 | 25 | Bedroom | 1391211 | Bedroom | 0.04979%
13912 | 11 | 3 |  | Manual | 1 | Table | Compact Fluorescent |  | Twist | 1 | 13 | Bedroom | 1391211 | Bedroom | 0.04979%
13948 | 1 | 1 |  | Dimmer | 1 | Chandelier (Hanging) | Incandescent |  | Standard A Lamp | 4 | 70 | Dining Room | 139481 | Dining Room | 0.03789%
13948 | 2 | 1 |  | Manual | 1 | Wall Mount | Incandescent |  | Standard A Lamp | 1 | 60 | Hall | 139482 | Hall | 0.03789%
13948 | 3 | 1 |  | Manual | 1 | Recessed - other | Incandescent |  | Standard A Lamp | 1 | 60 | Bathroom | 139483 | Bathroom | 0.03789%
13948 | 3 | 2 |  | Manual | 1 | Wall Mount | Incandescent |  | Standard A Lamp | 2 | 60 | Bathroom | 139483 | Bathroom | 0.03789%
13948 | 4 | 1 |  | Manual | 1 | Ceiling Fixture | Incandescent |  | Standard A Lamp | 1 | 60 | Hall | 139484 | Hall | 0.03789%
13948 | 5 | 1 |  | Manual | 1 | Ceiling Fixture | Incandescent |  | Standard A Lamp | 1 | 60 | Hall | 139485 | Hall | 0.03789%
13948 | 6 | 1 |  | Dimmer | 1 | Ceiling Fan | Incandescent |  | Standard A Lamp | 1 | 75 | Family Room | 139486 | Family Room | 0.03789%
13948 | 6 | 2 |  | Manual | 1 | Table | Incandescent |  | 3-Way Incandescent | 1 | 100 | Family Room | 139486 | Family Room | 0.03789%
13948 | 7 | 1 |  | Manual | 7 | Recessed Can | Incandescent |  | Reflector | 1 | 65 | Kitchen | 139487 | Kitchen | 0.03789%
13948 | 7 | 2 |  | Manual | 1 | Wall Mount | Incandescent |  | Standard A Lamp | 2 | 25 | Kitchen | 139487 | Kitchen | 0.03789%
13948 | 8 | 1 |  | Manual | 1 | Wall Mount | Compact Fluorescent |  | Twist | 1 | 20 | Laundry Room | 139488 | Laundry Room | 0.03789%
13948 | 9 | 1 |  | Dimmer | 1 | Ceiling Fan | Incandescent |  | Standard A Lamp | 4 | 40 | Living Room | 139489 | Living Room | 0.03789%
13948 | 9 | 2 |  | Manual | 1 | Floor lamp | Incandescent |  | Standard A Lamp | 1 | 60 | Living Room | 139489 | Living Room | 0.03789%
13948 | 9 | 3 |  | Manual | 1 | Table | Incandescent |  | Standard A Lamp | 1 | 60 | Living Room | 139489 | Living Room | 0.03789%
13948 | 9 | 4 |  | Manual | 1 | Floor lamp | Incandescent |  | Standard A Lamp | 1 | 60 | Living Room | 139489 | Living Room | 0.03789%
13948 | 9 | 5 |  | Manual | 1 | Table | Compact Fluorescent |  | Twist | 1 | 13 | Living Room | 139489 | Living Room | 0.03789%
13948 | 10 | 1 |  | Manual | 1 | Ceiling Fixture | Incandescent |  | Standard A Lamp | 1 | 60 | Bathroom | 1394810 | Bathroom | 0.03789%
13948 | 10 | 2 |  | Manual | 1 | Wall Mount | Incandescent |  | Other | 4 | 23 | Bathroom | 1394810 | Bathroom | 0.03789%
13948 | 11 | 1 |  | Manual | 1 | Ceiling Fixture | Incandescent |  | Standard A Lamp | 2 | 40 | Bedroom | 1394811 | Bedroom | 0.03789%
13948 | 11 | 2 |  | Manual | 1 | Table | Incandescent |  | Clear | 1 | 60 | Bedroom | 1394811 | Bedroom | 0.03789%
13948 | 11 | 3 |  | Manual | 1 | Table | Incandescent |  | Standard A Lamp | 1 | 100 | Bedroom | 1394811 | Bedroom | 0.03789%
13948 | 12 | 1 |  | Manual | 1 | Ceiling Fixture | Incandescent |  | Standard A Lamp | 1 | 60 | Closet | 1394812 | Closet | 0.03789%
13948 | 13 | 1 |  | Manual | 1 | Chandelier (Hanging) | Incandescent |  | Standard A Lamp | 1 | 75 | Hall | 1394813 | Hall | 0.03789%
13948 | 14 | 1 |  | Manual | 1 | Ceiling Fixture | Incandescent |  | Standard A Lamp | 1 | 60 | Master Bedroom | 1394814 | Master Bedroom | 0.03789%
13948 | 14 | 2 |  | Manual | 1 | Table | Incandescent |  | Standard A Lamp | 1 | 60 | Master Bedroom | 1394814 | Master Bedroom | 0.03789%
13948 | 14 | 3 |  | Manual | 1 | Table | Compact Fluorescent |  | Twist | 1 | 19 | Master Bedroom | 1394814 | Master Bedroom | 0.03789%
13948 | 14 | 4 |  | Manual | 1 | Table | Incandescent |  | 3-Way Incandescent | 1 | 150 | Master Bedroom | 1394814 | Master Bedroom | 0.03789%
13948 | 15 | 1 |  | Manual | 1 | Ceiling Fixture | Incandescent |  | Standard A Lamp | 1 | 60 | Office | 1394815 | Office | 0.03789%
13948 | 15 | 2 |  | Manual | 1 | Table | Halogen |  | Other | 1 | 100 | Office | 1394815 | Office | 0.03789%
13948 | 16 | 1 |  | Manual | 2 | Ceiling Fixture | Compact Fluorescent |  | Twist | 1 | 19 | Other | 1394816 | Other | 0.03789%
13948 | 17 | 1 |  | Manual | 1 | Ceiling Fixture | Compact Fluorescent |  | Straight Tube | 1 | 15 | Garage | 1394817 | Garage | 0.03789%
13948 | 17 | 2 |  | Manual | 1 | Garage door opener | Compact Fluorescent |  | Twist | 2 | 13 | Garage | 1394817 | Garage | 0.03789%
13956 | 1 | 1 |  | Manual | 1 | Chandelier (Hanging) | Compact Fluorescent |  | Twist | 1 | 15 | Hall | 139561 | Hall | 0.03789%
13956 | 2 | 1 |  | Manual | 1 | Wall Mount | Incandescent |  | Standard A Lamp | 1 | 60 | Closet | 139562 | Closet | 0.03789%
13956 | 3 | 1 |  | Dimmer | 1 | Chandelier (Hanging) | Incandescent |  | Standard A Lamp | 1 | 100 | Family Room | 139563 | Family Room | 0.03789%
13956 | 3 | 2 |  | Manual | 1 | Table | Incandescent |  | 3-Way Incandescent | 2 | 40 | Family Room | 139563 | Family Room | 0.03789%
13956 | 3 | 3 |  | Manual | 1 | Table | Compact Fluorescent |  | Twist | 1 | 13 | Family Room | 139563 | Family Room | 0.03789%
13956 | 4 | 1 |  | Manual | 1 | Chandelier (Hanging) | Compact Fluorescent |  | Mini base | 10 | 5 | Dining Room | 139564 | Dining Room | 0.03789%
13956 | 5 | 1 |  | Dimmer | 1 | Recessed Can | Halogen |  | MR | 1 | 50 | Hall | 139565 | Hall | 0.03789%
13956 | 5 | 2 |  | Manual | 1 | Table | Incandescent |  | Decorative | 1 | 25 | Hall | 139565 | Hall | 0.03789%
13956 | 5 | 3 |  | Dimmer | 1 | Chandelier (Hanging) | Halogen |  | Other | 1 | 50 | Hall | 139565 | Hall | 0.03789%
13956 | 6 | 1 |  | Manual | 1 | Chandelier (Hanging) | Incandescent |  | Mini base | 3 | 25 | Bathroom | 139566 | Bathroom | 0.03789%
13956 | 6 | 2 |  | Manual | 1 | Wall Mount | Incandescent |  | Standard A Lamp | 2 | 60 | Bathroom | 139566 | Bathroom | 0.03789%
13956 | 7 | 1 |  | Manual | 1 | Ceiling Fixture | Compact Fluorescent |  | Twist | 1 | 15 | Kitchen | 139567 | Kitchen | 0.03789%
13956 | 7 | 2 |  | Manual | 1 | Ceiling Fixture | Compact Fluorescent |  | Twist | 1 | 15 | Kitchen | 139567 | Kitchen | 0.03789%
13956 | 7 | 3 |  | Manual | 1 | Chandelier (Hanging) | Compact Fluorescent |  | Straight Tube | 1 | 15 | Kitchen | 139567 | Kitchen | 0.03789%
13956 | 8 | 1 |  | Dimmer | 1 | Chandelier (Hanging) | Compact Fluorescent |  | Twist | 1 | 26 | Dining Room | 139568 | Dining Room | 0.03789%
13956 | 8 | 2 |  | Dimmer | 1 | Chandelier (Hanging) | Incandescent |  | Other | 1 | 40 | Dining Room | 139568 | Dining Room | 0.03789%
13956 | 9 | 1 |  | Manual | 1 | Table | Incandescent |  | Standard A Lamp | 1 | 60 | Living Room | 139569 | Living Room | 0.03789%
13956 | 9 | 2 |  | Timer | 1 | Table | Compact Fluorescent |  | 3-Way CFL | 1 | 19 | Living Room | 139569 | Living Room | 0.03789%
13956 | 9 | 3 |  | Manual | 1 | Table | Incandescent |  | Other | 1 | 50 | Living Room | 139569 | Living Room | 0.03789%
13956 | 10 | 1 |  | Manual | 2 | Chandelier (Hanging) | Compact Fluorescent |  | Twist | 1 | 15 | Office | 1395610 | Office | 0.03789%
13956 | 11 | 1 |  | Manual | 1 | Ceiling Fixture | Compact Fluorescent |  | Twist | 1 | 15 | Closet | 1395611 | Closet | 0.03789%
13956 | 12 | 1 |  | Dimmer | 1 | Wall Mount | Incandescent |  | Standard A Lamp | 1 | 100 | Hall | 1395612 | Hall | 0.03789%
13956 | 12 | 2 |  | Dimmer | 1 | Wall Mount | Compact Fluorescent |  | Twist | 1 | 15 | Hall | 1395612 | Hall | 0.03789%
13956 | 12 | 3 |  | Dimmer | 1 | Wall Mount | Compact Fluorescent |  | Twist | 1 | 13 | Hall | 1395612 | Hall | 0.03789%
13956 | 13 | 1 |  | Manual | 2 | Wall Mount | Compact Fluorescent |  | Twist | 1 | 19 | Hall | 1395613 | Hall | 0.03789%
13956 | 14 | 1 |  | Manual | 1 | Wall Mount | Compact Fluorescent |  | Twist | 1 | 13 | Laundry Room | 1395614 | Laundry Room | 0.03789%
13956 | 15 | 1 |  | Manual | 1 | Table | Compact Fluorescent |  | Twist | 1 | 10 | Master Bedroom | 1395615 | Master Bedroom | 0.03789%
13956 | 15 | 2 |  | Manual | 1 | Table | Incandescent |  | Standard A Lamp | 1 | 40 | Master Bedroom | 1395615 | Master Bedroom | 0.03789%
13956 | 15 | 3 |  | Dimmer | 1 | Ceiling Fixture | Incandescent |  | Standard A Lamp | 1 | 100 | Master Bedroom | 1395615 | Master Bedroom | 0.03789%
13956 | 16 | 1 |  | Manual | 2 | Ceiling Fixture | Compact Fluorescent |  | Twist | 1 | 13 | Closet | 1395616 | Closet | 0.03789%
13956 | 17 | 1 |  | Manual | 1 | Table | Compact Fluorescent |  | Twist | 1 | 23 | Other | 1395617 | Other | 0.03789%
13956 | 17 | 2 |  | Dimmer | 1 | Ceiling Fixture | Incandescent |  | Standard A Lamp | 1 | 60 | Other | 1395617 | Other | 0.03789%
13956 | 17 | 3 |  | Manual | 1 | Floor lamp | Compact Fluorescent |  | Twist | 1 | 13 | Other | 1395617 | Other | 0.03789%
13956 | 18 | 1 |  | Manual | 1 | Recessed Can | Incandescent |  | Standard A Lamp | 1 | 60 | Office | 1395618 | Office | 0.03789%
13956 | 19 | 1 |  | Dimmer | 1 | Chandelier (Hanging) | Compact Fluorescent |  | Twist | 1 | 15 | Bedroom | 1395619 | Bedroom | 0.03789%
13956 | 19 | 2 |  | Manual | 1 | Table | Incandescent |  | Other | 1 | 55 | Bedroom | 1395619 | Bedroom | 0.03789%
13956 | 19 | 3 |  | Manual | 2 | Chandelier (Hanging) | Halogen |  | MR | 1 | 55 | Bedroom | 1395619 | Bedroom | 0.03789%
13956 | 20 | 1 |  | Manual | 1 | Floor lamp | Incandescent |  | Standard A Lamp | 1 | 60 | Bedroom | 1395620 | Bedroom | 0.03789%
13956 | 20 | 2 |  | Manual | 1 | Ceiling Fixture | Compact Fluorescent |  | Twist | 1 | 13 | Bedroom | 1395620 | Bedroom | 0.03789%
13956 | 20 | 3 |  | Manual | 2 | Ceiling Fixture | Incandescent |  | Globe | 1 | 40 | Bedroom | 1395620 | Bedroom | 0.03789%
13956 | 20 | 4 |  | Manual | 1 | Wall Mount | Incandescent |  | Standard A Lamp | 1 | 60 | Bedroom | 1395620 | Bedroom | 0.03789%
13956 | 21 | 1 |  | Manual | 1 | Wall Mount | Compact Fluorescent |  | Straight Tube | 1 | 10 | Closet | 1395621 | Closet | 0.03789%
13956 | 22 | 1 |  | Manual | 1 | Ceiling Fixture | Compact Fluorescent |  | Twist | 1 | 13 | Office | 1395622 | Office | 0.03789%
13956 | 22 | 2 |  | Manual | 1 | Ceiling Fixture | Compact Fluorescent |  | Twist | 1 | 15 | Office | 1395622 | Office | 0.03789%
13956 | 22 | 3 |  | Manual | 2 | Wall Mount | Compact Fluorescent |  | Twist | 1 | 15 | Office | 1395622 | Office | 0.03789%
13956 | 23 | 1 |  | Manual | 3 | Ceiling Fixture | Compact Fluorescent |  | Twist | 1 | 23 | Family Room | 1395623 | Family Room | 0.03789%
13956 | 23 | 2 |  | Manual | 1 | Ceiling Fixture | Compact Fluorescent |  | Twist | 1 | 13 | Family Room | 1395623 | Family Room | 0.03789%
13956 | 24 | 1 |  | Manual | 1 | Ceiling Fixture | Compact Fluorescent |  | Twist | 1 | 15 | Other | 1395624 | Other | 0.03789%
13956 | 24 | 2 |  | Manual | 1 | Ceiling Fixture | Compact Fluorescent |  | Twist | 1 | 23 | Other | 1395624 | Other | 0.03789%
13956 | 24 | 3 |  | Manual | 1 | Table | Incandescent |  | Standard A Lamp | 1 | 75 | Other | 1395624 | Other | 0.03789%
13956 | 24 | 4 |  | Manual | 1 | Ceiling Fixture | Incandescent |  | Standard A Lamp | 1 | 100 | Other | 1395624 | Other | 0.03789%
13956 | 25 | 1 |  | Manual | 1 | Wall Mount | Compact Fluorescent |  | Twist | 1 | 13 | Hall | 1395625 | Hall | 0.03789%
13970 | 1 | 1 |  | Manual | 1 | Wall Mount | Incandescent |  | Globe | 4 | 60 | Bathroom | 139701 | Bathroom | 0.03789%
13970 | 2 | 1 |  | Dimmer | 1 | Chandelier (Hanging) | Incandescent |  | Decorative | 5 | 40 | Dining Room | 139702 | Dining Room | 0.03789%
13970 | 3 | 1 |  | Manual | 1 | Ceiling Fixture | Incandescent |  | Globe | 1 | 40 | Hall | 139703 | Hall | 0.03789%
13970 | 4 | 1 |  | Manual | 1 | Ceiling Fixture | Incandescent |  | Standard A Lamp | 2 | 60 | Bedroom | 139704 | Bedroom | 0.03789%
13970 | 4 | 2 |  | Manual | 1 | Table | Incandescent |  | Standard A Lamp | 1 | 75 | Bedroom | 139704 | Bedroom | 0.03789%
13970 | 5 | 1 |  | Manual | 1 | Chandelier (Hanging) | Incandescent |  | Mini base | 2 | 25 | Hall | 139705 | Hall | 0.03789%
13970 | 6 | 1 |  | Manual | 1 | Ceiling Fixture | Incandescent |  | Standard A Lamp | 1 | 40 | Hall | 139706 | Hall | 0.03789%
13970 | 7 | 1 |  | Manual | 1 | Track | Halogen |  | PAR | 1 | 60 | Kitchen | 139707 | Kitchen | 0.03789%
13970 | 7 | 2 |  | Manual | 1 | Track | Halogen |  | PAR | 3 | 75 | Kitchen | 139707 | Kitchen | 0.03789%
13970 | 7 | 3 |  | Manual | 1 | Track | Halogen |  | PAR | 2 | 75 | Kitchen | 139707 | Kitchen | 0.03789%
13970 | 7 | 4 |  | Manual | 1 | Ceiling Fixture | Compact Fluorescent |  | Twist | 1 | 18 | Kitchen | 139707 | Kitchen | 0.03789%
13970 | 7 | 5 |  | Manual | 1 | Other | Compact Fluorescent |  | Twist | 1 | 18 | Kitchen | 139707 | Kitchen | 0.03789%
13970 | 8 | 1 |  | Manual | 1 | Floor lamp | Compact Fluorescent |  | Twist | 2 | 18 | Living Room | 139708 | Living Room | 0.03789%
13970 | 8 | 2 |  | Manual | 1 | Table | Compact Fluorescent |  | Twist | 1 | 18 | Living Room | 139708 | Living Room | 0.03789%
13970 | 8 | 3 |  | Manual | 1 | Table | Incandescent |  | Decorative | 1 | 60 | Living Room | 139708 | Living Room | 0.03789%
13970 | 8 | 4 |  | Manual | 1 | Floor lamp | Compact Fluorescent |  | Twist | 2 | 13 | Living Room | 139708 | Living Room | 0.03789%
13970 | 8 | 5 |  | Manual | 1 | Floor lamp | Compact Fluorescent |  | Twist | 1 | 18 | Living Room | 139708 | Living Room | 0.03789%
13970 | 9 | 1 |  | Manual | 1 | Ceiling Fixture | Compact Fluorescent |  | Twist | 2 | 13 | Office | 139709 | Office | 0.03789%
13970 | 9 | 2 |  | Manual | 1 | Table | Incandescent |  | Standard A Lamp | 1 | 75 | Office | 139709 | Office | 0.03789%
13970 | 10 | 1 |  | Manual | 2 | Wall Mount | Incandescent |  | Standard A Lamp | 2 | 40 | Bathroom | 1397010 | Bathroom | 0.03789%
13970 | 10 | 2 |  | Manual | 1 | Wall Mount | Incandescent |  | Standard A Lamp | 1 | 100 | Bathroom | 1397010 | Bathroom | 0.03789%
13970 | 11 | 1 |  | Manual | 1 | Ceiling Fixture | Incandescent |  | Standard A Lamp | 1 | 75 | Closet | 1397011 | Closet | 0.03789%
13970 | 12 | 1 |  | Manual | 1 | Wall Mount | Compact Fluorescent |  | Twist | 1 | 13 | Master Bedroom | 1397012 | Master Bedroom | 0.03789%
13970 | 12 | 2 |  | Manual | 1 | Wall Mount | Incandescent |  | Decorative | 1 | 40 | Master Bedroom | 1397012 | Master Bedroom | 0.03789%
13970 | 12 | 3 |  | Manual | 1 | Table | Incandescent |  | Standard A Lamp | 1 | 25 | Master Bedroom | 1397012 | Master Bedroom | 0.03789%
13970 | 12 | 4 |  | Manual | 1 | Table | Incandescent |  | 3-Way Incandescent | 1 | 70 | Master Bedroom | 1397012 | Master Bedroom | 0.03789%
13970 | 13 | 1 |  | Manual | 1 | Wall Mount | Incandescent |  | 3-Way Incandescent | 1 | 70 | Bedroom | 1397013 | Bedroom | 0.03789%
13970 | 13 | 2 |  | Manual | 1 | Table | Compact Fluorescent |  | A shape bulb | 1 | 14 | Bedroom | 1397013 | Bedroom | 0.03789%
13970 | 13 | 3 |  | Manual | 2 | Ceiling Fixture | Compact Fluorescent |  | Twist | 1 | 18 | Bedroom | 1397013 | Bedroom | 0.03789%
13970 | 14 | 1 |  | Manual | 1 | Floor lamp | Compact Fluorescent |  | Twist | 1 | 23 | Other | 1397014 | Other | 0.03789%
13970 | 14 | 2 |  | Manual | 1 | Floor lamp | Compact Fluorescent |  | Twist | 1 | 18 | Other | 1397014 | Other | 0.03789%
13970 | 15 | 1 |  | Manual | 1 | Wall Mount | Incandescent |  | Standard A Lamp | 1 | 100 | Garage | 1397015 | Garage | 0.03789%
13970 | 16 | 1 |  | Manual | 1 | Ceiling Fixture | Incandescent |  | Standard A Lamp | 1 | 60 | Other | 1397016 | Other | 0.03789%
13970 | 17 | 1 |  | Manual | 1 | Recessed Can | Compact Fluorescent |  | Twist | 1 | 18 | Hall | 1397017 | Hall | 0.03789%
13970 | 18 | 1 |  | Manual | 1 | Ceiling Fixture | Linear Fluorescent | 48 | T-12 | 2 | 40 | Laundry Room | 1397018 | Laundry Room | 0.03789%
13970 | 18 | 2 |  | Manual | 1 | Ceiling Fixture | Compact Fluorescent |  | Twist | 1 | 23 | Laundry Room | 1397018 | Laundry Room | 0.03789%
13970 | 19 | 1 |  | Manual | 1 | Ceiling Fixture | Linear Fluorescent | 48 | T-12 | 2 | 40 | Other | 1397019 | Other | 0.03789%
13970 | 20 | 1 |  | Manual | 1 | Ceiling Fixture | Linear Fluorescent | 48 | T-12 | 2 | 40 | Other | 1397020 | Other | 0.03789%
13970 | 21 | 1 |  | Manual | 1 | Ceiling Fixture | Compact Fluorescent |  | Twist | 1 | 13 | Hall | 1397021 | Hall | 0.03789%
13970 | 22 | 1 |  | Manual | 1 | Ceiling Fixture | Compact Fluorescent |  | Twist | 1 | 13 | Other | 1397022 | Other | 0.03789%
13970 | 23 | 1 |  | Manual | 1 | Ceiling Fixture | Incandescent |  | Standard A Lamp | 1 | 60 | Other | 1397023 | Other | 0.03789%
13974 | 1 | 1 |  | Manual | 1 | Wall Mount | Incandescent |  | Globe | 2 | 60 | Bathroom | 139741 | Bathroom | 0.04979%
13974 | 1 | 2 |  | Manual | 1 | Wall Mount | Incandescent |  | Clear | 1 | 60 | Bathroom | 139741 | Bathroom | 0.04979%
13974 | 2 | 1 |  | Dimmer | 3 | Recessed Can | Halogen |  | PAR | 1 | 50 | Dining Room | 139742 | Dining Room | 0.04979%
13974 | 3 | 1 |  | Manual | 1 | Recessed Can | Halogen |  | PAR | 1 | 75 | Family Room | 139743 | Family Room | 0.04979%
13974 | 4 | 1 |  | Manual | 2 | Ceiling Fan | Incandescent |  | Standard A Lamp | 1 | 60 | Garage | 139744 | Garage | 0.04979%
13974 | 5 | 1 |  | Manual | 1 | Wall Mount | Incandescent |  | Globe | 3 | 60 | Bathroom | 139745 | Bathroom | 0.04979%
13974 | 5 | 2 |  | Manual | 5 | Recessed Can | Halogen |  | PAR | 1 | 50 | Bathroom | 139745 | Bathroom | 0.04979%
13974 | 6 | 1 |  | Dimmer | 5 | Recessed Can | Halogen |  | PAR | 1 | 50 | Hall | 139746 | Hall | 0.04979%
13974 | 6 | 2 |  | Manual | 1 | Table | Incandescent |  | Standard A Lamp | 1 | 60 | Hall | 139746 | Hall | 0.04979%
13974 | 7 | 1 |  | Dimmer | 1 | Ceiling Fixture | Incandescent |  | Clear | 2 | 60 | Kitchen | 139747 | Kitchen | 0.04979%
13974 | 7 | 2 |  | Manual | 1 | Other | Incandescent |  | Other | 1 | 25 | Kitchen | 139747 | Kitchen | 0.04979%
13974 | 7 | 3 |  | Dimmer | 4 | Recessed Can | Halogen |  | PAR | 1 | 75 | Kitchen | 139747 | Kitchen | 0.04979%
13974 | 7 | 4 |  | Dimmer | 3 | Recessed Can | Halogen |  | PAR | 1 | 50 | Kitchen | 139747 | Kitchen | 0.04979%
13974 | 8 | 1 |  | Manual | 1 | Ceiling Fixture | Compact Fluorescent |  | Twist | 1 | 19 | Laundry Room | 139748 | Laundry Room | 0.04979%
13974 | 9 | 1 |  | Manual | 1 | Ceiling Fixture | Incandescent |  | Standard A Lamp | 2 | 60 | Master Bedroom | 139749 | Master Bedroom | 0.04979%
13974 | 10 | 1 |  | Manual | 1 | Ceiling Fixture | Incandescent |  | Standard A Lamp | 1 | 60 | Bedroom | 1397410 | Bedroom | 0.04979%
13974 | 10 | 2 |  | Manual | 1 | Table | Incandescent |  | Standard A Lamp | 1 | 40 | Bedroom | 1397410 | Bedroom | 0.04979%
13974 | 11 | 1 |  | Manual | 1 | Table | Incandescent |  | Standard A Lamp | 1 | 60 | Office | 1397411 | Office | 0.04979%
13974 | 11 | 2 |  | Manual | 1 | Table | Compact Fluorescent |  | Twist | 1 | 19 | Office | 1397411 | Office | 0.04979%
13974 | 12 | 1 |  | Dimmer | 1 | Ceiling Fixture | Incandescent |  | Standard A Lamp | 2 | 60 | Bedroom | 1397412 | Bedroom | 0.04979%
13974 | 12 | 2 |  | Manual | 1 | Table | Incandescent |  | Standard A Lamp | 1 | 40 | Bedroom | 1397412 | Bedroom | 0.04979%
13975 | 1 | 1 |  | Manual | 1 | Wall Mount | Incandescent |  | Globe | 3 | 60 | Bathroom | 139751 | Bathroom | 0.1232%
13975 | 1 | 2 |  | Photo | 1 | Wall Mount | Other |  | LED Interior | 1 | 1 | Bathroom | 139751 | Bathroom | 0.1232%
13975 | 2 | 1 |  | Dimmer | 2 | Ceiling Fixture | Incandescent |  | Standard A Lamp | 2 | 60 | Dining Room | 139752 | Dining Room | 0.1232%
13975 | 2 | 2 |  | Dimmer | 2 | Ceiling Fixture | Incandescent |  | Standard A Lamp | 2 | 100 | Dining Room | 139752 | Dining Room | 0.1232%
13975 | 2 | 3 |  | Dimmer | 1 | Ceiling Fixture | Incandescent |  | Standard A Lamp | 1 | 75 | Dining Room | 139752 | Dining Room | 0.1232%
13975 | 3 | 1 |  | Manual | 1 | Ceiling Fixture | Incandescent |  | Standard A Lamp | 1 | 60 | Hall | 139753 | Hall | 0.1232%
13975 | 4 | 1 |  | Manual | 1 | Ceiling Fixture | Incandescent |  | Standard A Lamp | 1 | 60 | Hall | 139754 | Hall | 0.1232%
13975 | 4 | 2 |  | Manual | 1 | Ceiling Fixture | Incandescent |  | Standard A Lamp | 1 | 100 | Hall | 139754 | Hall | 0.1232%
13975 | 5 | 1 |  | Manual | 5 | Recessed Can | Compact Fluorescent |  | Reflector | 1 | 15 | Kitchen | 139755 | Kitchen | 0.1232%
13975 | 5 | 2 |  | Manual | 1 | Recessed Can | Compact Fluorescent |  | Twist | 1 | 13 | Kitchen | 139755 | Kitchen | 0.1232%
13975 | 5 | 3 |  | Manual | 1 | Recessed Can | Incandescent |  | Reflector | 1 | 65 | Kitchen | 139755 | Kitchen | 0.1232%
13975 | 5 | 4 |  | None | 1 | Other | Incandescent |  | Other | 1 | 38 | Kitchen | 139755 | Kitchen | 0.1232%
13975 | 5 | 5 |  | Manual | 1 | Other | Incandescent |  | Other | 1 | 40 | Kitchen | 139755 | Kitchen | 0.1232%
13975 | 6 | 1 |  | Manual | 1 | Ceiling Fixture | Incandescent |  | Standard A Lamp | 1 | 60 | Laundry Room | 139756 | Laundry Room | 0.1232%
13975 | 7 | 1 |  | Manual | 1 | Floor lamp | Incandescent |  | Standard A Lamp | 1 | 60 | Living Room | 139757 | Living Room | 0.1232%
13975 | 7 | 2 |  | Manual | 1 | Table | Incandescent |  | Standard A Lamp | 1 | 100 | Living Room | 139757 | Living Room | 0.1232%
13975 | 7 | 3 |  | Manual | 2 | Table | Incandescent |  | Standard A Lamp | 1 | 60 | Living Room | 139757 | Living Room | 0.1232%
13975 | 7 | 4 |  | None | 2 | Other | Incandescent |  | Other | 2 | 39 | Living Room | 139757 | Living Room | 0.1232%
13975 | 8 | 1 |  | Manual | 1 | Ceiling Fan | Incandescent |  | Standard A Lamp | 2 | 60 | Master Bedroom | 139758 | Master Bedroom | 0.1232%
13975 | 8 | 2 |  | Manual | 1 | Table | Incandescent |  | Standard A Lamp | 1 | 60 | Master Bedroom | 139758 | Master Bedroom | 0.1232%
13975 | 9 | 1 |  | Manual | 1 | Ceiling Fan | Incandescent |  | Standard A Lamp | 2 | 90 | Family Room | 139759 | Family Room | 0.1232%
13975 | 9 | 2 |  | Manual | 1 | Torchiere | Linear Fluorescent | 36 | T-8 | 1 | 20 | Family Room | 139759 | Family Room | 0.1232%
13975 | 9 | 3 |  | Manual | 1 | Other | Incandescent |  | Other | 1 | 40 | Family Room | 139759 | Family Room | 0.1232%
13975 | 10 | 1 |  | Manual | 1 | Wall Mount | Incandescent |  | Globe | 3 | 60 | Bathroom | 1397510 | Bathroom | 0.1232%
13975 | 10 | 2 |  | Photo | 1 | Wall Mount | Incandescent |  | Mini base | 1 | 4 | Bathroom | 1397510 | Bathroom | 0.1232%
13975 | 11 | 1 |  | Manual | 1 | Wall Mount | Incandescent |  | Globe | 6 | 60 | Bathroom | 1397511 | Bathroom | 0.1232%
13975 | 11 | 2 |  | Manual | 1 | Recessed - other | Incandescent |  | Heat Lamp | 1 | 250 | Bathroom | 1397511 | Bathroom | 0.1232%
13975 | 11 | 3 |  | Manual | 1 | Recessed - other | Incandescent |  | Standard A Lamp | 1 | 60 | Bathroom | 1397511 | Bathroom | 0.1232%
13975 | 12 | 1 |  | Manual | 1 | Ceiling Fan | Incandescent |  | Standard A Lamp | 2 | 60 | Bathroom | 1397512 | Bathroom | 0.1232%
13975 | 13 | 1 |  | Manual | 3 | Ceiling Fixture | Incandescent |  | Standard A Lamp | 1 | 60 | Hall | 1397513 | Hall | 0.1232%
13975 | 14 | 1 |  | Manual | 1 | Ceiling Fixture | Incandescent |  | Standard A Lamp | 2 | 60 | Closet | 1397514 | Closet | 0.1232%
13975 | 15 | 1 |  | Manual | 4 | Ceiling Fixture | Linear Fluorescent | 96 | T-12 | 2 | 60 | Garage | 1397515 | Garage | 0.1232%
14000 | 1 | 1 |  | Manual | 1 | Ceiling Fixture | Incandescent |  | Standard A Lamp | 1 | 60 | Bathroom | 140001 | Bathroom | 0.03789%
14000 | 1 | 2 |  | Manual | 1 | Wall Mount | Incandescent |  | Standard A Lamp | 1 | 60 | Bathroom | 140001 | Bathroom | 0.03789%
14000 | 2 | 1 |  | Manual | 1 | Chandelier (Hanging) | Incandescent |  | Decorative | 5 | 31 | Dining Room | 140002 | Dining Room | 0.03789%
14000 | 2 | 2 |  | Manual | 1 | Floor lamp | Incandescent |  | Standard A Lamp | 1 | 75 | Dining Room | 140002 | Dining Room | 0.03789%
14000 | 3 | 1 |  | Manual | 1 | Ceiling Fixture | Incandescent |  | Standard A Lamp | 1 | 40 | Kitchen | 140003 | Kitchen | 0.03789%
14000 | 3 | 2 |  | Manual | 1 | Wall Mount | Incandescent |  | Standard A Lamp | 1 | 75 | Kitchen | 140003 | Kitchen | 0.03789%
14000 | 4 | 1 |  | Manual | 1 | Ceiling Fixture | Incandescent |  | Standard A Lamp | 1 | 60 | Office | 140004 | Office | 0.03789%
14000 | 4 | 2 |  | Manual | 1 | Wall Mount | Incandescent |  | Standard A Lamp | 1 | 60 | Office | 140004 | Office | 0.03789%
14000 | 5 | 1 |  | Manual | 1 | Floor lamp | Incandescent |  | Standard A Lamp | 3 | 65 | Living Room | 140005 | Living Room | 0.03789%
14000 | 5 | 2 |  | Manual | 1 | Floor lamp | Compact Fluorescent |  | Pin base | 1 | 25 | Living Room | 140005 | Living Room | 0.03789%
14000 | 5 | 3 |  | Manual | 1 | Table | Incandescent |  | Standard A Lamp | 2 | 67 | Living Room | 140005 | Living Room | 0.03789%
14000 | 6 | 1 |  | Manual | 1 | Other | Other |  | Other | 3 | 53 | Hall | 140006 | Hall | 0.03789%
14000 | 6 | 2 |  | Manual | 1 | Table | Incandescent |  | Decorative | 1 | 60 | Hall | 140006 | Hall | 0.03789%
14000 | 7 | 1 |  | Manual | 1 | Ceiling Fixture | Incandescent |  | Standard A Lamp | 3 | 70 | Kitchen | 140007 | Kitchen | 0.03789%
14000 | 7 | 2 |  | Manual | 1 | Chandelier (Hanging) | Incandescent |  | Standard A Lamp | 1 | 60 | Kitchen | 140007 | Kitchen | 0.03789%
14000 | 7 | 3 |  | Manual | 1 | Other | Halogen |  | Other | 13 | 20 | Kitchen | 140007 | Kitchen | 0.03789%
14000 | 8 | 1 |  | Manual | 1 | Ceiling Fixture | Incandescent |  | Standard A Lamp | 1 | 60 | Bathroom | 140008 | Bathroom | 0.03789%
14000 | 8 | 2 |  | Manual | 1 | Wall Mount | Incandescent |  | Standard A Lamp | 2 | 60 | Bathroom | 140008 | Bathroom | 0.03789%
14000 | 9 | 1 |  | Manual | 1 | Ceiling Fixture | Incandescent |  | Standard A Lamp | 2 | 50 | Bedroom | 140009 | Bedroom | 0.03789%
14000 | 9 | 2 |  | Manual | 1 | Wall Mount | Incandescent |  | 3-Way Incandescent | 1 | 150 | Bedroom | 140009 | Bedroom | 0.03789%
14000 | 10 | 1 |  | Manual | 1 | Ceiling Fixture | Incandescent |  | Standard A Lamp | 1 | 60 | Closet | 1400010 | Closet | 0.03789%
14000 | 11 | 1 |  | Manual | 1 | Ceiling Fixture | Incandescent |  | Mini base | 1 | 60 | Master Bedroom | 1400011 | Master Bedroom | 0.03789%
14000 | 11 | 2 |  | Manual | 1 | Wall Mount | Incandescent |  | Standard A Lamp | 1 | 60 | Master Bedroom | 1400011 | Master Bedroom | 0.03789%
14000 | 12 | 1 |  | Manual | 1 | Ceiling Fixture | Incandescent |  | Standard A Lamp | 1 | 60 | Closet | 1400012 | Closet | 0.03789%
14000 | 13 | 1 |  | Manual | 1 | Ceiling Fixture | Incandescent |  | Standard A Lamp | 1 | 60 | Bedroom | 1400013 | Bedroom | 0.03789%
14000 | 13 | 2 |  | Manual | 1 | Floor lamp | Incandescent |  | 3-Way Incandescent | 1 | 250 | Bedroom | 1400013 | Bedroom | 0.03789%
14000 | 13 | 3 |  | Manual | 1 | Table | Incandescent |  | Standard A Lamp | 1 | 40 | Bedroom | 1400013 | Bedroom | 0.03789%
14000 | 13 | 4 |  | Manual | 1 | Wall Mount | Incandescent |  | Standard A Lamp | 1 | 60 | Bedroom | 1400013 | Bedroom | 0.03789%
14000 | 14 | 1 |  | Manual | 1 | Ceiling Fixture | Incandescent |  | Standard A Lamp | 1 | 60 | Closet | 1400014 | Closet | 0.03789%
14000 | 15 | 1 |  | Manual | 1 | Ceiling Fixture | Incandescent |  | Decorative | 2 | 40 | Hall | 1400015 | Hall | 0.03789%
14000 | 15 | 2 |  | Manual | 1 | Wall Mount | Incandescent |  | Mini base | 1 | 4 | Hall | 1400015 | Hall | 0.03789%
14000 | 16 | 1 |  | Manual | 1 | Ceiling Fixture | Compact Fluorescent |  | Straight Tube | 1 | 15 | Other | 1400016 | Other | 0.03789%
14000 | 16 | 2 |  | Manual | 1 | Ceiling Fixture | Compact Fluorescent |  | Twist | 1 | 23 | Other | 1400016 | Other | 0.03789%
14000 | 16 | 3 |  | Manual | 8 | Ceiling Fixture | Other |  | Other | 1 | 38 | Other | 1400016 | Other | 0.03789%
14000 | 16 | 4 |  | Manual | 1 | Ceiling Fixture | Incandescent |  | Standard A Lamp | 1 | 75 | Other | 1400016 | Other | 0.03789%
14000 | 17 | 1 |  | Manual | 1 | Ceiling Fixture | Linear Fluorescent | 24 | T-12 | 2 | 20 | Hall | 1400017 | Hall | 0.03789%
14012 | 1 | 1 |  | Manual | 1 | Wall Mount | Incandescent |  | Globe | 3 | 60 | Bathroom | 140121 | Bathroom | 0.04979%
14012 | 2 | 1 |  | Manual | 1 | Chandelier (Hanging) | Compact Fluorescent |  | Twist | 5 | 13 | Dining Room | 140122 | Dining Room | 0.04979%
14012 | 2 | 2 |  | Manual | 1 | Floor lamp | Incandescent |  | Mini base | 2 | 40 | Dining Room | 140122 | Dining Room | 0.04979%
14012 | 2 | 3 | china cabinet light | Manual | 1 | Other | Incandescent |  | Other | 1 | 25 | Dining Room | 140122 | Dining Room | 0.04979%
14012 | 3 | 1 |  | Manual | 1 | Ceiling Fixture | Compact Fluorescent |  | Twist | 2 | 13 | Closet | 140123 | Closet | 0.04979%
14012 | 4 | 1 |  | Manual | 1 | Ceiling Fixture | Compact Fluorescent |  | Twist | 2 | 13 | Hall | 140124 | Hall | 0.04979%
14012 | 5 | 1 |  | Manual | 1 | Table | Compact Fluorescent |  | Twist | 2 | 7 | Family Room | 140125 | Family Room | 0.04979%
14012 | 5 | 2 |  | Manual | 1 | Ceiling Fixture | Compact Fluorescent |  | Twist | 2 | 23 | Family Room | 140125 | Family Room | 0.04979%
14012 | 6 | 1 |  | Manual | 2 | Ceiling Fixture | Compact Fluorescent |  | Twist | 2 | 13 | Kitchen | 140126 | Kitchen | 0.04979%
14012 | 6 | 2 |  | Manual | 1 | Chandelier (Hanging) | Compact Fluorescent |  | Twist | 1 | 13 | Kitchen | 140126 | Kitchen | 0.04979%
14012 | 6 | 3 | oven hood light | Manual | 1 | Other | Incandescent |  | Mini base | 2 | 20 | Kitchen | 140126 | Kitchen | 0.04979%
14012 | 7 | 1 |  | Manual | 1 | Ceiling Fixture | Compact Fluorescent |  | Twist | 2 | 13 | Living Room | 140127 | Living Room | 0.04979%
14012 | 7 | 2 |  | Manual | 1 | Recessed Can | Incandescent |  | Reflector | 1 | 65 | Living Room | 140127 | Living Room | 0.04979%
14012 | 8 | 1 |  | Manual | 2 | Ceiling Fixture | Compact Fluorescent |  | Twist | 2 | 13 | Closet | 140128 | Closet | 0.04979%
14012 | 9 | 1 |  | Manual | 1 | Ceiling Fixture | Compact Fluorescent |  | Twist | 2 | 13 | Bedroom | 140129 | Bedroom | 0.04979%
14012 | 10 | 1 |  | Manual | 1 | Ceiling Fixture | Incandescent |  | Standard A Lamp | 2 | 60 | Closet | 1401210 | Closet | 0.04979%
14012 | 11 | 1 |  | Manual | 2 | Ceiling Fixture | Compact Fluorescent |  | Twist | 2 | 13 | Hall | 1401211 | Hall | 0.04979%
14012 | 12 | 1 | one lamp burned out | Manual | 1 | Wall Mount | Compact Fluorescent |  | Twist | 3 | 13 | Bathroom | 1401212 | Bathroom | 0.04979%
14012 | 13 | 1 |  | Manual | 1 | Ceiling Fixture | Compact Fluorescent |  | Twist | 2 | 13 | Laundry Room | 1401213 | Laundry Room | 0.04979%
14012 | 14 | 1 |  | Manual | 2 | Wall Mount | Compact Fluorescent |  | Twist | 3 | 13 | Bathroom | 1401214 | Bathroom | 0.04979%
14012 | 15 | 1 | one lamp burned out | Manual | 1 | Ceiling Fixture | Compact Fluorescent |  | Twist | 1 | 13 | Closet | 1401215 | Closet | 0.04979%
14012 | 16 | 1 |  | Manual | 1 | Ceiling Fixture | Compact Fluorescent |  | Twist | 3 | 13 | Master Bedroom | 1401216 | Master Bedroom | 0.04979%
14012 | 17 | 1 |  | Manual | 1 | Ceiling Fixture | Compact Fluorescent |  | Twist | 2 | 13 | Bedroom | 1401217 | Bedroom | 0.04979%
14012 | 17 | 2 | portable lamp | Manual | 1 | Other | Linear Fluorescent | 24 | T-8 | 1 | 17 | Bedroom | 1401217 | Bedroom | 0.04979%
14012 | 18 | 1 |  | Manual | 1 | Ceiling Fixture | Incandescent |  | Clear | 1 | 60 | Closet | 1401218 | Closet | 0.04979%
14012 | 19 | 1 |  | Manual | 1 | Ceiling Fixture | Compact Fluorescent |  | Twist | 2 | 13 | Office | 1401219 | Office | 0.04979%
14012 | 20 | 1 |  | Manual | 1 | Recessed Can | Incandescent |  | Reflector | 1 | 65 | Hall | 1401220 | Hall | 0.04979%
14012 | 21 | 1 |  | Manual | 1 | Ceiling Fixture | Incandescent |  | Standard A Lamp | 1 | 100 | Other | 1401221 | Other | 0.04979%
14012 | 22 | 1 |  | Manual | 3 | Ceiling Fixture | Compact Fluorescent |  | Twist | 1 | 13 | Garage | 1401222 | Garage | 0.04979%
14012 | 22 | 2 |  | Manual | 1 | Garage door opener | Incandescent |  | Standard A Lamp | 1 | 60 | Garage | 1401222 | Garage | 0.04979%
14015 | 1 | 1 |  | Manual | 4 | Recessed Can | Compact Fluorescent |  | Reflector | 1 | 14 | Dining Room | 140151 | Dining Room | 0.1232%
14015 | 2 | 1 |  | Photo/motion | 1 | Recessed Can | Other |  | LED Interior | 1 | 11 | Hall | 140152 | Hall | 0.1232%
14015 | 3 | 1 |  | Manual | 1 | Recessed Can | Compact Fluorescent |  | Reflector | 1 | 23 | Kitchen | 140153 | Kitchen | 0.1232%
14015 | 3 | 2 |  | Manual | 3 | Recessed Can | Compact Fluorescent |  | Reflector | 1 | 23 | Kitchen | 140153 | Kitchen | 0.1232%
14015 | 3 | 3 |  | Photo | 1 | Wall Mount | Other |  | LED Interior | 1 | 1 | Kitchen | 140153 | Kitchen | 0.1232%
14015 | 3 | 4 |  | Manual | 5 | Recessed Can | Compact Fluorescent |  | Reflector | 1 | 14 | Kitchen | 140153 | Kitchen | 0.1232%
14015 | 3 | 5 |  | Manual | 1 | Other | Incandescent |  | Mini base | 1 | 40 | Kitchen | 140153 | Kitchen | 0.1232%
14015 | 4 | 1 |  | Manual | 1 | Ceiling Fixture | Incandescent |  | Standard A Lamp | 2 | 40 | Laundry Room | 140154 | Laundry Room | 0.1232%
14015 | 5 | 1 |  | Manual | 4 | Recessed Can | Compact Fluorescent |  | Reflector | 1 | 14 | Living Room | 140155 | Living Room | 0.1232%
14015 | 6 | 1 |  | Motion | 1 | Ceiling Fixture | Incandescent |  | Standard A Lamp | 1 | 60 | Closet | 140156 | Closet | 0.1232%
14015 | 7 | 1 |  | Manual | 4 | Recessed Can | Compact Fluorescent |  | Twist | 1 | 14 | Hall | 140157 | Hall | 0.1232%
14015 | 8 | 1 |  | Manual | 1 | Wall Mount | Compact Fluorescent |  | Twist | 2 | 13 | Bathroom | 140158 | Bathroom | 0.1232%
14015 | 9 | 1 |  | Manual | 2 | Recessed Can | Compact Fluorescent |  | Twist | 1 | 14 | Office | 140159 | Office | 0.1232%
14015 | 9 | 2 |  | Manual | 3 | Table | Incandescent |  | 3-Way Incandescent | 1 | 30 | Office | 140159 | Office | 0.1232%
14015 | 9 | 3 |  | Manual | 1 | Torchiere | Incandescent |  | 3-Way Incandescent | 1 | 100 | Office | 140159 | Office | 0.1232%
14015 | 10 | 1 |  | Manual | 2 | Ceiling Fixture | Compact Fluorescent |  | Twist | 2 | 18 | Other | 1401510 | Other | 0.1232%
14015 | 11 | 1 |  | Manual | 1 | Recessed Can | Incandescent |  | Standard A Lamp | 1 | 60 | Bathroom | 1401511 | Bathroom | 0.1232%
14015 | 11 | 2 |  | Photo | 1 | Wall Mount | Other |  | LED Interior | 1 | 1 | Bathroom | 1401511 | Bathroom | 0.1232%
14015 | 11 | 3 |  | Manual | 2 | Wall Mount | Compact Fluorescent |  | Twist | 3 | 9 | Bathroom | 1401511 | Bathroom | 0.1232%
14015 | 12 | 1 |  | Manual | 2 | Recessed Can | Compact Fluorescent |  | Reflector | 1 | 14 | Master Bedroom | 1401512 | Master Bedroom | 0.1232%
14015 | 12 | 2 |  | Manual | 1 | Table | Compact Fluorescent |  | Twist | 1 | 18 | Master Bedroom | 1401512 | Master Bedroom | 0.1232%
14015 | 12 | 3 |  | Manual | 1 | Table | Compact Fluorescent |  | Twist | 1 | 13 | Master Bedroom | 1401512 | Master Bedroom | 0.1232%
14015 | 13 | 1 |  | Manual | 1 | Ceiling Fixture | Compact Fluorescent |  | Twist | 2 | 18 | Bedroom | 1401513 | Bedroom | 0.1232%
14015 | 13 | 2 |  | Manual | 1 | Table | Compact Fluorescent |  | Twist | 1 | 18 | Bedroom | 1401513 | Bedroom | 0.1232%
14015 | 13 | 3 |  | Manual | 1 | Table | Compact Fluorescent |  | Twist | 1 | 18 | Bedroom | 1401513 | Bedroom | 0.1232%
14015 | 14 | 1 |  | Manual | 1 | Ceiling Fixture | Compact Fluorescent |  | Twist | 2 | 18 | Other | 1401514 | Other | 0.1232%
14015 | 14 | 2 |  | Manual | 1 | Table | Incandescent |  | Other | 2 | 20 | Other | 1401514 | Other | 0.1232%
14015 | 15 | 1 |  | Manual | 4 | Recessed Can | Compact Fluorescent |  | Reflector | 1 | 14 | Hall | 1401515 | Hall | 0.1232%
14015 | 16 | 1 |  | Manual | 1 | Wall Mount | Compact Fluorescent |  | Globe | 4 | 9 | Bathroom | 1401516 | Bathroom | 0.1232%
14015 | 17 | 1 |  | Manual | 1 | Recessed Can | Compact Fluorescent |  | Reflector | 1 | 14 | Bathroom | 1401517 | Bathroom | 0.1232%
14015 | 18 | 1 |  | Manual | 2 | Ceiling Fixture | Compact Fluorescent |  | Twist | 2 | 18 | Closet | 1401518 | Closet | 0.1232%
14015 | 19 | 1 |  | Manual | 1 | Ceiling Fixture | Compact Fluorescent |  | Twist | 2 | 18 | Bedroom | 1401519 | Bedroom | 0.1232%
14015 | 20 | 1 |  | Motion | 2 | Ceiling Fixture | Compact Fluorescent |  | Twist | 1 | 28 | Garage | 1401520 | Garage | 0.1232%
14015 | 21 | 1 |  | Manual | 1 | Recessed Can | Compact Fluorescent |  | Reflector | 1 | 14 | Hall | 1401521 | Hall | 0.1232%
14017 | 1 | 1 |  | Manual | 1 | Ceiling Fixture | Incandescent |  | Standard A Lamp | 1 | 60 | Bathroom | 140171 | Bathroom | 0.02952%
14017 | 2 | 1 |  | Manual | 1 | Ceiling Fixture | Incandescent |  | Standard A Lamp | 1 | 60 | Bedroom | 140172 | Bedroom | 0.02952%
14017 | 2 | 2 |  | Manual | 1 | Table | Incandescent |  | Standard A Lamp | 1 | 60 | Bedroom | 140172 | Bedroom | 0.02952%
14017 | 3 | 1 |  | Manual | 1 | Table | Incandescent |  | Standard A Lamp | 1 | 60 | Bedroom | 140173 | Bedroom | 0.02952%
14017 | 3 | 2 |  | Manual | 1 | Ceiling Fixture | Incandescent |  | Standard A Lamp | 1 | 60 | Bedroom | 140173 | Bedroom | 0.02952%
14017 | 4 | 1 |  | Manual | 1 | Ceiling Fixture | Linear Fluorescent | 48 | T-8 | 2 | 40 | Garage | 140174 | Garage | 0.02952%
14017 | 4 | 2 |  | Manual | 1 | Garage door opener | Incandescent |  | Standard A Lamp | 2 | 60 | Garage | 140174 | Garage | 0.02952%
14017 | 5 | 1 |  | Manual | 1 | Ceiling Fixture | Incandescent |  | Standard A Lamp | 1 | 60 | Bathroom | 140175 | Bathroom | 0.02952%
14017 | 6 | 1 |  | Manual | 3 | Ceiling Fixture | Compact Fluorescent |  | Twist | 1 | 15 | Hall | 140176 | Hall | 0.02952%
14017 | 7 | 1 |  | Manual | 2 | Ceiling Fixture | Compact Fluorescent |  | Pin base | 2 | 22 | Kitchen | 140177 | Kitchen | 0.02952%
14017 | 7 | 2 |  | Manual | 1 | Ceiling Fan | Incandescent |  | Decorative | 5 | 25 | Kitchen | 140177 | Kitchen | 0.02952%
14017 | 8 | 1 |  | Manual | 2 | Ceiling Fixture | Linear Fluorescent | 48 | T-8 | 2 | 32 | Laundry Room | 140178 | Laundry Room | 0.02952%
14017 | 9 | 1 |  | Manual | 2 | Table | Incandescent |  | Standard A Lamp | 1 | 100 | Living Room | 140179 | Living Room | 0.02952%
14017 | 9 | 2 |  | Manual | 2 | Table | Compact Fluorescent |  | Twist | 1 | 22 | Living Room | 140179 | Living Room | 0.02952%
14017 | 9 | 3 |  | Manual | 1 | Floor lamp | Compact Fluorescent |  | Twist | 2 | 15 | Living Room | 140179 | Living Room | 0.02952%
14017 | 10 | 1 |  | Manual | 2 | Ceiling Fixture | Compact Fluorescent |  | Twist | 1 | 15 | Master Bedroom | 1401710 | Master Bedroom | 0.02952%
14017 | 10 | 2 |  | Manual | 2 | Track | Incandescent |  | Standard A Lamp | 1 | 60 | Master Bedroom | 1401710 | Master Bedroom | 0.02952%
14017 | 11 | 1 |  | Manual | 1 | Table | Linear Fluorescent | 48 | T-12 | 2 | 32 | Other | 1401711 | Other | 0.02952%
14037 | 1 | 1 |  | Dimmer | 1 | Chandelier (Hanging) | Incandescent |  | Mini base | 5 | 40 | Dining Room | 140371 | Dining Room | 0.03789%
14037 | 1 | 2 |  | Manual | 2 | Wall Mount | Incandescent |  | Mini base | 1 | 50 | Dining Room | 140371 | Dining Room | 0.03789%
14037 | 2 | 1 |  | Timer | 1 | Floor lamp | Compact Fluorescent |  | Twist | 1 | 18 | Family Room | 140372 | Family Room | 0.03789%
14037 | 2 | 2 |  | Timer | 1 | Table | Compact Fluorescent |  | Twist | 1 | 18 | Family Room | 140372 | Family Room | 0.03789%
14037 | 2 | 3 |  | Manual | 1 | Wall Mount | Halogen |  | MR | 3 | 35 | Family Room | 140372 | Family Room | 0.03789%
14037 | 3 | 1 |  | Manual | 1 | Wall Mount | Incandescent |  | Globe | 4 | 40 | Bathroom | 140373 | Bathroom | 0.03789%
14037 | 4 | 1 |  | Manual | 1 | Track | Other |  | Other | 3 | 49 | Hall | 140374 | Hall | 0.03789%
14037 | 5 | 1 |  | Dimmer | 1 | Track | Other |  | Other | 4 | 41 | Bedroom | 140375 | Bedroom | 0.03789%
14037 | 5 | 2 |  | Manual | 1 | Table | Incandescent |  | Standard A Lamp | 1 | 60 | Bedroom | 140375 | Bedroom | 0.03789%
14037 | 5 | 3 |  | Manual | 1 | Table | Incandescent |  | Mini base | 1 | 4 | Bedroom | 140375 | Bedroom | 0.03789%
14037 | 6 | 1 |  | Manual | 2 | Ceiling Fixture | Compact Fluorescent |  | Twist | 3 | 18 | Kitchen | 140376 | Kitchen | 0.03789%
14037 | 6 | 2 |  | Manual | 1 | Ceiling Fixture | Linear Fluorescent | 48 | T-12 | 2 | 40 | Kitchen | 140376 | Kitchen | 0.03789%
14037 | 6 | 3 |  | Manual | 2 | Recessed Can | Compact Fluorescent |  | Reflector | 1 | 18 | Kitchen | 140376 | Kitchen | 0.03789%
14037 | 7 | 1 |  | Manual | 1 | Wall Mount | Incandescent |  | Globe | 1 | 40 | Bathroom | 140377 | Bathroom | 0.03789%
14037 | 8 | 1 |  | Dimmer | 3 | Recessed Can | Halogen |  | PAR | 1 | 75 | Bedroom | 140378 | Bedroom | 0.03789%
14037 | 8 | 2 |  | Manual | 1 | Wall Mount | Other |  | LED Interior | 1 | 1 | Bedroom | 140378 | Bedroom | 0.03789%
14037 | 9 | 1 |  | Dimmer | 3 | Recessed Can | Halogen |  | PAR | 1 | 75 | Master Bedroom | 140379 | Master Bedroom | 0.03789%
14037 | 9 | 2 |  | Manual | 1 | Table | Halogen |  | Other | 1 | 50 | Master Bedroom | 140379 | Master Bedroom | 0.03789%
14037 | 9 | 3 |  | Manual | 1 | Table | Compact Fluorescent |  | Twist | 1 | 13 | Master Bedroom | 140379 | Master Bedroom | 0.03789%
14037 | 10 | 1 |  | Manual | 1 | Ceiling Fixture | Linear Fluorescent | 48 | T-12 | 1 | 40 | Closet | 1403710 | Closet | 0.03789%
14037 | 11 | 1 |  | Manual | 1 | Ceiling Fixture | Linear Fluorescent | 48 | T-12 | 1 | 40 | Closet | 1403711 | Closet | 0.03789%
14037 | 12 | 1 |  | Dimmer | 4 | Recessed Can | Other |  | Other |  | 56 | Hall | 1403712 | Hall | 0.03789%
14037 | 13 | 1 |  | Dimmer | 9 | Recessed Can | Other |  | Other | 1 | 73 | Laundry Room | 1403713 | Laundry Room | 0.03789%
14037 | 14 | 1 |  | Manual | 2 | Ceiling Fixture | Other |  | Other | 2 | 68 | Garage | 1403714 | Garage | 0.03789%
14037 | 14 | 2 |  | Manual | 2 | Garage door opener | Compact Fluorescent |  | Twist | 1 | 15 | Garage | 1403714 | Garage | 0.03789%
14037 | 14 | 3 |  | Manual | 2 | Ceiling Fixture | Linear Fluorescent | 96 | T-12 | 2 | 96 | Garage | 1403714 | Garage | 0.03789%
14037 | 15 | 1 |  | Manual | 1 | Ceiling Fixture | Linear Fluorescent | 48 | T-12 | 4 | 40 | Other | 1403715 | Other | 0.03789%
14046 | 1 | 1 |  | Manual | 2 | Ceiling Fixture | Linear Fluorescent | 48 | T-12 | 2 | 40 | Kitchen | 140461 | Kitchen | 0.0364%
14046 | 1 | 2 |  | Manual | 1 | Ceiling Fixture | Incandescent |  | Standard A Lamp | 1 | 60 | Kitchen | 140461 | Kitchen | 0.0364%
14046 | 2 | 1 |  | Manual | 1 | Ceiling Fixture | Incandescent |  | Standard A Lamp | 1 | 60 | Bedroom | 140462 | Bedroom | 0.0364%
14046 | 3 | 1 |  | Manual | 1 | Ceiling Fixture | Incandescent |  | Standard A Lamp | 1 | 60 | Closet | 140463 | Closet | 0.0364%
14046 | 4 | 1 |  | Manual | 1 | Ceiling Fixture | Incandescent |  | Standard A Lamp | 1 | 40 | Laundry Room | 140464 | Laundry Room | 0.0364%
14046 | 5 | 1 |  | Manual | 1 | Chandelier (Hanging) | Incandescent |  | Decorative | 5 | 60 | Dining Room | 140465 | Dining Room | 0.0364%
14046 | 6 | 1 |  | Manual | 1 | Ceiling Fan | Compact Fluorescent |  | Twist | 4 | 15 | Bedroom | 140466 | Bedroom | 0.0364%
14046 | 7 | 1 |  | Manual | 1 | Ceiling Fixture | Incandescent |  | Standard A Lamp | 1 | 60 | Bathroom | 140467 | Bathroom | 0.0364%
14046 | 7 | 2 |  | Manual | 1 | Wall Mount | Compact Fluorescent |  | Twist | 5 | 15 | Bathroom | 140467 | Bathroom | 0.0364%
14046 | 8 | 1 |  | Manual | 1 | Ceiling Fixture | Incandescent |  | Standard A Lamp | 1 | 60 | Closet | 140468 | Closet | 0.0364%
14046 | 9 | 1 |  | Manual | 1 | Table | Compact Fluorescent |  | Twist | 1 | 15 | Living Room | 140469 | Living Room | 0.0364%
14046 | 9 | 2 |  | Manual | 2 | Floor lamp | Incandescent |  | Clear | 1 | 40 | Living Room | 140469 | Living Room | 0.0364%
14046 | 10 | 1 |  | Manual | 1 | Wall Mount | Incandescent |  | Globe | 7 | 40 | Bathroom | 1404610 | Bathroom | 0.0364%
14046 | 11 | 1 |  | Manual | 1 | Ceiling Fixture | Incandescent |  | Standard A Lamp | 1 | 40 | Hall | 1404611 | Hall | 0.0364%
14046 | 12 | 1 |  | Manual | 1 | Ceiling Fixture | Incandescent |  | Standard A Lamp | 2 | 60 | Bedroom | 1404612 | Bedroom | 0.0364%
14051 | 1 | 1 |  | Manual | 2 | Wall Mount | Incandescent |  | Standard A Lamp | 1 | 50 | Bathroom | 140511 | Bathroom | 0.02952%
14051 | 1 | 2 |  | Manual | 1 | Ceiling Fixture | Incandescent |  | Heat Lamp | 1 | 250 | Bathroom | 140511 | Bathroom | 0.02952%
14051 | 2 | 1 |  | Manual | 1 | Ceiling Fixture | Incandescent |  | Standard A Lamp | 1 | 60 | Bedroom | 140512 | Bedroom | 0.02952%
14051 | 2 | 2 |  | Manual | 1 | Table | Compact Fluorescent |  | Straight Tube | 1 | 15 | Bedroom | 140512 | Bedroom | 0.02952%
14051 | 3 | 1 |  | Manual | 1 | Ceiling Fixture | Incandescent |  | Standard A Lamp | 2 | 60 | Dining Room | 140513 | Dining Room | 0.02952%
14051 | 3 | 2 |  | Dimmer | 1 | Recessed Can | Incandescent |  | Reflector | 1 | 65 | Dining Room | 140513 | Dining Room | 0.02952%
14051 | 3 | 3 |  | Manual | 1 | Floor lamp | Compact Fluorescent |  | Twist | 1 | 15 | Dining Room | 140513 | Dining Room | 0.02952%
14051 | 4 | 1 |  | Manual | 1 | Ceiling Fixture | Incandescent |  | Standard A Lamp | 1 | 75 | Hall | 140514 | Hall | 0.02952%
14051 | 5 | 1 |  | Manual | 1 | Ceiling Fixture | Compact Fluorescent |  | Circline (Screw Base) | 1 | 28 | Kitchen | 140515 | Kitchen | 0.02952%
14051 | 5 | 2 |  | Manual | 4 | Recessed Can | Incandescent |  | Reflector | 1 | 65 | Kitchen | 140515 | Kitchen | 0.02952%
14051 | 5 | 3 |  | Manual | 1 | Wall Mount | Linear Fluorescent | 24 | T-5 | 1 | 16 | Kitchen | 140515 | Kitchen | 0.02952%
14051 | 6 | 1 |  | Manual | 1 | Ceiling Fixture | Compact Fluorescent |  | Circline (Screw Base) | 1 | 28 | Laundry Room | 140516 | Laundry Room | 0.02952%
14051 | 7 | 1 |  | Manual | 1 | Ceiling Fixture | Incandescent |  | Standard A Lamp | 5 | 40 | Living Room | 140517 | Living Room | 0.02952%
14051 | 7 | 2 |  | Manual | 1 | Recessed Can | Incandescent |  | Reflector | 1 | 65 | Living Room | 140517 | Living Room | 0.02952%
14051 | 7 | 3 |  | Manual | 1 | Table | Compact Fluorescent |  | Twist | 1 | 15 | Living Room | 140517 | Living Room | 0.02952%
14051 | 7 | 4 |  | Manual | 2 | Floor lamp | Compact Fluorescent |  | Twist | 1 | 15 | Living Room | 140517 | Living Room | 0.02952%
14051 | 8 | 1 |  | Manual | 1 | Ceiling Fixture | Incandescent |  | Standard A Lamp | 1 | 60 | Bathroom | 140518 | Bathroom | 0.02952%
14051 | 8 | 2 |  | Manual | 1 | Ceiling Fixture | Incandescent |  | Standard A Lamp | 1 | 40 | Bathroom | 140518 | Bathroom | 0.02952%
14051 | 9 | 1 |  | Manual | 1 | Ceiling Fixture | Incandescent |  | Clear | 2 | 40 | Master Bedroom | 140519 | Master Bedroom | 0.02952%
14051 | 9 | 2 |  | Manual | 1 | Table | Compact Fluorescent |  | Twist | 1 | 15 | Master Bedroom | 140519 | Master Bedroom | 0.02952%
14051 | 10 | 1 |  | Dimmer | 1 | Ceiling Fixture | Compact Fluorescent |  | Circline (Screw Base) | 1 | 28 | Hall | 1405110 | Hall | 0.02952%
14051 | 11 | 1 |  | Manual | 1 | Table | Incandescent |  | Standard A Lamp | 1 | 75 | Bedroom | 1405111 | Bedroom | 0.02952%
14051 | 11 | 2 |  | Manual | 1 | Table | Incandescent |  | Other | 1 | 45 | Bedroom | 1405111 | Bedroom | 0.02952%
14051 | 11 | 3 |  | Manual | 1 | Table | Compact Fluorescent |  | Twist | 1 | 15 | Bedroom | 1405111 | Bedroom | 0.02952%
14051 | 12 | 1 |  | Manual | 1 | Ceiling Fixture | Incandescent |  | Standard A Lamp | 1 | 60 | Bathroom | 1405112 | Bathroom | 0.02952%
14051 | 13 | 1 |  | Manual | 1 | Wall Mount | Linear Fluorescent | 24 | T-8 | 1 | 16 | Closet | 1405113 | Closet | 0.02952%
14051 | 14 | 1 |  | Manual | 1 | Ceiling Fixture | Incandescent |  | Standard A Lamp | 1 | 75 | Hall | 1405114 | Hall | 0.02952%
14051 | 15 | 1 |  | Manual | 1 | Wall Mount | Linear Fluorescent | 24 | T-8 | 1 | 16 | Closet | 1405115 | Closet | 0.02952%
14051 | 16 | 1 |  | Manual | 2 | Chandelier (Hanging) | Incandescent |  | Standard A Lamp | 1 | 60 | Other | 1405116 | Other | 0.02952%
14052 | 1 | 1 |  | Manual | 1 | Wall Mount | Incandescent |  | Globe | 6 | 40 | Bathroom | 140521 | Bathroom | 0.02952%
14052 | 1 | 2 |  | Manual | 1 | Ceiling Fixture | Incandescent |  | Heat Lamp | 1 | 150 | Bathroom | 140521 | Bathroom | 0.02952%
14052 | 2 | 1 |  | Manual | 1 | Wall Mount | Incandescent |  | Globe | 6 | 40 | Bathroom | 140522 | Bathroom | 0.02952%
14052 | 2 | 2 |  | Manual | 1 | Ceiling Fixture | Incandescent |  | Heat Lamp | 1 | 150 | Bathroom | 140522 | Bathroom | 0.02952%
14052 | 3 | 1 |  | Manual | 1 | Ceiling Fixture | Incandescent |  | Standard A Lamp | 2 | 60 | Bedroom | 140523 | Bedroom | 0.02952%
14052 | 3 | 2 |  | Manual | 1 | Table | Incandescent |  | Standard A Lamp | 1 | 60 | Bedroom | 140523 | Bedroom | 0.02952%
14052 | 4 | 1 |  | Manual | 1 | Ceiling Fixture | Incandescent |  | Standard A Lamp | 2 | 60 | Bedroom | 140524 | Bedroom | 0.02952%
14052 | 5 | 1 |  | Manual | 1 | Ceiling Fixture | Incandescent |  | Standard A Lamp | 2 | 60 | Bedroom | 140525 | Bedroom | 0.02952%
14052 | 6 | 1 |  | Manual | 3 | Ceiling Fixture | Compact Fluorescent |  | Twist | 1 | 15 | Garage | 140526 | Garage | 0.02952%
14052 | 7 | 1 |  | Manual | 2 | Ceiling Fixture | Incandescent |  | Mini base | 4 | 25 | Hall | 140527 | Hall | 0.02952%
14052 | 8 | 1 |  | Manual | 1 | Ceiling Fixture | Incandescent |  | Mini base | 4 | 25 | Hall | 140528 | Hall | 0.02952%
14052 | 9 | 1 |  | Manual | 1 | Chandelier (Hanging) | Incandescent |  | Mini base | 6 | 25 | Kitchen | 140529 | Kitchen | 0.02952%
14052 | 9 | 2 |  | Manual | 1 | Chandelier (Hanging) | Compact Fluorescent |  | Twist | 1 | 15 | Kitchen | 140529 | Kitchen | 0.02952%
14052 | 9 | 3 |  | Manual | 1 | Ceiling Fixture | Incandescent |  | Mini base | 4 | 25 | Kitchen | 140529 | Kitchen | 0.02952%
14052 | 9 | 4 |  | Manual | 1 | Ceiling Fixture | Compact Fluorescent |  | Twist | 2 | 15 | Kitchen | 140529 | Kitchen | 0.02952%
14052 | 9 | 5 |  | Manual | 1 | Ceiling Fixture | Compact Fluorescent |  | Twist | 1 | 15 | Kitchen | 140529 | Kitchen | 0.02952%
14052 | 10 | 1 |  | Manual | 2 | Ceiling Fixture | Halogen |  | MR | 4 | 30 | Family Room | 1405210 | Family Room | 0.02952%
14052 | 10 | 2 |  | Manual | 1 | Table | Compact Fluorescent |  | Twist | 1 | 15 | Family Room | 1405210 | Family Room | 0.02952%
14052 | 11 | 1 |  | Manual | 1 | Ceiling Fan | Compact Fluorescent |  | Twist | 4 | 15 | Master Bedroom | 1405211 | Master Bedroom | 0.02952%
14052 | 11 | 2 |  | Manual | 2 | Table | Compact Fluorescent |  | Twist | 1 | 15 | Master Bedroom | 1405211 | Master Bedroom | 0.02952%
14052 | 12 | 1 |  | Manual | 1 | Ceiling Fixture | Compact Fluorescent |  | Twist | 2 | 15 | Office | 1405212 | Office | 0.02952%
14052 | 13 | 1 |  | Manual | 1 | Table | Incandescent |  | Standard A Lamp | 1 | 40 | Bedroom | 1405213 | Bedroom | 0.02952%
14052 | 13 | 2 |  | Manual | 1 | Chandelier (Hanging) | Incandescent |  | Standard A Lamp | 2 | 60 | Bedroom | 1405213 | Bedroom | 0.02952%
14052 | 14 | 1 |  | Manual | 3 | Wall Mount | Compact Fluorescent |  | Twist | 1 | 15 | Hall | 1405214 | Hall | 0.02952%
14052 | 15 | 1 |  | Manual | 1 | Ceiling Fixture | Compact Fluorescent |  | Twist | 2 | 15 | Office | 1405215 | Office | 0.02952%
14052 | 15 | 2 |  | Manual | 1 | Table | Incandescent |  | Standard A Lamp | 1 | 60 | Office | 1405215 | Office | 0.02952%
14073 | 1 | 1 |  | Manual | 2 | Chandelier (Hanging) | Incandescent |  | Other | 1 | 20 | Hall | 140731 | Hall | 0.04979%
14073 | 2 | 1 |  | Manual | 1 | Wall Mount | Compact Fluorescent |  | Twist | 3 | 14 | Bathroom | 140732 | Bathroom | 0.04979%
14073 | 3 | 1 |  | Manual | 1 | Track | Other |  | LED Interior | 1 | 1 | Kitchen | 140733 | Kitchen | 0.04979%
14073 | 3 | 2 |  | Manual | 1 | Track | Halogen |  | MR | 1 | 50 | Kitchen | 140733 | Kitchen | 0.04979%
14073 | 3 | 3 |  | Manual | 1 | Track | Other |  | LED Interior | 1 | 3 | Kitchen | 140733 | Kitchen | 0.04979%
14073 | 3 | 4 |  | Manual | 1 | Track | Compact Fluorescent |  | Pin base | 1 | 5 | Kitchen | 140733 | Kitchen | 0.04979%
14073 | 3 | 5 |  | Manual | 1 | Other | Compact Fluorescent |  | Twist | 1 | 9 | Kitchen | 140733 | Kitchen | 0.04979%
14073 | 3 | 6 |  | Manual | 2 | Other | Compact Fluorescent |  | Twist | 3 | 14 | Kitchen | 140733 | Kitchen | 0.04979%
14073 | 3 | 7 |  | Manual | 2 | Other | Compact Fluorescent |  | Twist | 3 | 14 | Kitchen | 140733 | Kitchen | 0.04979%
14073 | 3 | 8 |  | Manual | 1 | Other | Compact Fluorescent |  | Twist | 3 | 23 | Kitchen | 140733 | Kitchen | 0.04979%
14073 | 3 | 9 |  | Manual | 2 | Other | Compact Fluorescent |  | Twist | 1 | 23 | Kitchen | 140733 | Kitchen | 0.04979%
14073 | 3 | 10 |  | Manual | 1 | Track | Halogen |  | MR | 2 | 35 | Kitchen | 140733 | Kitchen | 0.04979%
14073 | 4 | 1 |  | Manual | 1 | Floor lamp | Compact Fluorescent |  | Twist | 2 | 14 | Dining Room | 140734 | Dining Room | 0.04979%
14073 | 4 | 2 |  | Manual | 1 | Floor lamp | Compact Fluorescent |  | Reflector | 1 | 26 | Dining Room | 140734 | Dining Room | 0.04979%
14073 | 4 | 3 |  | Manual | 1 | Track | Other |  | LED Interior | 8 | 5 | Dining Room | 140734 | Dining Room | 0.04979%
14073 | 4 | 4 |  | Manual | 1 | Track | Halogen |  | MR | 1 | 50 | Dining Room | 140734 | Dining Room | 0.04979%
14073 | 5 | 1 |  | Manual | 1 | Wall Mount | Compact Fluorescent |  | Twist | 5 | 14 | Bathroom | 140735 | Bathroom | 0.04979%
14073 | 5 | 2 | above shower stall | Manual | 1 | Other | Linear Fluorescent | 48 | T-12 | 1 | 40 | Bathroom | 140735 | Bathroom | 0.04979%
14073 | 6 | 1 |  | Manual | 1 | Ceiling Fixture | Compact Fluorescent |  | Twist | 1 | 23 | Closet | 140736 | Closet | 0.04979%
14073 | 7 | 1 |  | Dimmer | 1 | Track | Halogen |  | MR | 4 | 50 | Master Bedroom | 140737 | Master Bedroom | 0.04979%
14073 | 7 | 2 |  | Manual | 1 | Table | Compact Fluorescent |  | Twist | 1 | 23 | Master Bedroom | 140737 | Master Bedroom | 0.04979%
14073 | 7 | 3 |  | Manual | 1 | Table | Other |  | LED Interior | 1 | 5 | Master Bedroom | 140737 | Master Bedroom | 0.04979%
14073 | 8 | 1 |  | Manual | 1 | Track | Halogen |  | MR | 5 | 50 | Office | 140738 | Office | 0.04979%
14073 | 9 | 1 |  | Manual | 1 | Ceiling Fixture | Incandescent |  | Standard A Lamp | 1 | 60 | Closet | 140739 | Closet | 0.04979%
14073 | 10 | 1 |  | Dimmer | 2 | Chandelier (Hanging) | Incandescent |  | Standard A Lamp | 1 | 40 | Dining Room | 1407310 | Dining Room | 0.04979%
14073 | 11 | 1 |  | Manual | 1 | Chandelier (Hanging) | Compact Fluorescent |  | Twist | 5 | 14 | Dining Room | 1407311 | Dining Room | 0.04979%
14073 | 12 | 1 |  | Manual | 1 | Ceiling Fixture | Incandescent |  | Standard A Lamp | 1 | 60 | Closet | 1407312 | Closet | 0.04979%
14073 | 13 | 1 |  | Manual | 1 | Wall Mount | Compact Fluorescent |  | Twist | 3 | 14 | Bathroom | 1407313 | Bathroom | 0.04979%
14073 | 13 | 2 |  | Manual | 1 | Wall Mount | Compact Fluorescent |  | A shape bulb | 1 | 7 | Bathroom | 1407313 | Bathroom | 0.04979%
14073 | 13 | 3 |  | Manual | 2 | Recessed Can | Halogen |  | MR | 1 | 50 | Bathroom | 1407313 | Bathroom | 0.04979%
14073 | 14 | 1 |  | Manual | 1 | Ceiling Fixture | Compact Fluorescent |  | Reflector | 2 | 26 | Bedroom | 1407314 | Bedroom | 0.04979%
14073 | 14 | 2 |  | Manual | 1 | Ceiling Fixture | Compact Fluorescent |  | Twist | 1 | 14 | Bedroom | 1407314 | Bedroom | 0.04979%
14073 | 14 | 3 |  | Manual | 1 | Chandelier (Hanging) | Incandescent |  | Other | 1 | 20 | Bedroom | 1407314 | Bedroom | 0.04979%
14073 | 14 | 4 |  | Manual | 1 | Wall Mount | Incandescent |  | Mini base | 1 | 20 | Bedroom | 1407314 | Bedroom | 0.04979%
14073 | 14 | 5 |  | Manual | 1 | Wall Mount | Incandescent |  | Mini base | 1 | 15 | Bedroom | 1407314 | Bedroom | 0.04979%
14073 | 15 | 1 |  | Manual | 1 | Track | Halogen |  | MR | 4 | 50 | Family Room | 1407315 | Family Room | 0.04979%
14073 | 15 | 2 |  | Manual | 1 | Track | Incandescent |  | Other | 2 | 20 | Family Room | 1407315 | Family Room | 0.04979%
14073 | 15 | 3 |  | Manual | 1 | Ceiling Fixture | Compact Fluorescent |  | Twist | 1 | 23 | Family Room | 1407315 | Family Room | 0.04979%
14073 | 15 | 4 |  | Manual | 2 | Torchiere | Halogen |  | Quartz Tube | 1 | 300 | Family Room | 1407315 | Family Room | 0.04979%
14073 | 16 | 1 |  | Manual | 1 | Ceiling Fixture | Incandescent |  | Standard A Lamp | 1 | 60 | Other | 1407316 | Other | 0.04979%
14073 | 17 | 1 |  | Manual | 1 | Ceiling Fixture | Halogen |  | MR | 3 | 50 | Bedroom | 1407317 | Bedroom | 0.04979%
14073 | 18 | 1 |  | Manual | 2 | Recessed Can | Compact Fluorescent |  | Reflector | 1 | 26 | Hall | 1407318 | Hall | 0.04979%
14073 | 18 | 2 |  | Manual | 1 | Recessed Can | Compact Fluorescent |  | Twist | 1 | 14 | Hall | 1407318 | Hall | 0.04979%
14073 | 19 | 1 |  | Manual | 1 | Track | Compact Fluorescent |  | Twist | 3 | 14 | Office | 1407319 | Office | 0.04979%
14073 | 19 | 2 |  | Manual | 1 | Recessed Can | Compact Fluorescent |  | Twist | 1 | 26 | Office | 1407319 | Office | 0.04979%
14073 | 20 | 1 |  | Manual | 1 | Ceiling Fan | Incandescent |  | Mini base | 1 | 25 | Laundry Room | 1407320 | Laundry Room | 0.04979%
14073 | 20 | 2 |  | Manual | 1 | Ceiling Fan | Incandescent |  | Mini base | 1 | 60 | Laundry Room | 1407320 | Laundry Room | 0.04979%
14073 | 21 | 1 |  | Manual | 1 | Ceiling Fixture | Incandescent |  | Standard A Lamp | 1 | 60 | Closet | 1407321 | Closet | 0.04979%
14073 | 22 | 1 |  | Manual | 1 | Ceiling Fixture | Compact Fluorescent |  | Twist | 1 | 23 | Garage | 1407322 | Garage | 0.04979%
14073 | 22 | 2 |  | Manual | 1 | Ceiling Fixture | Compact Fluorescent |  | Twist | 1 | 13 | Garage | 1407322 | Garage | 0.04979%
14073 | 22 | 3 |  | Manual | 1 | Ceiling Fixture | Linear Fluorescent | 48 | T-12 | 2 | 40 | Garage | 1407322 | Garage | 0.04979%
14073 | 23 | 1 |  | Manual | 1 | Chandelier (Hanging) | Incandescent |  | Other | 3 | 20 | Hall | 1407323 | Hall | 0.04979%
14073 | 23 | 2 |  | Manual | 1 | Ceiling Fixture | Halogen |  | MR | 3 | 50 | Hall | 1407323 | Hall | 0.04979%
14078 | 1 | 1 |  | Manual | 1 | Wall Mount | Incandescent |  | Standard A Lamp | 3 | 40 | Bathroom | 140781 | Bathroom | 0.0286%
14078 | 2 | 1 |  | Manual | 1 | Ceiling Fixture | Compact Fluorescent |  | Twist | 2 | 13 | Bedroom | 140782 | Bedroom | 0.0286%
14078 | 2 | 2 |  | Manual | 1 | Table | Halogen |  | Quartz Tube | 1 | 20 | Bedroom | 140782 | Bedroom | 0.0286%
14078 | 2 | 3 |  | Manual | 1 | Wall Mount | Incandescent |  | Standard A Lamp | 1 | 60 | Bedroom | 140782 | Bedroom | 0.0286%
14078 | 2 | 4 |  | Manual | 1 | Floor lamp | Compact Fluorescent |  | Twist | 1 | 15 | Bedroom | 140782 | Bedroom | 0.0286%
14078 | 3 | 1 |  | Manual | 1 | Wall Mount | Incandescent |  | Standard A Lamp | 1 | 40 | Closet | 140783 | Closet | 0.0286%
14078 | 4 | 1 |  | Manual | 1 | Chandelier (Hanging) | Incandescent |  | Decorative | 3 | 40 | Dining Room | 140784 | Dining Room | 0.0286%
14078 | 4 | 2 |  | Manual | 1 | Table | Incandescent |  | Standard A Lamp | 1 | 75 | Dining Room | 140784 | Dining Room | 0.0286%
14078 | 4 | 3 |  | Manual | 1 | Ceiling Fixture | Incandescent |  | Standard A Lamp | 1 | 40 | Dining Room | 140784 | Dining Room | 0.0286%
14078 | 4 | 4 |  | Manual | 1 | Table | Incandescent |  | Standard A Lamp | 2 | 25 | Dining Room | 140784 | Dining Room | 0.0286%
14078 | 5 | 1 |  | Manual | 1 | Chandelier (Hanging) | Incandescent |  | Standard A Lamp | 3 | 40 | Other | 140785 | Other | 0.0286%
14078 | 5 | 2 |  | Manual | 1 | Table | Incandescent |  | Standard A Lamp | 1 | 40 | Other | 140785 | Other | 0.0286%
14078 | 6 | 1 |  | Manual | 1 | Chandelier (Hanging) | Compact Fluorescent |  | Twist | 2 | 13 | Family Room | 140786 | Family Room | 0.0286%
14078 | 6 | 2 |  | Manual | 2 | Torchiere | Incandescent |  | 3-Way Incandescent | 1 | 70 | Family Room | 140786 | Family Room | 0.0286%
14078 | 6 | 3 |  | Manual | 1 | Wall Mount | Compact Fluorescent |  | Twist | 1 | 13 | Family Room | 140786 | Family Room | 0.0286%
14078 | 7 | 1 |  | Manual | 1 | Ceiling Fixture | Compact Fluorescent |  | Twist | 1 | 13 | Hall | 140787 | Hall | 0.0286%
14078 | 8 | 1 |  | Manual | 2 | Ceiling Fixture | Compact Fluorescent |  | Twist | 1 | 28 | Kitchen | 140788 | Kitchen | 0.0286%
14078 | 9 | 1 |  | Manual | 1 | Ceiling Fixture | Compact Fluorescent |  | Twist | 1 | 13 | Laundry Room | 140789 | Laundry Room | 0.0286%
14078 | 10 | 1 |  | Manual | 1 | Ceiling Fixture | Incandescent |  | Standard A Lamp | 3 | 40 | Living Room | 1407810 | Living Room | 0.0286%
14078 | 10 | 2 |  | Manual | 1 | Floor lamp | Incandescent |  | Standard A Lamp | 3 | 25 | Living Room | 1407810 | Living Room | 0.0286%
14078 | 10 | 3 |  | Manual | 1 | Table | Incandescent |  | Standard A Lamp | 2 | 40 | Living Room | 1407810 | Living Room | 0.0286%
14078 | 10 | 4 |  | Manual | 1 | Table | Incandescent |  | Standard A Lamp | 1 | 60 | Living Room | 1407810 | Living Room | 0.0286%
14078 | 11 | 1 |  | Manual | 1 | Ceiling Fixture | Compact Fluorescent |  | Twist | 2 | 13 | Master Bedroom | 1407811 | Master Bedroom | 0.0286%
14078 | 11 | 2 |  | Manual | 1 | Table | Halogen |  | Quartz Tube | 1 | 100 | Master Bedroom | 1407811 | Master Bedroom | 0.0286%
14078 | 12 | 1 |  | Manual | 1 | Ceiling Fixture | Incandescent |  | Standard A Lamp | 1 | 40 | Closet | 1407812 | Closet | 0.0286%
14078 | 13 | 1 |  | Manual | 1 | Ceiling Fixture | Incandescent |  | Standard A Lamp | 1 | 75 | Bedroom | 1407813 | Bedroom | 0.0286%
14078 | 14 | 1 |  | Manual | 2 | Ceiling Fixture | Incandescent |  | Standard A Lamp | 1 | 40 | Closet | 1407814 | Closet | 0.0286%
14078 | 15 | 1 |  | Manual | 1 | Ceiling Fixture | Compact Fluorescent |  | Twist | 1 | 15 | Bedroom | 1407815 | Bedroom | 0.0286%
14078 | 15 | 2 |  | Manual | 2 | Table | Incandescent |  | Standard A Lamp | 1 | 60 | Bedroom | 1407815 | Bedroom | 0.0286%
14078 | 16 | 1 |  | Manual | 1 | Ceiling Fixture | Compact Fluorescent |  | Twist | 1 | 28 | Hall | 1407816 | Hall | 0.0286%
14078 | 16 | 2 |  | Manual | 1 | Ceiling Fixture | Incandescent |  | Standard A Lamp | 1 | 60 | Hall | 1407816 | Hall | 0.0286%
14078 | 17 | 1 |  | Manual | 1 | Wall Mount | Incandescent |  | Standard A Lamp | 1 | 60 | Closet | 1407817 | Closet | 0.0286%
14078 | 18 | 1 |  | Manual | 1 | Ceiling Fixture | Compact Fluorescent |  | Twist | 2 | 15 | Other | 1407818 | Other | 0.0286%
14078 | 18 | 2 |  | Manual | 1 | Table | Incandescent |  | Standard A Lamp | 1 | 40 | Other | 1407818 | Other | 0.0286%
14078 | 19 | 1 |  | Manual | 1 | Wall Mount | Incandescent |  | Decorative | 1 | 25 | Closet | 1407819 | Closet | 0.0286%
14078 | 20 | 1 |  | Manual | 1 | Ceiling Fixture | Compact Fluorescent |  | Twist | 2 | 13 | Bedroom | 1407820 | Bedroom | 0.0286%
14078 | 20 | 2 |  | Manual | 1 | Table | Incandescent |  | Decorative | 1 | 25 | Bedroom | 1407820 | Bedroom | 0.0286%
14078 | 20 | 3 |  | Manual | 1 | Table | Incandescent |  | Decorative | 1 | 25 | Bedroom | 1407820 | Bedroom | 0.0286%
14078 | 21 | 1 |  | Manual | 1 | Ceiling Fixture | Incandescent |  | Standard A Lamp | 1 | 60 | Bathroom | 1407821 | Bathroom | 0.0286%
14102 | 1 | 1 |  | Manual | 5 | Recessed Can | Incandescent |  | Reflector | 1 | 65 | Hall | 141021 | Hall | 0.1232%
14102 | 2 | 1 |  | Manual | 2 | Ceiling Fixture | Incandescent |  | Reflector | 1 | 65 | Laundry Room | 141022 | Laundry Room | 0.1232%
14102 | 3 | 1 |  | Manual | 1 | Recessed Can | Incandescent |  | Reflector | 1 | 65 | Bathroom | 141023 | Bathroom | 0.1232%
14102 | 3 | 2 |  | Manual | 1 | Wall Mount | Incandescent |  | Standard A Lamp | 3 | 87 | Bathroom | 141023 | Bathroom | 0.1232%
14102 | 4 | 1 |  | Manual | 6 | Recessed Can | Halogen |  | PAR | 1 | 75 | Other | 141024 | Other | 0.1232%
14102 | 4 | 2 |  | Manual | 1 | Table | Incandescent |  | Standard A Lamp | 1 | 60 | Other | 141024 | Other | 0.1232%
14102 | 5 | 1 |  | Manual | 1 | Chandelier (Hanging) | Incandescent |  | Mini base | 5 | 25 | Dining Room | 141025 | Dining Room | 0.1232%
14102 | 6 | 1 |  | Manual | 1 | Chandelier (Hanging) | Incandescent |  | Mini base | 7 | 40 | Hall | 141026 | Hall | 0.1232%
14102 | 6 | 2 |  | Manual | 1 | Table | Compact Fluorescent |  | Twist | 1 | 13 | Hall | 141026 | Hall | 0.1232%
14102 | 7 | 1 |  | Dimmer | 1 | Chandelier (Hanging) | Incandescent |  | Mini base | 10 | 40 | Dining Room | 141027 | Dining Room | 0.1232%
14102 | 7 | 2 |  | Manual | 3 | Other | Halogen |  | Other | 1 | 20 | Dining Room | 141027 | Dining Room | 0.1232%
14102 | 8 | 1 |  | Manual | 2 | Recessed Can | Incandescent |  | Reflector | 1 | 65 | Bedroom | 141028 | Bedroom | 0.1232%
14102 | 8 | 2 |  | Manual | 1 | Table | Incandescent |  | 3-Way Incandescent | 1 | 150 | Bedroom | 141028 | Bedroom | 0.1232%
14102 | 9 | 2 |  | Manual | 5 | Recessed Can | Incandescent |  | Reflector | 1 | 65 | Kitchen | 141029 | Kitchen | 0.1232%
14102 | 9 | 3 |  | Manual | 3 | Chandelier (Hanging) | Incandescent |  | Standard A Lamp | 1 | 60 | Kitchen | 141029 | Kitchen | 0.1232%
14102 | 9 | 4 |  | Manual | 4 | Other | Linear Fluorescent | 12 | T-5 | 1 | 5 | Kitchen | 141029 | Kitchen | 0.1232%
14102 | 9 | 5 |  | Manual | 2 | Other | Linear Fluorescent | 24 | T-5 | 1 | 10 | Kitchen | 141029 | Kitchen | 0.1232%
14102 | 10 | 1 |  | Dimmer | 1 | Recessed Can | Halogen |  | PAR |  | 75 | Living Room | 1410210 | Living Room | 0.1232%
14102 | 10 | 2 |  | Manual | 1 | Floor lamp | Incandescent |  | 3-Way Incandescent | 1 | 100 | Living Room | 1410210 | Living Room | 0.1232%
14102 | 11 | 1 |  | Manual | 1 | Recessed Can | Incandescent |  | Reflector | 1 | 65 | Bathroom | 1410211 | Bathroom | 0.1232%
14102 | 11 | 2 |  | Manual | 2 | Wall Mount | Incandescent |  | Standard A Lamp | 3 | 60 | Bathroom | 1410211 | Bathroom | 0.1232%
14102 | 12 | 1 |  | Manual | 1 | Recessed - other | Incandescent |  | Reflector | 1 | 150 | Bathroom | 1410212 | Bathroom | 0.1232%
14102 | 13 | 1 |  | Manual | 1 | Table | Incandescent |  | 3-Way Incandescent | 1 | 150 | Master Bedroom | 1410213 | Master Bedroom | 0.1232%
14102 | 13 | 2 |  | Manual | 1 | Floor lamp | Incandescent |  | 3-Way Incandescent | 1 | 150 | Master Bedroom | 1410213 | Master Bedroom | 0.1232%
14102 | 13 | 3 |  | Manual | 1 | Table | Incandescent |  | 3-Way Incandescent | 1 | 150 | Master Bedroom | 1410213 | Master Bedroom | 0.1232%
14102 | 14 | 1 |  | Manual | 2 | Recessed Can | Incandescent |  | Reflector | 1 | 65 | Closet | 1410214 | Closet | 0.1232%
14102 | 15 | 1 |  | Manual | 1 | Recessed Can | Incandescent |  | Reflector | 1 | 65 | Hall | 1410215 | Hall | 0.1232%
14102 | 16 | 1 |  | Manual | 2 | Recessed Can | Incandescent |  | Reflector | 1 | 85 | Hall | 1410216 | Hall | 0.1232%
14102 | 17 | 1 |  | Manual | 1 | Wall Mount | Incandescent |  | Standard A Lamp | 3 | 60 | Bathroom | 1410217 | Bathroom | 0.1232%
14102 | 18 | 1 |  | Manual | 7 | Recessed Can | Other |  | Other | 1 | 72 | Office | 1410218 | Office | 0.1232%
14102 | 18 | 2 |  | Manual | 1 | Table | Incandescent |  | Standard A Lamp | 1 | 60 | Office | 1410218 | Office | 0.1232%
14102 | 19 | 1 |  | Manual | 4 | Ceiling Fixture | Linear Fluorescent | 48 | T-8 | 2 | 32 | Garage | 1410219 | Garage | 0.1232%
14102 | 19 | 2 |  | Manual | 1 | Ceiling Fixture | Linear Fluorescent | 48 | T-8 | 2 | 32 | Garage | 1410219 | Garage | 0.1232%
14102 | 19 | 3 |  | Manual | 2 | Garage door opener | Incandescent |  | Clear | 1 | 60 | Garage | 1410219 | Garage | 0.1232%
14117 | 1 | 1 |  | Manual | 1 | Wall Mount | Compact Fluorescent |  | Twist | 1 | 22 | Bathroom | 141171 | Bathroom | 0.0286%
14117 | 2 | 1 |  | Manual | 1 | Ceiling Fixture | Compact Fluorescent |  | Twist | 1 | 15 | Bedroom | 141172 | Bedroom | 0.0286%
14117 | 3 | 1 |  | Manual | 1 | Ceiling Fixture | Compact Fluorescent |  | Twist | 1 | 22 | Bedroom | 141173 | Bedroom | 0.0286%
14117 | 4 | 1 |  | Manual | 1 | Ceiling Fixture | Compact Fluorescent |  | Twist | 1 | 28 | Kitchen | 141174 | Kitchen | 0.0286%
14117 | 4 | 2 |  | Manual | 1 | Wall Mount | Incandescent |  | Standard A Lamp | 1 | 100 | Kitchen | 141174 | Kitchen | 0.0286%
14117 | 5 | 1 |  | Manual | 1 | Ceiling Fixture | Incandescent |  | Standard A Lamp | 1 | 75 | Laundry Room | 141175 | Laundry Room | 0.0286%
14117 | 6 | 1 |  | Manual | 1 | Ceiling Fixture | Compact Fluorescent |  | Twist | 1 | 22 | Living Room | 141176 | Living Room | 0.0286%
14117 | 6 | 2 |  | Manual | 1 | Floor lamp | Compact Fluorescent |  | Twist | 1 | 15 | Living Room | 141176 | Living Room | 0.0286%
14117 | 6 | 3 |  | Manual | 1 | Ceiling Fixture | Incandescent |  | Standard A Lamp | 1 | 60 | Living Room | 141176 | Living Room | 0.0286%
14122 | 1 | 1 |  | Manual | 1 | Wall Mount | Incandescent |  | Globe | 5 | 40 | Bathroom | 141221 | Bathroom | 0.0364%
14122 | 1 | 2 |  | Manual | 1 | Ceiling Fixture | Incandescent |  | Standard A Lamp | 2 | 60 | Bathroom | 141221 | Bathroom | 0.0364%
14122 | 1 | 3 |  | Manual | 1 | Recessed Can | Incandescent |  | Heat Lamp | 1 | 150 | Bathroom | 141221 | Bathroom | 0.0364%
14122 | 2 | 1 |  | Manual | 1 | Ceiling Fixture | Incandescent |  | Standard A Lamp | 2 | 60 | Bathroom | 141222 | Bathroom | 0.0364%
14122 | 2 | 2 |  | Manual | 1 | Wall Mount | Compact Fluorescent |  | Twist | 4 | 15 | Bathroom | 141222 | Bathroom | 0.0364%
14122 | 3 | 1 |  | Manual | 1 | Ceiling Fixture | Incandescent |  | Standard A Lamp | 2 | 40 | Bedroom | 141223 | Bedroom | 0.0364%
14122 | 4 | 1 |  | Manual | 1 | Ceiling Fixture | Incandescent |  | Standard A Lamp | 2 | 40 | Bedroom | 141224 | Bedroom | 0.0364%
14122 | 5 | 1 |  | Manual | 1 | Ceiling Fixture | Incandescent |  | Standard A Lamp | 1 | 60 | Bedroom | 141225 | Bedroom | 0.0364%
14122 | 5 | 2 |  | Manual | 2 | Table | Compact Fluorescent |  | Twist | 1 | 15 | Bedroom | 141225 | Bedroom | 0.0364%
14122 | 6 | 1 |  | Manual | 2 | Table | Incandescent |  | Decorative | 1 | 40 | Bedroom | 141226 | Bedroom | 0.0364%
14122 | 6 | 2 |  | Manual | 1 | Ceiling Fan | Incandescent |  | Standard A Lamp | 1 | 60 | Bedroom | 141226 | Bedroom | 0.0364%
14122 | 7 | 1 |  | Manual | 1 | Ceiling Fan | Incandescent |  | Globe | 3 | 60 | Dining Room | 141227 | Dining Room | 0.0364%
14122 | 8 | 1 |  | Manual | 2 | Ceiling Fixture | Incandescent |  | Standard A Lamp | 1 | 60 | Family Room | 141228 | Family Room | 0.0364%
14122 | 8 | 2 |  | Manual | 2 | Table | Compact Fluorescent |  | Twist | 1 | 15 | Family Room | 141228 | Family Room | 0.0364%
14122 | 9 | 1 |  | Manual | 4 | Ceiling Fixture | Linear Fluorescent | 48 | T-12 | 2 | 40 | Garage | 141229 | Garage | 0.0364%
14122 | 9 | 2 |  | Photo/motion | 1 | Wall Mount | Halogen |  | PAR | 2 | 75 | Garage | 141229 | Garage | 0.0364%
14122 | 10 | 1 |  | Manual | 1 | Ceiling Fixture | Incandescent |  | Standard A Lamp | 2 | 60 | Hall | 1412210 | Hall | 0.0364%
14122 | 11 | 1 |  | Manual | 1 | Ceiling Fixture | Incandescent |  | Standard A Lamp | 2 | 60 | Hall | 1412211 | Hall | 0.0364%
14122 | 12 | 1 |  | Manual | 1 | Ceiling Fixture | Incandescent |  | Standard A Lamp | 2 | 60 | Kitchen | 1412212 | Kitchen | 0.0364%
14122 | 13 | 1 |  | Manual | 1 | Ceiling Fixture | Incandescent |  | Standard A Lamp | 2 | 60 | Laundry Room | 1412213 | Laundry Room | 0.0364%
14122 | 14 | 1 |  | Manual | 2 | Table | Incandescent |  | Decorative | 1 | 25 | Living Room | 1412214 | Living Room | 0.0364%
14122 | 14 | 2 |  | Manual | 1 | Floor lamp | Compact Fluorescent |  | Twist | 1 | 15 | Living Room | 1412214 | Living Room | 0.0364%
14122 | 15 | 1 |  | Manual | 2 | Ceiling Fixture | Incandescent |  | Standard A Lamp | 1 | 40 | Other | 1412215 | Other | 0.0364%
14122 | 16 | 1 |  | Manual | 1 | Ceiling Fixture | Incandescent |  | Standard A Lamp | 1 | 60 | Other | 1412216 | Other | 0.0364%
14129 | 1 | 1 |  | Manual | 1 | Wall Mount | Incandescent |  | Standard A Lamp | 2 | 60 | Bathroom | 141291 | Bathroom | 0.02952%
14129 | 2 | 1 |  | Manual | 1 | Ceiling Fixture | Compact Fluorescent |  | Twist | 2 | 22 | Bedroom | 141292 | Bedroom | 0.02952%
14129 | 3 | 1 |  | Manual | 1 | Ceiling Fixture | Incandescent |  | Standard A Lamp | 2 | 60 | Bedroom | 141293 | Bedroom | 0.02952%
14129 | 3 | 2 |  | Manual | 1 | Table | Compact Fluorescent |  | Twist | 1 | 15 | Bedroom | 141293 | Bedroom | 0.02952%
14129 | 4 | 1 |  | Manual | 1 | Ceiling Fixture | Compact Fluorescent |  | Twist | 2 | 15 | Dining Room | 141294 | Dining Room | 0.02952%
14129 | 5 | 1 |  | Manual | 1 | Ceiling Fixture | Incandescent |  | Standard A Lamp | 1 | 60 | Garage | 141295 | Garage | 0.02952%
14129 | 5 | 2 |  | Manual | 1 | Ceiling Fixture | Linear Fluorescent | 45 | T-12 | 2 | 40 | Garage | 141295 | Garage | 0.02952%
14129 | 6 | 1 |  | Manual | 1 | Ceiling Fixture | Compact Fluorescent |  | Twist | 1 | 22 | Hall | 141296 | Hall | 0.02952%
14129 | 7 | 1 |  | Manual | 1 | Ceiling Fixture | Incandescent |  | Standard A Lamp | 2 | 60 | Kitchen | 141297 | Kitchen | 0.02952%
14129 | 7 | 2 |  | Manual | 1 | Other | Compact Fluorescent |  | Twist | 1 | 15 | Kitchen | 141297 | Kitchen | 0.02952%
14129 | 8 | 1 |  | Manual | 1 | Ceiling Fixture | Incandescent |  | Standard A Lamp | 2 | 60 | Laundry Room | 141298 | Laundry Room | 0.02952%
14129 | 9 | 1 |  | Manual | 1 | Floor lamp | Incandescent |  | Standard A Lamp | 1 | 60 | Living Room | 141299 | Living Room | 0.02952%
14140 | 1 | 1 |  | Manual | 1 | Wall Mount | Incandescent |  | Globe | 3 | 60 | Bathroom | 141401 | Bathroom | 0.04979%
14140 | 2 | 1 |  | Manual | 1 | Wall Mount | Incandescent |  | Reflector | 1 | 50 | Hall | 141402 | Hall | 0.04979%
14140 | 2 | 2 |  | Manual | 1 | Chandelier (Hanging) | Incandescent |  | Mini base | 3 | 60 | Hall | 141402 | Hall | 0.04979%
14140 | 3 | 1 |  | Manual | 1 | Recessed Can | Compact Fluorescent |  | Reflector | 1 | 14 | Kitchen | 141403 | Kitchen | 0.04979%
14140 | 3 | 2 |  | Manual | 1 | Other | Incandescent |  | Reflector | 2 | 50 | Kitchen | 141403 | Kitchen | 0.04979%
14140 | 4 | 1 |  | Manual | 1 | Floor lamp | Compact Fluorescent |  | Twist | 3 | 20 | Living Room | 141404 | Living Room | 0.04979%
14140 | 4 | 2 |  | Manual | 1 | Table | Incandescent |  | Standard A Lamp | 1 | 40 | Living Room | 141404 | Living Room | 0.04979%
14140 | 4 | 3 |  | Manual | 3 | Wall Mount | Halogen |  | Other | 1 | 20 | Living Room | 141404 | Living Room | 0.04979%
14140 | 4 | 4 |  | Manual | 1 | Floor lamp | Incandescent |  | Standard A Lamp | 1 | 60 | Living Room | 141404 | Living Room | 0.04979%
14140 | 5 | 1 |  | Manual | 1 | Ceiling Fan | Incandescent |  | Standard A Lamp | 1 | 100 | Office | 141405 | Office | 0.04979%
14140 | 5 | 2 |  | Manual | 1 | Ceiling Fan | Incandescent |  | Clear | 1 | 40 | Office | 141405 | Office | 0.04979%
14140 | 5 | 3 |  | Manual | 1 | Ceiling Fan | Incandescent |  | Standard A Lamp | 1 | 60 | Office | 141405 | Office | 0.04979%
14140 | 6 | 1 |  | Manual | 3 | Wall Mount | Halogen |  | Other | 1 | 20 | Closet | 141406 | Closet | 0.04979%
14140 | 7 | 1 |  | Manual | 1 | Wall Mount | Incandescent |  | Globe | 6 | 40 | Bathroom | 141407 | Bathroom | 0.04979%
14140 | 8 | 1 |  | Manual | 1 | Recessed Can | Incandescent |  | Reflector | 1 | 50 | Hall | 141408 | Hall | 0.04979%
14140 | 8 | 2 |  | Manual | 1 | Recessed Can | Compact Fluorescent |  | Twist | 1 | 13 | Hall | 141408 | Hall | 0.04979%
14140 | 8 | 3 |  | Manual | 1 | Recessed Can | Compact Fluorescent |  | Twist | 1 | 20 | Hall | 141408 | Hall | 0.04979%
14140 | 9 | 1 |  | Manual | 1 | Recessed Can | Incandescent |  | Reflector | 1 | 65 | Laundry Room | 141409 | Laundry Room | 0.04979%
14140 | 10 | 1 |  | Manual | 1 | Wall Mount | Incandescent |  | Globe | 4 | 40 | Bathroom | 1414010 | Bathroom | 0.04979%
14140 | 10 | 2 |  | Manual | 1 | Recessed - other | Incandescent |  | Heat Lamp | 1 | 250 | Bathroom | 1414010 | Bathroom | 0.04979%
14140 | 11 | 1 |  | Manual | 1 | Recessed Can | Incandescent |  | Reflector | 1 | 75 | Master Bedroom | 1414011 | Master Bedroom | 0.04979%
14140 | 11 | 2 |  | Manual | 1 | Ceiling Fan | Incandescent |  | Mini base | 4 | 60 | Master Bedroom | 1414011 | Master Bedroom | 0.04979%
14140 | 11 | 3 |  | Manual | 1 | Wall Mount | Incandescent |  | Standard A Lamp | 1 | 60 | Master Bedroom | 1414011 | Master Bedroom | 0.04979%
14140 | 12 | 1 |  | Manual | 1 | Track | Incandescent |  | Reflector | 3 | 65 | Bedroom | 1414012 | Bedroom | 0.04979%
14140 | 12 | 2 |  | Manual | 1 | Recessed Can | Halogen |  | PAR | 1 | 75 | Bedroom | 1414012 | Bedroom | 0.04979%
14140 | 12 | 3 |  | Manual | 1 | Table | Incandescent |  | Standard A Lamp | 1 | 40 | Bedroom | 1414012 | Bedroom | 0.04979%
14140 | 13 | 1 |  | Manual | 1 | Chandelier (Hanging) | Compact Fluorescent |  | Twist | 1 | 20 | Bathroom | 1414013 | Bathroom | 0.04979%
14140 | 13 | 2 |  | Manual | 1 | Table | Incandescent |  | Mini base | 1 | 4 | Bathroom | 1414013 | Bathroom | 0.04979%
14140 | 14 | 1 |  | Manual | 2 | Ceiling Fixture | Incandescent |  | Standard A Lamp | 2 | 60 | Bedroom | 1414014 | Bedroom | 0.04979%
14140 | 14 | 2 |  | Manual | 2 | Recessed Can | Incandescent |  | Standard A Lamp | 1 | 60 | Bedroom | 1414014 | Bedroom | 0.04979%
14140 | 15 | 1 |  | Manual | 1 | Ceiling Fixture | Other |  | LED Interior | 1 | 1 | Closet | 1414015 | Closet | 0.04979%
14140 | 16 | 1 |  | Manual | 2 | Ceiling Fixture | Linear Fluorescent | 48 | T-12 | 2 | 40 | Laundry Room | 1414016 | Laundry Room | 0.04979%
14140 | 17 | 1 |  | Manual | 1 | Wall Mount | Incandescent |  | Globe | 2 | 60 | Bathroom | 1414017 | Bathroom | 0.04979%
14140 | 17 | 2 |  | Manual | 1 | Wall Mount | Incandescent |  | Globe | 2 | 60 | Bathroom | 1414017 | Bathroom | 0.04979%
14140 | 18 | 1 |  | Manual | 1 | Wall Mount | Linear Fluorescent | 48 | T-12 | 1 | 40 | Kitchen | 1414018 | Kitchen | 0.04979%
14140 | 18 | 2 |  | Manual | 1 | Track | Incandescent |  | Reflector | 3 | 65 | Kitchen | 1414018 | Kitchen | 0.04979%
14140 | 19 | 1 |  | Dimmer | 1 | Wall Mount | Halogen |  | MR | 5 | 50 | Living Room | 1414019 | Living Room | 0.04979%
14140 | 19 | 2 |  | Manual | 1 | Torchiere | Incandescent |  | Standard A Lamp | 1 | 100 | Living Room | 1414019 | Living Room | 0.04979%
14140 | 19 | 3 |  | Manual | 1 | Ceiling Fixture | Linear Fluorescent | 96 | T-12 | 1 | 100 | Living Room | 1414019 | Living Room | 0.04979%
14140 | 20 | 1 |  | Manual | 2 | Table | Incandescent |  | Standard A Lamp | 1 | 60 | Master Bedroom | 1414020 | Master Bedroom | 0.04979%
14140 | 20 | 2 |  | Manual | 1 | Track | Incandescent |  | Reflector | 5 | 65 | Master Bedroom | 1414020 | Master Bedroom | 0.04979%
14140 | 21 | 1 |  | Manual | 3 | Ceiling Fixture | Linear Fluorescent | 48 | T-8 | 1 | 32 | Office | 1414021 | Office | 0.04979%
14140 | 21 | 2 |  | Manual | 1 | Wall Mount | Incandescent |  | Globe | 2 | 25 | Office | 1414021 | Office | 0.04979%
14140 | 21 | 3 |  | Manual | 1 | Wall Mount | Incandescent |  | Reflector | 1 | 50 | Office | 1414021 | Office | 0.04979%
14140 | 22 | 1 |  | Manual | 3 | Ceiling Fixture | Linear Fluorescent | 48 | T-12 | 2 | 40 | Garage | 1414022 | Garage | 0.04979%
14140 | 22 | 2 |  | Manual | 3 | Ceiling Fixture | Linear Fluorescent | 36 | T-8 | 1 | 20 | Garage | 1414022 | Garage | 0.04979%
14140 | 22 | 3 |  | Manual | 1 | Ceiling Fixture | Linear Fluorescent | 48 | T-12 | 4 | 40 | Garage | 1414022 | Garage | 0.04979%
14143 | 1 | 1 |  | Manual | 1 | Ceiling Fan | Compact Fluorescent |  | Twist | 1 | 15 | Bedroom | 141431 | Bedroom | 0.0364%
14143 | 2 | 1 |  | Manual | 1 | Ceiling Fixture | Compact Fluorescent |  | Twist | 2 | 15 | Dining Room | 141432 | Dining Room | 0.0364%
14143 | 3 | 1 |  | Manual | 1 | Ceiling Fixture | Compact Fluorescent |  | Twist | 1 | 15 | Garage | 141433 | Garage | 0.0364%
14143 | 3 | 2 |  | Manual | 2 | Ceiling Fixture | Linear Fluorescent | 48 | T-12 | 1 | 40 | Garage | 141433 | Garage | 0.0364%
14143 | 4 | 1 |  | Manual | 1 | Wall Mount | Compact Fluorescent |  | Twist | 3 | 13 | Bathroom | 141434 | Bathroom | 0.0364%
14143 | 5 | 1 |  | Manual | 2 | Ceiling Fixture | Compact Fluorescent |  | Twist | 1 | 15 | Hall | 141435 | Hall | 0.0364%
14143 | 6 | 1 |  | Manual | 1 | Other | Compact Fluorescent |  | Twist | 1 | 15 | Kitchen | 141436 | Kitchen | 0.0364%
14143 | 6 | 2 | circular flourescent pin base, wattage est. | Manual | 1 | Ceiling Fixture | Compact Fluorescent |  | Other | 2 | 30 | Kitchen | 141436 | Kitchen | 0.0364%
14143 | 6 | 3 |  | Manual | 1 | Recessed - other | Incandescent |  | Standard A Lamp | 1 | 60 | Kitchen | 141436 | Kitchen | 0.0364%
14143 | 7 | 1 |  | Manual | 2 | Torchiere | Compact Fluorescent |  | Twist | 1 | 13 | Living Room | 141437 | Living Room | 0.0364%
14143 | 8 | 1 |  | Manual | 1 | Wall Mount | Compact Fluorescent |  | Twist | 3 | 13 | Bathroom | 141438 | Bathroom | 0.0364%
14143 | 9 | 1 |  | Manual | 1 | Table | Incandescent |  | 3-Way Incandescent | 1 | 100 | Master Bedroom | 141439 | Master Bedroom | 0.0364%
14143 | 9 | 2 |  | Manual | 1 | Table | Incandescent |  | 3-Way Incandescent | 1 | 150 | Master Bedroom | 141439 | Master Bedroom | 0.0364%
14150 | 1 | 1 |  | Manual | 1 | Ceiling Fan | Incandescent |  | Clear | 3 | 60 | Bedroom | 141501 | Bedroom | 0.1723%
14150 | 1 | 2 |  | Manual | 1 | Ceiling Fixture | Incandescent |  | Clear | 1 | 40 | Bedroom | 141501 | Bedroom | 0.1723%
14150 | 2 | 1 |  | Manual | 1 | Ceiling Fan | Incandescent |  | Standard A Lamp | 1 | 60 | Dining Room | 141502 | Dining Room | 0.1723%
14150 | 3 | 1 |  | Manual | 2 | Ceiling Fixture | Linear Fluorescent | 48 | T-12 | 2 | 40 | Garage | 141503 | Garage | 0.1723%
14150 | 3 | 2 |  | Manual | 1 | Ceiling Fixture | Incandescent |  | Standard A Lamp | 1 | 100 | Garage | 141503 | Garage | 0.1723%
14150 | 4 | 1 |  | Manual | 1 | Ceiling Fixture | Incandescent |  | Standard A Lamp | 1 | 60 | Hall | 141504 | Hall | 0.1723%
14150 | 5 | 1 |  | Manual | 1 | Ceiling Fixture | Linear Fluorescent | 48 | T-12 | 2 | 40 | Kitchen | 141505 | Kitchen | 0.1723%
14150 | 5 | 2 |  | Manual | 1 | Ceiling Fixture | Incandescent |  | Standard A Lamp | 1 | 60 | Kitchen | 141505 | Kitchen | 0.1723%
14150 | 6 | 1 |  | Manual | 1 | Ceiling Fixture | Incandescent |  | Standard A Lamp | 1 | 100 | Laundry Room | 141506 | Laundry Room | 0.1723%
14150 | 7 | 1 |  | Manual | 2 | Table | Incandescent |  | Standard A Lamp | 2 | 60 | Living Room | 141507 | Living Room | 0.1723%
14150 | 8 | 1 |  | Manual | 1 | Wall Mount | Incandescent |  | Mini base | 6 | 40 | Bathroom | 141508 | Bathroom | 0.1723%
14150 | 8 | 2 |  | Manual | 4 | Track | Incandescent |  | Standard A Lamp | 1 | 60 | Bathroom | 141508 | Bathroom | 0.1723%
14150 | 9 | 1 |  | Manual | 1 | Ceiling Fan | Incandescent |  | Clear | 3 | 60 | Master Bedroom | 141509 | Master Bedroom | 0.1723%
14150 | 9 | 2 |  | Manual | 1 | Ceiling Fixture | Incandescent |  | Standard A Lamp | 1 | 60 | Master Bedroom | 141509 | Master Bedroom | 0.1723%
14150 | 9 | 3 |  | Manual | 1 | Table | Incandescent |  | Mini base | 2 | 60 | Master Bedroom | 141509 | Master Bedroom | 0.1723%
14153 | 1 | 1 |  | Manual | 1 | Ceiling Fixture | Incandescent |  | Heat Lamp | 2 | 150 | Bathroom | 141531 | Bathroom | 0.1723%
14153 | 1 | 2 |  | Manual | 1 | Wall Mount | Incandescent |  | Standard A Lamp | 3 | 85 | Bathroom | 141531 | Bathroom | 0.1723%
14153 | 2 | 1 |  | Manual | 1 | Ceiling Fixture | Compact Fluorescent |  | A shape bulb | 3 | 13 | Bedroom | 141532 | Bedroom | 0.1723%
14153 | 3 | 1 |  | Manual | 1 | Ceiling Fan | Incandescent |  | Clear | 2 | 40 | Dining Room | 141533 | Dining Room | 0.1723%
14153 | 3 | 2 |  | Manual | 1 | Ceiling Fan | Compact Fluorescent |  | Twist | 1 | 9 | Dining Room | 141533 | Dining Room | 0.1723%
14153 | 3 | 3 |  | Manual | 1 | Floor lamp | Compact Fluorescent |  | Twist | 1 | 26 | Dining Room | 141533 | Dining Room | 0.1723%
14153 | 4 | 1 |  | Manual | 1 | Wall Mount | Compact Fluorescent |  | Twist | 1 | 22 | Hall | 141534 | Hall | 0.1723%
14153 | 5 | 1 |  | Manual | 3 | Chandelier (Hanging) | Halogen |  | Quartz Tube | 3 | 50 | Kitchen | 141535 | Kitchen | 0.1723%
14153 | 6 | 1 |  | Manual | 1 | Floor lamp | Incandescent |  | Standard A Lamp | 1 | 75 | Laundry Room | 141536 | Laundry Room | 0.1723%
14153 | 6 | 2 |  | Manual | 1 | Floor lamp | Compact Fluorescent |  | Twist | 1 | 22 | Laundry Room | 141536 | Laundry Room | 0.1723%
14153 | 7 | 1 |  | Manual | 2 | Floor lamp | Incandescent |  | Standard A Lamp | 1 | 87 | Living Room | 141537 | Living Room | 0.1723%
14153 | 8 | 1 |  | Manual | 2 | Wall Mount | Compact Fluorescent |  | Twist | 3 | 15 | Bathroom | 141538 | Bathroom | 0.1723%
14153 | 8 | 2 |  | Manual | 1 | Ceiling Fixture | Incandescent |  | Heat Lamp | 2 | 150 | Bathroom | 141538 | Bathroom | 0.1723%
14153 | 9 | 1 |  | Manual | 1 | Ceiling Fan | Incandescent |  | Decorative | 3 | 40 | Master Bedroom | 141539 | Master Bedroom | 0.1723%
14153 | 9 | 2 |  | Manual | 2 | Table | Compact Fluorescent |  | Twist | 1 | 20 | Master Bedroom | 141539 | Master Bedroom | 0.1723%
14153 | 9 | 3 |  | Manual | 1 | Ceiling Fixture | Incandescent |  | Decorative | 1 | 40 | Master Bedroom | 141539 | Master Bedroom | 0.1723%
14153 | 10 | 1 |  | Manual | 1 | Wall Mount | Compact Fluorescent |  | Twist | 5 | 13 | Garage | 1415310 | Garage | 0.1723%
14153 | 10 | 2 |  | Manual | 1 | Ceiling Fixture | Incandescent |  | Standard A Lamp | 1 | 60 | Garage | 1415310 | Garage | 0.1723%
14153 | 11 | 1 |  | Manual | 1 | Wall Mount | Compact Fluorescent |  | Twist | 1 | 22 | Office | 1415311 | Office | 0.1723%
14153 | 12 | 1 |  | Manual | 1 | Ceiling Fixture | Compact Fluorescent |  | Twist | 3 | 13 | Hall | 1415312 | Hall | 0.1723%
14162 | 1 | 1 |  | Manual | 2 | Ceiling Fixture | Incandescent |  | Standard A Lamp | 1 | 60 | Other | 141621 | Other | 0.0364%
14162 | 1 | 2 |  | Manual | 2 | Ceiling Fixture | Compact Fluorescent |  | Twist | 1 | 13 | Other | 141621 | Other | 0.0364%
14162 | 2 | 1 |  | Manual | 1 | Ceiling Fixture | Linear Fluorescent | 48 | T-12 | 2 | 40 | Bathroom | 141622 | Bathroom | 0.0364%
14162 | 3 | 1 |  | Manual | 1 | Ceiling Fixture | Linear Fluorescent | 48 | T-12 | 2 | 40 | Bathroom | 141623 | Bathroom | 0.0364%
14162 | 3 | 2 |  | Manual | 1 | Ceiling Fixture | Incandescent |  | Heat Lamp | 1 | 150 | Bathroom | 141623 | Bathroom | 0.0364%
14162 | 4 | 1 |  | Manual | 1 | Table | Incandescent |  | Standard A Lamp | 1 | 100 | Bedroom | 141624 | Bedroom | 0.0364%
14162 | 4 | 2 |  | Manual | 2 | Table | Compact Fluorescent |  | Twist | 1 | 13 | Bedroom | 141624 | Bedroom | 0.0364%
14162 | 5 | 1 |  | Manual | 1 | Ceiling Fixture | Compact Fluorescent |  | Twist | 2 | 13 | Bedroom | 141625 | Bedroom | 0.0364%
14162 | 5 | 2 |  | Manual | 1 | Table | Compact Fluorescent |  | Twist | 1 | 13 | Bedroom | 141625 | Bedroom | 0.0364%
14162 | 6 | 1 |  | Manual | 2 | Ceiling Fixture | Compact Fluorescent |  | Twist | 2 | 13 | Bedroom | 141626 | Bedroom | 0.0364%
14162 | 6 | 2 |  | Manual | 1 | Table | Incandescent |  | Standard A Lamp | 1 | 60 | Bedroom | 141626 | Bedroom | 0.0364%
14162 | 7 | 1 |  | Manual | 1 | Table | Incandescent |  | Standard A Lamp | 1 | 60 | Dining Room | 141627 | Dining Room | 0.0364%
14162 | 7 | 2 |  | Manual | 1 | Table | Compact Fluorescent |  | Twist | 1 | 13 | Dining Room | 141627 | Dining Room | 0.0364%
14162 | 7 | 3 |  | Manual | 2 | Floor lamp | Incandescent |  | Standard A Lamp | 3 | 60 | Dining Room | 141627 | Dining Room | 0.0364%
14162 | 8 | 1 |  | Manual | 4 | Ceiling Fixture | Compact Fluorescent |  | Twist | 1 | 13 | Family Room | 141628 | Family Room | 0.0364%
14162 | 8 | 2 |  | Manual | 1 | Floor lamp | Compact Fluorescent |  | Twist | 1 | 13 | Family Room | 141628 | Family Room | 0.0364%
14162 | 8 | 3 |  | Manual | 1 | Table | Compact Fluorescent |  | Circline (Screw Base) | 1 | 22 | Family Room | 141628 | Family Room | 0.0364%
14162 | 9 | 1 |  | Manual | 2 | Ceiling Fixture | Incandescent |  | Standard A Lamp | 1 | 60 | Garage | 141629 | Garage | 0.0364%
14162 | 9 | 2 |  | Manual | 1 | Ceiling Fixture | Linear Fluorescent | 48 | T-12 | 2 | 40 | Garage | 141629 | Garage | 0.0364%
14162 | 10 | 1 |  | Manual | 2 | Ceiling Fixture | Compact Fluorescent |  | Twist | 1 | 13 | Hall | 1416210 | Hall | 0.0364%
14162 | 11 | 1 |  | Dimmer | 2 | Ceiling Fixture | Incandescent |  | Standard A Lamp | 1 | 60 | Hall | 1416211 | Hall | 0.0364%
14162 | 12 | 1 |  | Manual | 1 | Ceiling Fixture | Compact Fluorescent |  | Twist | 1 | 13 | Hall | 1416212 | Hall | 0.0364%
14162 | 13 | 1 |  | Manual | 1 | Ceiling Fixture | Linear Fluorescent | 48 | T-12 | 4 | 40 | Kitchen | 1416213 | Kitchen | 0.0364%
14162 | 13 | 2 |  | Manual | 1 | Ceiling Fixture | Compact Fluorescent |  | Twist | 1 | 13 | Kitchen | 1416213 | Kitchen | 0.0364%
14162 | 14 | 1 |  | Manual | 1 | Ceiling Fixture | Compact Fluorescent |  | Twist | 1 | 13 | Laundry Room | 1416214 | Laundry Room | 0.0364%
14162 | 15 | 1 |  | Manual | 1 | Ceiling Fixture | Compact Fluorescent |  | Twist | 1 | 13 | Other | 1416215 | Other | 0.0364%
14162 | 16 | 1 |  | Manual | 6 | Wall Mount | Incandescent |  | Standard A Lamp | 1 | 60 | Other | 1416216 | Other | 0.0364%
14162 | 17 | 1 |  | Manual | 1 | Ceiling Fixture | Incandescent |  | Standard A Lamp | 1 | 60 | Office | 1416217 | Office | 0.0364%
14174 | 1 | 1 |  | Manual | 2 | Wall Mount | Incandescent |  | Globe | 1 | 60 | Bathroom | 141741 | Bathroom | 0.1723%
14174 | 2 | 1 |  | Manual | 1 | Ceiling Fixture | Incandescent |  | Mini base | 1 | 60 | Bathroom | 141742 | Bathroom | 0.1723%
14174 | 2 | 2 |  | Manual | 2 | Chandelier (Hanging) | Incandescent |  | Standard A Lamp | 1 | 40 | Bathroom | 141742 | Bathroom | 0.1723%
14174 | 3 | 1 |  | Manual | 1 | Ceiling Fixture | Linear Fluorescent | 48 | T-12 | 2 | 40 | Bedroom | 141743 | Bedroom | 0.1723%
14174 | 4 | 1 |  | Manual | 1 | Ceiling Fixture | Incandescent |  | Standard A Lamp | 1 | 75 | Bedroom | 141744 | Bedroom | 0.1723%
14174 | 5 | 1 |  | Manual | 1 | Chandelier (Hanging) | Incandescent |  | Mini base | 5 | 60 | Dining Room | 141745 | Dining Room | 0.1723%
14174 | 6 | 1 |  | Manual | 1 | Ceiling Fixture | Incandescent |  | Standard A Lamp | 1 | 60 | Hall | 141746 | Hall | 0.1723%
14174 | 7 | 1 |  | Manual | 1 | Chandelier (Hanging) | Incandescent |  | Mini base | 3 | 60 | Hall | 141747 | Hall | 0.1723%
14174 | 8 | 1 |  | Manual | 1 | Torchiere | Halogen |  | Quartz Tube | 1 | 300 | Bedroom | 141748 | Bedroom | 0.1723%
14174 | 8 | 2 |  | Manual | 2 | Ceiling Fixture | Incandescent |  | Standard A Lamp | 1 | 60 | Bedroom | 141748 | Bedroom | 0.1723%
14174 | 8 | 3 |  | Manual | 1 | Wall Mount | Compact Fluorescent |  | Twist | 1 | 13 | Bedroom | 141748 | Bedroom | 0.1723%
14174 | 9 | 1 |  | Manual | 2 | Ceiling Fixture | Incandescent |  | Standard A Lamp | 1 | 50 | Kitchen | 141749 | Kitchen | 0.1723%
14174 | 10 | 1 |  | Manual | 2 | Ceiling Fixture | Incandescent |  | Standard A Lamp | 1 | 60 | Laundry Room | 1417410 | Laundry Room | 0.1723%
14174 | 11 | 1 |  | Manual | 2 | Floor lamp | Incandescent |  | Standard A Lamp | 1 | 40 | Bathroom | 1417411 | Bathroom | 0.1723%
14174 | 11 | 2 |  | Manual | 1 | Floor lamp | Incandescent |  | Mini base | 3 | 60 | Bathroom | 1417411 | Bathroom | 0.1723%
14174 | 11 | 3 |  | Manual | 1 | Torchiere | Halogen |  | Quartz Tube | 1 | 300 | Bathroom | 1417411 | Bathroom | 0.1723%
14174 | 11 | 4 |  | Manual | 1 | Floor lamp | Incandescent |  | 3-Way Incandescent | 1 | 200 | Bathroom | 1417411 | Bathroom | 0.1723%
14174 | 11 | 5 |  | Manual | 1 | Table | Compact Fluorescent |  | Twist | 1 | 13 | Bathroom | 1417411 | Bathroom | 0.1723%
14174 | 12 | 1 |  | Manual | 2 | Recessed Can | Incandescent |  | Reflector | 1 | 90 | Bathroom | 1417412 | Bathroom | 0.1723%
14174 | 13 | 1 |  | Manual | 1 | Ceiling Fan | Incandescent |  | Standard A Lamp | 4 | 60 | Master Bedroom | 1417413 | Master Bedroom | 0.1723%
14174 | 13 | 2 |  | Manual | 2 | Table | Incandescent |  | Standard A Lamp | 1 | 60 | Master Bedroom | 1417413 | Master Bedroom | 0.1723%
14174 | 14 | 1 |  | Manual | 6 | Ceiling Fixture | Incandescent |  | Standard A Lamp | 1 | 60 | Office | 1417414 | Office | 0.1723%
14181 | 1 | 1 |  | Manual | 1 | Ceiling Fixture | Compact Fluorescent |  | Twist | 2 | 23 | Bathroom | 141811 | Bathroom | 0.03789%
14181 | 2 | 1 |  | Manual | 1 | Ceiling Fixture | Compact Fluorescent |  | Twist | 1 | 13 | Hall | 141812 | Hall | 0.03789%
14181 | 3 | 1 |  | Manual | 1 | Ceiling Fixture | Incandescent |  | Standard A Lamp | 2 | 60 | Bedroom | 141813 | Bedroom | 0.03789%
14181 | 4 | 1 |  | Manual | 1 | Ceiling Fixture | Compact Fluorescent |  | Twist | 1 | 23 | Kitchen | 141814 | Kitchen | 0.03789%
14181 | 5 | 1 |  | Manual | 1 | Ceiling Fixture | Incandescent |  | Standard A Lamp | 1 | 60 | Dining Room | 141815 | Dining Room | 0.03789%
14181 | 6 | 1 |  | Manual | 1 | Torchiere | Incandescent |  | 3-Way Incandescent | 1 | 100 | Living Room | 141816 | Living Room | 0.03789%
14181 | 6 | 2 |  | Dimmer | 1 | Ceiling Fixture | Incandescent |  | Standard A Lamp | 4 | 60 | Living Room | 141816 | Living Room | 0.03789%
14181 | 6 | 3 |  | Manual | 1 | Table | Incandescent |  | Clear | 2 | 60 | Living Room | 141816 | Living Room | 0.03789%
14181 | 7 | 1 |  | Dimmer | 1 | Ceiling Fixture | Incandescent |  | Standard A Lamp | 2 | 60 | Master Bedroom | 141817 | Master Bedroom | 0.03789%
14181 | 7 | 2 |  | Manual | 1 | Table | Incandescent |  | Standard A Lamp | 2 | 60 | Master Bedroom | 141817 | Master Bedroom | 0.03789%
14181 | 7 | 3 |  | Manual | 1 | Table | Incandescent |  | Standard A Lamp | 1 | 40 | Master Bedroom | 141817 | Master Bedroom | 0.03789%
14181 | 8 | 1 |  | Dimmer | 2 | Ceiling Fixture | Incandescent |  | Standard A Lamp | 1 | 75 | Other | 141818 | Other | 0.03789%
14181 | 8 | 2 |  | Manual | 1 | Torchiere | Incandescent |  | Standard A Lamp | 1 | 60 | Other | 141818 | Other | 0.03789%
14181 | 9 | 1 |  | Manual | 1 | Wall Mount | Compact Fluorescent |  | Twist | 1 | 23 | Garage | 141819 | Garage | 0.03789%
14181 | 10 | 1 |  | Manual | 1 | Ceiling Fixture | Compact Fluorescent |  | Twist | 1 | 26 | Hall | 1418110 | Hall | 0.03789%
14181 | 10 | 2 |  | Manual | 1 | Ceiling Fixture | Compact Fluorescent |  | Twist | 1 | 13 | Hall | 1418110 | Hall | 0.03789%
14181 | 10 | 3 |  | Manual | 1 | Ceiling Fixture | Linear Fluorescent | 48 | T-12 | 2 | 25 | Hall | 1418110 | Hall | 0.03789%
14181 | 11 | 1 |  | Manual | 1 | Ceiling Fixture | Compact Fluorescent |  | Twist | 1 | 23 | Laundry Room | 1418111 | Laundry Room | 0.03789%
14181 | 12 | 1 |  | Manual | 1 | Ceiling Fixture | Compact Fluorescent |  | Twist | 1 | 23 | Office | 1418112 | Office | 0.03789%
14210 | 1 | 1 |  | Manual | 1 | Ceiling Fan | Compact Fluorescent |  | Twist | 4 | 15 | Living Room | 142101 | Living Room | 0.0364%
14210 | 1 | 2 |  | Manual | 2 | Wall Mount | Incandescent |  | Standard A Lamp | 1 | 60 | Living Room | 142101 | Living Room | 0.0364%
14210 | 2 | 1 |  | Manual | 1 | Ceiling Fixture | Compact Fluorescent |  | Twist | 11 | 15 | Hall | 142102 | Hall | 0.0364%
14210 | 3 | 1 |  | Manual | 1 | Ceiling Fixture | Incandescent |  | Standard A Lamp | 2 | 40 | Bedroom | 142103 | Bedroom | 0.0364%
14210 | 3 | 2 |  | Manual | 1 | Floor lamp | Linear Fluorescent | 18 | T-4 | 1 | 20 | Bedroom | 142103 | Bedroom | 0.0364%
14210 | 4 | 1 |  | Manual | 1 | Chandelier (Hanging) | Incandescent |  | Decorative | 3 | 40 | Dining Room | 142104 | Dining Room | 0.0364%
14210 | 5 | 1 |  | Manual | 2 | Ceiling Fixture | Compact Fluorescent |  | Twist | 2 | 15 | Kitchen | 142105 | Kitchen | 0.0364%
14210 | 5 | 2 |  | Manual | 2 | Recessed Can | Incandescent |  | Reflector | 1 | 40 | Kitchen | 142105 | Kitchen | 0.0364%
14210 | 6 | 1 |  | Manual | 1 | Wall Mount | Incandescent |  | Standard A Lamp | 2 | 60 | Bathroom | 142106 | Bathroom | 0.0364%
14210 | 7 | 1 |  | Manual | 1 | Ceiling Fan | Compact Fluorescent |  | Twist | 1 | 15 | Office | 142107 | Office | 0.0364%
14210 | 8 | 1 |  | Manual | 6 | Ceiling Fixture | Compact Fluorescent |  | Twist | 1 | 15 | Family Room | 142108 | Family Room | 0.0364%
14210 | 9 | 1 |  | Manual | 3 | Ceiling Fixture | Incandescent |  | Standard A Lamp | 1 | 60 | Laundry Room | 142109 | Laundry Room | 0.0364%
14210 | 10 | 1 |  | Manual | 1 | Ceiling Fixture | Incandescent |  | Standard A Lamp | 3 | 40 | Master Bedroom | 1421010 | Master Bedroom | 0.0364%
14210 | 10 | 2 |  | Manual | 1 | Table | Halogen |  | MR | 1 | 50 | Master Bedroom | 1421010 | Master Bedroom | 0.0364%
14210 | 11 | 1 |  | Manual | 1 | Wall Mount | Compact Fluorescent |  | Twist | 1 | 15 | Closet | 1421011 | Closet | 0.0364%
14211 | 1 | 1 |  | Manual | 1 | Chandelier (Hanging) | Incandescent |  | Mini base | 4 | 25 | Other | 142111 | Other | 0.03789%
14211 | 1 | 2 |  | Manual | 1 | Chandelier (Hanging) | Compact Fluorescent |  | Mini base | 1 | 7 | Other | 142111 | Other | 0.03789%
14211 | 2 | 1 |  | Manual | 1 | Ceiling Fixture | Incandescent |  | Standard A Lamp | 1 | 60 | Closet | 142112 | Closet | 0.03789%
14211 | 3 | 1 |  | Manual | 1 | Ceiling Fixture | Incandescent |  | Standard A Lamp | 2 | 60 | Bedroom | 142113 | Bedroom | 0.03789%
14211 | 3 | 2 |  | Manual | 2 | Table | Compact Fluorescent |  | Straight Tube | 1 | 11 | Bedroom | 142113 | Bedroom | 0.03789%
14211 | 3 | 3 |  | Manual | 1 | Table | Incandescent |  | Standard A Lamp | 1 | 40 | Bedroom | 142113 | Bedroom | 0.03789%
14211 | 4 | 1 |  | Manual | 1 | Ceiling Fixture | Incandescent |  | Standard A Lamp | 1 | 75 | Closet | 142114 | Closet | 0.03789%
14211 | 5 | 1 |  | Dimmer | 1 | Ceiling Fixture | Incandescent |  | Standard A Lamp | 2 | 40 | Hall | 142115 | Hall | 0.03789%
14211 | 6 | 1 |  | Manual | 2 | Wall Mount | Incandescent |  | Other | 2 | 25 | Bathroom | 142116 | Bathroom | 0.03789%
14211 | 7 | 1 |  | Manual | 1 | Ceiling Fixture | Incandescent |  | Standard A Lamp | 1 | 100 | Closet | 142117 | Closet | 0.03789%
14211 | 8 | 1 |  | Manual | 1 | Wall Mount | Incandescent |  | Standard A Lamp | 1 | 60 | Closet | 142118 | Closet | 0.03789%
14211 | 9 | 1 |  | Manual | 1 | Ceiling Fixture | Incandescent |  | Standard A Lamp | 1 | 100 | Kitchen | 142119 | Kitchen | 0.03789%
14211 | 9 | 2 |  | Manual | 1 | Ceiling Fixture | Compact Fluorescent |  | Twist | 1 | 13 | Kitchen | 142119 | Kitchen | 0.03789%
14211 | 9 | 3 |  | Manual | 1 | Recessed - other | Incandescent |  | Standard A Lamp | 1 | 40 | Kitchen | 142119 | Kitchen | 0.03789%
14211 | 9 | 4 |  | Manual | 1 | Recessed - other | Incandescent |  | Standard A Lamp | 1 | 60 | Kitchen | 142119 | Kitchen | 0.03789%
14211 | 9 | 5 |  | Manual | 1 | Recessed - other | Compact Fluorescent |  | Twist | 1 | 13 | Kitchen | 142119 | Kitchen | 0.03789%
14211 | 10 | 1 |  | Dimmer | 1 | Floor lamp | Compact Fluorescent |  | Pin base | 1 | 36 | Living Room | 1421110 | Living Room | 0.03789%
14211 | 10 | 2 |  | Manual | 1 | Torchiere | Incandescent |  | Standard A Lamp | 1 | 40 | Living Room | 1421110 | Living Room | 0.03789%
14211 | 10 | 3 |  | Manual | 1 | Wall Mount | Halogen |  | Other | 3 | 20 | Living Room | 1421110 | Living Room | 0.03789%
14211 | 11 | 1 |  | Dimmer | 1 | Chandelier (Hanging) | Incandescent |  | Mini base | 6 | 25 | Dining Room | 1421111 | Dining Room | 0.03789%
14211 | 12 | 1 |  | Manual | 1 | Ceiling Fixture | Incandescent |  | Standard A Lamp | 1 | 40 | Closet | 1421112 | Closet | 0.03789%
14211 | 13 | 1 |  | Manual | 1 | Ceiling Fan | Incandescent |  | Standard A Lamp | 1 | 75 | Master Bedroom | 1421113 | Master Bedroom | 0.03789%
14211 | 13 | 2 |  | Manual | 1 | Table | Incandescent |  | Standard A Lamp | 1 | 60 | Master Bedroom | 1421113 | Master Bedroom | 0.03789%
14211 | 14 | 1 |  | Manual | 1 | Ceiling Fixture | Incandescent |  | Standard A Lamp | 1 | 60 | Closet | 1421114 | Closet | 0.03789%
14211 | 15 | 1 |  | Manual | 1 | Ceiling Fixture | Incandescent |  | Standard A Lamp | 1 | 75 | Closet | 1421115 | Closet | 0.03789%
14211 | 16 | 1 |  | Manual | 1 | Ceiling Fixture | Incandescent |  | Standard A Lamp | 2 | 60 | Office | 1421116 | Office | 0.03789%
14211 | 17 | 1 |  | Manual | 1 | Ceiling Fixture | Incandescent |  | Standard A Lamp | 1 | 60 | Closet | 1421117 | Closet | 0.03789%
14211 | 18 | 1 |  | Manual | 1 | Ceiling Fixture | Incandescent |  | Standard A Lamp | 1 | 60 | Hall | 1421118 | Hall | 0.03789%
14211 | 18 | 2 |  | Manual | 1 | Wall Mount | Incandescent |  | Standard A Lamp | 1 | 60 | Hall | 1421118 | Hall | 0.03789%
14211 | 19 | 1 |  | Manual | 1 | Recessed - other | Incandescent |  | Standard A Lamp | 1 | 60 | Hall | 1421119 | Hall | 0.03789%
14211 | 19 | 2 |  | Manual | 1 | Ceiling Fixture | Incandescent |  | Standard A Lamp | 1 | 60 | Hall | 1421119 | Hall | 0.03789%
14211 | 20 | 1 |  | Manual | 1 | Ceiling Fixture | Incandescent |  | Standard A Lamp | 1 | 60 | Laundry Room | 1421120 | Laundry Room | 0.03789%
14211 | 21 | 1 |  | Manual | 1 | Ceiling Fixture | Incandescent |  | Standard A Lamp | 1 | 40 | Closet | 1421121 | Closet | 0.03789%
14211 | 22 | 1 |  | Manual | 1 | Ceiling Fixture | Linear Fluorescent | 48 | T-12 | 2 | 40 | Office | 1421122 | Office | 0.03789%
14211 | 22 | 2 |  | Manual | 1 | Wall Mount | Incandescent |  | Standard A Lamp | 1 | 60 | Office | 1421122 | Office | 0.03789%
14211 | 22 | 3 |  | Manual | 1 | Table | Incandescent |  | Standard A Lamp | 1 | 40 | Office | 1421122 | Office | 0.03789%
14211 | 22 | 4 |  | Manual | 1 | Ceiling Fixture | Linear Fluorescent | 48 | T-12 | 1 | 40 | Office | 1421122 | Office | 0.03789%
14211 | 23 | 1 |  | Manual | 1 | Ceiling Fixture | Incandescent |  | Standard A Lamp | 1 | 60 | Other | 1421123 | Other | 0.03789%
14211 | 23 | 2 |  | Manual | 1 | Ceiling Fixture | Linear Fluorescent | 48 | T-12 | 2 | 40 | Other | 1421123 | Other | 0.03789%
14211 | 24 | 1 |  | Manual | 1 | Ceiling Fixture | Linear Fluorescent | 48 | T-12 | 2 | 40 | Other | 1421124 | Other | 0.03789%
14211 | 25 | 1 |  | Manual | 1 | Wall Mount | Incandescent |  | Standard A Lamp | 1 | 60 | Closet | 1421125 | Closet | 0.03789%
14211 | 26 | 1 |  | Manual | 1 | Ceiling Fixture | Linear Fluorescent | 48 | T-12 | 2 | 40 | Garage | 1421126 | Garage | 0.03789%
14222 | 1 | 1 |  | None | 2 | Wall Mount | Compact Fluorescent |  | Twist | 1 | 23 | Bathroom | 142221 | Bathroom | 0.03789%
14222 | 1 | 2 |  | Manual | 1 | Wall Mount | Compact Fluorescent |  | Twist | 1 | 26 | Bathroom | 142221 | Bathroom | 0.03789%
14222 | 2 | 1 |  | Manual | 1 | Ceiling Fixture | Compact Fluorescent |  | Twist | 1 | 23 | Hall | 142222 | Hall | 0.03789%
14222 | 2 | 2 |  | Manual | 1 | Ceiling Fixture | Compact Fluorescent |  | Twist | 1 | 26 | Hall | 142222 | Hall | 0.03789%
14222 | 3 | 1 |  | Manual | 1 | Wall Mount | Incandescent |  | 3-Way Incandescent | 1 | 150 | Bathroom | 142223 | Bathroom | 0.03789%
14222 | 4 | 1 |  | Manual | 1 | Ceiling Fixture | Incandescent |  | Standard A Lamp | 1 | 100 | Hall | 142224 | Hall | 0.03789%
14222 | 5 | 1 |  | Manual | 2 | Ceiling Fixture | Incandescent |  | Standard A Lamp | 1 | 100 | Family Room | 142225 | Family Room | 0.03789%
14222 | 5 | 2 |  | Manual | 1 | Ceiling Fixture | Compact Fluorescent |  | Twist | 1 | 27 | Family Room | 142225 | Family Room | 0.03789%
14222 | 6 | 1 |  | Manual | 1 | Ceiling Fixture | Compact Fluorescent |  | Twist | 1 | 23 | Other | 142226 | Other | 0.03789%
14222 | 7 | 1 |  | Manual | 1 | Ceiling Fixture | Incandescent |  | Standard A Lamp | 1 | 60 | Bedroom | 142227 | Bedroom | 0.03789%
14222 | 7 | 2 |  | Manual | 1 | Ceiling Fixture | Compact Fluorescent |  | Twist | 1 | 23 | Bedroom | 142227 | Bedroom | 0.03789%
14222 | 8 | 1 |  | Manual | 1 | Ceiling Fan | Compact Fluorescent |  | Twist | 4 | 13 | Family Room | 142228 | Family Room | 0.03789%
14222 | 8 | 2 |  | Manual | 1 | Torchiere | Incandescent |  | 3-Way Incandescent | 1 | 150 | Family Room | 142228 | Family Room | 0.03789%
14222 | 9 | 1 |  | Dimmer | 1 | Ceiling Fixture | Incandescent |  | Standard A Lamp | 1 | 100 | Dining Room | 142229 | Dining Room | 0.03789%
14222 | 10 | 1 |  | Manual | 1 | Ceiling Fixture | Incandescent |  | Standard A Lamp | 1 | 100 | Hall | 1422210 | Hall | 0.03789%
14222 | 11 | 1 |  | Manual | 1 | Ceiling Fixture | Incandescent |  | Standard A Lamp | 1 | 75 | Other | 1422211 | Other | 0.03789%
14222 | 12 | 1 |  | Manual | 1 | Ceiling Fixture | Incandescent |  | Standard A Lamp | 1 | 68 | Garage | 1422212 | Garage | 0.03789%
14222 | 12 | 2 |  | Timer | 1 | Garage door opener | Incandescent |  | Standard A Lamp | 1 | 65 | Garage | 1422212 | Garage | 0.03789%
14222 | 12 | 3 |  | Timer | 1 | Garage door opener | Incandescent |  | Standard A Lamp | 1 | 75 | Garage | 1422212 | Garage | 0.03789%
14222 | 13 | 1 |  | Manual | 1 | Recessed Can | Compact Fluorescent |  | Flood | 1 | 14 | Kitchen | 1422213 | Kitchen | 0.03789%
14222 | 14 | 1 |  | Manual | 1 | Ceiling Fixture | Incandescent |  | Standard A Lamp | 1 | 100 | Laundry Room | 1422214 | Laundry Room | 0.03789%
14222 | 15 | 1 |  | Manual | 1 | Table | Incandescent |  | Standard A Lamp | 1 | 60 | Living Room | 1422215 | Living Room | 0.03789%
14222 | 16 | 1 |  | Manual | 1 | Ceiling Fixture | Compact Fluorescent |  | Twist | 2 | 23 | Master Bedroom | 1422216 | Master Bedroom | 0.03789%
14222 | 16 | 2 |  | Manual | 1 | Table | Incandescent |  | Standard A Lamp | 2 | 40 | Master Bedroom | 1422216 | Master Bedroom | 0.03789%
14222 | 16 | 3 |  | Manual | 1 | Table | Linear Fluorescent | 18 | T-8 | 2 | 15 | Master Bedroom | 1422216 | Master Bedroom | 0.03789%
14222 | 17 | 1 |  | Manual | 1 | Ceiling Fixture | Incandescent |  | Standard A Lamp | 1 | 75 | Closet | 1422217 | Closet | 0.03789%
14222 | 18 | 1 |  | Manual | 1 | Ceiling Fixture | Incandescent |  | 3-Way Incandescent | 1 | 150 | Office | 1422218 | Office | 0.03789%
14222 | 18 | 2 |  | Manual | 1 | Ceiling Fixture | Compact Fluorescent |  | Twist | 1 | 23 | Office | 1422218 | Office | 0.03789%
14222 | 18 | 3 |  | Manual | 1 | Table | Compact Fluorescent |  | Straight Tube | 1 | 13 | Office | 1422218 | Office | 0.03789%
14222 | 19 | 1 |  | Manual | 1 | Wall Mount | Compact Fluorescent |  | Twist | 1 | 27 | Hall | 1422219 | Hall | 0.03789%
14264 | 1 | 1 |  | Manual | 1 | Wall Mount | Incandescent |  | Globe | 5 | 60 | Bathroom | 142641 | Bathroom | 0.1232%
14264 | 2 | 1 |  | Dimmer | 1 | Chandelier (Hanging) | Incandescent |  | Mini base | 5 | 60 | Dining Room | 142642 | Dining Room | 0.1232%
14264 | 3 | 1 |  | Manual | 1 | Chandelier (Hanging) | Incandescent |  | Mini base | 3 | 60 | Hall | 142643 | Hall | 0.1232%
14264 | 4 | 1 |  | Manual | 1 | Ceiling Fixture | Compact Fluorescent |  | Twist | 1 | 13 | Hall | 142644 | Hall | 0.1232%
14264 | 4 | 2 |  | Manual | 1 | Ceiling Fixture | Compact Fluorescent |  | Twist | 1 | 26 | Hall | 142644 | Hall | 0.1232%
14264 | 5 | 1 |  | Manual | 1 | Track | Incandescent |  | Reflector | 1 | 75 | Kitchen | 142645 | Kitchen | 0.1232%
14264 | 5 | 2 |  | Manual | 1 | Track | Incandescent |  | Reflector | 1 | 65 | Kitchen | 142645 | Kitchen | 0.1232%
14264 | 5 | 3 |  | Manual | 1 | Track | Incandescent |  | Reflector | 1 | 50 | Kitchen | 142645 | Kitchen | 0.1232%
14264 | 5 | 4 |  | Manual | 1 | Ceiling Fixture | Incandescent |  | Standard A Lamp | 4 | 60 | Kitchen | 142645 | Kitchen | 0.1232%
14264 | 5 | 5 |  | Manual | 1 | Other | Halogen |  | Other | 2 | 30 | Kitchen | 142645 | Kitchen | 0.1232%
14264 | 6 | 1 |  | Manual | 1 | Table | Incandescent |  | 3-Way Incandescent | 1 | 75 | Living Room | 142646 | Living Room | 0.1232%
14264 | 6 | 2 |  | Manual | 3 | Table | Incandescent |  | 3-Way Incandescent | 1 | 150 | Living Room | 142646 | Living Room | 0.1232%
14264 | 7 | 1 |  | Manual | 1 | Wall Mount | Incandescent |  | Globe | 4 | 60 | Bathroom | 142647 | Bathroom | 0.1232%
14264 | 8 | 1 |  | Manual | 1 | Ceiling Fixture | Incandescent |  | Standard A Lamp | 1 | 60 | Master Bedroom | 142648 | Master Bedroom | 0.1232%
14264 | 8 | 2 |  | Manual | 1 | Ceiling Fixture | Incandescent |  | Standard A Lamp | 1 | 75 | Master Bedroom | 142648 | Master Bedroom | 0.1232%
14264 | 9 | 1 |  | Manual | 1 | Ceiling Fixture | Incandescent |  | Standard A Lamp | 2 | 60 | Office | 142649 | Office | 0.1232%
14264 | 9 | 2 |  | Manual | 1 | Table | Incandescent |  | Other | 1 | 20 | Office | 142649 | Office | 0.1232%
14264 | 10 | 1 |  | Manual | 1 | Ceiling Fixture | Incandescent |  | Standard A Lamp | 2 | 60 | Bedroom | 1426410 | Bedroom | 0.1232%
14264 | 10 | 2 |  | Manual | 1 | Table | Incandescent |  | Standard A Lamp | 1 | 60 | Bedroom | 1426410 | Bedroom | 0.1232%
14264 | 11 | 1 |  | Manual | 1 | Wall Mount | Incandescent |  | Standard A Lamp | 1 | 60 | Closet | 1426411 | Closet | 0.1232%
14264 | 12 | 1 |  | Manual | 1 | Table | Linear Fluorescent | 18 | T-8 | 2 | 15 | Family Room | 1426412 | Family Room | 0.1232%
14264 | 12 | 2 |  | Dimmer | 1 | Track | Incandescent |  | Reflector | 3 | 50 | Family Room | 1426412 | Family Room | 0.1232%
14264 | 12 | 3 |  | Manual | 1 | Track | Compact Fluorescent |  | Reflector | 1 | 5 | Family Room | 1426412 | Family Room | 0.1232%
14264 | 12 | 4 |  | Manual | 1 | Track | Incandescent |  | Reflector | 1 | 65 | Family Room | 1426412 | Family Room | 0.1232%
14264 | 13 | 1 |  | Manual | 1 | Ceiling Fixture | Compact Fluorescent |  | Twist | 1 | 26 | Hall | 1426413 | Hall | 0.1232%
14264 | 14 | 1 |  | Manual | 1 | Ceiling Fixture | Linear Fluorescent | 48 | T-12 | 4 | 40 | Laundry Room | 1426414 | Laundry Room | 0.1232%
14264 | 14 | 2 |  | Manual | 1 | Wall Mount | Incandescent |  | Globe | 3 | 60 | Laundry Room | 1426414 | Laundry Room | 0.1232%
14264 | 15 | 1 |  | Manual | 1 | Chandelier (Hanging) | Compact Fluorescent |  | Twist | 1 | 26 | Other | 1426415 | Other | 0.1232%
14264 | 15 | 2 |  | Manual | 1 | Chandelier (Hanging) | Incandescent |  | Reflector | 1 | 75 | Other | 1426415 | Other | 0.1232%
14264 | 15 | 3 |  | Manual | 1 | Chandelier (Hanging) | Incandescent |  | Standard A Lamp | 1 | 60 | Other | 1426415 | Other | 0.1232%
14264 | 15 | 4 |  | Manual | 1 | Wall Mount | Incandescent |  | Reflector | 1 | 50 | Other | 1426415 | Other | 0.1232%
14264 | 15 | 5 |  | Manual | 1 | Wall Mount | Compact Fluorescent |  | Twist | 1 | 13 | Other | 1426415 | Other | 0.1232%
14264 | 16 | 1 |  | Manual | 2 | Ceiling Fixture | Linear Fluorescent | 48 | T-12 | 2 | 40 | Garage | 1426416 | Garage | 0.1232%
14264 | 16 | 2 |  | Manual | 1 | Ceiling Fixture | Compact Fluorescent |  | Straight Tube | 1 | 23 | Garage | 1426416 | Garage | 0.1232%
14264 | 16 | 3 |  | Manual | 1 | Wall Mount | Incandescent |  | Standard A Lamp | 1 | 60 | Garage | 1426416 | Garage | 0.1232%
14264 | 16 | 4 |  | Manual | 1 | Wall Mount | Incandescent |  | Standard A Lamp | 1 | 75 | Garage | 1426416 | Garage | 0.1232%
14264 | 16 | 5 |  | Timer | 1 | Garage door opener | Incandescent |  | Standard A Lamp | 1 | 40 | Garage | 1426416 | Garage | 0.1232%
14273 | 1 | 1 |  | Manual | 1 | Wall Mount | Compact Fluorescent |  | Twist | 2 | 14 | Bathroom | 142731 | Bathroom | 0.1232%
14273 | 1 | 2 |  | Manual | 1 | Recessed - other | Incandescent |  | Heat Lamp | 1 | 250 | Bathroom | 142731 | Bathroom | 0.1232%
14273 | 2 | 1 |  | Manual | 1 | Ceiling Fixture | Linear Fluorescent | 48 | T-12 | 4 | 40 | Closet | 142732 | Closet | 0.1232%
14273 | 3 | 1 |  | Manual | 1 | Ceiling Fixture | Compact Fluorescent |  | Twist | 2 | 13 | Bedroom | 142733 | Bedroom | 0.1232%
14273 | 3 | 2 |  | Manual | 1 | Table | Compact Fluorescent |  | Straight Tube | 1 | 11 | Bedroom | 142733 | Bedroom | 0.1232%
14273 | 4 | 1 |  | Manual | 2 | Recessed Can | Compact Fluorescent |  | Reflector | 1 | 11 | Hall | 142734 | Hall | 0.1232%
14273 | 4 | 2 |  | Manual | 1 | Ceiling Fixture | Compact Fluorescent |  | Twist | 1 | 23 | Hall | 142734 | Hall | 0.1232%
14273 | 5 | 1 |  | Manual | 2 | Ceiling Fixture | Incandescent |  | Standard A Lamp | 1 | 60 | Garage | 142735 | Garage | 0.1232%
14273 | 5 | 2 |  | Manual | 1 | Garage door opener | Incandescent |  | Decorative | 1 | 60 | Garage | 142735 | Garage | 0.1232%
14273 | 6 | 1 |  | Manual | 1 | Chandelier (Hanging) | Compact Fluorescent |  | Twist | 1 | 23 | Dining Room | 142736 | Dining Room | 0.1232%
14273 | 7 | 1 |  | Manual | 1 | Torchiere | Compact Fluorescent |  | Straight Tube | 1 | 11 | Family Room | 142737 | Family Room | 0.1232%
14273 | 8 | 1 |  | Manual | 1 | Track | Incandescent |  | Reflector | 3 | 30 | Kitchen | 142738 | Kitchen | 0.1232%
14273 | 8 | 2 |  | Manual | 1 | Track | Incandescent |  | Reflector | 3 | 45 | Kitchen | 142738 | Kitchen | 0.1232%
14273 | 8 | 3 |  | Manual | 1 | Other | Incandescent |  | Reflector | 1 | 40 | Kitchen | 142738 | Kitchen | 0.1232%
14273 | 9 | 1 |  | Manual | 1 | Recessed Can | Incandescent |  | Reflector | 1 | 45 | Living Room | 142739 | Living Room | 0.1232%
14273 | 9 | 2 |  | Manual | 1 | Table | Incandescent |  | Mini base | 1 | 40 | Living Room | 142739 | Living Room | 0.1232%
14273 | 9 | 3 |  | Manual | 1 | Torchiere | Compact Fluorescent |  | Twist | 1 | 14 | Living Room | 142739 | Living Room | 0.1232%
14273 | 10 | 1 |  | Manual | 2 | Recessed Can | Incandescent |  | Reflector | 2 | 50 | Hall | 1427310 | Hall | 0.1232%
14273 | 11 | 1 |  | Manual | 1 | Recessed Can | Compact Fluorescent |  | Reflector | 1 | 23 | Office | 1427311 | Office | 0.1232%
14273 | 11 | 2 |  | Manual | 1 | Table | Incandescent |  | Other | 1 | 20 | Office | 1427311 | Office | 0.1232%
14273 | 12 | 1 |  | Manual | 1 | Recessed Can | Compact Fluorescent |  | Reflector | 1 | 23 | Bedroom | 1427312 | Bedroom | 0.1232%
14273 | 13 | 1 |  | Manual | 1 | Ceiling Fixture | Compact Fluorescent |  | Reflector | 1 | 23 | Hall | 1427313 | Hall | 0.1232%
14273 | 14 | 1 |  | Manual | 1 | Wall Mount | Compact Fluorescent |  | Twist | 1 | 14 | Bathroom | 1427314 | Bathroom | 0.1232%
14273 | 14 | 2 |  | Manual | 1 | Recessed Can | Incandescent |  | Heat Lamp | 1 | 250 | Bathroom | 1427314 | Bathroom | 0.1232%
14273 | 15 | 1 |  | Manual | 1 | Wall Mount | Incandescent |  | Mini base | 4 | 60 | Bathroom | 1427315 | Bathroom | 0.1232%
14273 | 15 | 2 |  | Manual | 1 | Recessed - other | Incandescent |  | Heat Lamp | 1 | 250 | Bathroom | 1427315 | Bathroom | 0.1232%
14273 | 16 | 1 |  | Manual | 1 | Ceiling Fixture | Incandescent |  | Standard A Lamp | 1 | 60 | Closet | 1427316 | Closet | 0.1232%
14273 | 17 | 1 |  | Manual | 1 | Floor lamp | Compact Fluorescent |  | Twist | 1 | 14 | Master Bedroom | 1427317 | Master Bedroom | 0.1232%
14273 | 17 | 2 |  | Dimmer | 1 | Ceiling Fan | Incandescent |  | Standard A Lamp | 1 | 15 | Master Bedroom | 1427317 | Master Bedroom | 0.1232%
14277 | 1 | 1 |  | Manual | 1 | Wall Mount | Incandescent |  | Globe | 2 | 40 | Bathroom | 142771 | Bathroom | 0.1232%
14277 | 1 | 2 |  | Manual | 1 | Wall Mount | Incandescent |  | Globe | 1 | 60 | Bathroom | 142771 | Bathroom | 0.1232%
14277 | 1 | 3 |  | Manual | 1 | Wall Mount | Incandescent |  | Mini base | 1 | 4 | Bathroom | 142771 | Bathroom | 0.1232%
14277 | 2 | 1 |  | Manual | 1 | Wall Mount | Incandescent |  | Standard A Lamp | 1 | 60 | Closet | 142772 | Closet | 0.1232%
14277 | 3 | 1 |  | Manual | 1 | Track | Incandescent |  | Standard A Lamp | 3 | 40 | Dining Room | 142773 | Dining Room | 0.1232%
14277 | 4 | 1 |  | Manual | 1 | Recessed Can | Incandescent |  | Standard A Lamp | 1 | 75 | Kitchen | 142774 | Kitchen | 0.1232%
14277 | 4 | 2 |  | Manual | 2 | Recessed Can | Incandescent |  | Reflector | 1 | 65 | Kitchen | 142774 | Kitchen | 0.1232%
14277 | 4 | 3 |  | Manual | 2 | Recessed Can | Compact Fluorescent |  | Reflector | 1 | 15 | Kitchen | 142774 | Kitchen | 0.1232%
14277 | 5 | 1 |  | Manual | 1 | Wall Mount | Incandescent |  | Standard A Lamp | 1 | 75 | Laundry Room | 142775 | Laundry Room | 0.1232%
14277 | 6 | 1 |  | Manual | 2 | Recessed Can | Compact Fluorescent |  | Reflector | 1 | 15 | Living Room | 142776 | Living Room | 0.1232%
14277 | 7 | 1 |  | Manual | 1 | Track | Incandescent |  | Standard A Lamp | 1 | 60 | Office | 142777 | Office | 0.1232%
14277 | 7 | 2 |  | Manual | 1 | Table | Incandescent |  | Standard A Lamp | 1 | 60 | Office | 142777 | Office | 0.1232%
14277 | 7 | 3 |  | Manual | 1 | Track | Incandescent |  | Standard A Lamp | 1 | 40 | Office | 142777 | Office | 0.1232%
14277 | 7 | 4 |  | Manual | 1 | Table | Compact Fluorescent |  | Twist | 1 | 15 | Office | 142777 | Office | 0.1232%
14277 | 7 | 5 |  | Manual | 1 | Track | Incandescent |  | Clear | 1 | 60 | Office | 142777 | Office | 0.1232%
14277 | 8 | 1 |  | Manual | 1 | Ceiling Fixture | Incandescent |  | Standard A Lamp | 1 | 100 | Other | 142778 | Other | 0.1232%
14277 | 8 | 2 |  | Manual | 1 | Ceiling Fixture | Incandescent |  | Standard A Lamp | 1 | 60 | Other | 142778 | Other | 0.1232%
14277 | 9 | 1 |  | Manual | 2 | Recessed Can | Compact Fluorescent |  | Twist | 1 | 15 | Other | 142779 | Other | 0.1232%
14277 | 10 | 1 |  | Manual | 1 | Wall Mount | Incandescent |  | Globe | 3 | 40 | Bathroom | 1427710 | Bathroom | 0.1232%
14277 | 11 | 1 |  | Manual | 1 | Ceiling Fixture | Incandescent |  | Standard A Lamp | 1 | 100 | Bathroom | 1427711 | Bathroom | 0.1232%
14277 | 11 | 2 |  | Manual | 1 | Ceiling Fixture | Incandescent |  | Standard A Lamp | 1 | 40 | Bathroom | 1427711 | Bathroom | 0.1232%
14277 | 12 | 1 |  | Manual | 1 | Wall Mount | Incandescent |  | Standard A Lamp | 1 | 75 | Hall | 1427712 | Hall | 0.1232%
14277 | 12 | 2 |  | Manual | 1 | Recessed Can | Incandescent |  | Reflector | 1 | 65 | Hall | 1427712 | Hall | 0.1232%
14277 | 13 | 1 |  | Manual | 1 | Wall Mount | Incandescent |  | Globe | 6 | 60 | Bathroom | 1427713 | Bathroom | 0.1232%
14277 | 14 | 1 |  | Manual | 1 | Recessed Can | Incandescent |  | Reflector | 1 | 50 | Master Bedroom | 1427714 | Master Bedroom | 0.1232%
14277 | 14 | 2 |  | Manual | 1 | Recessed Can | Compact Fluorescent |  | Twist | 1 | 13 | Master Bedroom | 1427714 | Master Bedroom | 0.1232%
14277 | 14 | 3 |  | Manual | 1 | Recessed Can | Incandescent |  | Reflector | 1 | 65 | Master Bedroom | 1427714 | Master Bedroom | 0.1232%
14277 | 14 | 4 |  | Manual | 1 | Table | Incandescent |  | Mini base | 1 | 15 | Master Bedroom | 1427714 | Master Bedroom | 0.1232%
14277 | 14 | 5 |  | Manual | 1 | Table | Compact Fluorescent |  | A shape bulb | 1 | 15 | Master Bedroom | 1427714 | Master Bedroom | 0.1232%
14277 | 14 | 6 |  | Manual | 1 | Table | Compact Fluorescent |  | A shape bulb | 1 | 15 | Master Bedroom | 1427714 | Master Bedroom | 0.1232%
14277 | 15 | 1 |  | Manual | 1 | Ceiling Fixture | Compact Fluorescent |  | A shape bulb | 1 | 15 | Closet | 1427715 | Closet | 0.1232%
14277 | 16 | 1 |  | Manual | 1 | Ceiling Fixture | Compact Fluorescent |  | A shape bulb | 2 | 15 | Bathroom | 1427716 | Bathroom | 0.1232%
14277 | 17 | 1 |  | Manual | 2 | Ceiling Fixture | Linear Fluorescent | 48 | T-12 | 2 | 40 | Garage | 1427717 | Garage | 0.1232%
14284 | 1 | 1 |  | Manual | 1 | Wall Mount | Compact Fluorescent |  | Twist | 1 | 14 | Bathroom | 142841 | Bathroom | 0.03789%
14284 | 1 | 2 |  | Manual | 1 | Recessed - other | Compact Fluorescent |  | Twist | 1 | 23 | Bathroom | 142841 | Bathroom | 0.03789%
14284 | 2 | 1 |  | Manual | 1 | Ceiling Fixture | Compact Fluorescent |  | Twist | 1 | 14 | Hall | 142842 | Hall | 0.03789%
14284 | 3 | 1 |  | Manual | 1 | Ceiling Fixture | Compact Fluorescent |  | Straight Tube | 1 | 15 | Closet | 142843 | Closet | 0.03789%
14284 | 4 | 1 |  | Dimmer | 1 | Ceiling Fan | Incandescent |  | Decorative | 3 | 40 | Family Room | 142844 | Family Room | 0.03789%
14284 | 4 | 2 |  | Manual | 1 | Other | Linear Fluorescent | 18 | T-8 | 1 | 15 | Family Room | 142844 | Family Room | 0.03789%
14284 | 4 | 3 |  | Manual | 1 | Floor lamp | Other |  | LED Interior | 1 | 3 | Family Room | 142844 | Family Room | 0.03789%
14284 | 5 | 1 |  | Dimmer | 1 | Chandelier (Hanging) | Incandescent |  | Mini base | 6 | 40 | Dining Room | 142845 | Dining Room | 0.03789%
14284 | 6 | 1 |  | Manual | 1 | Ceiling Fixture | Incandescent |  | Decorative | 1 | 40 | Hall | 142846 | Hall | 0.03789%
14284 | 6 | 2 |  | Manual | 1 | Ceiling Fixture | Incandescent |  | Clear | 1 | 25 | Hall | 142846 | Hall | 0.03789%
14284 | 7 | 1 |  | Manual | 2 | Ceiling Fixture | Compact Fluorescent |  | Twist | 2 | 14 | Kitchen | 142847 | Kitchen | 0.03789%
14284 | 8 | 1 |  | Manual | 4 | Wall Mount | Incandescent |  | Mini base | 2 | 40 | Living Room | 142848 | Living Room | 0.03789%
14284 | 8 | 2 |  | Timer | 1 | Floor lamp | Incandescent |  | Standard A Lamp | 1 | 100 | Living Room | 142848 | Living Room | 0.03789%
14284 | 9 | 1 |  | Dimmer | 1 | Chandelier (Hanging) | Incandescent |  | Mini base | 6 | 40 | Dining Room | 142849 | Dining Room | 0.03789%
14284 | 10 | 1 |  | Dimmer | 1 | Low bay | Incandescent |  | Standard A Lamp | 1 | 60 | Bathroom | 1428410 | Bathroom | 0.03789%
14284 | 11 | 1 |  | Manual | 1 | Wall Mount | Incandescent |  | Decorative | 1 | 60 | Bathroom | 1428411 | Bathroom | 0.03789%
14284 | 11 | 2 |  | Manual | 1 | Recessed - other | Incandescent |  | Standard A Lamp | 1 | 40 | Bathroom | 1428411 | Bathroom | 0.03789%
14284 | 12 | 1 |  | Manual | 1 | Chandelier (Hanging) | Incandescent |  | Globe | 1 | 150 | Master Bedroom | 1428412 | Master Bedroom | 0.03789%
14284 | 12 | 2 |  | Manual | 1 | Table | Compact Fluorescent |  | Twist | 1 | 9 | Master Bedroom | 1428412 | Master Bedroom | 0.03789%
14284 | 12 | 3 |  | Manual | 2 | Table | Compact Fluorescent |  | Twist | 1 | 13 | Master Bedroom | 1428412 | Master Bedroom | 0.03789%
14284 | 12 | 4 |  | Manual | 1 | Table | Compact Fluorescent |  | Twist | 1 | 14 | Master Bedroom | 1428412 | Master Bedroom | 0.03789%
14284 | 13 | 1 |  | Manual | 1 | Recessed - other | Incandescent |  | Clear | 1 | 25 | Closet | 1428413 | Closet | 0.03789%
14284 | 14 | 1 |  | Dimmer | 1 | Ceiling Fixture | Incandescent |  | Standard A Lamp | 1 | 60 | Bedroom | 1428414 | Bedroom | 0.03789%
14284 | 14 | 2 |  | Dimmer | 1 | Ceiling Fixture | Incandescent |  | Decorative | 1 | 40 | Bedroom | 1428414 | Bedroom | 0.03789%
14284 | 14 | 3 |  | Manual | 1 | Table | Compact Fluorescent |  | Twist | 1 | 14 | Bedroom | 1428414 | Bedroom | 0.03789%
14284 | 15 | 1 |  | Dimmer | 1 | Ceiling Fixture | Incandescent |  | Decorative | 5 | 25 | Bedroom | 1428415 | Bedroom | 0.03789%
14284 | 15 | 2 |  | Manual | 1 | Table | Incandescent |  | Mini base | 1 | 4 | Bedroom | 1428415 | Bedroom | 0.03789%
14284 | 16 | 1 |  | Dimmer | 1 | Chandelier (Hanging) | Halogen |  | Quartz Tube | 1 | 60 | Bedroom | 1428416 | Bedroom | 0.03789%
14284 | 17 | 1 |  | Dimmer | 1 | Ceiling Fixture | Incandescent |  | Decorative | 5 | 25 | Other | 1428417 | Other | 0.03789%
14284 | 17 | 2 |  | Manual | 1 | Table | Compact Fluorescent |  | Twist | 1 | 14 | Other | 1428417 | Other | 0.03789%
14284 | 18 | 1 |  | Manual | 1 | Wall Mount | Compact Fluorescent |  | Twist | 1 | 13 | Closet | 1428418 | Closet | 0.03789%
14284 | 19 | 1 |  | Manual | 2 | Ceiling Fixture | Incandescent |  | Clear | 2 | 25 | Hall | 1428419 | Hall | 0.03789%
14284 | 20 | 1 |  | Manual | 1 | Table | Compact Fluorescent |  | Straight Tube | 1 | 15 | Other | 1428420 | Other | 0.03789%
14284 | 20 | 2 |  | Manual | 3 | Ceiling Fixture | Linear Fluorescent | 48 | T-8 | 2 | 32 | Other | 1428420 | Other | 0.03789%
14284 | 20 | 3 |  | Manual | 1 | Table | Compact Fluorescent |  | Reflector | 1 | 9 | Other | 1428420 | Other | 0.03789%
14284 | 21 | 1 |  | Manual | 1 | Ceiling Fixture | Compact Fluorescent |  | Twist | 1 | 27 | Other | 1428421 | Other | 0.03789%
14284 | 21 | 2 |  | Timer | 1 | Wall Mount | Incandescent |  | Other | 1 | 60 | Other | 1428421 | Other | 0.03789%
14284 | 22 | 1 |  | Manual | 1 | Wall Mount | Compact Fluorescent |  | Twist | 4 | 23 | Laundry Room | 1428422 | Laundry Room | 0.03789%
14284 | 23 | 1 |  | Manual | 1 | Ceiling Fixture | Linear Fluorescent | 48 | T-8 | 2 | 32 | Family Room | 1428423 | Family Room | 0.03789%
14284 | 24 | 1 |  | Manual | 2 | Ceiling Fixture | Linear Fluorescent | 48 | T-12 | 4 | 40 | Garage | 1428424 | Garage | 0.03789%
14285 | 1 | 1 |  | Manual | 1 | Ceiling Fixture | Incandescent |  | Standard A Lamp | 3 | 60 | Hall | 142851 | Hall | 0.03789%
14285 | 2 | 1 |  | Manual | 2 | Ceiling Fixture | Incandescent |  | Standard A Lamp | 1 | 60 | Bathroom | 142852 | Bathroom | 0.03789%
14285 | 2 | 2 |  | Manual | 1 | Wall Mount | Incandescent |  | Standard A Lamp | 1 | 60 | Bathroom | 142852 | Bathroom | 0.03789%
14285 | 3 | 1 |  | Timer | 1 | Torchiere | Incandescent |  | Standard A Lamp | 2 | 100 | Dining Room | 142853 | Dining Room | 0.03789%
14285 | 3 | 2 |  | Manual | 2 | Table | Incandescent |  | Standard A Lamp | 1 | 60 | Dining Room | 142853 | Dining Room | 0.03789%
14285 | 3 | 3 |  | None | 1 | Ceiling Fixture | Incandescent |  | Standard A Lamp | 3 | 60 | Dining Room | 142853 | Dining Room | 0.03789%
14285 | 3 | 4 |  | Manual | 3 | Wall Mount | Incandescent |  | Other | 10 | 1 | Dining Room | 142853 | Dining Room | 0.03789%
14285 | 4 | 1 |  | Manual | 1 | Ceiling Fixture | Compact Fluorescent |  | Straight Tube | 1 | 20 | Hall | 142854 | Hall | 0.03789%
14285 | 4 | 2 |  | Manual | 1 | Ceiling Fixture | Incandescent |  | Standard A Lamp | 1 | 75 | Hall | 142854 | Hall | 0.03789%
14285 | 5 | 1 |  | Manual | 1 | Ceiling Fixture | Compact Fluorescent |  | Twist | 1 | 23 | Kitchen | 142855 | Kitchen | 0.03789%
14285 | 5 | 2 |  | Manual | 2 | Ceiling Fixture | Incandescent |  | Standard A Lamp | 1 | 75 | Kitchen | 142855 | Kitchen | 0.03789%
14285 | 6 | 1 |  | Manual | 1 | Ceiling Fixture | Incandescent |  | Standard A Lamp | 3 | 40 | Living Room | 142856 | Living Room | 0.03789%
14285 | 6 | 2 |  | Manual | 1 | Table | Incandescent |  | Standard A Lamp | 1 | 60 | Living Room | 142856 | Living Room | 0.03789%
14285 | 6 | 3 |  | Manual | 2 | Floor lamp | Incandescent |  | Standard A Lamp | 1 | 100 | Living Room | 142856 | Living Room | 0.03789%
14285 | 6 | 4 |  | Manual | 1 | Table | Incandescent |  | Standard A Lamp | 1 | 100 | Living Room | 142856 | Living Room | 0.03789%
14285 | 7 | 1 |  | Manual | 1 | Ceiling Fixture | Incandescent |  | Standard A Lamp | 1 | 100 | Office | 142857 | Office | 0.03789%
14285 | 7 | 2 |  | Manual | 1 | Table | Compact Fluorescent |  | Other | 1 | 20 | Office | 142857 | Office | 0.03789%
14285 | 7 | 3 |  | Manual | 1 | Table | Incandescent |  | Standard A Lamp | 1 | 75 | Office | 142857 | Office | 0.03789%
14285 | 7 | 4 |  | Manual | 1 | Floor lamp | Compact Fluorescent |  | Twist | 1 | 23 | Office | 142857 | Office | 0.03789%
14285 | 7 | 5 |  | Manual | 1 | Table | Other |  | LED Interior | 1 | 5 | Office | 142857 | Office | 0.03789%
14285 | 8 | 1 |  | Manual | 1 | Ceiling Fixture | Incandescent |  | Standard A Lamp | 1 | 75 | Closet | 142858 | Closet | 0.03789%
14285 | 9 | 1 |  | Manual | 1 | Ceiling Fixture | Incandescent |  | Standard A Lamp | 1 | 75 | Office | 142859 | Office | 0.03789%
14285 | 9 | 2 |  | Manual | 1 | Table | Incandescent |  | Other | 1 | 50 | Office | 142859 | Office | 0.03789%
14285 | 10 | 1 |  | Manual | 1 | Ceiling Fixture | Incandescent |  | Standard A Lamp | 1 | 60 | Closet | 1428510 | Closet | 0.03789%
14285 | 11 | 1 |  | Manual | 2 | Ceiling Fixture | Incandescent |  | Standard A Lamp | 1 | 75 | Master Bedroom | 1428511 | Master Bedroom | 0.03789%
14285 | 11 | 2 |  | Manual | 1 | Ceiling Fixture | Incandescent |  | Standard A Lamp | 1 | 100 | Master Bedroom | 1428511 | Master Bedroom | 0.03789%
14285 | 11 | 3 |  | Manual | 1 | Table | Incandescent |  | Other | 1 | 40 | Master Bedroom | 1428511 | Master Bedroom | 0.03789%
14285 | 11 | 4 |  | Manual | 1 | Floor lamp | Incandescent |  | Other | 1 | 60 | Master Bedroom | 1428511 | Master Bedroom | 0.03789%
14285 | 11 | 5 |  | Manual | 1 | Table | Incandescent |  | Standard A Lamp | 1 | 40 | Master Bedroom | 1428511 | Master Bedroom | 0.03789%
14285 | 11 | 6 |  | Manual | 1 | Table | Incandescent |  | Standard A Lamp | 1 | 100 | Master Bedroom | 1428511 | Master Bedroom | 0.03789%
14285 | 12 | 1 |  | Manual | 2 | Ceiling Fixture | Incandescent |  | Standard A Lamp | 1 | 75 | Other | 1428512 | Other | 0.03789%
14285 | 13 | 1 |  | Manual | 1 | Ceiling Fixture | Incandescent |  | Standard A Lamp | 1 | 60 | Hall | 1428513 | Hall | 0.03789%
14285 | 13 | 2 |  | Manual | 1 | Wall Mount | Incandescent |  | Standard A Lamp | 1 | 60 | Hall | 1428513 | Hall | 0.03789%
14285 | 14 | 1 |  | Manual | 1 | Ceiling Fixture | Linear Fluorescent | 48 | T-12 | 2 | 40 | Laundry Room | 1428514 | Laundry Room | 0.03789%
14285 | 15 | 1 |  | Manual | 1 | Ceiling Fixture | Incandescent |  | Standard A Lamp | 1 | 75 | Other | 1428515 | Other | 0.03789%
14285 | 15 | 2 |  | Manual | 1 | Ceiling Fixture | Halogen |  | Other | 1 | 60 | Other | 1428515 | Other | 0.03789%
14285 | 16 | 1 |  | Manual | 1 | Ceiling Fixture | Incandescent |  | Standard A Lamp | 1 | 75 | Other | 1428516 | Other | 0.03789%
14285 | 17 | 1 |  | Manual | 1 | Ceiling Fixture | Incandescent |  | Standard A Lamp | 1 | 75 | Other | 1428517 | Other | 0.03789%
14285 | 18 | 1 |  | Manual | 2 | Ceiling Fixture | Linear Fluorescent | 48 | T-12 | 2 | 40 | Other | 1428518 | Other | 0.03789%
14300 | 1 | 1 |  | Manual | 1 | Ceiling Fixture | Incandescent |  | Standard A Lamp | 1 | 60 | Bathroom | 143001 | Bathroom | 0.1232%
14300 | 1 | 2 |  | Manual | 1 | Recessed - other | Incandescent |  | Standard A Lamp | 1 | 40 | Bathroom | 143001 | Bathroom | 0.1232%
14300 | 1 | 3 |  | Manual | 1 | Recessed - other | Incandescent |  | Standard A Lamp | 1 | 60 | Bathroom | 143001 | Bathroom | 0.1232%
14300 | 2 | 1 |  | Manual | 1 | Chandelier (Hanging) | Incandescent |  | Standard A Lamp | 2 | 40 | Dining Room | 143002 | Dining Room | 0.1232%
14300 | 2 | 2 | long cylindrical tube in a cabinet | Manual | 1 | Other | Incandescent |  | Other | 1 | 60 | Dining Room | 143002 | Dining Room | 0.1232%
14300 | 3 | 1 |  | Manual | 1 | Ceiling Fixture | Incandescent |  | Standard A Lamp | 1 | 40 | Hall | 143003 | Hall | 0.1232%
14300 | 4 | 1 |  | Manual | 1 | Ceiling Fixture | Incandescent |  | Standard A Lamp | 1 | 75 | Family Room | 143004 | Family Room | 0.1232%
14300 | 4 | 2 |  | Manual | 1 | Ceiling Fixture | Incandescent |  | Standard A Lamp | 1 | 60 | Family Room | 143004 | Family Room | 0.1232%
14300 | 4 | 3 |  | Manual | 1 | Table | Incandescent |  | Standard A Lamp | 1 | 60 | Family Room | 143004 | Family Room | 0.1232%
14300 | 4 | 4 |  | Manual | 1 | Table | Incandescent |  | Standard A Lamp | 1 | 60 | Family Room | 143004 | Family Room | 0.1232%
14300 | 5 | 1 |  | Manual | 1 | Garage door opener | Incandescent |  | Standard A Lamp | 1 | 60 | Garage | 143005 | Garage | 0.1232%
14300 | 6 | 1 |  | Manual | 1 | Ceiling Fixture | Linear Fluorescent | 48 | T-12 | 1 | 40 | Kitchen | 143006 | Kitchen | 0.1232%
14300 | 6 | 2 |  | Manual | 1 | Ceiling Fixture | Linear Fluorescent | 48 | T-12 | 2 | 40 | Kitchen | 143006 | Kitchen | 0.1232%
14300 | 6 | 3 | oven light | Manual | 1 | Other | Incandescent |  | Standard A Lamp | 1 | 40 | Kitchen | 143006 | Kitchen | 0.1232%
14300 | 7 | 1 |  | Manual | 1 | Ceiling Fixture | Incandescent |  | Standard A Lamp | 1 | 40 | Laundry Room | 143007 | Laundry Room | 0.1232%
14300 | 8 | 1 |  | Dimmer | 1 | Chandelier (Hanging) | Incandescent |  | Mini base | 1 | 15 | Living Room | 143008 | Living Room | 0.1232%
14300 | 8 | 2 |  | Dimmer | 1 | Chandelier (Hanging) | Incandescent |  | Mini base | 2 | 40 | Living Room | 143008 | Living Room | 0.1232%
14300 | 8 | 3 |  | Manual | 1 | Table | Incandescent |  | Standard A Lamp | 1 | 60 | Living Room | 143008 | Living Room | 0.1232%
14300 | 8 | 4 |  | Manual | 1 | Table | Incandescent |  | Standard A Lamp | 1 | 40 | Living Room | 143008 | Living Room | 0.1232%
14300 | 8 | 5 |  | Manual | 1 | Floor lamp | Compact Fluorescent |  | Pin base | 1 | 18 | Living Room | 143008 | Living Room | 0.1232%
14300 | 8 | 6 |  | Manual | 1 | Chandelier (Hanging) | Incandescent |  | Mini base | 3 | 40 | Living Room | 143008 | Living Room | 0.1232%
14300 | 9 | 1 |  | Manual | 1 | Ceiling Fixture | Incandescent |  | Standard A Lamp | 1 | 75 | Hall | 143009 | Hall | 0.1232%
14300 | 10 | 1 |  | Manual | 1 | Recessed - other | Incandescent |  | Standard A Lamp | 1 | 40 | Bathroom | 1430010 | Bathroom | 0.1232%
14300 | 11 | 1 |  | Manual | 1 | Ceiling Fixture | Incandescent |  | Standard A Lamp | 2 | 60 | Master Bedroom | 1430011 | Master Bedroom | 0.1232%
14300 | 11 | 2 |  | Manual | 1 | Table | Incandescent |  | Standard A Lamp | 1 | 25 | Master Bedroom | 1430011 | Master Bedroom | 0.1232%
14300 | 11 | 3 | 75 watt rated bulb, participant usually leaves it at half fixture setting, 75/2 ~ 38 watts. | Manual | 1 | Table | Incandescent |  | Standard A Lamp | 1 | 38 | Master Bedroom | 1430011 | Master Bedroom | 0.1232%
14300 | 12 | 1 |  | Manual | 1 | Ceiling Fixture | Incandescent |  | Standard A Lamp | 2 | 60 | Office | 1430012 | Office | 0.1232%
14329 | 1 | 1 |  | Manual | 2 | Wall Mount | Incandescent |  | Standard A Lamp | 1 | 60 | Bathroom | 143291 | Bathroom | 0.1723%
14329 | 2 | 1 |  | Manual | 4 | Wall Mount | Incandescent |  | Standard A Lamp | 1 | 40 | Bathroom | 143292 | Bathroom | 0.1723%
14329 | 3 | 1 |  | Manual | 1 | Ceiling Fixture | Compact Fluorescent |  | Twist | 1 | 13 | Bedroom | 143293 | Bedroom | 0.1723%
14329 | 3 | 2 |  | Manual | 1 | Table | Incandescent |  | Standard A Lamp | 2 | 52 | Bedroom | 143293 | Bedroom | 0.1723%
14329 | 4 | 1 |  | Dimmer | 1 | Chandelier (Hanging) | Incandescent |  | Decorative | 5 | 60 | Dining Room | 143294 | Dining Room | 0.1723%
14329 | 5 | 1 |  | Manual | 1 | Ceiling Fixture | Incandescent |  | Standard A Lamp | 1 | 60 | Hall | 143295 | Hall | 0.1723%
14329 | 6 | 1 |  | Manual | 1 | Ceiling Fan | Compact Fluorescent |  | Twist | 3 | 13 | Family Room | 143296 | Family Room | 0.1723%
14329 | 6 | 2 |  | Manual | 2 | Table | Compact Fluorescent |  | Twist | 1 | 13 | Family Room | 143296 | Family Room | 0.1723%
14329 | 7 | 1 |  | Manual | 5 | Ceiling Fixture | Incandescent |  | Standard A Lamp | 1 | 40 | Hall | 143297 | Hall | 0.1723%
14329 | 8 | 1 |  | Manual | 1 | Ceiling Fixture | Linear Fluorescent | 48 | T-12 | 2 | 40 | Kitchen | 143298 | Kitchen | 0.1723%
14329 | 8 | 2 |  | Manual | 1 | Ceiling Fixture | Compact Fluorescent |  | Twist | 1 | 22 | Kitchen | 143298 | Kitchen | 0.1723%
14329 | 8 | 3 |  | Manual | 3 | Recessed Can | Compact Fluorescent |  | Twist | 1 | 13 | Kitchen | 143298 | Kitchen | 0.1723%
14329 | 9 | 1 |  | Manual | 1 | Ceiling Fixture | Linear Fluorescent | 48 | T-12 | 2 | 40 | Laundry Room | 143299 | Laundry Room | 0.1723%
14329 | 10 | 1 |  | Manual | 2 | Table | Incandescent |  | 3-Way Incandescent | 1 | 100 | Living Room | 1432910 | Living Room | 0.1723%
14329 | 10 | 2 |  | Manual | 1 | Floor lamp | Incandescent |  | Standard A Lamp | 2 | 75 | Living Room | 1432910 | Living Room | 0.1723%
14329 | 10 | 3 |  | Manual | 2 | Floor lamp | Compact Fluorescent |  | Twist | 1 | 15 | Living Room | 1432910 | Living Room | 0.1723%
14329 | 11 | 1 |  | Manual | 1 | Wall Mount | Incandescent |  | Standard A Lamp | 2 | 60 | Bathroom | 1432911 | Bathroom | 0.1723%
14329 | 11 | 2 |  | Manual | 1 | Ceiling Fixture | Compact Fluorescent |  | Twist | 1 | 13 | Bathroom | 1432911 | Bathroom | 0.1723%
14329 | 12 | 1 |  | Manual | 1 | Floor lamp | Compact Fluorescent |  | Twist | 2 | 22 | Master Bedroom | 1432912 | Master Bedroom | 0.1723%
14329 | 12 | 2 |  | Manual | 1 | Ceiling Fixture | Incandescent |  | Standard A Lamp | 4 | 60 | Master Bedroom | 1432912 | Master Bedroom | 0.1723%
14329 | 13 | 1 |  | Manual | 1 | Ceiling Fixture | Compact Fluorescent |  | Twist | 1 | 22 | Closet | 1432913 | Closet | 0.1723%
14329 | 14 | 1 |  | Manual | 1 | Ceiling Fixture | Incandescent |  | Standard A Lamp | 2 | 60 | Office | 1432914 | Office | 0.1723%
14329 | 14 | 2 |  | Manual | 1 | Ceiling Fixture | Compact Fluorescent |  | Twist | 1 | 13 | Office | 1432914 | Office | 0.1723%
14331 | 1 | 1 |  | Manual | 1 | Wall Mount | Incandescent |  | Globe | 6 | 40 | Bathroom | 143311 | Bathroom | 0.1723%
14331 | 1 | 2 |  | Manual | 1 | Table | Incandescent |  | Standard A Lamp | 1 | 25 | Bathroom | 143311 | Bathroom | 0.1723%
14331 | 2 | 1 |  | Manual | 1 | Ceiling Fixture | Incandescent |  | Standard A Lamp | 3 | 55 | Bedroom | 143312 | Bedroom | 0.1723%
14331 | 3 | 1 |  | Manual | 1 | Chandelier (Hanging) | Incandescent |  | Globe | 1 | 100 | Dining Room | 143313 | Dining Room | 0.1723%
14331 | 4 | 1 |  | Manual | 1 | Ceiling Fixture | Incandescent |  | Standard A Lamp | 3 | 40 | Family Room | 143314 | Family Room | 0.1723%
14331 | 4 | 2 |  | Manual | 1 | Table | Incandescent |  | 3-Way Incandescent | 1 | 100 | Family Room | 143314 | Family Room | 0.1723%
14331 | 4 | 3 |  | Manual | 3 | Table | Incandescent |  | Standard A Lamp | 1 | 75 | Family Room | 143314 | Family Room | 0.1723%
14331 | 5 | 1 |  | Manual | 3 | Exterior | Incandescent |  | Standard A Lamp | 1 | 100 | Garage | 143315 | Garage | 0.1723%
14331 | 5 | 2 |  | Manual | 1 | Low bay | Linear Fluorescent | 48 | T-8 | 2 | 32 | Garage | 143315 | Garage | 0.1723%
14331 | 6 | 1 |  | Manual | 2 | Ceiling Fixture | Incandescent |  | Standard A Lamp | 1 | 40 | Hall | 143316 | Hall | 0.1723%
14331 | 7 | 1 |  | Manual | 2 | Ceiling Fixture | Linear Fluorescent | 48 | T-12 | 2 | 40 | Kitchen | 143317 | Kitchen | 0.1723%
14331 | 8 | 1 |  | Manual | 2 | Ceiling Fixture | Linear Fluorescent | 24 | T-8 | 1 | 17 | Laundry Room | 143318 | Laundry Room | 0.1723%
14331 | 8 | 2 |  | Manual | 4 | Ceiling Fixture | Incandescent |  | Standard A Lamp | 1 | 100 | Laundry Room | 143318 | Laundry Room | 0.1723%
14331 | 8 | 3 |  | Manual | 1 | Ceiling Fixture | Compact Fluorescent |  | Twist | 1 | 13 | Laundry Room | 143318 | Laundry Room | 0.1723%
14331 | 9 | 1 |  | Manual | 1 | Wall Mount | Incandescent |  | Globe | 6 | 40 | Bathroom | 143319 | Bathroom | 0.1723%
14331 | 10 | 1 |  | Manual | 1 | Ceiling Fixture | Incandescent |  | Standard A Lamp | 1 | 60 | Master Bedroom | 1433110 | Master Bedroom | 0.1723%
14331 | 10 | 2 |  | Manual | 3 | Wall Mount | Incandescent |  | Standard A Lamp | 1 | 60 | Master Bedroom | 1433110 | Master Bedroom | 0.1723%
14331 | 11 | 1 |  | Manual | 1 | Ceiling Fixture | Incandescent |  | Standard A Lamp | 1 | 60 | Bedroom | 1433111 | Bedroom | 0.1723%
14331 | 11 | 2 |  | Manual | 3 | Table | Incandescent |  | Standard A Lamp | 1 | 75 | Bedroom | 1433111 | Bedroom | 0.1723%
14423 | 1 | 1 |  | Manual | 1 | Wall Mount | Incandescent |  | Decorative | 2 | 40 | Bathroom | 144231 | Bathroom | 0.1232%
14423 | 2 | 1 |  | Dimmer | 1 | Chandelier (Hanging) | Incandescent |  | Decorative | 5 | 40 | Dining Room | 144232 | Dining Room | 0.1232%
14423 | 3 | 1 |  | Manual | 1 | Wall Mount | Incandescent |  | Decorative | 1 | 40 | Hall | 144233 | Hall | 0.1232%
14423 | 4 | 1 |  | Manual | 1 | Ceiling Fixture | Incandescent |  | Standard A Lamp | 2 | 60 | Kitchen | 144234 | Kitchen | 0.1232%
14423 | 4 | 2 |  | Manual | 1 | Other | Incandescent |  | Other | 1 | 40 | Kitchen | 144234 | Kitchen | 0.1232%
14423 | 4 | 3 |  | Manual | 1 | Ceiling Fixture | Linear Fluorescent | 48 | T-12 | 4 | 40 | Kitchen | 144234 | Kitchen | 0.1232%
14423 | 5 | 1 |  | Manual | 1 | Torchiere | Incandescent |  | Standard A Lamp | 1 | 60 | Laundry Room | 144235 | Laundry Room | 0.1232%
14423 | 5 | 2 |  | Manual | 2 | Wall Mount | Incandescent |  | Decorative | 1 | 40 | Laundry Room | 144235 | Laundry Room | 0.1232%
14423 | 6 | 1 |  | Manual | 1 | Ceiling Fixture | Incandescent |  | Standard A Lamp | 2 | 60 | Family Room | 144236 | Family Room | 0.1232%
14423 | 7 | 1 |  | Manual | 1 | Ceiling Fixture | Incandescent |  | Standard A Lamp | 1 | 60 | Hall | 144237 | Hall | 0.1232%
14423 | 8 | 1 |  | Manual | 1 | Wall Mount | Incandescent |  | Decorative | 2 | 40 | Bathroom | 144238 | Bathroom | 0.1232%
14423 | 9 | 1 |  | Manual | 1 | Wall Mount | Compact Fluorescent |  | Twist | 2 | 14 | Bathroom | 144239 | Bathroom | 0.1232%
14423 | 10 | 1 |  | Manual | 1 | Wall Mount | Incandescent |  | Decorative | 1 | 40 | Master Bedroom | 1442310 | Master Bedroom | 0.1232%
14423 | 10 | 2 |  | Manual | 1 | Table | Incandescent |  | Other | 1 | 25 | Master Bedroom | 1442310 | Master Bedroom | 0.1232%
14423 | 11 | 1 |  | Manual | 1 | Wall Mount | Incandescent |  | Decorative | 1 | 60 | Closet | 1442311 | Closet | 0.1232%
14423 | 12 | 1 |  | Manual | 1 | Ceiling Fixture | Incandescent |  | Standard A Lamp | 2 | 60 | Bedroom | 1442312 | Bedroom | 0.1232%
14423 | 13 | 1 |  | Manual | 1 | Wall Mount | Incandescent |  | Decorative | 2 | 40 | Hall | 1442313 | Hall | 0.1232%
14423 | 14 | 1 |  | Manual | 2 | Ceiling Fixture | Incandescent |  | Standard A Lamp | 1 | 60 | Garage | 1442314 | Garage | 0.1232%
14423 | 14 | 2 |  | Manual | 1 | Garage door opener | Incandescent |  | Standard A Lamp | 1 | 60 | Garage | 1442314 | Garage | 0.1232%
14457 | 1 | 1 |  | Manual | 1 | Wall Mount | Incandescent |  | Globe | 4 | 40 | Bathroom | 144571 | Bathroom | 0.0286%
14457 | 1 | 2 |  | Manual | 1 | Ceiling Fixture | Incandescent |  | Standard A Lamp | 2 | 25 | Bathroom | 144571 | Bathroom | 0.0286%
14457 | 2 | 1 |  | Manual | 1 | Ceiling Fixture | Incandescent |  | Standard A Lamp | 2 | 40 | Bedroom | 144572 | Bedroom | 0.0286%
14457 | 2 | 2 |  | Manual | 1 | Table | Incandescent |  | Standard A Lamp | 1 | 40 | Bedroom | 144572 | Bedroom | 0.0286%
14457 | 3 | 1 |  | Manual | 1 | Chandelier (Hanging) | Incandescent |  | Decorative | 4 | 25 | Bedroom | 144573 | Bedroom | 0.0286%
14457 | 3 | 2 |  | Manual | 2 | Table | Incandescent |  | Standard A Lamp | 1 | 60 | Bedroom | 144573 | Bedroom | 0.0286%
14457 | 3 | 3 |  | Manual | 2 | Table | Incandescent |  | Standard A Lamp | 1 | 25 | Bedroom | 144573 | Bedroom | 0.0286%
14457 | 4 | 1 |  | Dimmer | 1 | Ceiling Fixture | Incandescent |  | Globe | 1 | 75 | Dining Room | 144574 | Dining Room | 0.0286%
14457 | 4 | 2 |  | Manual | 1 | Table | Incandescent |  | Standard A Lamp | 1 | 60 | Dining Room | 144574 | Dining Room | 0.0286%
14457 | 5 | 1 |  | Manual | 1 | Ceiling Fixture | Compact Fluorescent |  | Twist | 2 | 22 | Family Room | 144575 | Family Room | 0.0286%
14457 | 5 | 2 |  | Manual | 1 | Ceiling Fan | Incandescent |  | Standard A Lamp | 4 | 40 | Family Room | 144575 | Family Room | 0.0286%
14457 | 5 | 3 |  | Manual | 1 | Table | Incandescent |  | Standard A Lamp | 1 | 40 | Family Room | 144575 | Family Room | 0.0286%
14457 | 5 | 4 |  | Manual | 1 | Floor lamp | Compact Fluorescent |  | Twist | 1 | 22 | Family Room | 144575 | Family Room | 0.0286%
14457 | 5 | 5 |  | Manual | 1 | Floor lamp | Incandescent |  | Decorative | 3 | 25 | Family Room | 144575 | Family Room | 0.0286%
14457 | 5 | 6 |  | Manual | 1 | Table | Halogen |  | Quartz Tube | 1 | 100 | Family Room | 144575 | Family Room | 0.0286%
14457 | 6 | 1 |  | Manual | 1 | Ceiling Fixture | Incandescent |  | Standard A Lamp | 1 | 75 | Bathroom | 144576 | Bathroom | 0.0286%
14457 | 7 | 1 |  | Manual | 1 | Ceiling Fixture | Compact Fluorescent |  | Twist | 2 | 22 | Hall | 144577 | Hall | 0.0286%
14457 | 8 | 1 |  | Manual | 1 | Ceiling Fixture | Linear Fluorescent | 48 | T-8 | 4 | 32 | Kitchen | 144578 | Kitchen | 0.0286%
14457 | 8 | 2 |  | Manual | 1 | Ceiling Fixture | Incandescent |  | Decorative | 3 | 25 | Kitchen | 144578 | Kitchen | 0.0286%
14457 | 8 | 3 |  | Manual | 1 | Architectural | Incandescent |  | Standard A Lamp | 2 | 40 | Kitchen | 144578 | Kitchen | 0.0286%
14457 | 9 | 1 |  | Manual | 1 | Ceiling Fixture | Compact Fluorescent |  | Circline (Screw Base) | 1 | 22 | Laundry Room | 144579 | Laundry Room | 0.0286%
14457 | 10 | 1 |  | Manual | 1 | Ceiling Fixture | Compact Fluorescent |  | Twist | 2 | 15 | Living Room | 1445710 | Living Room | 0.0286%
14457 | 10 | 2 |  | Manual | 1 | Floor lamp | Incandescent |  | Standard A Lamp | 1 | 75 | Living Room | 1445710 | Living Room | 0.0286%
14457 | 10 | 3 |  | Dimmer | 1 | Torchiere | Incandescent |  | 3-Way Incandescent | 1 | 200 | Living Room | 1445710 | Living Room | 0.0286%
14457 | 11 | 1 |  | Manual | 1 | Ceiling Fixture | Incandescent |  | Standard A Lamp | 2 | 60 | Bedroom | 1445711 | Bedroom | 0.0286%
14508 | 1 | 1 |  | Manual | 1 | Ceiling Fixture | Compact Fluorescent |  | Twist | 1 | 23 | Hall | 145081 | Hall | 0.1232%
14508 | 2 | 1 |  | Manual | 1 | Chandelier (Hanging) | Incandescent |  | Globe | 5 | 40 | Dining Room | 145082 | Dining Room | 0.1232%
14508 | 2 | 2 |  | Manual | 1 | Chandelier (Hanging) | Incandescent |  | Reflector | 1 | 45 | Dining Room | 145082 | Dining Room | 0.1232%
14508 | 3 | 1 |  | Manual | 2 | Ceiling Fixture | Compact Fluorescent |  | Twist | 1 | 13 | Hall | 145083 | Hall | 0.1232%
14508 | 4 | 1 |  | Manual | 1 | Wall Mount | Incandescent |  | Decorative | 1 | 40 | Bathroom | 145084 | Bathroom | 0.1232%
14508 | 5 | 1 |  | Manual | 1 | Ceiling Fixture | Compact Fluorescent |  | Pin base | 1 | 22 | Kitchen | 145085 | Kitchen | 0.1232%
14508 | 5 | 2 |  | Manual | 1 | Recessed Can | Compact Fluorescent |  | Reflector | 1 | 15 | Kitchen | 145085 | Kitchen | 0.1232%
14508 | 5 | 3 |  | Manual | 6 | Recessed Can | Halogen |  | PAR | 1 | 50 | Kitchen | 145085 | Kitchen | 0.1232%
14508 | 5 | 4 |  | Manual | 1 | Other | Linear Fluorescent | 12 | T-5 | 1 | 7 | Kitchen | 145085 | Kitchen | 0.1232%
14508 | 5 | 5 |  | Manual | 2 | Other | Linear Fluorescent | 24 | T-5 | 2 | 13 | Kitchen | 145085 | Kitchen | 0.1232%
14508 | 5 | 6 |  | Manual | 1 | Other | Linear Fluorescent | 24 | T-5 | 1 | 13 | Kitchen | 145085 | Kitchen | 0.1232%
14508 | 6 | 1 |  | None | 1 | Ceiling Fixture | Incandescent |  | Clear | 1 | 75 | Laundry Room | 145086 | Laundry Room | 0.1232%
14508 | 7 | 1 |  | Manual | 1 | Track | Incandescent |  | Reflector | 4 | 45 | Laundry Room | 145087 | Laundry Room | 0.1232%
14508 | 7 | 2 |  | Timer | 1 | Table | Compact Fluorescent |  | Twist | 1 | 25 | Laundry Room | 145087 | Laundry Room | 0.1232%
14508 | 7 | 3 |  | Manual | 1 | Table | Compact Fluorescent |  | Twist | 1 | 23 | Laundry Room | 145087 | Laundry Room | 0.1232%
14508 | 7 | 4 |  | Manual | 1 | Table | Incandescent |  | Mini base | 1 | 8 | Laundry Room | 145087 | Laundry Room | 0.1232%
14508 | 8 | 1 |  | Manual | 1 | Wall Mount | Incandescent |  | Clear | 2 | 60 | Bathroom | 145088 | Bathroom | 0.1232%
14508 | 9 | 1 |  | Manual | 1 | Ceiling Fixture | Halogen |  | PAR | 3 | 50 | Family Room | 145089 | Family Room | 0.1232%
14508 | 9 | 2 |  | Manual | 1 | Table | Incandescent |  | 3-Way Incandescent | 1 | 250 | Family Room | 145089 | Family Room | 0.1232%
14508 | 10 | 1 | wattage off lamp | Manual | 1 | Ceiling Fixture | Linear Fluorescent | 48 | T-12 | 6 | 34 | Office | 1450810 | Office | 0.1232%
14508 | 10 | 2 |  | None | 1 | Ceiling Fixture | Incandescent |  | Clear | 1 | 60 | Office | 1450810 | Office | 0.1232%
14508 | 10 | 3 |  | Manual | 1 | Table | Incandescent |  | Other | 1 | 40 | Office | 1450810 | Office | 0.1232%
14508 | 11 | 1 |  | Manual | 1 | Ceiling Fixture | Incandescent |  | Clear | 1 | 60 | Closet | 1450811 | Closet | 0.1232%
14508 | 12 | 1 |  | Manual | 1 | Ceiling Fixture | Incandescent |  | Globe | 3 | 40 | Bedroom | 1450812 | Bedroom | 0.1232%
14508 | 12 | 2 |  | Manual | 1 | Table | Incandescent |  | Standard A Lamp | 1 | 60 | Bedroom | 1450812 | Bedroom | 0.1232%
14508 | 13 | 1 |  | Manual | 3 | Ceiling Fixture | Compact Fluorescent |  | Twist | 1 | 23 | Hall | 1450813 | Hall | 0.1232%
14508 | 13 | 2 |  | Photo | 1 | Wall Mount | Incandescent |  | Mini base | 1 | 5 | Hall | 1450813 | Hall | 0.1232%
14508 | 14 | 1 |  | Manual | 1 | Recessed - other | Incandescent |  | Heat Lamp | 1 | 250 | Bathroom | 1450814 | Bathroom | 0.1232%
14508 | 14 | 2 |  | Dimmer | 1 | Wall Mount | Halogen |  | Other | 2 | 100 | Bathroom | 1450814 | Bathroom | 0.1232%
14508 | 14 | 3 |  | Manual | 1 | Recessed Can | Halogen |  | PAR | 1 | 50 | Bathroom | 1450814 | Bathroom | 0.1232%
14508 | 15 | 1 |  | Manual | 1 | Recessed - other | Incandescent |  | Heat Lamp | 1 | 250 | Bathroom | 1450815 | Bathroom | 0.1232%
14508 | 15 | 2 |  | Manual | 1 | Ceiling Fixture | Halogen |  | PAR | 1 | 50 | Bathroom | 1450815 | Bathroom | 0.1232%
14508 | 15 | 3 |  | Manual | 1 | Recessed Can | Halogen |  | PAR | 1 | 50 | Bathroom | 1450815 | Bathroom | 0.1232%
14508 | 15 | 4 |  | Dimmer | 2 | Wall Mount | Halogen |  | Other | 2 | 150 | Bathroom | 1450815 | Bathroom | 0.1232%
14508 | 15 | 5 |  | Dimmer | 2 | Wall Mount | Halogen |  | Other | 2 | 100 | Bathroom | 1450815 | Bathroom | 0.1232%
14508 | 15 | 6 |  | Photo | 1 | Wall Mount | Incandescent |  | Mini base | 1 | 40 | Bathroom | 1450815 | Bathroom | 0.1232%
14508 | 16 | 1 |  | Manual | 1 | Ceiling Fixture | Compact Fluorescent |  | Twist | 1 | 23 | Master Bedroom | 1450816 | Master Bedroom | 0.1232%
14508 | 16 | 2 |  | Manual | 2 | Table | Incandescent |  | Standard A Lamp | 1 | 60 | Master Bedroom | 1450816 | Master Bedroom | 0.1232%
14508 | 16 | 3 |  | Manual | 2 | Table | Incandescent |  | Mini base | 1 | 75 | Master Bedroom | 1450816 | Master Bedroom | 0.1232%
14508 | 16 | 4 |  | Manual | 2 | Table | Incandescent |  | Standard A Lamp | 1 | 25 | Master Bedroom | 1450816 | Master Bedroom | 0.1232%
14508 | 17 | 1 |  | Manual | 1 | Wall Mount | Incandescent |  | Clear | 3 | 60 | Bathroom | 1450817 | Bathroom | 0.1232%
14508 | 17 | 2 |  | Manual | 1 | Wall Mount | Incandescent |  | Clear | 1 | 75 | Bathroom | 1450817 | Bathroom | 0.1232%
14508 | 17 | 3 |  | Manual | 1 | Wall Mount | Incandescent |  | Mini base | 1 | 40 | Bathroom | 1450817 | Bathroom | 0.1232%
14508 | 18 | 1 |  | Manual | 3 | Ceiling Fixture | Compact Fluorescent |  | Twist | 1 | 18 | Bathroom | 1450818 | Bathroom | 0.1232%
14508 | 18 | 2 |  | Manual | 1 | Ceiling Fixture | Incandescent |  | Clear | 1 | 60 | Bathroom | 1450818 | Bathroom | 0.1232%
14508 | 18 | 3 |  | Manual | 1 | Table | Incandescent |  | 3-Way Incandescent | 1 | 200 | Bathroom | 1450818 | Bathroom | 0.1232%
14508 | 19 | 1 |  | Manual | 1 | Recessed Can | Incandescent |  | Reflector | 1 | 65 | Bedroom | 1450819 | Bedroom | 0.1232%
14508 | 19 | 2 |  | Manual | 1 | Ceiling Fixture | Incandescent |  | Clear | 2 | 60 | Bedroom | 1450819 | Bedroom | 0.1232%
14508 | 20 | 1 |  | None | 1 | Wall Mount | Incandescent |  | Clear | 1 | 60 | Hall | 1450820 | Hall | 0.1232%
14508 | 21 | 1 |  | Manual | 1 | Track | Incandescent |  | Globe | 4 | 100 | Garage | 1450821 | Garage | 0.1232%
14508 | 21 | 2 |  | Manual | 2 | Ceiling Fixture | Linear Fluorescent | 96 | T-12 | 2 | 96 | Garage | 1450821 | Garage | 0.1232%
14508 | 21 | 3 |  | Timer | 1 | Garage door opener | Incandescent |  | Standard A Lamp | 2 | 60 | Garage | 1450821 | Garage | 0.1232%
14508 | 22 | 1 |  | Manual | 1 | Chandelier (Hanging) | Incandescent |  | Standard A Lamp | 1 | 75 | Hall | 1450822 | Hall | 0.1232%
14508 | 22 | 2 |  | Manual | 1 | Wall Mount | Compact Fluorescent |  | Twist | 1 | 13 | Hall | 1450822 | Hall | 0.1232%
14508 | 23 | 1 |  | Manual | 1 | Ceiling Fixture | Compact Fluorescent |  | Twist | 1 | 23 | Other | 1450823 | Other | 0.1232%
14508 | 23 | 2 |  | Manual | 1 | Ceiling Fixture | Compact Fluorescent |  | Twist | 1 | 15 | Other | 1450823 | Other | 0.1232%
14508 | 23 | 3 |  | Manual | 1 | Ceiling Fixture | Incandescent |  | Standard A Lamp | 1 | 75 | Other | 1450823 | Other | 0.1232%
14542 | 1 | 1 |  | Manual | 1 | Wall Mount | Incandescent |  | Standard A Lamp | 4 | 60 | Bathroom | 145421 | Bathroom | 0.02952%
14542 | 2 | 1 |  | Manual | 2 | Wall Mount | Incandescent |  | Standard A Lamp | 1 | 40 | Bathroom | 145422 | Bathroom | 0.02952%
14542 | 3 | 1 |  | Manual | 1 | Wall Mount | Compact Fluorescent |  | Twist | 2 | 14 | Bathroom | 145423 | Bathroom | 0.02952%
14542 | 4 | 1 |  | Manual | 1 | Ceiling Fixture | Incandescent |  | Standard A Lamp | 3 | 60 | Bedroom | 145424 | Bedroom | 0.02952%
14542 | 5 | 1 |  | Manual | 1 | Ceiling Fixture | Incandescent |  | Standard A Lamp | 1 | 60 | Bedroom | 145425 | Bedroom | 0.02952%
14542 | 6 | 1 |  | Manual | 1 | Ceiling Fixture | Incandescent |  | Standard A Lamp | 2 | 60 | Bedroom | 145426 | Bedroom | 0.02952%
14542 | 7 | 1 |  | Manual | 1 | Ceiling Fixture | Incandescent |  | Standard A Lamp | 10 | 60 | Dining Room | 145427 | Dining Room | 0.02952%
14542 | 8 | 1 |  | Motion | 5 | Ceiling Fixture | Incandescent |  | Standard A Lamp | 1 | 75 | Hall | 145428 | Hall | 0.02952%
14542 | 9 | 1 |  | Manual | 2 | Recessed Can | Incandescent |  | Reflector | 1 | 90 | Hall | 145429 | Hall | 0.02952%
14542 | 9 | 2 |  | Manual | 1 | Recessed Can | Compact Fluorescent |  | Twist | 1 | 13 | Hall | 145429 | Hall | 0.02952%
14542 | 10 | 1 |  | Manual | 3 | Recessed Can | Compact Fluorescent |  | Twist | 1 | 13 | Family Room | 1454210 | Family Room | 0.02952%
14542 | 10 | 2 |  | Manual | 1 | Chandelier (Hanging) | Incandescent |  | Mini base | 8 | 60 | Family Room | 1454210 | Family Room | 0.02952%
14542 | 10 | 3 |  | Manual | 1 | Ceiling Fan | Incandescent |  | Standard A Lamp | 2 | 60 | Family Room | 1454210 | Family Room | 0.02952%
14542 | 11 | 1 |  | Manual | 3 | Ceiling Fixture | Incandescent |  | Standard A Lamp | 1 | 85 | Family Room | 1454211 | Family Room | 0.02952%
14542 | 12 | 1 |  | Manual | 2 | Ceiling Fixture | Incandescent |  | Globe | 1 | 60 | Garage | 1454212 | Garage | 0.02952%
14542 | 13 | 1 |  | Manual | 1 | Chandelier (Hanging) | Incandescent |  | Standard A Lamp | 16 | 60 | Hall | 1454213 | Hall | 0.02952%
14542 | 14 | 1 |  | Manual | 1 | Chandelier (Hanging) | Incandescent |  | Standard A Lamp | 3 | 60 | Kitchen | 1454214 | Kitchen | 0.02952%
14542 | 15 | 1 |  | Manual | 2 | Ceiling Fixture | Compact Fluorescent |  | Twist | 1 | 13 | Laundry Room | 1454215 | Laundry Room | 0.02952%
14542 | 16 | 1 |  | Manual | 1 | Table | Incandescent |  | Standard A Lamp | 1 | 40 | Living Room | 1454216 | Living Room | 0.02952%
14542 | 16 | 2 |  | Manual | 1 | Table | Incandescent |  | Mini base | 4 | 60 | Living Room | 1454216 | Living Room | 0.02952%
14542 | 17 | 1 |  | Manual | 1 | Wall Mount | Incandescent |  | Standard A Lamp | 3 | 55 | Bathroom | 1454217 | Bathroom | 0.02952%
14542 | 18 | 1 |  | Manual | 1 | Chandelier (Hanging) | Incandescent |  | Globe | 1 | 75 | Master Bedroom | 1454218 | Master Bedroom | 0.02952%
14542 | 19 | 1 |  | Manual | 1 | Ceiling Fixture | Linear Fluorescent | 48 | T-12 | 2 | 40 | Closet | 1454219 | Closet | 0.02952%
14542 | 20 | 1 |  | Manual | 1 | Ceiling Fixture | Compact Fluorescent |  | Twist | 3 | 13 | Office | 1454220 | Office | 0.02952%
14542 | 21 | 1 |  | Manual | 1 | Chandelier (Hanging) | Incandescent |  | Mini base | 5 | 60 | Closet | 1454221 | Closet | 0.02952%
14542 | 21 | 2 |  | Manual | 1 | Ceiling Fixture | Compact Fluorescent |  | Twist | 1 | 13 | Closet | 1454221 | Closet | 0.02952%
14542 | 21 | 3 |  | Manual | 1 | Ceiling Fixture | Linear Fluorescent | 48 | T-12 | 2 | 40 | Closet | 1454221 | Closet | 0.02952%
14545 | 1 | 1 |  | Manual | 1 | Wall Mount | Incandescent |  | Standard A Lamp | 2 | 75 | Bathroom | 145451 | Bathroom | 0.02952%
14545 | 2 | 1 |  | Manual | 1 | Ceiling Fixture | Incandescent |  | Standard A Lamp | 1 | 75 | Bathroom | 145452 | Bathroom | 0.02952%
14545 | 3 | 1 |  | Manual | 3 | Table | Compact Fluorescent |  | Twist | 1 | 22 | Bedroom | 145453 | Bedroom | 0.02952%
14545 | 3 | 2 |  | Manual | 1 | Ceiling Fixture | Incandescent |  | Standard A Lamp | 1 | 60 | Bedroom | 145453 | Bedroom | 0.02952%
14545 | 4 | 1 |  | Manual | 1 | Floor lamp | Incandescent |  | Standard A Lamp | 4 | 75 | Bedroom | 145454 | Bedroom | 0.02952%
14545 | 4 | 2 |  | Manual | 1 | Ceiling Fixture | Compact Fluorescent |  | Twist | 1 | 15 | Bedroom | 145454 | Bedroom | 0.02952%
14545 | 5 | 1 |  | Manual | 1 | Ceiling Fan | Compact Fluorescent |  | Twist | 4 | 15 | Dining Room | 145455 | Dining Room | 0.02952%
14545 | 6 | 1 |  | Manual | 1 | Ceiling Fixture | Incandescent |  | Standard A Lamp | 1 | 60 | Hall | 145456 | Hall | 0.02952%
14545 | 7 | 1 |  | Manual | 2 | Ceiling Fixture | Incandescent |  | Standard A Lamp | 2 | 75 | Kitchen | 145457 | Kitchen | 0.02952%
14545 | 8 | 1 |  | Manual | 1 | Ceiling Fixture | Incandescent |  | Standard A Lamp | 1 | 60 | Laundry Room | 145458 | Laundry Room | 0.02952%
14545 | 9 | 1 |  | Manual | 2 | Table | Compact Fluorescent |  | Twist | 1 | 15 | Living Room | 145459 | Living Room | 0.02952%
14545 | 9 | 2 |  | Manual | 1 | Ceiling Fixture | Incandescent |  | Standard A Lamp | 1 | 60 | Living Room | 145459 | Living Room | 0.02952%
14545 | 9 | 3 |  | Manual | 1 | Ceiling Fixture | Compact Fluorescent |  | Twist | 1 | 22 | Living Room | 145459 | Living Room | 0.02952%
14545 | 10 | 1 |  | Manual | 1 | Ceiling Fixture | Incandescent |  | Standard A Lamp | 1 | 60 | Master Bedroom | 1454510 | Master Bedroom | 0.02952%
14545 | 10 | 2 |  | Manual | 1 | Table | Incandescent |  | Standard A Lamp | 1 | 75 | Master Bedroom | 1454510 | Master Bedroom | 0.02952%
14560 | 1 | 1 |  | Manual | 1 | Wall Mount | Compact Fluorescent |  | Twist | 2 | 14 | Bathroom | 145601 | Bathroom | 0.1723%
14560 | 2 | 1 |  | Manual | 1 | Wall Mount | Incandescent |  | Standard A Lamp | 5 | 100 | Bathroom | 145602 | Bathroom | 0.1723%
14560 | 3 | 1 |  | Manual | 1 | Ceiling Fixture | Compact Fluorescent |  | Twist | 2 | 14 | Bedroom | 145603 | Bedroom | 0.1723%
14560 | 4 | 1 |  | Manual | 1 | Ceiling Fixture | Compact Fluorescent |  | Twist | 2 | 14 | Bedroom | 145604 | Bedroom | 0.1723%
14560 | 5 | 1 |  | Manual | 1 | Chandelier (Hanging) | Incandescent |  | Standard A Lamp | 6 | 100 | Dining Room | 145605 | Dining Room | 0.1723%
14560 | 5 | 2 |  | Manual | 1 | Chandelier (Hanging) | Incandescent |  | Clear | 3 | 60 | Dining Room | 145605 | Dining Room | 0.1723%
14560 | 6 | 1 |  | Manual | 1 | Ceiling Fixture | Compact Fluorescent |  | Twist | 2 | 14 | Hall | 145606 | Hall | 0.1723%
14560 | 6 | 2 |  | Manual | 1 | Ceiling Fixture | Incandescent |  | Clear | 3 | 60 | Hall | 145606 | Hall | 0.1723%
14560 | 7 | 1 |  | Manual | 2 | Ceiling Fixture | Compact Fluorescent |  | Twist | 2 | 14 | Family Room | 145607 | Family Room | 0.1723%
14560 | 8 | 1 |  | Manual | 2 | Recessed Can | Compact Fluorescent |  | Flood | 1 | 14 | Hall | 145608 | Hall | 0.1723%
14560 | 9 | 1 |  | Manual | 6 | Recessed Can | Compact Fluorescent |  | Flood | 1 | 14 | Kitchen | 145609 | Kitchen | 0.1723%
14560 | 10 | 1 |  | Manual | 1 | Ceiling Fixture | Compact Fluorescent |  | Twist | 2 | 14 | Laundry Room | 1456010 | Laundry Room | 0.1723%
14560 | 11 | 1 |  | Manual | 4 | Recessed Can | Compact Fluorescent |  | Reflector |  | 14 | Living Room | 1456011 | Living Room | 0.1723%
14560 | 12 | 1 |  | Manual | 1 | Wall Mount | Incandescent |  | Standard A Lamp | 5 | 100 | Bathroom | 1456012 | Bathroom | 0.1723%
14560 | 12 | 2 |  | Manual | 1 | Ceiling Fixture | Compact Fluorescent |  | Twist | 2 | 14 | Bathroom | 1456012 | Bathroom | 0.1723%
14560 | 13 | 1 |  | Manual | 2 | Table | Compact Fluorescent |  | Twist | 2 | 14 | Master Bedroom | 1456013 | Master Bedroom | 0.1723%
14560 | 13 | 2 |  | Manual | 2 | Floor lamp | Incandescent |  | 3-Way Incandescent | 1 | 100 | Master Bedroom | 1456013 | Master Bedroom | 0.1723%
14560 | 14 | 1 |  | Manual | 1 | Ceiling Fixture | Compact Fluorescent |  | Twist | 2 | 14 | Closet | 1456014 | Closet | 0.1723%
14560 | 15 | 1 |  | Manual | 2 | Recessed Can | Compact Fluorescent |  | Flood | 1 | 14 | Office | 1456015 | Office | 0.1723%
14560 | 16 | 1 |  | Manual | 1 | Ceiling Fixture | Incandescent |  | Standard A Lamp | 2 | 60 | Closet | 1456016 | Closet | 0.1723%
14577 | 1 | 1 |  | Manual | 1 | Ceiling Fixture | Incandescent |  | Standard A Lamp | 1 | 100 | Other | 145771 | Other | 0.1723%
14577 | 1 | 2 |  | Manual | 3 | Ceiling Fixture | Compact Fluorescent |  | Twist | 1 | 13 | Other | 145771 | Other | 0.1723%
14577 | 1 | 3 |  | Manual | 1 | Low bay | Linear Fluorescent | 48 | T-8 | 2 | 32 | Other | 145771 | Other | 0.1723%
14577 | 2 | 1 |  | Manual | 1 | Ceiling Fixture | Incandescent |  | Decorative | 2 | 40 | Bathroom | 145772 | Bathroom | 0.1723%
14577 | 3 | 1 |  | Manual | 1 | Ceiling Fixture | Compact Fluorescent |  | Twist | 4 | 15 | Bedroom | 145773 | Bedroom | 0.1723%
14577 | 4 | 1 |  | Manual | 2 | Ceiling Fixture | Incandescent |  | Standard A Lamp | 2 | 60 | Bedroom | 145774 | Bedroom | 0.1723%
14577 | 5 | 1 |  | Manual | 1 | Ceiling Fixture | Compact Fluorescent |  | Twist | 3 | 15 | Bedroom | 145775 | Bedroom | 0.1723%
14577 | 5 | 2 |  | Manual | 1 | Table | Incandescent |  | Standard A Lamp | 2 | 40 | Bedroom | 145775 | Bedroom | 0.1723%
14577 | 6 | 1 |  | Manual | 1 | Ceiling Fixture | Incandescent |  | Mini base | 6 | 40 | Dining Room | 145776 | Dining Room | 0.1723%
14577 | 7 | 1 |  | Manual | 2 | Low bay | Linear Fluorescent | 48 | T-12 | 2 | 40 | Garage | 145777 | Garage | 0.1723%
14577 | 7 | 2 |  | Manual | 1 | Ceiling Fixture | Incandescent |  | Standard A Lamp | 1 | 60 | Garage | 145777 | Garage | 0.1723%
14577 | 8 | 1 |  | Manual | 2 | Ceiling Fixture | Compact Fluorescent |  | Twist | 1 | 15 | Hall | 145778 | Hall | 0.1723%
14577 | 9 | 1 |  | Manual | 1 | Ceiling Fixture | Linear Fluorescent | 48 | T-8 | 2 | 32 | Kitchen | 145779 | Kitchen | 0.1723%
14577 | 9 | 2 |  | Manual | 3 | Ceiling Fixture | Compact Fluorescent |  | Twist | 1 | 14 | Kitchen | 145779 | Kitchen | 0.1723%
14577 | 10 | 1 |  | Manual | 2 | Table | Incandescent |  | 3-Way Incandescent | 1 | 100 | Living Room | 1457710 | Living Room | 0.1723%
14577 | 10 | 2 |  | Manual | 1 | Table | Compact Fluorescent |  | 3-Way CFL | 1 | 23 | Living Room | 1457710 | Living Room | 0.1723%
14577 | 11 | 1 |  | Manual | 3 | Wall Mount | Incandescent |  | Standard A Lamp | 1 | 40 | Bathroom | 1457711 | Bathroom | 0.1723%
14577 | 11 | 2 |  | Manual | 1 | Ceiling Fixture | Incandescent |  | Other | 2 | 55 | Bathroom | 1457711 | Bathroom | 0.1723%
14577 | 12 | 1 |  | Manual | 1 | Ceiling Fixture | Compact Fluorescent |  | Twist | 2 | 15 | Master Bedroom | 1457712 | Master Bedroom | 0.1723%
14577 | 12 | 2 |  | Manual | 1 | Table | Incandescent |  | 3-Way Incandescent | 1 | 100 | Master Bedroom | 1457712 | Master Bedroom | 0.1723%
14577 | 13 | 1 |  | Manual | 2 | Ceiling Fixture | Compact Fluorescent |  | Twist | 1 | 15 | Hall | 1457713 | Hall | 0.1723%
14646 | 1 | 1 |  | Dimmer | 1 | Wall Mount | Compact Fluorescent |  | Globe | 3 | 22 | Bathroom | 146461 | Bathroom | 0.02952%
14646 | 2 | 1 |  | Manual | 1 | Ceiling Fixture | Compact Fluorescent |  | Twist | 1 | 15 | Bedroom | 146462 | Bedroom | 0.02952%
14646 | 2 | 2 |  | Manual | 1 | Table | Compact Fluorescent |  | Twist | 1 | 22 | Bedroom | 146462 | Bedroom | 0.02952%
14646 | 3 | 1 |  | Manual | 1 | Ceiling Fixture | Compact Fluorescent |  | Twist | 1 | 15 | Hall | 146463 | Hall | 0.02952%
14646 | 4 | 1 |  | Manual | 2 | Ceiling Fixture | Compact Fluorescent |  | Circline (Screw Base) | 1 | 28 | Kitchen | 146464 | Kitchen | 0.02952%
14646 | 4 | 2 |  | Manual | 1 | Wall Mount | Linear Fluorescent | 20 | T-5 | 2 | 16 | Kitchen | 146464 | Kitchen | 0.02952%
14646 | 5 | 1 |  | Manual | 1 | Ceiling Fixture | Incandescent |  | Standard A Lamp | 2 | 60 | Laundry Room | 146465 | Laundry Room | 0.02952%
14646 | 5 | 2 |  | Manual | 1 | Wall Mount | Incandescent |  | Standard A Lamp | 3 | 60 | Laundry Room | 146465 | Laundry Room | 0.02952%
14646 | 6 | 1 |  | Manual | 1 | Ceiling Fan | Incandescent |  | Decorative | 3 | 40 | Living Room | 146466 | Living Room | 0.02952%
14646 | 6 | 2 |  | Manual | 4 | Recessed Can | Compact Fluorescent |  | Globe | 1 | 22 | Living Room | 146466 | Living Room | 0.02952%
14646 | 6 | 3 |  | Dimmer | 4 | Recessed Can | Incandescent |  | Standard A Lamp | 1 | 60 | Living Room | 146466 | Living Room | 0.02952%
14646 | 7 | 1 |  | Manual | 1 | Ceiling Fixture | Compact Fluorescent |  | Twist | 2 | 22 | Master Bedroom | 146467 | Master Bedroom | 0.02952%
14646 | 7 | 2 |  | Manual | 2 | Table | Incandescent |  | Decorative | 2 | 60 | Master Bedroom | 146467 | Master Bedroom | 0.02952%
14674 | 1 | 1 |  | Manual | 1 | Wall Mount | Incandescent |  | Globe | 8 | 60 | Bathroom | 146741 | Bathroom | 0.1723%
14674 | 3 | 1 |  | Manual | 1 | Chandelier (Hanging) | Incandescent |  | Clear | 3 | 100 | Dining Room | 146743 | Dining Room | 0.1723%
14674 | 4 | 1 |  | Manual | 1 | Ceiling Fixture | Incandescent |  | Standard A Lamp | 1 | 75 | Hall | 146744 | Hall | 0.1723%
14674 | 4 | 2 |  | Manual | 1 | Ceiling Fixture | Incandescent |  | Mini base | 3 | 60 | Hall | 146744 | Hall | 0.1723%
14674 | 5 | 1 |  | Manual | 1 | Ceiling Fixture | Incandescent |  | Standard A Lamp | 2 | 60 | Family Room | 146745 | Family Room | 0.1723%
14674 | 6 | 1 |  | Manual | 2 | Exterior | Linear Fluorescent | 48 | T-12 | 2 | 40 | Other | 146746 | Other | 0.1723%
14674 | 7 | 1 |  | Manual | 1 | Ceiling Fixture | Linear Fluorescent | 48 | T-12 | 6 | 40 | Kitchen | 146747 | Kitchen | 0.1723%
14674 | 7 | 2 |  | Manual | 1 | Ceiling Fixture | Linear Fluorescent | 36 | T-12 | 1 | 30 | Kitchen | 146747 | Kitchen | 0.1723%
14674 | 7 | 3 |  | Manual | 1 | Ceiling Fixture | Linear Fluorescent | 24 | T-5 | 1 | 13 | Kitchen | 146747 | Kitchen | 0.1723%
14674 | 7 | 4 |  | Manual | 1 | Recessed Can | Incandescent |  | Reflector | 1 | 65 | Kitchen | 146747 | Kitchen | 0.1723%
14674 | 8 | 1 |  | Manual | 1 | Ceiling Fixture | Incandescent |  | Standard A Lamp | 2 | 60 | Laundry Room | 146748 | Laundry Room | 0.1723%
14674 | 9 | 1 |  | Manual | 1 | Table | Incandescent |  | 3-Way Incandescent | 1 | 100 | Living Room | 146749 | Living Room | 0.1723%
14674 | 9 | 2 |  | Manual | 1 | Table | Incandescent |  | Standard A Lamp | 1 | 60 | Living Room | 146749 | Living Room | 0.1723%
14674 | 9 | 3 |  | Manual | 1 | Torchiere | Halogen |  | Quartz Tube | 1 | 300 | Living Room | 146749 | Living Room | 0.1723%
14674 | 10 | 1 |  | Manual | 1 | Wall Mount | Incandescent |  | Globe | 4 | 60 | Bathroom | 1467410 | Bathroom | 0.1723%
14674 | 11 | 1 |  | Manual | 2 | Table | Incandescent |  | Standard A Lamp | 1 | 60 | Bedroom | 1467411 | Bedroom | 0.1723%
14674 | 11 | 2 |  | Manual | 1 | Table | Incandescent |  | 3-Way Incandescent | 1 | 100 | Bedroom | 1467411 | Bedroom | 0.1723%
14674 | 12 | 1 |  | Manual | 1 | Table | Incandescent |  | 3-Way Incandescent | 1 | 70 | Bedroom | 1467412 | Bedroom | 0.1723%
14674 | 12 | 2 |  | Manual | 1 | Table | Incandescent |  | Mini base | 1 | 40 | Bedroom | 1467412 | Bedroom | 0.1723%
20007 | 1 | 1 |  | Manual | 1 | Ceiling Fixture | Compact Fluorescent |  | Twist | 1 | 22 | Bathroom | 200071 | Bathroom | 0.05169%
20007 | 2 | 1 |  | Manual | 1 | Ceiling Fixture | Incandescent |  | Standard A Lamp | 2 | 60 | Bedroom | 200072 | Bedroom | 0.05169%
20007 | 3 | 1 |  | Manual | 1 | Ceiling Fixture | Incandescent |  | Standard A Lamp | 2 | 60 | Bedroom | 200073 | Bedroom | 0.05169%
20007 | 3 | 2 |  | Manual | 1 | Ceiling Fixture | Compact Fluorescent |  | Twist | 2 | 22 | Bedroom | 200073 | Bedroom | 0.05169%
20007 | 4 | 1 |  | Manual | 1 | Ceiling Fixture | Incandescent |  | Standard A Lamp | 3 | 60 | Bedroom | 200074 | Bedroom | 0.05169%
20007 | 4 | 2 |  | Manual | 1 | Ceiling Fixture | Compact Fluorescent |  | Twist | 1 | 22 | Bedroom | 200074 | Bedroom | 0.05169%
20007 | 5 | 1 |  | Manual | 4 | Ceiling Fixture | Incandescent |  | Decorative | 2 | 25 | Dining Room | 200075 | Dining Room | 0.05169%
20007 | 5 | 2 |  | Manual | 1 | Chandelier (Hanging) | Incandescent |  | Decorative | 8 | 25 | Dining Room | 200075 | Dining Room | 0.05169%
20007 | 6 | 1 |  | Manual | 2 | Wall Mount | Incandescent |  | Standard A Lamp | 2 | 60 | Other | 200076 | Other | 0.05169%
20007 | 7 | 1 |  | Manual | 2 | Ceiling Fixture | Incandescent |  | Standard A Lamp | 1 | 60 | Living Room | 200077 | Living Room | 0.05169%
20007 | 7 | 2 |  | Manual | 2 | Ceiling Fixture | Compact Fluorescent |  | Twist | 1 | 22 | Living Room | 200077 | Living Room | 0.05169%
20007 | 7 | 3 |  | Manual | 2 | Floor lamp | Incandescent |  | Standard A Lamp | 1 | 60 | Living Room | 200077 | Living Room | 0.05169%
20007 | 8 | 1 |  | Manual | 2 | Ceiling Fixture | Incandescent |  | Standard A Lamp | 1 | 60 | Bathroom | 200078 | Bathroom | 0.05169%
20007 | 8 | 2 |  | Manual | 1 | Wall Mount | Incandescent |  | Globe | 2 | 40 | Bathroom | 200078 | Bathroom | 0.05169%
20007 | 9 | 1 |  | Manual | 1 | Ceiling Fixture | Incandescent |  | Standard A Lamp | 1 | 60 | Master Bedroom | 200079 | Master Bedroom | 0.05169%
20007 | 9 | 2 |  | Manual | 1 | Ceiling Fixture | Compact Fluorescent |  | Twist | 2 | 22 | Master Bedroom | 200079 | Master Bedroom | 0.05169%
20007 | 10 | 1 |  | Manual | 1 | Ceiling Fixture | Incandescent |  | Standard A Lamp | 1 | 100 | Other | 2000710 | Other | 0.05169%
20007 | 11 | 1 |  | Manual | 2 | Ceiling Fixture | Linear Fluorescent | 36 | T-12 | 4 | 40 | Kitchen | 2000711 | Kitchen | 0.05169%
20007 | 12 | 1 |  | Manual | 2 | Ceiling Fixture | Compact Fluorescent |  | Twist | 1 | 22 | Hall | 2000712 | Hall | 0.05169%
20007 | 13 | 1 |  | Manual | 2 | Ceiling Fixture | Compact Fluorescent |  | Twist | 1 | 22 | Laundry Room | 2000713 | Laundry Room | 0.05169%
20016 | 1 | 1 |  | Manual | 1 | Wall Mount | Linear Fluorescent | 48 | T-12 | 2 | 40 | Bathroom | 200161 | Bathroom | 0.305%
20016 | 1 | 2 |  | Manual | 1 | Ceiling Fixture | Compact Fluorescent |  | Twist | 1 | 15 | Bathroom | 200161 | Bathroom | 0.305%
20016 | 2 | 1 |  | Manual | 1 | Ceiling Fixture | Compact Fluorescent |  | Twist | 1 | 22 | Bedroom | 200162 | Bedroom | 0.305%
20016 | 2 | 2 |  | Manual | 2 | Table | Incandescent |  | Standard A Lamp | 1 | 60 | Bedroom | 200162 | Bedroom | 0.305%
20016 | 3 | 1 |  | Manual | 1 | Ceiling Fixture | Compact Fluorescent |  | Twist | 2 | 22 | Bedroom | 200163 | Bedroom | 0.305%
20016 | 4 | 1 |  | Manual | 2 | Ceiling Fixture | Incandescent |  | Standard A Lamp | 1 | 75 | Other | 200164 | Other | 0.305%
20016 | 4 | 2 |  | Manual | 1 | Ceiling Fixture | Compact Fluorescent |  | Twist | 1 | 22 | Other | 200164 | Other | 0.305%
20016 | 5 | 1 |  | Manual | 1 | Ceiling Fixture | Compact Fluorescent |  | Twist | 1 | 15 | Hall | 200165 | Hall | 0.305%
20016 | 6 | 1 |  | Manual | 1 | Ceiling Fixture | Linear Fluorescent | 48 | T-8 | 2 | 32 | Kitchen | 200166 | Kitchen | 0.305%
20016 | 7 | 1 |  | Manual | 1 | Floor lamp | Compact Fluorescent |  | Straight Tube | 1 | 28 | Living Room | 200167 | Living Room | 0.305%
20016 | 7 | 2 |  | Manual | 1 | Table | Incandescent |  | 3-Way Incandescent | 1 | 100 | Living Room | 200167 | Living Room | 0.305%
20016 | 7 | 3 |  | Manual | 1 | Table | Incandescent |  | Mini base | 2 | 25 | Living Room | 200167 | Living Room | 0.305%
20016 | 7 | 4 |  | Manual | 1 | Wall Mount | Incandescent |  | Mini base | 3 | 60 | Living Room | 200167 | Living Room | 0.305%
20020 | 1 | 1 |  | Manual | 1 | Wall Mount | Incandescent |  | Standard A Lamp | 2 | 60 | Bathroom | 200201 | Bathroom | 0.04732%
20020 | 2 | 1 |  | Manual | 1 | Wall Mount | Compact Fluorescent |  | Twist | 3 | 13 | Bathroom | 200202 | Bathroom | 0.04732%
20020 | 2 | 2 |  | Manual | 1 | Recessed Can | Incandescent |  | Heat Lamp | 1 | 250 | Bathroom | 200202 | Bathroom | 0.04732%
20020 | 3 | 1 |  | Manual | 1 | Floor lamp | Incandescent |  | Standard A Lamp | 1 | 100 | Bedroom | 200203 | Bedroom | 0.04732%
20020 | 3 | 2 |  | Manual | 1 | Table | Incandescent |  | Decorative | 1 | 60 | Bedroom | 200203 | Bedroom | 0.04732%
20020 | 4 | 1 |  | Manual | 1 | Floor lamp | Compact Fluorescent |  | Twist | 3 | 13 | Bedroom | 200204 | Bedroom | 0.04732%
20020 | 4 | 2 |  | Manual | 1 | Table | Incandescent |  | Standard A Lamp | 1 | 60 | Bedroom | 200204 | Bedroom | 0.04732%
20020 | 5 | 1 |  | Manual | 1 | Chandelier (Hanging) | Incandescent |  | Globe | 5 | 40 | Dining Room | 200205 | Dining Room | 0.04732%
20020 | 6 | 1 |  | Manual | 3 | Ceiling Fixture | Compact Fluorescent |  | Twist | 1 | 13 | Hall | 200206 | Hall | 0.04732%
20020 | 7 | 1 |  | Manual | 1 | Ceiling Fan | Incandescent |  | Standard A Lamp | 1 | 100 | Family Room | 200207 | Family Room | 0.04732%
20020 | 7 | 2 |  | Manual | 2 | Wall Mount | Incandescent |  | Mini base | 1 | 5 | Family Room | 200207 | Family Room | 0.04732%
20020 | 8 | 1 |  | Manual | 3 | Ceiling Fixture | Compact Fluorescent |  | Twist | 1 | 22 | Garage | 200208 | Garage | 0.04732%
20020 | 8 | 2 |  | Manual | 1 | Ceiling Fixture | Incandescent |  | Standard A Lamp | 1 | 100 | Garage | 200208 | Garage | 0.04732%
20020 | 9 | 1 |  | Manual | 1 | Recessed - other | Compact Fluorescent |  | Twist | 1 | 13 | Kitchen | 200209 | Kitchen | 0.04732%
20020 | 9 | 2 |  | Manual | 1 | Chandelier (Hanging) | Incandescent |  | Mini base | 3 | 40 | Kitchen | 200209 | Kitchen | 0.04732%
20020 | 9 | 3 |  | Manual | 1 | Architectural | Compact Fluorescent |  | Twist | 1 | 13 | Kitchen | 200209 | Kitchen | 0.04732%
20020 | 9 | 4 |  | Manual | 1 | Recessed Can | Compact Fluorescent |  | Flood | 1 | 15 | Kitchen | 200209 | Kitchen | 0.04732%
20020 | 10 | 1 |  | Manual | 1 | Ceiling Fixture | Compact Fluorescent |  | Twist | 1 | 22 | Laundry Room | 2002010 | Laundry Room | 0.04732%
20020 | 11 | 1 |  | Manual | 1 | Table | Compact Fluorescent |  | Twist | 1 | 13 | Living Room | 2002011 | Living Room | 0.04732%
20020 | 11 | 2 |  | Manual | 2 | Floor lamp | Incandescent |  | 3-Way Incandescent | 1 | 100 | Living Room | 2002011 | Living Room | 0.04732%
20020 | 11 | 3 |  | Manual | 1 | Floor lamp | Incandescent |  | Decorative | 1 | 40 | Living Room | 2002011 | Living Room | 0.04732%
20020 | 12 | 1 |  | Manual | 1 | Wall Mount | Incandescent |  | Standard A Lamp | 2 | 60 | Bathroom | 2002012 | Bathroom | 0.04732%
20020 | 12 | 2 |  | Manual | 1 | Recessed Can | Incandescent |  | Heat Lamp | 1 | 250 | Bathroom | 2002012 | Bathroom | 0.04732%
20020 | 12 | 3 |  | Manual | 1 | Ceiling Fixture | Incandescent |  | Reflector | 1 | 65 | Bathroom | 2002012 | Bathroom | 0.04732%
20020 | 12 | 4 |  | Manual | 1 | Ceiling Fixture | Incandescent |  | Standard A Lamp | 1 | 40 | Bathroom | 2002012 | Bathroom | 0.04732%
20020 | 13 | 1 |  | Manual | 1 | Floor lamp | Compact Fluorescent |  | Twist | 1 | 13 | Master Bedroom | 2002013 | Master Bedroom | 0.04732%
20020 | 13 | 2 |  | Manual | 3 | Table | Incandescent |  | Standard A Lamp | 1 | 25 | Master Bedroom | 2002013 | Master Bedroom | 0.04732%
20020 | 14 | 1 |  | Manual | 1 | Floor lamp | Incandescent |  | Mini base | 3 | 40 | Office | 2002014 | Office | 0.04732%
20020 | 14 | 2 |  | Manual | 2 | Table | Incandescent |  | Standard A Lamp | 1 | 25 | Office | 2002014 | Office | 0.04732%
20020 | 14 | 3 |  | Manual | 1 | Table | Incandescent |  | Decorative | 1 | 60 | Office | 2002014 | Office | 0.04732%
20028 | 1 | 1 |  | Manual | 1 | Wall Mount | Incandescent |  | Standard A Lamp | 3 | 60 | Bathroom | 200281 | Bathroom | 0.1723%
20028 | 2 | 1 |  | Manual | 1 | Wall Mount | Incandescent |  | Standard A Lamp | 3 | 60 | Bathroom | 200282 | Bathroom | 0.1723%
20028 | 3 | 1 |  | Manual | 1 | Wall Mount | Incandescent |  | Standard A Lamp | 3 | 60 | Bathroom | 200283 | Bathroom | 0.1723%
20028 | 4 | 1 |  | Manual | 1 | Chandelier (Hanging) | Incandescent |  | Standard A Lamp | 3 | 60 | Bedroom | 200284 | Bedroom | 0.1723%
20028 | 5 | 1 |  | Manual | 1 | Ceiling Fixture | Incandescent |  | Standard A Lamp | 2 | 40 | Bedroom | 200285 | Bedroom | 0.1723%
20028 | 6 | 1 |  | Manual | 1 | Ceiling Fixture | Incandescent |  | Standard A Lamp | 2 | 60 | Bedroom | 200286 | Bedroom | 0.1723%
20028 | 6 | 2 |  | Manual | 3 | Table | Incandescent |  | Standard A Lamp | 1 | 60 | Bedroom | 200286 | Bedroom | 0.1723%
20028 | 7 | 1 |  | Manual | 2 | Ceiling Fixture | Incandescent |  | Standard A Lamp | 1 | 60 | Garage | 200287 | Garage | 0.1723%
20028 | 7 | 2 |  | Manual | 1 | Garage door opener | Incandescent |  | Standard A Lamp | 2 | 60 | Garage | 200287 | Garage | 0.1723%
20028 | 8 | 1 |  | Manual | 2 | Chandelier (Hanging) | Incandescent |  | Standard A Lamp | 3 | 60 | Other | 200288 | Other | 0.1723%
20028 | 8 | 2 |  | Manual | 1 | Table | Compact Fluorescent |  | Twist | 1 | 7 | Other | 200288 | Other | 0.1723%
20028 | 8 | 3 |  | Manual | 1 | Table | Linear Fluorescent | 24 | T-8 | 1 | 20 | Other | 200288 | Other | 0.1723%
20028 | 9 | 1 |  | Manual | 2 | Ceiling Fixture | Incandescent |  | Standard A Lamp | 2 | 60 | Hall | 200289 | Hall | 0.1723%
20028 | 9 | 2 |  | Manual | 1 | Wall Mount | Incandescent |  | Decorative | 1 | 40 | Hall | 200289 | Hall | 0.1723%
20028 | 10 | 1 |  | Manual | 1 | Chandelier (Hanging) | Incandescent |  | Globe | 5 | 40 | Kitchen | 2002810 | Kitchen | 0.1723%
20028 | 10 | 2 |  | Manual | 4 | Recessed Can | Compact Fluorescent |  | Twist | 1 | 15 | Kitchen | 2002810 | Kitchen | 0.1723%
20028 | 11 | 1 |  | Manual | 1 | Ceiling Fixture | Incandescent |  | Standard A Lamp | 1 | 60 | Laundry Room | 2002811 | Laundry Room | 0.1723%
20028 | 12 | 1 |  | Manual | 3 | Table | Incandescent |  | Standard A Lamp | 1 | 60 | Living Room | 2002812 | Living Room | 0.1723%
20028 | 12 | 2 |  | Manual | 1 | Ceiling Fixture | Incandescent |  | Standard A Lamp | 1 | 60 | Living Room | 2002812 | Living Room | 0.1723%
20034 | 1 | 1 |  | Manual | 2 | Ceiling Fixture | Compact Fluorescent |  | Twist | 1 | 22 | Other | 200341 | Other | 0.09408%
20034 | 1 | 2 |  | Manual | 1 | Ceiling Fixture | Linear Fluorescent | 48 | T-12 | 2 | 32 | Other | 200341 | Other | 0.09408%
20034 | 2 | 1 |  | Manual | 2 | Ceiling Fixture | Compact Fluorescent |  | Twist | 2 | 22 | Bathroom | 200342 | Bathroom | 0.09408%
20034 | 3 | 1 |  | Manual | 1 | Ceiling Fixture | Compact Fluorescent |  | Twist | 1 | 22 | Bedroom | 200343 | Bedroom | 0.09408%
20034 | 3 | 2 |  | Manual | 1 | Ceiling Fixture | Compact Fluorescent |  | Twist | 2 | 15 | Bedroom | 200343 | Bedroom | 0.09408%
20034 | 3 | 3 |  | Manual | 3 | Table | Compact Fluorescent |  | Twist | 1 | 15 | Bedroom | 200343 | Bedroom | 0.09408%
20034 | 3 | 4 |  | Manual | 1 | Floor lamp | Compact Fluorescent |  | Circline (Screw Base) | 1 | 15 | Bedroom | 200343 | Bedroom | 0.09408%
20034 | 4 | 1 |  | Manual | 1 | Ceiling Fixture | Linear Fluorescent | 48 | T-12 | 2 | 32 | Kitchen | 200344 | Kitchen | 0.09408%
20034 | 4 | 2 |  | Manual | 1 | Ceiling Fixture | Compact Fluorescent |  | Twist | 1 | 22 | Kitchen | 200344 | Kitchen | 0.09408%
20034 | 5 | 1 |  | Manual | 2 | Floor lamp | Compact Fluorescent |  | Twist | 1 | 22 | Living Room | 200345 | Living Room | 0.09408%
20034 | 5 | 2 |  | Manual | 2 | Table | Compact Fluorescent |  | Twist | 1 | 22 | Living Room | 200345 | Living Room | 0.09408%
20034 | 6 | 1 |  | Manual | 1 | Ceiling Fixture | Compact Fluorescent |  | Twist | 2 | 15 | Office | 200346 | Office | 0.09408%
20034 | 6 | 2 |  | Manual | 1 | Floor lamp | Compact Fluorescent |  | Twist | 2 | 15 | Office | 200346 | Office | 0.09408%
20034 | 6 | 3 |  | Manual | 1 | Floor lamp | Compact Fluorescent |  | Twist | 3 | 15 | Office | 200346 | Office | 0.09408%
20034 | 6 | 4 |  | Manual | 1 | Torchiere | Compact Fluorescent |  | Twist | 1 | 22 | Office | 200346 | Office | 0.09408%
20034 | 6 | 5 |  | Manual | 1 | Table | Compact Fluorescent |  | Twist | 1 | 22 | Office | 200346 | Office | 0.09408%
20034 | 6 | 6 |  | Manual | 1 | Table | Incandescent |  | Standard A Lamp | 1 | 40 | Office | 200346 | Office | 0.09408%
20034 | 6 | 7 |  | Manual | 1 | Table | Compact Fluorescent |  | Twist | 1 | 15 | Office | 200346 | Office | 0.09408%
20034 | 6 | 8 |  | Manual | 1 | Floor lamp | Halogen |  | Quartz Tube | 3 | 150 | Office | 200346 | Office | 0.09408%
20034 | 7 | 1 |  | Manual | 2 | Ceiling Fixture | Linear Fluorescent | 48 | T-12 | 2 | 32 | Other | 200347 | Other | 0.09408%
20038 | 1 | 1 |  | Manual | 9 | Ceiling Fixture | Incandescent |  | Standard A Lamp | 1 | 75 | Other | 200381 | Other | 0.02845%
20038 | 2 | 1 |  | Manual | 1 | Wall Mount | Incandescent |  | Standard A Lamp | 3 | 60 | Bathroom | 200382 | Bathroom | 0.02845%
20038 | 2 | 2 |  | Manual | 1 | Ceiling Fixture | Incandescent |  | Standard A Lamp | 2 | 60 | Bathroom | 200382 | Bathroom | 0.02845%
20038 | 3 | 1 |  | Manual | 1 | Ceiling Fixture | Incandescent |  | Standard A Lamp | 1 | 75 | Bedroom | 200383 | Bedroom | 0.02845%
20038 | 3 | 2 |  | Manual | 2 | Table | Incandescent |  | Standard A Lamp | 1 | 75 | Bedroom | 200383 | Bedroom | 0.02845%
20038 | 4 | 1 |  | Manual | 3 | Ceiling Fixture | Incandescent |  | Globe | 2 | 75 | Family Room | 200384 | Family Room | 0.02845%
20038 | 4 | 2 |  | Manual | 4 | Wall Mount | Incandescent |  | Standard A Lamp | 1 | 75 | Family Room | 200384 | Family Room | 0.02845%
20038 | 5 | 1 |  | Manual | 1 | Ceiling Fixture | Incandescent |  | Standard A Lamp | 1 | 60 | Hall | 200385 | Hall | 0.02845%
20038 | 6 | 1 |  | Manual | 2 | Ceiling Fixture | Incandescent |  | Standard A Lamp | 1 | 60 | Hall | 200386 | Hall | 0.02845%
20038 | 7 | 1 |  | Manual | 1 | Ceiling Fixture | Compact Fluorescent |  | Twist | 2 | 15 | Kitchen | 200387 | Kitchen | 0.02845%
20038 | 7 | 2 |  | Manual | 1 | Ceiling Fan | Incandescent |  | Standard A Lamp | 5 | 75 | Kitchen | 200387 | Kitchen | 0.02845%
20038 | 8 | 1 |  | Manual | 1 | Ceiling Fixture | Incandescent |  | Standard A Lamp | 2 | 75 | Laundry Room | 200388 | Laundry Room | 0.02845%
20038 | 9 | 1 |  | Manual | 1 | Ceiling Fan | Compact Fluorescent |  | Twist | 1 | 15 | Living Room | 200389 | Living Room | 0.02845%
20038 | 10 | 1 |  | Manual | 1 | Ceiling Fixture | Incandescent |  | Standard A Lamp | 1 | 75 | Bathroom | 2003810 | Bathroom | 0.02845%
20038 | 10 | 2 |  | Manual | 1 | Wall Mount | Incandescent |  | Standard A Lamp | 3 | 60 | Bathroom | 2003810 | Bathroom | 0.02845%
20038 | 11 | 1 |  | Manual | 1 | Ceiling Fixture | Incandescent |  | Standard A Lamp | 2 | 60 | Master Bedroom | 2003811 | Master Bedroom | 0.02845%
20038 | 11 | 2 |  | Manual | 2 | Table | Incandescent |  | Standard A Lamp | 1 | 75 | Master Bedroom | 2003811 | Master Bedroom | 0.02845%
20038 | 12 | 1 |  | Manual | 7 | Ceiling Fixture | Linear Fluorescent | 48 | T-5 | 2 | 40 | Other | 2003812 | Other | 0.02845%
20038 | 13 | 1 |  | Manual | 1 | Ceiling Fixture | Compact Fluorescent |  | Twist | 2 | 15 | Office | 2003813 | Office | 0.02845%
20038 | 13 | 2 |  | Manual | 2 | Floor lamp | Compact Fluorescent |  | Twist | 1 | 15 | Office | 2003813 | Office | 0.02845%
20038 | 14 | 1 |  | Dimmer | 7 | Ceiling Fixture | Halogen |  | PAR | 1 | 150 | Other | 2003814 | Other | 0.02845%
20038 | 14 | 2 |  | Manual | 2 | Ceiling Fixture | Incandescent |  | Standard A Lamp | 1 | 75 | Other | 2003814 | Other | 0.02845%
20042 | 1 | 1 |  | Manual | 1 | Wall Mount | Incandescent |  | Globe | 3 | 60 | Bathroom | 200421 | Bathroom | 0.05296%
20042 | 2 | 1 |  | Manual | 1 | Ceiling Fixture | Compact Fluorescent |  | Twist | 3 | 15 | Bathroom | 200422 | Bathroom | 0.05296%
20042 | 2 | 2 |  | Manual | 1 | Ceiling Fixture | Compact Fluorescent |  | Twist | 4 | 22 | Bathroom | 200422 | Bathroom | 0.05296%
20042 | 3 | 1 |  | Manual | 1 | Ceiling Fixture | Incandescent |  | Standard A Lamp | 2 | 60 | Bathroom | 200423 | Bathroom | 0.05296%
20042 | 4 | 1 |  | Manual | 1 | Ceiling Fan | Compact Fluorescent |  | Twist | 1 | 22 | Bedroom | 200424 | Bedroom | 0.05296%
20042 | 4 | 2 |  | Manual | 1 | Table | Incandescent |  | Standard A Lamp | 1 | 60 | Bedroom | 200424 | Bedroom | 0.05296%
20042 | 5 | 1 |  | Manual | 2 | Ceiling Fixture | Linear Fluorescent | 48 | T-12 | 2 | 60 | Bedroom | 200425 | Bedroom | 0.05296%
20042 | 5 | 2 |  | Manual | 2 | Table | Incandescent |  | Standard A Lamp | 1 | 60 | Bedroom | 200425 | Bedroom | 0.05296%
20042 | 6 | 1 |  | Manual | 1 | Ceiling Fixture | Compact Fluorescent |  | Twist | 2 | 22 | Bedroom | 200426 | Bedroom | 0.05296%
20042 | 7 | 1 |  | Manual | 1 | Ceiling Fixture | Incandescent |  | Standard A Lamp | 1 | 65 | Bedroom | 200427 | Bedroom | 0.05296%
20042 | 8 | 1 |  | Manual | 1 | Chandelier (Hanging) | Incandescent |  | Standard A Lamp | 5 | 60 | Kitchen | 200428 | Kitchen | 0.05296%
20042 | 8 | 2 |  | Manual | 1 | Ceiling Fan | Incandescent |  | Mini base | 3 | 40 | Kitchen | 200428 | Kitchen | 0.05296%
20042 | 9 | 1 |  | Manual | 2 | Ceiling Fixture | Incandescent |  | Standard A Lamp | 1 | 60 | Garage | 200429 | Garage | 0.05296%
20042 | 9 | 2 |  | Timer | 1 | Garage door opener | Incandescent |  | Standard A Lamp | 1 | 65 | Garage | 200429 | Garage | 0.05296%
20042 | 10 | 1 |  | Manual | 1 | Ceiling Fixture | Incandescent |  | Standard A Lamp | 1 | 60 | Hall | 2004210 | Hall | 0.05296%
20042 | 11 | 1 |  | Manual | 1 | Ceiling Fixture | Incandescent |  | Standard A Lamp | 2 | 60 | Kitchen | 2004211 | Kitchen | 0.05296%
20042 | 11 | 2 |  | Manual | 1 | Ceiling Fan | Incandescent |  | Mini base | 3 | 40 | Kitchen | 2004211 | Kitchen | 0.05296%
20042 | 12 | 1 |  | Manual | 1 | Ceiling Fixture | Compact Fluorescent |  | Twist | 2 | 15 | Laundry Room | 2004212 | Laundry Room | 0.05296%
20042 | 13 | 1 |  | Manual | 3 | Ceiling Fixture | Incandescent |  | Standard A Lamp | 1 | 40 | Living Room | 2004213 | Living Room | 0.05296%
20042 | 13 | 2 |  | Manual | 1 | Torchiere | Incandescent |  | 3-Way Incandescent | 1 | 100 | Living Room | 2004213 | Living Room | 0.05296%
20042 | 13 | 3 |  | Manual | 2 | Table | Incandescent |  | 3-Way Incandescent | 1 | 100 | Living Room | 2004213 | Living Room | 0.05296%
20042 | 13 | 4 |  | Manual | 1 | Floor lamp | Incandescent |  | Standard A Lamp | 1 | 60 | Living Room | 2004213 | Living Room | 0.05296%
20042 | 14 | 1 |  | Manual | 1 | Ceiling Fixture | Linear Fluorescent | 36 | T-12 | 2 | 60 | Closet | 2004214 | Closet | 0.05296%
20042 | 14 | 2 |  | Manual | 1 | Ceiling Fixture | Incandescent |  | Standard A Lamp | 1 | 40 | Closet | 2004214 | Closet | 0.05296%
20042 | 14 | 3 |  | Manual | 1 | Ceiling Fixture | Incandescent |  | Standard A Lamp | 1 | 60 | Closet | 2004214 | Closet | 0.05296%
20042 | 15 | 1 |  | Manual | 1 | Ceiling Fan | Compact Fluorescent |  | Twist | 3 | 15 | Office | 2004215 | Office | 0.05296%
20042 | 15 | 2 |  | Manual | 2 | Table | Incandescent |  | Standard A Lamp | 1 | 25 | Office | 2004215 | Office | 0.05296%
20042 | 16 | 1 |  | Manual | 2 | Ceiling Fixture | Compact Fluorescent |  | Twist | 2 | 15 | Family Room | 2004216 | Family Room | 0.05296%
20042 | 16 | 2 |  | Manual | 1 | Chandelier (Hanging) | Incandescent |  | Standard A Lamp | 3 | 40 | Family Room | 2004216 | Family Room | 0.05296%
20042 | 16 | 3 |  | Manual | 2 | Ceiling Fixture | Incandescent |  | Standard A Lamp | 1 | 75 | Family Room | 2004216 | Family Room | 0.05296%
20042 | 16 | 4 |  | Manual | 1 | Torchiere | Incandescent |  | 3-Way Incandescent | 1 | 90 | Family Room | 2004216 | Family Room | 0.05296%
20042 | 16 | 5 |  | Manual | 1 | Floor lamp | Incandescent |  | Standard A Lamp | 1 | 60 | Family Room | 2004216 | Family Room | 0.05296%
20042 | 16 | 6 |  | Manual | 1 | Ceiling Fixture | Linear Fluorescent | 48 | T-12 | 2 | 60 | Family Room | 2004216 | Family Room | 0.05296%
20042 | 17 | 1 |  | Manual | 2 | Ceiling Fixture | Incandescent |  | Standard A Lamp | 2 | 60 | Closet | 2004217 | Closet | 0.05296%
20043 | 1 | 1 |  | Manual | 2 | Ceiling Fixture | Incandescent |  | Standard A Lamp | 1 | 60 | Living Room | 200431 | Living Room | 0.04732%
20043 | 2 | 1 |  | Manual | 1 | Ceiling Fan | Incandescent |  | Standard A Lamp | 1 | 60 | Hall | 200432 | Hall | 0.04732%
20043 | 3 | 1 |  | Manual | 2 | Ceiling Fixture | Incandescent |  | Standard A Lamp | 2 | 60 | Kitchen | 200433 | Kitchen | 0.04732%
20043 | 4 | 1 |  | Manual | 1 | Ceiling Fixture | Incandescent |  | Standard A Lamp | 2 | 75 | Bathroom | 200434 | Bathroom | 0.04732%
20043 | 5 | 1 |  | Manual | 1 | Ceiling Fixture | Incandescent |  | Standard A Lamp | 1 | 60 | Bedroom | 200435 | Bedroom | 0.04732%
20043 | 5 | 2 |  | Manual | 1 | Table | Incandescent |  | Standard A Lamp | 1 | 75 | Bedroom | 200435 | Bedroom | 0.04732%
20043 | 6 | 1 |  | Manual | 1 | Ceiling Fixture | Compact Fluorescent |  | Twist | 1 | 15 | Office | 200436 | Office | 0.04732%
20043 | 7 | 1 |  | Manual | 1 | Ceiling Fixture | Incandescent |  | Standard A Lamp | 1 | 75 | Laundry Room | 200437 | Laundry Room | 0.04732%
20043 | 8 | 1 |  | Manual | 2 | Ceiling Fixture | Linear Fluorescent | 48 | T-12 | 2 | 40 | Other | 200438 | Other | 0.04732%
20051 | 1 | 1 |  | Manual | 1 | Ceiling Fan | Compact Fluorescent |  | Twist | 1 | 15 | Bathroom | 200511 | Bathroom | 0.02845%
20051 | 1 | 2 |  | Manual | 1 | Wall Mount | Incandescent |  | Standard A Lamp | 6 | 60 | Bathroom | 200511 | Bathroom | 0.02845%
20051 | 2 | 1 |  | Manual | 1 | Garage door opener | Incandescent |  | Standard A Lamp | 1 | 60 | Garage | 200512 | Garage | 0.02845%
20051 | 2 | 2 |  | Manual | 2 | Ceiling Fixture | Incandescent |  | Standard A Lamp | 1 | 60 | Garage | 200512 | Garage | 0.02845%
20051 | 3 | 1 |  | Manual | 1 | Ceiling Fan | Compact Fluorescent |  | Twist | 3 | 15 | Hall | 200513 | Hall | 0.02845%
20051 | 4 | 1 |  | Manual | 1 | Ceiling Fixture | Compact Fluorescent |  | Twist | 2 | 15 | Hall | 200514 | Hall | 0.02845%
20051 | 5 | 1 |  | Manual | 1 | Ceiling Fixture | Linear Fluorescent | 48 | T-8 | 3 | 40 | Kitchen | 200515 | Kitchen | 0.02845%
20051 | 5 | 2 |  | Manual | 1 | Recessed Can | Incandescent |  | Standard A Lamp | 1 | 65 | Kitchen | 200515 | Kitchen | 0.02845%
20051 | 6 | 1 |  | Manual | 2 | Ceiling Fan | Compact Fluorescent |  | Twist | 3 | 15 | Living Room | 200516 | Living Room | 0.02845%
20051 | 6 | 2 |  | Manual | 2 | Table | Compact Fluorescent |  | Twist | 1 | 15 | Living Room | 200516 | Living Room | 0.02845%
20051 | 7 | 1 |  | Manual | 1 | Ceiling Fan | Compact Fluorescent |  | Twist | 3 | 15 | Master Bedroom | 200517 | Master Bedroom | 0.02845%
20051 | 7 | 2 |  | Manual | 1 | Table | Compact Fluorescent |  | Twist | 1 | 15 | Master Bedroom | 200517 | Master Bedroom | 0.02845%
20051 | 8 | 1 |  | Manual | 1 | Ceiling Fan | Compact Fluorescent |  | Twist | 3 | 15 | Office | 200518 | Office | 0.02845%
20058 | 1 | 1 |  | Manual | 1 | Ceiling Fixture | Incandescent |  | Standard A Lamp | 5 | 40 | Garage | 200581 | Garage | 0.09408%
20058 | 2 | 1 |  | Manual | 2 | Ceiling Fixture | Incandescent |  | Standard A Lamp | 1 | 60 | Garage | 200582 | Garage | 0.09408%
20058 | 3 | 1 |  | Manual | 1 | Wall Mount | Incandescent |  | Standard A Lamp | 3 | 40 | Bathroom | 200583 | Bathroom | 0.09408%
20058 | 4 | 1 |  | Manual | 1 | Table | Incandescent |  | Standard A Lamp | 1 | 60 | Bedroom | 200584 | Bedroom | 0.09408%
20058 | 4 | 2 |  | Manual | 1 | Ceiling Fixture | Incandescent |  | Standard A Lamp | 1 | 100 | Bedroom | 200584 | Bedroom | 0.09408%
20058 | 5 | 1 |  | Manual | 1 | Ceiling Fixture | Incandescent |  | Standard A Lamp | 2 | 60 | Hall | 200585 | Hall | 0.09408%
20058 | 6 | 1 |  | Manual | 1 | Recessed - other | Linear Fluorescent | 48 | T-12 | 4 | 40 | Kitchen | 200586 | Kitchen | 0.09408%
20058 | 6 | 2 |  | Manual | 1 | Recessed Can | Incandescent |  | Standard A Lamp | 1 | 65 | Kitchen | 200586 | Kitchen | 0.09408%
20058 | 7 | 1 |  | Manual | 1 | Ceiling Fixture | Incandescent |  | Standard A Lamp | 1 | 60 | Laundry Room | 200587 | Laundry Room | 0.09408%
20058 | 8 | 1 |  | Manual | 1 | Torchiere | Incandescent |  | Standard A Lamp | 1 | 100 | Living Room | 200588 | Living Room | 0.09408%
20058 | 8 | 2 |  | Manual | 1 | Ceiling Fixture | Incandescent |  | Standard A Lamp | 2 | 60 | Living Room | 200588 | Living Room | 0.09408%
20058 | 9 | 1 |  | Manual | 1 | Wall Mount | Incandescent |  | Standard A Lamp | 2 | 40 | Bathroom | 200589 | Bathroom | 0.09408%
20058 | 10 | 1 |  | Manual | 1 | Ceiling Fixture | Incandescent |  | Standard A Lamp | 2 | 75 | Master Bedroom | 2005810 | Master Bedroom | 0.09408%
20065 | 1 | 1 |  | Manual | 1 | Ceiling Fixture | Compact Fluorescent |  | Twist | 1 | 22 | Laundry Room | 200651 | Laundry Room | 0.09408%
20065 | 2 | 1 |  | Manual | 1 | Wall Mount | Compact Fluorescent |  | Twist | 3 | 22 | Bathroom | 200652 | Bathroom | 0.09408%
20065 | 3 | 1 |  | Manual | 1 | Ceiling Fixture | Incandescent |  | Standard A Lamp | 1 | 60 | Bedroom | 200653 | Bedroom | 0.09408%
20065 | 4 | 1 |  | Manual | 1 | Ceiling Fixture | Compact Fluorescent |  | Twist | 1 | 15 | Bedroom | 200654 | Bedroom | 0.09408%
20065 | 5 | 1 |  | Manual | 2 | Ceiling Fixture | Compact Fluorescent |  | Twist | 1 | 15 | Family Room | 200655 | Family Room | 0.09408%
20065 | 5 | 2 |  | Manual | 1 | Chandelier (Hanging) | Compact Fluorescent |  | Twist | 1 | 15 | Family Room | 200655 | Family Room | 0.09408%
20065 | 6 | 1 |  | Manual | 1 | Ceiling Fixture | Incandescent |  | Standard A Lamp | 1 | 100 | Garage | 200656 | Garage | 0.09408%
20065 | 7 | 1 |  | Manual | 2 | Ceiling Fixture | Compact Fluorescent |  | Twist | 2 | 15 | Kitchen | 200657 | Kitchen | 0.09408%
20065 | 8 | 1 |  | Manual | 1 | Ceiling Fan | Compact Fluorescent |  | Twist | 3 | 15 | Living Room | 200658 | Living Room | 0.09408%
20065 | 8 | 2 |  | Manual | 1 | Other | Linear Fluorescent | 24 | T-5 | 4 | 24 | Living Room | 200658 | Living Room | 0.09408%
20065 | 9 | 1 |  | Manual | 1 | Ceiling Fixture | Compact Fluorescent |  | Twist | 2 | 15 | Master Bedroom | 200659 | Master Bedroom | 0.09408%
20065 | 9 | 2 |  | Manual | 1 | Table | Incandescent |  | Standard A Lamp | 1 | 100 | Master Bedroom | 200659 | Master Bedroom | 0.09408%
20066 | 1 | 1 |  | Manual | 1 | Ceiling Fixture | Compact Fluorescent |  | Reflector | 3 | 15 | Dining Room | 200661 | Dining Room | 0.05169%
20066 | 1 | 2 |  | Manual | 1 | Floor lamp | Compact Fluorescent |  | Circline (Screw Base) | 1 | 15 | Dining Room | 200661 | Dining Room | 0.05169%
20066 | 1 | 3 |  | Manual | 1 | Table | Incandescent |  | Standard A Lamp | 1 | 40 | Dining Room | 200661 | Dining Room | 0.05169%
20066 | 1 | 4 |  | Manual | 1 | Table | Incandescent |  | Standard A Lamp | 1 | 100 | Dining Room | 200661 | Dining Room | 0.05169%
20066 | 2 | 1 |  | Manual | 1 | Ceiling Fixture | Linear Fluorescent | 18 | T-12 | 1 | 16 | Closet | 200662 | Closet | 0.05169%
20066 | 3 | 1 |  | Manual | 1 | Table | Incandescent |  | Standard A Lamp | 1 | 100 | Bedroom | 200663 | Bedroom | 0.05169%
20066 | 3 | 2 |  | Manual | 1 | Floor lamp | Incandescent |  | 3-Way Incandescent | 1 | 125 | Bedroom | 200663 | Bedroom | 0.05169%
20066 | 3 | 3 |  | Manual | 2 | Table | Incandescent |  | Standard A Lamp | 1 | 60 | Bedroom | 200663 | Bedroom | 0.05169%
20066 | 3 | 4 |  | Manual | 1 | Ceiling Fixture | Compact Fluorescent |  | Twist | 3 | 22 | Bedroom | 200663 | Bedroom | 0.05169%
20066 | 4 | 1 |  | Manual | 1 | Ceiling Fixture | Compact Fluorescent |  | Reflector | 3 | 15 | Living Room | 200664 | Living Room | 0.05169%
20066 | 5 | 1 |  | Manual | 1 | Ceiling Fixture | Linear Fluorescent | 18 | T-12 | 1 | 16 | Closet | 200665 | Closet | 0.05169%
20066 | 5 | 2 |  | Manual | 1 | Floor lamp | Compact Fluorescent |  | Twist | 1 | 15 | Closet | 200665 | Closet | 0.05169%
20066 | 6 | 1 |  | Manual | 1 | Ceiling Fixture | Linear Fluorescent | 18 | T-12 | 1 | 16 | Closet | 200666 | Closet | 0.05169%
20066 | 7 | 1 |  | Manual | 2 | Ceiling Fixture | Compact Fluorescent |  | Reflector | 3 | 15 | Kitchen | 200667 | Kitchen | 0.05169%
20066 | 8 | 1 |  | Manual | 1 | Ceiling Fixture | Compact Fluorescent |  | Reflector | 3 | 15 | Closet | 200668 | Closet | 0.05169%
20066 | 9 | 1 |  | Manual | 1 | Ceiling Fixture | Compact Fluorescent |  | Reflector | 1 | 15 | Other | 200669 | Other | 0.05169%
20066 | 10 | 1 |  | Manual | 2 | Ceiling Fan | Linear Fluorescent | 48 | T-8 | 2 | 32 | Office | 2006610 | Office | 0.05169%
20066 | 10 | 2 |  | Manual | 4 | Ceiling Fixture | Incandescent |  | Standard A Lamp | 1 | 100 | Office | 2006610 | Office | 0.05169%
20066 | 10 | 3 |  | Manual | 2 | Garage door opener | Incandescent |  | Standard A Lamp | 2 | 60 | Office | 2006610 | Office | 0.05169%
20066 | 10 | 4 |  | Motion | 2 | Exterior | Halogen |  | PAR | 2 | 50 | Office | 2006610 | Office | 0.05169%
20066 | 11 | 1 |  | Manual | 4 | Ceiling Fixture | Incandescent |  | Standard A Lamp | 1 | 60 | Garage | 2006611 | Garage | 0.05169%
20066 | 11 | 2 |  | Manual | 1 | Garage door opener | Incandescent |  | Standard A Lamp | 1 | 40 | Garage | 2006611 | Garage | 0.05169%
20066 | 12 | 1 |  | Manual | 2 | Ceiling Fixture | Compact Fluorescent |  | Reflector | 3 | 15 | Hall | 2006612 | Hall | 0.05169%
20066 | 13 | 1 |  | Manual | 1 | Ceiling Fixture | Compact Fluorescent |  | Reflector | 3 | 15 | Master Bedroom | 2006613 | Master Bedroom | 0.05169%
20066 | 13 | 2 |  | Dimmer | 1 | Table | Incandescent |  | Decorative | 1 | 60 | Master Bedroom | 2006613 | Master Bedroom | 0.05169%
20066 | 14 | 1 |  | Manual | 1 | Ceiling Fixture | Compact Fluorescent |  | Twist | 1 | 15 | Bathroom | 2006614 | Bathroom | 0.05169%
20066 | 15 | 1 |  | Manual | 1 | Ceiling Fixture | Compact Fluorescent |  | Reflector | 3 | 15 | Office | 2006615 | Office | 0.05169%
20066 | 16 | 1 |  | Manual | 1 | Ceiling Fixture | Linear Fluorescent | 18 | T-12 | 1 | 16 | Closet | 2006616 | Closet | 0.05169%
20066 | 17 | 1 |  | Manual | 1 | Ceiling Fixture | Compact Fluorescent |  | Twist | 1 | 15 | Bathroom | 2006617 | Bathroom | 0.05169%
20076 | 1 | 1 |  | Manual | 3 | Ceiling Fixture | Compact Fluorescent |  | Twist | 1 | 18 | Bathroom | 200761 | Bathroom | 0.09408%
20076 | 1 | 2 |  | Manual | 2 | Wall Mount | Compact Fluorescent |  | Twist | 1 | 18 | Bathroom | 200761 | Bathroom | 0.09408%
20076 | 2 | 1 |  | Manual | 1 | Ceiling Fixture | Compact Fluorescent |  | Twist | 2 | 7 | Closet | 200762 | Closet | 0.09408%
20076 | 3 | 1 |  | Dimmer | 2 | Recessed Can | Compact Fluorescent |  | Twist | 1 | 15 | Other | 200763 | Other | 0.09408%
20076 | 4 | 1 |  | Manual | 2 | Ceiling Fan | Compact Fluorescent |  | Twist | 3 | 18 | Family Room | 200764 | Family Room | 0.09408%
20076 | 5 | 1 |  | Manual | 2 | Ceiling Fixture | Compact Fluorescent |  | Twist | 3 | 15 | Bedroom | 200765 | Bedroom | 0.09408%
20076 | 6 | 1 |  | Manual | 3 | Recessed - other | Compact Fluorescent |  | Twist | 1 | 18 | Other | 200766 | Other | 0.09408%
20076 | 7 | 1 |  | Manual | 2 | Ceiling Fixture | Compact Fluorescent |  | Twist | 2 | 18 | Bedroom | 200767 | Bedroom | 0.09408%
20076 | 8 | 1 |  | Dimmer | 1 | Ceiling Fixture | Compact Fluorescent |  | Twist | 2 | 15 | Bathroom | 200768 | Bathroom | 0.09408%
20076 | 9 | 1 |  | Manual | 2 | Ceiling Fan | Compact Fluorescent |  | Twist | 4 | 18 | Living Room | 200769 | Living Room | 0.09408%
20076 | 10 | 1 |  | Manual | 12 | Recessed Can | Compact Fluorescent |  | Twist | 1 | 18 | Kitchen | 2007610 | Kitchen | 0.09408%
20076 | 11 | 1 |  | Manual | 1 | Ceiling Fixture | Compact Fluorescent |  | Twist | 2 | 18 | Other | 2007611 | Other | 0.09408%
20076 | 12 | 1 |  | Manual | 2 | Ceiling Fixture | Compact Fluorescent |  | Twist | 2 | 18 | Hall | 2007612 | Hall | 0.09408%
20076 | 13 | 1 |  | Manual | 1 | Ceiling Fixture | Compact Fluorescent |  | Twist | 1 | 18 | Bathroom | 2007613 | Bathroom | 0.09408%
20076 | 13 | 2 |  | Manual | 1 | Wall Mount | Compact Fluorescent |  | Twist | 2 | 18 | Bathroom | 2007613 | Bathroom | 0.09408%
20076 | 14 | 1 |  | Manual | 1 | Ceiling Fixture | Compact Fluorescent |  | Twist | 1 | 18 | Laundry Room | 2007614 | Laundry Room | 0.09408%
20076 | 15 | 1 |  | Dimmer | 1 | Ceiling Fan | Incandescent |  | Decorative | 2 | 60 | Master Bedroom | 2007615 | Master Bedroom | 0.09408%
20076 | 16 | 1 |  | Manual | 2 | Ceiling Fixture | Compact Fluorescent |  | Twist | 2 | 15 | Closet | 2007616 | Closet | 0.09408%
20078 | 1 | 1 |  | Manual | 2 | Ceiling Fixture | Incandescent |  | Standard A Lamp | 1 | 60 | Other | 200781 | Other | 0.02845%
20078 | 1 | 2 |  | Manual | 1 | Ceiling Fixture | Linear Fluorescent | 96 | T-12 | 2 | 60 | Other | 200781 | Other | 0.02845%
20078 | 1 | 3 |  | Manual | 1 | Ceiling Fixture | Linear Fluorescent | 48 | T-8 | 2 | 40 | Other | 200781 | Other | 0.02845%
20078 | 2 | 1 |  | Manual | 1 | Wall Mount | Incandescent |  | Globe | 4 | 40 | Bathroom | 200782 | Bathroom | 0.02845%
20078 | 3 | 1 |  | Manual | 1 | Ceiling Fan | Compact Fluorescent |  | Twist | 3 | 22 | Bedroom | 200783 | Bedroom | 0.02845%
20078 | 4 | 1 |  | Manual | 1 | Ceiling Fixture | Incandescent |  | Standard A Lamp | 2 | 60 | Dining Room | 200784 | Dining Room | 0.02845%
20078 | 5 | 1 |  | Manual | 2 | Garage door opener | Incandescent |  | Standard A Lamp | 1 | 60 | Garage | 200785 | Garage | 0.02845%
20078 | 5 | 2 |  | Manual | 2 | Ceiling Fixture | Incandescent |  | Standard A Lamp | 1 | 60 | Garage | 200785 | Garage | 0.02845%
20078 | 6 | 1 |  | Manual | 1 | Ceiling Fixture | Compact Fluorescent |  | Twist | 1 | 15 | Hall | 200786 | Hall | 0.02845%
20078 | 7 | 1 |  | Manual | 1 | Ceiling Fixture | Compact Fluorescent |  | Twist | 1 | 15 | Kitchen | 200787 | Kitchen | 0.02845%
20078 | 8 | 1 |  | Manual | 1 | Ceiling Fixture | Compact Fluorescent |  | Twist | 2 | 22 | Living Room | 200788 | Living Room | 0.02845%
20078 | 8 | 2 |  | Manual | 1 | Floor lamp | Incandescent |  | Standard A Lamp | 2 | 60 | Living Room | 200788 | Living Room | 0.02845%
20078 | 9 | 1 |  | Manual | 2 | Ceiling Fixture | Incandescent |  | Standard A Lamp | 1 | 60 | Master Bedroom | 200789 | Master Bedroom | 0.02845%
20078 | 9 | 2 |  | Manual | 1 | Table | Incandescent |  | Standard A Lamp | 1 | 60 | Master Bedroom | 200789 | Master Bedroom | 0.02845%
20078 | 10 | 1 |  | Manual | 1 | Ceiling Fixture | Incandescent |  | Standard A Lamp | 4 | 60 | Office | 2007810 | Office | 0.02845%
20078 | 11 | 1 |  | Manual | 2 | Ceiling Fixture | Incandescent |  | Standard A Lamp | 1 | 60 | Other | 2007811 | Other | 0.02845%
20078 | 12 | 1 |  | Manual | 2 | Ceiling Fixture | Incandescent |  | Standard A Lamp | 2 | 60 | Other | 2007812 | Other | 0.02845%
20080 | 1 | 1 |  | Manual | 1 | Wall Mount | Incandescent |  | Mini base | 4 | 60 | Bathroom | 200801 | Bathroom | 0.04732%
20080 | 1 | 2 |  | Manual | 1 | Ceiling Fixture | Compact Fluorescent |  | Twist | 1 | 22 | Bathroom | 200801 | Bathroom | 0.04732%
20080 | 2 | 1 |  | Manual | 1 | Ceiling Fixture | Incandescent |  | Standard A Lamp | 1 | 60 | Bedroom | 200802 | Bedroom | 0.04732%
20080 | 2 | 2 |  | Manual | 1 | Ceiling Fixture | Compact Fluorescent |  | Twist | 1 | 15 | Bedroom | 200802 | Bedroom | 0.04732%
20080 | 3 | 1 |  | Manual | 1 | Ceiling Fixture | Compact Fluorescent |  | Twist | 2 | 22 | Bedroom | 200803 | Bedroom | 0.04732%
20080 | 3 | 2 |  | Manual | 1 | Table | Compact Fluorescent |  | Twist | 1 | 15 | Bedroom | 200803 | Bedroom | 0.04732%
20080 | 4 | 1 |  | Manual | 1 | Chandelier (Hanging) | Incandescent |  | Mini base | 6 | 60 | Dining Room | 200804 | Dining Room | 0.04732%
20080 | 4 | 2 |  | Manual | 1 | Chandelier (Hanging) | Compact Fluorescent |  | Twist | 3 | 15 | Dining Room | 200804 | Dining Room | 0.04732%
20080 | 5 | 1 |  | Manual | 2 | Ceiling Fixture | Compact Fluorescent |  | Twist | 1 | 15 | Hall | 200805 | Hall | 0.04732%
20080 | 5 | 2 |  | Manual | 1 | Chandelier (Hanging) | Incandescent |  | Mini base | 3 | 60 | Hall | 200805 | Hall | 0.04732%
20080 | 6 | 1 |  | Manual | 1 | Recessed Can | Incandescent |  | Reflector | 1 | 65 | Kitchen | 200806 | Kitchen | 0.04732%
20080 | 6 | 2 |  | Manual | 1 | Ceiling Fixture | Compact Fluorescent |  | Twist | 2 | 22 | Kitchen | 200806 | Kitchen | 0.04732%
20080 | 6 | 3 |  | Manual | 1 | Chandelier (Hanging) | Compact Fluorescent |  | Twist | 3 | 15 | Kitchen | 200806 | Kitchen | 0.04732%
20080 | 7 | 1 |  | Manual | 1 | Ceiling Fixture | Incandescent |  | Standard A Lamp | 1 | 60 | Laundry Room | 200807 | Laundry Room | 0.04732%
20080 | 8 | 1 |  | Manual | 1 | Table | Compact Fluorescent |  | Twist | 2 | 28 | Living Room | 200808 | Living Room | 0.04732%
20080 | 8 | 2 |  | Manual | 1 | Floor lamp | Compact Fluorescent |  | Twist | 1 | 15 | Living Room | 200808 | Living Room | 0.04732%
20080 | 8 | 3 |  | Manual | 2 | Table | Incandescent |  | Mini base | 1 | 60 | Living Room | 200808 | Living Room | 0.04732%
20080 | 8 | 4 |  | Manual | 2 | Table | Compact Fluorescent |  | Twist | 1 | 28 | Living Room | 200808 | Living Room | 0.04732%
20080 | 8 | 5 |  | Manual | 1 | Other | Incandescent |  | Other | 1 | 25 | Living Room | 200808 | Living Room | 0.04732%
20080 | 9 | 1 |  | Manual | 1 | Ceiling Fixture | Compact Fluorescent |  | Twist | 2 | 15 | Master Bedroom | 200809 | Master Bedroom | 0.04732%
20080 | 9 | 2 |  | Manual | 1 | Table | Incandescent |  | Standard A Lamp | 1 | 60 | Master Bedroom | 200809 | Master Bedroom | 0.04732%
20080 | 9 | 3 |  | Manual | 1 | Table | Compact Fluorescent |  | Twist | 1 | 15 | Master Bedroom | 200809 | Master Bedroom | 0.04732%
20080 | 10 | 1 |  | Manual | 1 | Wall Mount | Incandescent |  | Mini base | 2 | 40 | Bathroom | 2008010 | Bathroom | 0.04732%
20080 | 10 | 2 |  | Manual | 1 | Ceiling Fixture | Compact Fluorescent |  | Twist | 1 | 15 | Bathroom | 2008010 | Bathroom | 0.04732%
20080 | 11 | 1 |  | Manual | 1 | Ceiling Fixture | Linear Fluorescent | 48 | T-8 | 4 | 32 | Other | 2008011 | Other | 0.04732%
20080 | 12 | 1 |  | Manual | 1 | Ceiling Fixture | Linear Fluorescent | 48 | T-8 | 4 | 32 | Office | 2008012 | Office | 0.04732%
20080 | 13 | 1 |  | Manual | 4 | Ceiling Fixture | Linear Fluorescent | 48 | T-8 | 2 | 32 | Family Room | 2008013 | Family Room | 0.04732%
20080 | 14 | 1 |  | Manual | 1 | Recessed Can | Incandescent |  | Reflector | 1 | 75 | Hall | 2008014 | Hall | 0.04732%
20080 | 15 | 1 |  | Manual | 2 | Wall Mount | Incandescent |  | Globe | 3 | 40 | Bathroom | 2008015 | Bathroom | 0.04732%
20080 | 15 | 2 |  | Manual | 1 | Ceiling Fixture | Incandescent |  | Reflector | 1 | 60 | Bathroom | 2008015 | Bathroom | 0.04732%
20081 | 1 | 1 |  | Manual | 1 | Ceiling Fixture | Incandescent |  | Standard A Lamp | 1 | 60 | Closet | 200811 | Closet | 0.05296%
20081 | 2 | 1 |  | Manual | 1 | Wall Mount | Incandescent |  | Clear | 5 | 40 | Bathroom | 200812 | Bathroom | 0.05296%
20081 | 3 | 1 |  | Manual | 3 | Recessed Can | Incandescent |  | Reflector | 1 | 65 | Bedroom | 200813 | Bedroom | 0.05296%
20081 | 3 | 2 |  | Manual | 1 | Ceiling Fixture | Incandescent |  | Standard A Lamp | 1 | 75 | Bedroom | 200813 | Bedroom | 0.05296%
20081 | 4 | 1 |  | Dimmer | 4 | Recessed Can | Incandescent |  | Reflector | 1 | 65 | Living Room | 200814 | Living Room | 0.05296%
20081 | 4 | 2 |  | Manual | 1 | Wall Mount | Incandescent |  | Standard A Lamp | 1 | 75 | Living Room | 200814 | Living Room | 0.05296%
20081 | 4 | 3 |  | Manual | 1 | Chandelier (Hanging) | Incandescent |  | Standard A Lamp | 1 | 75 | Living Room | 200814 | Living Room | 0.05296%
20081 | 4 | 4 |  | Manual | 1 | Table | Incandescent |  | 3-Way Incandescent | 1 | 125 | Living Room | 200814 | Living Room | 0.05296%
20081 | 4 | 5 |  | Manual | 2 | Table | Incandescent |  | 3-Way Incandescent | 1 | 100 | Living Room | 200814 | Living Room | 0.05296%
20081 | 5 | 1 |  | Manual | 2 | Recessed Can | Incandescent |  | Clear | 1 | 75 | Other | 200815 | Other | 0.05296%
20081 | 5 | 2 |  | Manual | 1 | Ceiling Fixture | Linear Fluorescent | 48 | T-12 | 2 | 25 | Other | 200815 | Other | 0.05296%
20081 | 6 | 1 |  | Manual | 1 | Ceiling Fixture | Incandescent |  | Globe | 1 | 65 | Other | 200816 | Other | 0.05296%
20081 | 6 | 2 |  | Manual | 1 | Recessed Can | Incandescent |  | Standard A Lamp | 1 | 65 | Other | 200816 | Other | 0.05296%
20081 | 6 | 3 |  | Manual | 1 | Table | Incandescent |  | Standard A Lamp | 1 | 40 | Other | 200816 | Other | 0.05296%
20081 | 7 | 1 |  | Manual | 8 | Ceiling Fixture | Incandescent |  | Standard A Lamp | 1 | 75 | Garage | 200817 | Garage | 0.05296%
20081 | 8 | 1 |  | Dimmer | 1 | Ceiling Fixture | Incandescent |  | Standard A Lamp | 2 | 60 | Hall | 200818 | Hall | 0.05296%
20081 | 8 | 2 |  | Dimmer | 1 | Ceiling Fan | Incandescent |  | Standard A Lamp | 2 | 60 | Hall | 200818 | Hall | 0.05296%
20081 | 8 | 3 |  | Manual | 1 | Table | Incandescent |  | Decorative | 1 | 60 | Hall | 200818 | Hall | 0.05296%
20081 | 9 | 1 |  | Dimmer | 4 | Recessed Can | Incandescent |  | Reflector | 1 | 65 | Kitchen | 200819 | Kitchen | 0.05296%
20081 | 9 | 2 |  | Manual | 2 | Table | Incandescent |  | Standard A Lamp | 1 | 40 | Kitchen | 200819 | Kitchen | 0.05296%
20081 | 9 | 3 |  | Manual | 1 | Ceiling Fixture | Incandescent |  | Globe | 1 | 75 | Kitchen | 200819 | Kitchen | 0.05296%
20081 | 9 | 4 |  | Manual | 3 | Wall Mount | Incandescent |  | Mini base | 2 | 25 | Kitchen | 200819 | Kitchen | 0.05296%
20081 | 10 | 1 |  | Manual | 5 | Recessed Can | Incandescent |  | Reflector | 1 | 65 | Laundry Room | 2008110 | Laundry Room | 0.05296%
20081 | 11 | 1 |  | Dimmer | 2 | Recessed Can | Incandescent |  | Reflector | 1 | 65 | Living Room | 2008111 | Living Room | 0.05296%
20081 | 11 | 2 |  | Manual | 4 | Table | Incandescent |  | 3-Way Incandescent | 1 | 100 | Living Room | 2008111 | Living Room | 0.05296%
20081 | 11 | 3 |  | Manual | 1 | Table | Incandescent |  | Decorative | 2 | 45 | Living Room | 2008111 | Living Room | 0.05296%
20081 | 12 | 1 |  | Dimmer | 1 | Chandelier (Hanging) | Incandescent |  | Decorative | 5 | 65 | Bathroom | 2008112 | Bathroom | 0.05296%
20081 | 12 | 2 |  | Manual | 1 | Wall Mount | Incandescent |  | Clear | 3 | 60 | Bathroom | 2008112 | Bathroom | 0.05296%
20081 | 13 | 1 |  | Manual | 1 | Recessed Can | Incandescent |  | Standard A Lamp | 1 | 60 | Closet | 2008113 | Closet | 0.05296%
20081 | 14 | 1 |  | Manual | 1 | Chandelier (Hanging) | Incandescent |  | Standard A Lamp | 1 | 100 | Master Bedroom | 2008114 | Master Bedroom | 0.05296%
20081 | 14 | 2 |  | Manual | 1 | Table | Incandescent |  | Standard A Lamp | 1 | 100 | Master Bedroom | 2008114 | Master Bedroom | 0.05296%
20081 | 14 | 3 |  | Manual | 2 | Table | Incandescent |  | Decorative | 1 | 45 | Master Bedroom | 2008114 | Master Bedroom | 0.05296%
20081 | 14 | 4 |  | Dimmer | 1 | Chandelier (Hanging) | Incandescent |  | Decorative | 3 | 60 | Master Bedroom | 2008114 | Master Bedroom | 0.05296%
20081 | 15 | 1 |  | Manual | 1 | Table | Incandescent |  | Decorative | 2 | 65 | Office | 2008115 | Office | 0.05296%
20081 | 15 | 2 |  | Dimmer | 5 | Recessed Can | Incandescent |  | Reflector | 1 | 65 | Office | 2008115 | Office | 0.05296%
20081 | 15 | 3 |  | Manual | 1 | Table | Incandescent |  | Standard A Lamp | 1 | 100 | Office | 2008115 | Office | 0.05296%
20081 | 16 | 1 |  | Manual | 1 | Floor lamp | Incandescent |  | Clear | 1 | 100 | Family Room | 2008116 | Family Room | 0.05296%
20081 | 16 | 2 |  | Manual | 2 | Wall Mount | Incandescent |  | Decorative | 1 | 60 | Family Room | 2008116 | Family Room | 0.05296%
20081 | 16 | 3 |  | Manual | 1 | Table | Incandescent |  | 3-Way Incandescent | 1 | 100 | Family Room | 2008116 | Family Room | 0.05296%
20081 | 16 | 4 |  | Dimmer | 1 | Chandelier (Hanging) | Incandescent |  | Clear | 5 | 65 | Family Room | 2008116 | Family Room | 0.05296%
20085 | 1 | 1 |  | Manual | 4 | Ceiling Fixture | Compact Fluorescent |  | Twist | 2 | 15 | Kitchen | 200851 | Kitchen | 0.1084%
20085 | 2 | 1 |  | Manual | 1 | Ceiling Fixture | Compact Fluorescent |  | Twist | 2 | 15 | Bedroom | 200852 | Bedroom | 0.1084%
20085 | 2 | 2 |  | Manual | 1 | Table | Compact Fluorescent |  | Twist | 1 | 22 | Bedroom | 200852 | Bedroom | 0.1084%
20085 | 3 | 1 |  | Manual | 3 | Ceiling Fixture | Compact Fluorescent |  | Twist | 1 | 22 | Bedroom | 200853 | Bedroom | 0.1084%
20085 | 4 | 1 |  | Manual | 3 | Ceiling Fixture | Compact Fluorescent |  | Twist | 2 | 22 | Laundry Room | 200854 | Laundry Room | 0.1084%
20085 | 5 | 1 |  | Manual | 1 | Ceiling Fan | Compact Fluorescent |  | Twist | 3 | 15 | Dining Room | 200855 | Dining Room | 0.1084%
20085 | 6 | 1 |  | Dimmer | 1 | Ceiling Fixture | Compact Fluorescent |  | Twist | 4 | 15 | Living Room | 200856 | Living Room | 0.1084%
20085 | 6 | 2 |  | Manual | 1 | Chandelier (Hanging) | Compact Fluorescent |  | Straight Tube | 1 | 22 | Living Room | 200856 | Living Room | 0.1084%
20085 | 7 | 1 |  | Manual | 1 | Ceiling Fixture | Compact Fluorescent |  | Twist | 1 | 15 | Closet | 200857 | Closet | 0.1084%
20085 | 8 | 1 |  | Manual | 1 | Ceiling Fixture | Compact Fluorescent |  | Twist | 2 | 15 | Bathroom | 200858 | Bathroom | 0.1084%
20085 | 8 | 2 |  | Manual | 1 | Wall Mount | Compact Fluorescent |  | A shape bulb | 2 | 15 | Bathroom | 200858 | Bathroom | 0.1084%
20085 | 9 | 1 |  | Manual | 2 | Ceiling Fixture | Compact Fluorescent |  | Twist | 2 | 15 | Bedroom | 200859 | Bedroom | 0.1084%
20085 | 10 | 1 |  | Manual | 1 | Floor lamp | Compact Fluorescent |  | Twist | 1 | 22 | Family Room | 2008510 | Family Room | 0.1084%
20085 | 10 | 2 |  | Manual | 1 | Table | Compact Fluorescent |  | 3-Way CFL | 1 | 22 | Family Room | 2008510 | Family Room | 0.1084%
20085 | 11 | 1 |  | Manual | 3 | Wall Mount | Compact Fluorescent |  | Twist | 1 | 15 | Bedroom | 2008511 | Bedroom | 0.1084%
20085 | 11 | 2 |  | Manual | 1 | Track | Compact Fluorescent |  | Twist | 4 | 15 | Bedroom | 2008511 | Bedroom | 0.1084%
20088 | 1 | 1 |  | Manual | 1 | Chandelier (Hanging) | Incandescent |  | Standard A Lamp | 2 | 40 | Bathroom | 200881 | Bathroom | 0.09408%
20088 | 2 | 1 |  | Manual | 1 | Ceiling Fixture | Compact Fluorescent |  | Twist | 2 | 22 | Bedroom | 200882 | Bedroom | 0.09408%
20088 | 2 | 2 |  | Manual | 1 | Torchiere | Incandescent |  | Standard A Lamp | 1 | 60 | Bedroom | 200882 | Bedroom | 0.09408%
20088 | 2 | 3 |  | Manual | 1 | Table | Incandescent |  | 3-Way Incandescent | 1 | 100 | Bedroom | 200882 | Bedroom | 0.09408%
20088 | 3 | 1 |  | Manual | 1 | Ceiling Fixture | Compact Fluorescent |  | Straight Tube | 1 | 13 | Bedroom | 200883 | Bedroom | 0.09408%
20088 | 3 | 2 |  | Manual | 1 | Table | Compact Fluorescent |  | Twist | 1 | 13 | Bedroom | 200883 | Bedroom | 0.09408%
20088 | 4 | 1 |  | Manual | 1 | Ceiling Fixture | Incandescent |  | Standard A Lamp | 2 | 65 | Living Room | 200884 | Living Room | 0.09408%
20088 | 4 | 2 |  | Manual | 1 | Torchiere | Incandescent |  | Standard A Lamp | 1 | 60 | Living Room | 200884 | Living Room | 0.09408%
20088 | 4 | 3 |  | Manual | 1 | Torchiere | Halogen |  | Quartz Tube | 1 | 300 | Living Room | 200884 | Living Room | 0.09408%
20088 | 4 | 4 |  | Manual | 1 | Table | Incandescent |  | 3-Way Incandescent | 1 | 100 | Living Room | 200884 | Living Room | 0.09408%
20088 | 6 | 1 |  | Manual | 1 | Wall Mount | Incandescent |  | Standard A Lamp | 4 | 60 | Bathroom | 200886 | Bathroom | 0.09408%
20088 | 7 | 1 |  | Manual | 1 | Ceiling Fixture | Incandescent |  | Standard A Lamp | 2 | 40 | Bedroom | 200887 | Bedroom | 0.09408%
20088 | 7 | 2 | type j | Manual | 1 | Torchiere | Halogen |  | Quartz Tube | 1 | 300 | Bedroom | 200887 | Bedroom | 0.09408%
20088 | 7 | 3 |  | Manual | 1 | Table | Incandescent |  | Standard A Lamp | 1 | 60 | Bedroom | 200887 | Bedroom | 0.09408%
20088 | 8 | 1 | type t | Manual | 1 | Table | Halogen |  | MR | 1 | 20 | Bedroom | 200888 | Bedroom | 0.09408%
20088 | 8 | 2 |  | Manual | 1 | Ceiling Fixture | Compact Fluorescent |  | Twist | 2 | 22 | Bedroom | 200888 | Bedroom | 0.09408%
20088 | 8 | 3 |  | Manual | 1 | Torchiere | Halogen |  | Quartz Tube | 1 | 300 | Bedroom | 200888 | Bedroom | 0.09408%
20088 | 8 | 4 |  | Manual | 1 | Table | Incandescent |  | Standard A Lamp | 1 | 60 | Bedroom | 200888 | Bedroom | 0.09408%
20088 | 9 | 1 |  | Manual | 2 | Ceiling Fixture | Compact Fluorescent |  | Twist | 1 | 22 | Hall | 200889 | Hall | 0.09408%
20088 | 10 | 1 |  | Manual | 1 | Chandelier (Hanging) | Incandescent |  | Decorative | 3 | 60 | Dining Room | 2008810 | Dining Room | 0.09408%
20088 | 11 | 2 |  | Manual | 1 | Garage door opener | Compact Fluorescent |  | Twist | 1 | 15 | Garage | 2008811 | Garage | 0.09408%
20088 | 11 | 3 |  | Manual | 1 | Ceiling Fixture | Compact Fluorescent |  | Straight Tube | 1 | 15 | Garage | 2008811 | Garage | 0.09408%
20088 | 12 | 1 |  | Manual | 1 | Ceiling Fixture | Incandescent |  | Standard A Lamp | 1 | 40 | Hall | 2008812 | Hall | 0.09408%
20088 | 13 | 1 |  | Manual | 1 | Ceiling Fixture | Linear Fluorescent | 48 | T-12 | 5 | 40 | Kitchen | 2008813 | Kitchen | 0.09408%
20088 | 14 | 1 |  | Manual | 1 | Table | Incandescent |  | 3-Way Incandescent | 1 | 70 | Living Room | 2008814 | Living Room | 0.09408%
20088 | 14 | 2 |  | Manual | 1 | Floor lamp | Incandescent |  | 3-Way Incandescent | 1 | 100 | Living Room | 2008814 | Living Room | 0.09408%
20088 | 14 | 3 |  | Manual | 1 | Table | Incandescent |  | 3-Way Incandescent | 1 | 100 | Living Room | 2008814 | Living Room | 0.09408%
20088 | 14 | 4 | type j | Manual | 1 | Torchiere | Halogen |  | Quartz Tube | 1 | 300 | Living Room | 2008814 | Living Room | 0.09408%
20088 | 15 | 1 |  | Manual | 1 | Chandelier (Hanging) | Incandescent |  | Standard A Lamp | 1 | 40 | Garage | 2008815 | Garage | 0.09408%
20088 | 16 | 1 | 3 each 60 watts around a 1 each 300 watt all standard A incandescent | Manual | 2 | Torchiere | Incandescent |  | Standard A Lamp | 4 | 125 | Laundry Room | 2008816 | Laundry Room | 0.09408%
20088 | 16 | 2 |  | Manual | 1 | Ceiling Fixture | Incandescent |  | Standard A Lamp | 2 | 40 | Laundry Room | 2008816 | Laundry Room | 0.09408%
20088 | 16 | 3 |  | Manual | 1 | Table | Compact Fluorescent |  | Straight Tube | 1 | 15 | Laundry Room | 2008816 | Laundry Room | 0.09408%
20089 | 1 | 1 |  | Manual | 1 | Wall Mount | Incandescent |  | Standard A Lamp | 2 | 60 | Bathroom | 200891 | Bathroom | 0.02845%
20089 | 2 | 1 |  | Manual | 1 | Wall Mount | Incandescent |  | Standard A Lamp | 3 | 40 | Bathroom | 200892 | Bathroom | 0.02845%
20089 | 3 | 1 |  | Manual | 1 | Ceiling Fixture | Incandescent |  | Standard A Lamp | 2 | 65 | Bedroom | 200893 | Bedroom | 0.02845%
20089 | 3 | 2 |  | Manual | 1 | Table | Incandescent |  | Standard A Lamp | 1 | 60 | Bedroom | 200893 | Bedroom | 0.02845%
20089 | 4 | 1 |  | Manual | 1 | Ceiling Fixture | Incandescent |  | Standard A Lamp | 2 | 60 | Bedroom | 200894 | Bedroom | 0.02845%
20089 | 5 | 1 |  | Manual | 1 | Ceiling Fixture | Compact Fluorescent |  | Twist | 2 | 22 | Bedroom | 200895 | Bedroom | 0.02845%
20089 | 6 | 1 |  | Manual | 1 | Ceiling Fan | Incandescent |  | Standard A Lamp | 4 | 60 | Bedroom | 200896 | Bedroom | 0.02845%
20089 | 6 | 2 |  | Manual | 1 | Wall Mount | Incandescent |  | Standard A Lamp | 4 | 60 | Bedroom | 200896 | Bedroom | 0.02845%
20089 | 7 | 1 |  | Manual | 1 | Chandelier (Hanging) | Compact Fluorescent |  | Twist | 5 | 28 | Hall | 200897 | Hall | 0.02845%
20089 | 7 | 2 |  | Manual | 1 | Ceiling Fixture | Compact Fluorescent |  | Twist | 2 | 22 | Hall | 200897 | Hall | 0.02845%
20089 | 8 | 1 |  | Manual | 1 | Table | Compact Fluorescent |  | Twist | 1 | 22 | Family Room | 200898 | Family Room | 0.02845%
20089 | 9 | 1 |  | Manual | 3 | Ceiling Fixture | Incandescent |  | Standard A Lamp | 1 | 60 | Garage | 200899 | Garage | 0.02845%
20089 | 10 | 1 |  | Manual | 1 | Ceiling Fixture | Incandescent |  | Standard A Lamp | 2 | 60 | Hall | 2008910 | Hall | 0.02845%
20089 | 11 | 1 |  | Manual | 10 | Recessed Can | Incandescent |  | Reflector | 1 | 40 | Dining Room | 2008911 | Dining Room | 0.02845%
20089 | 11 | 2 |  | Manual | 1 | Ceiling Fixture | Compact Fluorescent |  | Twist | 2 | 22 | Dining Room | 2008911 | Dining Room | 0.02845%
20089 | 11 | 3 |  | Manual | 1 | Table | Compact Fluorescent |  | Twist | 1 | 22 | Dining Room | 2008911 | Dining Room | 0.02845%
20089 | 12 | 1 |  | Manual | 1 | Ceiling Fixture | Linear Fluorescent | 48 | T-8 | 4 | 40 | Laundry Room | 2008912 | Laundry Room | 0.02845%
20089 | 13 | 1 |  | Manual | 1 | Ceiling Fixture | Compact Fluorescent |  | Twist | 2 | 22 | Office | 2008913 | Office | 0.02845%
20095 | 1 | 1 |  | Manual | 1 | Ceiling Fixture | Incandescent |  | Standard A Lamp | 2 | 60 | Office | 200951 | Office | 0.04732%
20095 | 1 | 2 |  | Manual | 1 | Table | Incandescent |  | Standard A Lamp | 1 | 60 | Office | 200951 | Office | 0.04732%
20095 | 2 | 1 |  | Manual | 1 | Ceiling Fixture | Compact Fluorescent |  | Pin base | 1 | 22 | Other | 200952 | Other | 0.04732%
20095 | 2 | 2 |  | Manual | 2 | Ceiling Fixture | Compact Fluorescent |  | Pin base | 1 | 22 | Other | 200952 | Other | 0.04732%
20095 | 3 | 1 |  | Manual | 1 | Ceiling Fixture | Compact Fluorescent |  | Twist | 2 | 15 | Bedroom | 200953 | Bedroom | 0.04732%
20095 | 3 | 2 |  | Manual | 2 | Recessed Can | Incandescent |  | Reflector | 1 | 65 | Bedroom | 200953 | Bedroom | 0.04732%
20095 | 3 | 3 |  | Manual | 2 | Table | Incandescent |  | Mini base | 1 | 40 | Bedroom | 200953 | Bedroom | 0.04732%
20095 | 4 | 1 |  | Manual | 1 | Ceiling Fixture | Incandescent |  | Standard A Lamp | 1 | 60 | Master Bedroom | 200954 | Master Bedroom | 0.04732%
20095 | 5 | 1 |  | Manual | 1 | Recessed Can | Incandescent |  | Reflector | 1 | 65 | Hall | 200955 | Hall | 0.04732%
20095 | 5 | 2 |  | Manual | 1 | Recessed Can | Compact Fluorescent |  | Twist | 1 | 20 | Hall | 200955 | Hall | 0.04732%
20095 | 6 | 1 |  | Manual | 1 | Ceiling Fixture | Compact Fluorescent |  | Pin base | 1 | 22 | Bedroom | 200956 | Bedroom | 0.04732%
20095 | 7 | 1 |  | Manual | 1 | Ceiling Fixture | Compact Fluorescent |  | Pin base | 1 | 15 | Closet | 200957 | Closet | 0.04732%
20095 | 8 | 1 |  | Manual | 1 | Ceiling Fixture | Compact Fluorescent |  | Twist | 1 | 15 | Bathroom | 200958 | Bathroom | 0.04732%
20095 | 8 | 2 |  | Manual | 1 | Wall Mount | Incandescent |  | Standard A Lamp | 4 | 60 | Bathroom | 200958 | Bathroom | 0.04732%
20095 | 9 | 1 |  | Manual | 1 | Ceiling Fixture | Compact Fluorescent |  | Pin base | 1 | 22 | Bedroom | 200959 | Bedroom | 0.04732%
20095 | 10 | 1 |  | Manual | 1 | Ceiling Fixture | Compact Fluorescent |  | Pin base | 1 | 22 | Bedroom | 2009510 | Bedroom | 0.04732%
20095 | 11 | 1 |  | Manual | 1 | Recessed Can | Incandescent |  | Reflector | 1 | 65 | Hall | 2009511 | Hall | 0.04732%
20095 | 11 | 2 |  | Manual | 2 | Recessed Can | Compact Fluorescent |  | Flood | 1 | 15 | Hall | 2009511 | Hall | 0.04732%
20095 | 12 | 1 |  | Manual | 1 | Ceiling Fixture | Incandescent |  | Standard A Lamp | 2 | 60 | Family Room | 2009512 | Family Room | 0.04732%
20095 | 12 | 2 |  | Manual | 1 | Ceiling Fixture | Compact Fluorescent |  | Twist | 2 | 15 | Family Room | 2009512 | Family Room | 0.04732%
20095 | 13 | 1 |  | Manual | 1 | Wall Mount | Incandescent |  | Globe | 5 | 40 | Bathroom | 2009513 | Bathroom | 0.04732%
20095 | 13 | 2 |  | Manual | 1 | Ceiling Fixture | Incandescent |  | Standard A Lamp | 2 | 60 | Bathroom | 2009513 | Bathroom | 0.04732%
20095 | 14 | 1 |  | Manual | 4 | Recessed Can | Incandescent |  | Reflector | 1 | 65 | Kitchen | 2009514 | Kitchen | 0.04732%
20095 | 14 | 2 |  | Manual | 3 | Recessed Can | Compact Fluorescent |  | Flood | 1 | 15 | Kitchen | 2009514 | Kitchen | 0.04732%
20095 | 14 | 3 |  | Manual | 1 | Chandelier (Hanging) | Incandescent |  | Standard A Lamp | 1 | 60 | Kitchen | 2009514 | Kitchen | 0.04732%
20095 | 15 | 1 |  | Manual | 1 | Chandelier (Hanging) | Incandescent |  | Globe | 1 | 60 | Living Room | 2009515 | Living Room | 0.04732%
20095 | 15 | 2 |  | Manual | 1 | Chandelier (Hanging) | Incandescent |  | Standard A Lamp | 1 | 60 | Living Room | 2009515 | Living Room | 0.04732%
20095 | 15 | 3 |  | Manual | 1 | Table | Incandescent |  | Standard A Lamp | 1 | 100 | Living Room | 2009515 | Living Room | 0.04732%
20095 | 15 | 4 |  | Manual | 1 | Floor lamp | Compact Fluorescent |  | Twist | 1 | 22 | Living Room | 2009515 | Living Room | 0.04732%
20095 | 15 | 5 |  | Manual | 1 | Chandelier (Hanging) | Compact Fluorescent |  | Globe | 5 | 15 | Living Room | 2009515 | Living Room | 0.04732%
20095 | 16 | 1 |  | Manual | 1 | Ceiling Fixture | Incandescent |  | Standard A Lamp | 1 | 60 | Closet | 2009516 | Closet | 0.04732%
20095 | 17 | 1 |  | Manual | 2 | Ceiling Fixture | Incandescent |  | Standard A Lamp | 1 | 60 | Hall | 2009517 | Hall | 0.04732%
20095 | 18 | 1 |  | Manual | 3 | Ceiling Fixture | Compact Fluorescent |  | Pin base | 1 | 22 | Laundry Room | 2009518 | Laundry Room | 0.04732%
20100 | 1 | 1 |  | Manual | 1 | Ceiling Fixture | Compact Fluorescent |  | Twist | 1 | 15 | Bathroom | 201001 | Bathroom | 0.05296%
20100 | 2 | 1 |  | Manual | 1 | Ceiling Fixture | Compact Fluorescent |  | Twist | 2 | 15 | Bedroom | 201002 | Bedroom | 0.05296%
20100 | 3 | 1 |  | Manual | 1 | Ceiling Fixture | Compact Fluorescent |  | Twist | 2 | 15 | Bedroom | 201003 | Bedroom | 0.05296%
20100 | 4 | 1 |  | Manual | 2 | Ceiling Fixture | Compact Fluorescent |  | Twist | 2 | 15 | Bedroom | 201004 | Bedroom | 0.05296%
20100 | 5 | 1 |  | Manual | 1 | Ceiling Fixture | Compact Fluorescent |  | Twist | 1 | 15 | Other | 201005 | Other | 0.05296%
20100 | 6 | 1 |  | Manual | 1 | Ceiling Fan | Incandescent |  | Decorative | 4 | 40 | Family Room | 201006 | Family Room | 0.05296%
20100 | 6 | 2 |  | Manual | 1 | Floor lamp | Compact Fluorescent |  | Twist | 1 | 15 | Family Room | 201006 | Family Room | 0.05296%
20100 | 6 | 3 |  | Manual | 2 | Table | Compact Fluorescent |  | Twist | 1 | 15 | Family Room | 201006 | Family Room | 0.05296%
20100 | 7 | 1 |  | Manual | 2 | Ceiling Fixture | Incandescent |  | Standard A Lamp | 1 | 60 | Garage | 201007 | Garage | 0.05296%
20100 | 8 | 1 |  | Manual | 1 | Ceiling Fixture | Compact Fluorescent |  | Twist | 1 | 15 | Hall | 201008 | Hall | 0.05296%
20100 | 9 | 1 |  | Manual | 2 | Ceiling Fixture | Compact Fluorescent |  | Twist | 2 | 15 | Kitchen | 201009 | Kitchen | 0.05296%
20100 | 10 | 1 |  | Manual | 1 | Ceiling Fixture | Compact Fluorescent |  | Twist | 1 | 15 | Laundry Room | 2010010 | Laundry Room | 0.05296%
20106 | 1 | 1 |  | Manual | 1 | Wall Mount | Incandescent |  | Clear | 4 | 40 | Bathroom | 201061 | Bathroom | 0.09408%
20106 | 1 | 2 |  | Manual | 1 | Ceiling Fixture | Incandescent |  | Colored | 2 | 60 | Bathroom | 201061 | Bathroom | 0.09408%
20106 | 2 | 1 |  | Manual | 1 | Ceiling Fan | Compact Fluorescent |  | Circline (Screw Base) | 1 | 22 | Dining Room | 201062 | Dining Room | 0.09408%
20106 | 3 | 1 |  | Manual | 1 | Ceiling Fixture | Incandescent |  | Standard A Lamp | 2 | 60 | Hall | 201063 | Hall | 0.09408%
20106 | 4 | 1 |  | Manual | 1 | Track | Halogen |  | MR | 4 | 50 | Kitchen | 201064 | Kitchen | 0.09408%
20106 | 5 | 1 |  | Manual | 1 | Torchiere | Compact Fluorescent |  | Twist | 1 | 22 | Master Bedroom | 201065 | Master Bedroom | 0.09408%
20106 | 5 | 2 |  | Manual | 1 | Chandelier (Hanging) | Compact Fluorescent |  | Twist | 1 | 15 | Master Bedroom | 201065 | Master Bedroom | 0.09408%
20106 | 6 | 1 |  | Manual | 1 | Ceiling Fixture | Incandescent |  | Standard A Lamp | 1 | 60 | Master Bedroom | 201066 | Master Bedroom | 0.09408%
20106 | 6 | 2 |  | Manual | 1 | Ceiling Fixture | Compact Fluorescent |  | Twist | 1 | 15 | Master Bedroom | 201066 | Master Bedroom | 0.09408%
20106 | 7 | 1 |  | Manual | 1 | Ceiling Fixture | Incandescent |  | Standard A Lamp | 1 | 100 | Other | 201067 | Other | 0.09408%
20106 | 8 | 1 |  | Manual | 1 | Ceiling Fixture | Incandescent |  | Standard A Lamp | 1 | 100 | Bedroom | 201068 | Bedroom | 0.09408%
20108 | 1 | 1 |  | Manual | 1 | Wall Mount | Incandescent |  | Standard A Lamp | 3 | 60 | Bathroom | 201081 | Bathroom | 0.09408%
20108 | 1 | 2 | ONE BULB 65 WATT OTHER IS HEAT LAMP 250 WATTS | Manual | 1 | Ceiling Fan | Incandescent |  | Reflector | 2 | 250 | Bathroom | 201081 | Bathroom | 0.09408%
20108 | 2 | 1 |  | Manual | 1 | Ceiling Fixture | Incandescent |  | Standard A Lamp | 2 | 60 | Bedroom | 201082 | Bedroom | 0.09408%
20108 | 3 | 1 |  | Manual | 1 | Ceiling Fixture | Incandescent |  | Standard A Lamp | 1 | 60 | Bedroom | 201083 | Bedroom | 0.09408%
20108 | 3 | 2 |  | Manual | 1 | Ceiling Fixture | Incandescent |  | Standard A Lamp | 2 | 60 | Bedroom | 201083 | Bedroom | 0.09408%
20108 | 4 | 1 |  | Manual | 1 | Ceiling Fixture | Compact Fluorescent |  | Twist | 2 | 22 | Bedroom | 201084 | Bedroom | 0.09408%
20108 | 5 | 1 |  | Manual | 1 | Ceiling Fixture | Incandescent |  | Standard A Lamp | 1 | 60 | Hall | 201085 | Hall | 0.09408%
20108 | 6 | 1 |  | Manual | 2 | Ceiling Fixture | Compact Fluorescent |  | Twist | 1 | 15 | Garage | 201086 | Garage | 0.09408%
20108 | 6 | 2 |  | Motion | 1 | Garage door opener | Incandescent |  | Standard A Lamp | 1 | 60 | Garage | 201086 | Garage | 0.09408%
20108 | 7 | 1 |  | Manual | 1 | Ceiling Fixture | Incandescent |  | Standard A Lamp | 1 | 60 | Hall | 201087 | Hall | 0.09408%
20108 | 8 | 1 |  | Manual | 2 | Ceiling Fixture | Incandescent |  | Standard A Lamp | 1 | 60 | Hall | 201088 | Hall | 0.09408%
20108 | 9 | 1 |  | Manual | 1 | Ceiling Fan | Incandescent |  | Mini base | 3 | 40 | Hall | 201089 | Hall | 0.09408%
20108 | 9 | 2 |  | Manual | 1 | Ceiling Fixture | Incandescent |  | Standard A Lamp | 1 | 60 | Hall | 201089 | Hall | 0.09408%
20108 | 9 | 3 |  | Manual | 1 | Ceiling Fixture | Linear Fluorescent | 48 | T-12 | 2 | 40 | Hall | 201089 | Hall | 0.09408%
20108 | 9 | 4 |  | Manual | 1 | Recessed Can | Incandescent |  | Reflector | 1 | 65 | Hall | 201089 | Hall | 0.09408%
20108 | 10 | 1 |  | Manual | 1 | Ceiling Fixture | Linear Fluorescent | 48 | T-12 | 2 | 40 | Laundry Room | 2010810 | Laundry Room | 0.09408%
20108 | 11 | 1 |  | Dimmer | 1 | Ceiling Fan | Compact Fluorescent |  | Twist | 4 | 22 | Living Room | 2010811 | Living Room | 0.09408%
20108 | 12 | 1 |  | Manual | 2 | Wall Mount | Incandescent |  | Standard A Lamp | 3 | 60 | Bathroom | 2010812 | Bathroom | 0.09408%
20108 | 12 | 2 | FAN LIGHT COMBO | Manual | 1 | Ceiling Fan | Incandescent |  | Standard A Lamp | 1 | 60 | Bathroom | 2010812 | Bathroom | 0.09408%
20108 | 12 | 3 | ONE BULB 65 WATT FAN LIGHT COMBO | Manual | 1 | Ceiling Fan | Incandescent |  | Reflector | 2 | 250 | Bathroom | 2010812 | Bathroom | 0.09408%
20108 | 12 | 4 |  | Manual | 2 | Ceiling Fixture | Incandescent |  | Standard A Lamp | 1 | 60 | Bathroom | 2010812 | Bathroom | 0.09408%
20108 | 12 | 5 |  | Manual | 1 | Recessed Can | Incandescent |  | Reflector | 2 | 65 | Bathroom | 2010812 | Bathroom | 0.09408%
20108 | 13 | 1 |  | Dimmer | 1 | Ceiling Fan | Compact Fluorescent |  | Twist | 4 | 22 | Master Bedroom | 2010813 | Master Bedroom | 0.09408%
20109 | 1 | 1 |  | Manual | 1 | Ceiling Fixture | Compact Fluorescent |  | Twist | 1 | 15 | Bathroom | 201091 | Bathroom | 0.04008%
20109 | 2 | 1 |  | Manual | 1 | Ceiling Fixture | Compact Fluorescent |  | Twist | 1 | 15 | Bedroom | 201092 | Bedroom | 0.04008%
20109 | 3 | 1 |  | Manual | 1 | Ceiling Fixture | Compact Fluorescent |  | Twist | 1 | 15 | Bedroom | 201093 | Bedroom | 0.04008%
20109 | 3 | 2 |  | Manual | 1 | Table | Linear Fluorescent | 15 | T-8 | 1 | 12 | Bedroom | 201093 | Bedroom | 0.04008%
20109 | 4 | 1 |  | Manual | 2 | Ceiling Fixture | Incandescent |  | Standard A Lamp | 1 | 60 | Garage | 201094 | Garage | 0.04008%
20109 | 5 | 1 |  | Manual | 1 | Ceiling Fixture | Incandescent |  | Standard A Lamp | 1 | 25 | Kitchen | 201095 | Kitchen | 0.04008%
20109 | 6 | 1 |  | Manual | 1 | Ceiling Fixture | Incandescent |  | Standard A Lamp | 2 | 40 | Kitchen | 201096 | Kitchen | 0.04008%
20109 | 7 | 1 |  | Manual | 1 | Ceiling Fixture | Incandescent |  | Standard A Lamp | 1 | 60 | Laundry Room | 201097 | Laundry Room | 0.04008%
20109 | 8 | 1 |  | Manual | 1 | Ceiling Fan | Incandescent |  | Standard A Lamp | 2 | 25 | Living Room | 201098 | Living Room | 0.04008%
20109 | 8 | 2 |  | Manual | 1 | Ceiling Fan | Compact Fluorescent |  | Twist | 2 | 15 | Living Room | 201098 | Living Room | 0.04008%
20109 | 9 | 1 |  | Manual | 1 | Ceiling Fixture | Incandescent |  | Standard A Lamp | 1 | 60 | Other | 201099 | Other | 0.04008%
20111 | 1 | 1 |  | Manual | 1 | Ceiling Fixture | Compact Fluorescent |  | Pin base | 3 | 15 | Bathroom | 201111 | Bathroom | 0.05169%
20111 | 2 | 1 |  | Manual | 1 | Ceiling Fixture | Incandescent |  | Standard A Lamp | 2 | 60 | Bedroom | 201112 | Bedroom | 0.05169%
20111 | 3 | 1 |  | Manual | 1 | Ceiling Fixture | Halogen |  | MR | 3 | 20 | Kitchen | 201113 | Kitchen | 0.05169%
20111 | 3 | 2 |  | Manual | 1 | Ceiling Fixture | Incandescent |  | Standard A Lamp | 1 | 60 | Kitchen | 201113 | Kitchen | 0.05169%
20111 | 4 | 1 |  | Manual | 1 | Torchiere | Halogen |  | Quartz Tube | 1 | 50 | Living Room | 201114 | Living Room | 0.05169%
20111 | 5 | 1 |  | Manual | 1 | Ceiling Fixture | Incandescent |  | Standard A Lamp | 1 | 60 | Office | 201115 | Office | 0.05169%
20111 | 5 | 2 |  | Manual | 1 | Floor lamp | Compact Fluorescent |  | Twist | 3 | 22 | Office | 201115 | Office | 0.05169%
20111 | 5 | 3 |  | Manual | 1 | Ceiling Fixture | Linear Fluorescent | 48 | T-5 | 3 | 20 | Office | 201115 | Office | 0.05169%
20117 | 1 | 1 |  | Manual | 1 | Wall Mount | Linear Fluorescent | 24 | T-8 | 1 | 32 | Bathroom | 201171 | Bathroom | 0.05296%
20117 | 2 | 1 |  | Manual | 1 | Ceiling Fixture | Incandescent |  | Standard A Lamp | 2 | 60 | Bedroom | 201172 | Bedroom | 0.05296%
20117 | 3 | 1 |  | Manual | 1 | Ceiling Fixture | Compact Fluorescent |  | Twist | 2 | 15 | Bedroom | 201173 | Bedroom | 0.05296%
20117 | 4 | 1 |  | Manual | 1 | Ceiling Fixture | Linear Fluorescent | 48 | T-8 | 2 | 40 | Kitchen | 201174 | Kitchen | 0.05296%
20117 | 4 | 2 |  | Manual | 1 | Ceiling Fixture | Compact Fluorescent |  | Twist | 1 | 15 | Kitchen | 201174 | Kitchen | 0.05296%
20117 | 5 | 1 |  | Manual | 1 | Ceiling Fixture | Incandescent |  | Standard A Lamp | 2 | 60 | Laundry Room | 201175 | Laundry Room | 0.05296%
20117 | 6 | 1 |  | Manual | 1 | Ceiling Fixture | Linear Fluorescent | 48 | T-8 | 2 | 40 | Living Room | 201176 | Living Room | 0.05296%
20117 | 6 | 2 |  | Manual | 1 | Table | Incandescent |  | Standard A Lamp | 1 | 60 | Living Room | 201176 | Living Room | 0.05296%
20117 | 7 | 1 |  | Manual | 1 | Ceiling Fixture | Incandescent |  | Standard A Lamp | 2 | 60 | Hall | 201177 | Hall | 0.05296%
20125 | 1 | 1 |  | Manual | 1 | Ceiling Fixture | Compact Fluorescent |  | Twist | 2 | 15 | Bedroom | 201251 | Bedroom | 0.09408%
20125 | 1 | 2 |  | Manual | 1 | Table | Incandescent |  | Standard A Lamp | 1 | 60 | Bedroom | 201251 | Bedroom | 0.09408%
20125 | 2 | 1 |  | Manual | 1 | Ceiling Fan | Compact Fluorescent |  | Twist | 1 | 22 | Master Bedroom | 201252 | Master Bedroom | 0.09408%
20125 | 3 | 1 |  | Manual | 2 | Wall Mount | Incandescent |  | Globe | 3 | 60 | Bathroom | 201253 | Bathroom | 0.09408%
20125 | 4 | 1 |  | Manual | 2 | Ceiling Fixture | Linear Fluorescent | 48 | T-12 | 2 | 40 | Garage | 201254 | Garage | 0.09408%
20125 | 4 | 2 |  | Manual | 1 | Ceiling Fixture | Incandescent |  | Reflector | 3 | 65 | Garage | 201254 | Garage | 0.09408%
20125 | 5 | 1 |  | Manual | 1 | Ceiling Fixture | Linear Fluorescent | 24 | T-12 | 1 | 40 | Hall | 201255 | Hall | 0.09408%
20125 | 5 | 2 |  | Manual | 1 | Ceiling Fixture | Incandescent |  | Reflector | 3 | 40 | Hall | 201255 | Hall | 0.09408%
20125 | 5 | 3 |  | Manual | 1 | Ceiling Fixture | Incandescent |  | Globe | 2 | 100 | Hall | 201255 | Hall | 0.09408%
20125 | 6 | 1 |  | Manual | 2 | Ceiling Fixture | Linear Fluorescent | 48 | T-12 | 2 | 40 | Kitchen | 201256 | Kitchen | 0.09408%
20125 | 6 | 2 |  | Manual | 1 | Other | Incandescent |  | Standard A Lamp | 1 | 40 | Kitchen | 201256 | Kitchen | 0.09408%
20125 | 7 | 1 |  | Manual | 1 | Table | Compact Fluorescent |  | Twist | 2 | 15 | Living Room | 201257 | Living Room | 0.09408%
20125 | 7 | 2 |  | Manual | 1 | Floor lamp | Compact Fluorescent |  | Twist | 2 | 15 | Living Room | 201257 | Living Room | 0.09408%
20125 | 7 | 3 |  | Manual | 1 | Table | Incandescent |  | Standard A Lamp | 1 | 100 | Living Room | 201257 | Living Room | 0.09408%
20125 | 8 | 1 |  | Manual | 1 | Ceiling Fixture | Linear Fluorescent | 48 | T-12 | 2 | 40 | Master Bedroom | 201258 | Master Bedroom | 0.09408%
20125 | 8 | 2 |  | Manual | 1 | Table | Compact Fluorescent |  | Twist | 1 | 15 | Master Bedroom | 201258 | Master Bedroom | 0.09408%
20125 | 9 | 1 |  | Manual | 1 | Wall Mount | Linear Fluorescent | 24 | T-12 | 2 | 20 | Bathroom | 201259 | Bathroom | 0.09408%
20125 | 10 | 1 |  | Dimmer | 1 | Chandelier (Hanging) | Incandescent |  | Mini base | 5 | 40 | Dining Room | 2012510 | Dining Room | 0.09408%
20152 | 1 | 1 |  | Manual | 1 | Wall Mount | Incandescent |  | Globe | 8 | 40 | Bathroom | 201521 | Bathroom | 0.09408%
20152 | 1 | 2 |  | Manual | 1 | Ceiling Fixture | Incandescent |  | Standard A Lamp | 1 | 60 | Bathroom | 201521 | Bathroom | 0.09408%
20152 | 2 | 1 |  | Manual | 1 | Ceiling Fixture | Incandescent |  | Standard A Lamp | 1 | 100 | Hall | 201522 | Hall | 0.09408%
20152 | 3 | 1 |  | Manual | 1 | Ceiling Fixture | Incandescent |  | Standard A Lamp | 1 | 100 | Bedroom | 201523 | Bedroom | 0.09408%
20152 | 3 | 2 |  | Manual | 1 | Table | Incandescent |  | Standard A Lamp | 1 | 150 | Bedroom | 201523 | Bedroom | 0.09408%
20152 | 4 | 1 |  | Manual | 3 | Ceiling Fixture | Linear Fluorescent | 48 | T-12 | 2 | 40 | Family Room | 201524 | Family Room | 0.09408%
20152 | 5 | 1 |  | Manual | 3 | Ceiling Fixture | Linear Fluorescent | 48 | T-12 | 2 | 40 | Other | 201525 | Other | 0.09408%
20152 | 6 | 1 |  | Manual | 1 | Recessed Can | Incandescent |  | Heat Lamp | 1 | 150 | Bathroom | 201526 | Bathroom | 0.09408%
20152 | 6 | 2 |  | Manual | 1 | Wall Mount | Incandescent |  | Globe | 4 | 40 | Bathroom | 201526 | Bathroom | 0.09408%
20152 | 7 | 1 |  | Manual | 1 | Ceiling Fixture | Incandescent |  | Standard A Lamp | 1 | 100 | Bedroom | 201527 | Bedroom | 0.09408%
20152 | 8 | 1 |  | Manual | 1 | Ceiling Fixture | Incandescent |  | Standard A Lamp | 1 | 100 | Bedroom | 201528 | Bedroom | 0.09408%
20152 | 8 | 2 |  | Manual | 1 | Table | Compact Fluorescent |  | Pin base | 1 | 7 | Bedroom | 201528 | Bedroom | 0.09408%
20152 | 9 | 1 |  | Manual | 1 | Ceiling Fixture | Incandescent |  | Standard A Lamp | 1 | 60 | Bedroom | 201529 | Bedroom | 0.09408%
20152 | 10 | 1 |  | Manual | 1 | Ceiling Fixture | Incandescent |  | Standard A Lamp | 1 | 100 | Bedroom | 2015210 | Bedroom | 0.09408%
20152 | 11 | 1 |  | Manual | 1 | Ceiling Fixture | Incandescent |  | Standard A Lamp | 1 | 60 | Other | 2015211 | Other | 0.09408%
20152 | 11 | 2 |  | Manual | 1 | Ceiling Fixture | Compact Fluorescent |  | Twist | 1 | 22 | Other | 2015211 | Other | 0.09408%
20152 | 12 | 1 |  | Manual | 2 | Ceiling Fixture | Linear Fluorescent | 96 | T-12 | 2 | 60 | Garage | 2015212 | Garage | 0.09408%
20152 | 12 | 2 |  | Motion | 2 | Garage door opener | Incandescent |  | Standard A Lamp | 1 | 60 | Garage | 2015212 | Garage | 0.09408%
20152 | 12 | 3 |  | Manual | 1 | Table | Incandescent |  | Standard A Lamp | 1 | 60 | Garage | 2015212 | Garage | 0.09408%
20152 | 12 | 4 |  | Manual | 1 | Ceiling Fixture | Linear Fluorescent | 48 | T-12 | 2 | 40 | Garage | 2015212 | Garage | 0.09408%
20152 | 13 | 1 |  | Manual | 1 | Ceiling Fixture | Incandescent |  | Standard A Lamp | 1 | 100 | Hall | 2015213 | Hall | 0.09408%
20152 | 14 | 1 |  | Manual | 3 | Ceiling Fixture | Linear Fluorescent | 48 | T-12 | 2 | 40 | Kitchen | 2015214 | Kitchen | 0.09408%
20152 | 14 | 2 |  | Manual | 1 | Ceiling Fixture | Incandescent |  | Standard A Lamp | 1 | 60 | Kitchen | 2015214 | Kitchen | 0.09408%
20152 | 14 | 3 |  | Manual | 1 | Chandelier (Hanging) | Incandescent |  | Standard A Lamp | 4 | 60 | Kitchen | 2015214 | Kitchen | 0.09408%
20152 | 15 | 1 |  | Manual | 1 | Ceiling Fixture | Compact Fluorescent |  | Pin base | 1 | 22 | Laundry Room | 2015215 | Laundry Room | 0.09408%
20152 | 16 | 1 |  | Manual | 1 | Ceiling Fixture | Incandescent |  | Standard A Lamp | 1 | 100 | Living Room | 2015216 | Living Room | 0.09408%
20152 | 16 | 2 |  | Manual | 2 | Ceiling Fixture | Incandescent |  | Standard A Lamp | 3 | 60 | Living Room | 2015216 | Living Room | 0.09408%
20152 | 17 | 1 |  | Manual | 1 | Wall Mount | Incandescent |  | Globe | 3 | 40 | Bathroom | 2015217 | Bathroom | 0.09408%
20152 | 18 | 1 |  | Manual | 1 | Ceiling Fixture | Incandescent |  | Standard A Lamp | 1 | 100 | Master Bedroom | 2015218 | Master Bedroom | 0.09408%
20152 | 18 | 2 |  | Manual | 1 | Table | Incandescent |  | Decorative | 1 | 60 | Master Bedroom | 2015218 | Master Bedroom | 0.09408%
20154 | 1 | 1 |  | Manual | 1 | Ceiling Fixture | Incandescent |  | Standard A Lamp | 1 | 60 | Laundry Room | 201541 | Laundry Room | 0.09408%
20154 | 2 | 1 |  | Manual | 1 | Wall Mount | Incandescent |  | Standard A Lamp | 1 | 60 | Bathroom | 201542 | Bathroom | 0.09408%
20154 | 3 | 1 |  | Manual | 1 | Chandelier (Hanging) | Incandescent |  | Mini base | 5 | 40 | Dining Room | 201543 | Dining Room | 0.09408%
20154 | 4 | 1 |  | Manual | 1 | Chandelier (Hanging) | Incandescent |  | Mini base | 5 | 40 | Hall | 201544 | Hall | 0.09408%
20154 | 5 | 1 |  | Dimmer | 8 | Recessed Can | Incandescent |  | Reflector | 1 | 65 | Family Room | 201545 | Family Room | 0.09408%
20154 | 6 | 1 |  | Dimmer | 1 | Ceiling Fan | Incandescent |  | Standard A Lamp | 4 | 60 | Living Room | 201546 | Living Room | 0.09408%
20154 | 7 | 1 |  | Manual | 2 | Ceiling Fixture | Linear Fluorescent | 48 | T-12 | 4 | 40 | Garage | 201547 | Garage | 0.09408%
20154 | 7 | 2 |  | Manual | 2 | Garage door opener | Incandescent |  | Standard A Lamp | 2 | 40 | Garage | 201547 | Garage | 0.09408%
20154 | 8 | 1 |  | Manual | 6 | Recessed Can | Incandescent |  | Reflector | 1 | 65 | Kitchen | 201548 | Kitchen | 0.09408%
20154 | 9 | 1 |  | Dimmer | 1 | Ceiling Fan | Incandescent |  | Standard A Lamp | 2 | 60 | Master Bedroom | 201549 | Master Bedroom | 0.09408%
20154 | 10 | 1 |  | Manual | 1 | Wall Mount | Incandescent |  | Standard A Lamp | 4 | 60 | Bathroom | 2015410 | Bathroom | 0.09408%
20154 | 11 | 1 |  | Manual | 1 | Ceiling Fixture | Incandescent |  | Standard A Lamp | 2 | 60 | Closet | 2015411 | Closet | 0.09408%
20154 | 12 | 1 |  | Manual | 1 | Recessed Can | Incandescent |  | Standard A Lamp | 1 | 60 | Bathroom | 2015412 | Bathroom | 0.09408%
20154 | 13 | 1 |  | Manual | 1 | Ceiling Fixture | Incandescent |  | Standard A Lamp | 3 | 60 | Bedroom | 2015413 | Bedroom | 0.09408%
20154 | 14 | 1 |  | Manual | 1 | Ceiling Fixture | Incandescent |  | Standard A Lamp | 2 | 60 | Bedroom | 2015414 | Bedroom | 0.09408%
20154 | 14 | 2 |  | Manual | 1 | Table | Incandescent |  | Mini base | 1 | 5 | Bedroom | 2015414 | Bedroom | 0.09408%
20154 | 15 | 1 |  | Manual | 1 | Ceiling Fixture | Incandescent |  | Standard A Lamp | 2 | 60 | Bedroom | 2015415 | Bedroom | 0.09408%
20154 | 16 | 1 |  | Manual | 2 | Ceiling Fixture | Compact Fluorescent |  | Twist | 2 | 22 | Hall | 2015416 | Hall | 0.09408%
20154 | 17 | 1 |  | Manual | 2 | Ceiling Fixture | Incandescent |  | Standard A Lamp | 2 | 60 | Hall | 2015417 | Hall | 0.09408%
20154 | 18 | 1 |  | Manual | 1 | Wall Mount | Incandescent |  | Standard A Lamp | 3 | 40 | Bathroom | 2015418 | Bathroom | 0.09408%
20155 | 1 | 1 |  | Manual | 1 | Ceiling Fixture | Incandescent |  | Standard A Lamp | 3 | 100 | Bedroom | 201551 | Bedroom | 0.04008%
20155 | 1 | 2 |  | Manual | 1 | Floor lamp | Incandescent |  | Standard A Lamp | 1 | 100 | Bedroom | 201551 | Bedroom | 0.04008%
20155 | 2 | 1 |  | Manual | 1 | Ceiling Fixture | Incandescent |  | Standard A Lamp | 3 | 60 | Bedroom | 201552 | Bedroom | 0.04008%
20155 | 2 | 2 |  | Manual | 1 | Table | Incandescent |  | Standard A Lamp | 1 | 75 | Bedroom | 201552 | Bedroom | 0.04008%
20155 | 2 | 3 |  | Manual | 1 | Torchiere | Incandescent |  | Standard A Lamp | 2 | 60 | Bedroom | 201552 | Bedroom | 0.04008%
20155 | 3 | 1 |  | Manual | 1 | Wall Mount | Incandescent |  | Standard A Lamp | 4 | 60 | Bathroom | 201553 | Bathroom | 0.04008%
20155 | 3 | 2 |  | Manual | 1 | Ceiling Fan | Incandescent |  | Reflector | 2 | 125 | Bathroom | 201553 | Bathroom | 0.04008%
20155 | 4 | 1 |  | Manual | 1 | Wall Mount | Incandescent |  | Standard A Lamp | 4 | 75 | Bathroom | 201554 | Bathroom | 0.04008%
20155 | 4 | 2 |  | Manual | 1 | Ceiling Fan | Incandescent |  | Reflector | 2 | 125 | Bathroom | 201554 | Bathroom | 0.04008%
20155 | 5 | 1 |  | Manual | 4 | Recessed Can | Incandescent |  | Reflector | 1 | 125 | Dining Room | 201555 | Dining Room | 0.04008%
20155 | 6 | 1 |  | Manual | 5 | Recessed Can | Incandescent |  | Reflector | 1 | 65 | Family Room | 201556 | Family Room | 0.04008%
20155 | 6 | 2 |  | Manual | 2 | Track | Incandescent |  | Reflector | 4 | 65 | Family Room | 201556 | Family Room | 0.04008%
20155 | 6 | 3 |  | Manual | 1 | Torchiere | Incandescent |  | Standard A Lamp | 1 | 75 | Family Room | 201556 | Family Room | 0.04008%
20155 | 7 | 1 |  | Manual | 1 | Ceiling Fixture | Compact Fluorescent |  | Pin base | 2 | 15 | Hall | 201557 | Hall | 0.04008%
20155 | 8 | 1 |  | Manual | 2 | Ceiling Fixture | Compact Fluorescent |  | Twist | 2 | 15 | Hall | 201558 | Hall | 0.04008%
20155 | 9 | 1 |  | Manual | 3 | Recessed Can | Compact Fluorescent |  | Reflector | 1 | 22 | Kitchen | 201559 | Kitchen | 0.04008%
20155 | 9 | 2 |  | Manual | 3 | Ceiling Fixture | Linear Fluorescent | 44 | T-12 | 2 | 20 | Kitchen | 201559 | Kitchen | 0.04008%
20155 | 9 | 3 |  | Manual | 1 | Other | Incandescent |  | Clear | 1 | 25 | Kitchen | 201559 | Kitchen | 0.04008%
20155 | 10 | 1 |  | Manual | 1 | Ceiling Fixture | Incandescent |  | Standard A Lamp | 1 | 100 | Laundry Room | 2015510 | Laundry Room | 0.04008%
20155 | 10 | 2 |  | Manual | 1 | Recessed Can | Incandescent |  | Reflector | 1 | 65 | Laundry Room | 2015510 | Laundry Room | 0.04008%
20155 | 11 | 1 |  | Manual | 1 | Table | Incandescent |  | Standard A Lamp | 1 | 40 | Living Room | 2015511 | Living Room | 0.04008%
20155 | 11 | 2 |  | Manual | 1 | Torchiere | Incandescent |  | Standard A Lamp | 1 | 75 | Living Room | 2015511 | Living Room | 0.04008%
20155 | 12 | 1 |  | Manual | 1 | Ceiling Fixture | Incandescent |  | Standard A Lamp | 3 | 60 | Master Bedroom | 2015512 | Master Bedroom | 0.04008%
20155 | 12 | 2 |  | Manual | 1 | Table | Incandescent |  | Standard A Lamp | 1 | 40 | Master Bedroom | 2015512 | Master Bedroom | 0.04008%
20155 | 12 | 3 |  | Manual | 4 | Other | Linear Fluorescent | 23 | T-12 | 1 | 16 | Master Bedroom | 2015512 | Master Bedroom | 0.04008%
20155 | 12 | 4 |  | Manual | 1 | Table | Incandescent |  | Mini base | 1 | 25 | Master Bedroom | 2015512 | Master Bedroom | 0.04008%
20155 | 13 | 1 |  | Manual | 3 | Ceiling Fixture | Linear Fluorescent | 96 | T-12 | 2 | 100 | Garage | 2015513 | Garage | 0.04008%
20155 | 14 | 1 |  | Manual | 2 | Ceiling Fixture | Linear Fluorescent | 96 | T-12 | 2 | 100 | Other | 2015514 | Other | 0.04008%
20156 | 1 | 1 |  | Manual | 1 | Ceiling Fixture | Incandescent |  | Heat Lamp | 2 | 125 | Bathroom | 201561 | Bathroom | 0.04008%
20156 | 1 | 2 |  | Manual | 1 | Wall Mount | Incandescent |  | Globe | 4 | 60 | Bathroom | 201561 | Bathroom | 0.04008%
20156 | 2 | 1 |  | Manual | 1 | Wall Mount | Incandescent |  | Globe | 4 | 60 | Bathroom | 201562 | Bathroom | 0.04008%
20156 | 3 | 1 |  | Manual | 1 | Chandelier (Hanging) | Incandescent |  | Standard A Lamp | 1 | 75 | Bedroom | 201563 | Bedroom | 0.04008%
20156 | 3 | 2 |  | Manual | 2 | Table | Incandescent |  | Standard A Lamp | 1 | 65 | Bedroom | 201563 | Bedroom | 0.04008%
20156 | 4 | 1 |  | Manual | 1 | Ceiling Fixture | Incandescent |  | Standard A Lamp | 2 | 65 | Dining Room | 201564 | Dining Room | 0.04008%
20156 | 5 | 1 |  | Manual | 1 | Ceiling Fixture | Incandescent |  | Standard A Lamp | 1 | 65 | Hall | 201565 | Hall | 0.04008%
20156 | 6 | 1 |  | Manual | 1 | Chandelier (Hanging) | Compact Fluorescent |  | Twist | 1 | 22 | Family Room | 201566 | Family Room | 0.04008%
20156 | 6 | 2 |  | Manual | 2 | Table | Incandescent |  | Standard A Lamp | 1 | 75 | Family Room | 201566 | Family Room | 0.04008%
20156 | 7 | 1 |  | Manual | 1 | Ceiling Fixture | Incandescent |  | Decorative | 1 | 65 | Bedroom | 201567 | Bedroom | 0.04008%
20156 | 8 | 1 |  | Manual | 2 | Ceiling Fixture | Incandescent |  | Standard A Lamp | 2 | 75 | Hall | 201568 | Hall | 0.04008%
20156 | 9 | 1 |  | Manual | 2 | Ceiling Fixture | Incandescent |  | Standard A Lamp | 2 | 65 | Kitchen | 201569 | Kitchen | 0.04008%
20156 | 10 | 1 |  | Manual | 1 | Ceiling Fixture | Incandescent |  | Standard A Lamp | 1 | 65 | Office | 2015610 | Office | 0.04008%
20156 | 11 | 1 |  | Manual | 1 | Ceiling Fixture | Incandescent |  | Standard A Lamp | 2 | 65 | Bedroom | 2015611 | Bedroom | 0.04008%
20156 | 12 | 1 |  | Manual | 1 | Ceiling Fixture | Incandescent |  | Standard A Lamp | 2 | 65 | Laundry Room | 2015612 | Laundry Room | 0.04008%
20163 | 1 | 1 |  | Manual | 3 | Table | Incandescent |  | Standard A Lamp | 1 | 60 | Other | 201631 | Other | 0.05169%
20163 | 2 | 1 |  | Manual | 1 | Wall Mount | Incandescent |  | Standard A Lamp | 3 | 60 | Closet | 201632 | Closet | 0.05169%
20163 | 3 | 1 |  | Manual | 4 | Wall Mount | Compact Fluorescent |  | A shape bulb | 1 | 15 | Bathroom | 201633 | Bathroom | 0.05169%
20163 | 3 | 2 |  | Manual | 1 | Ceiling Fixture | Incandescent |  | Standard A Lamp | 1 | 60 | Bathroom | 201633 | Bathroom | 0.05169%
20163 | 4 | 1 |  | Manual | 1 | Floor lamp | Incandescent |  | Standard A Lamp | 1 | 60 | Closet | 201634 | Closet | 0.05169%
20163 | 5 | 1 |  | Manual | 1 | Ceiling Fixture | Incandescent |  | Standard A Lamp | 5 | 60 | Dining Room | 201635 | Dining Room | 0.05169%
20163 | 5 | 2 |  | Manual | 1 | Table | Compact Fluorescent |  | Straight Tube | 1 | 27 | Dining Room | 201635 | Dining Room | 0.05169%
20163 | 5 | 3 |  | Manual | 1 | Table | Incandescent |  | Standard A Lamp | 1 | 60 | Dining Room | 201635 | Dining Room | 0.05169%
20163 | 6 | 1 |  | Manual | 1 | Ceiling Fixture | Incandescent |  | Standard A Lamp | 2 | 60 | Garage | 201636 | Garage | 0.05169%
20163 | 7 | 1 |  | Manual | 1 | Garage door opener | Incandescent |  | Standard A Lamp | 2 | 60 | Garage | 201637 | Garage | 0.05169%
20163 | 7 | 2 |  | Manual | 1 | Garage door opener | Incandescent |  | Standard A Lamp | 1 | 60 | Garage | 201637 | Garage | 0.05169%
20163 | 8 | 1 |  | Manual | 1 | Ceiling Fixture | Linear Fluorescent | 48 | T-12 | 2 | 40 | Kitchen | 201638 | Kitchen | 0.05169%
20163 | 9 | 1 |  | Manual | 1 | Ceiling Fixture | Incandescent |  | Standard A Lamp | 1 | 60 | Laundry Room | 201639 | Laundry Room | 0.05169%
20163 | 10 | 1 |  | Manual | 1 | Floor lamp | Incandescent |  | 3-Way Incandescent | 1 | 300 | Living Room | 2016310 | Living Room | 0.05169%
20163 | 10 | 2 |  | Manual | 1 | Wall Mount | Incandescent |  | 3-Way Incandescent | 1 | 250 | Living Room | 2016310 | Living Room | 0.05169%
20163 | 10 | 3 |  | Manual | 1 | Wall Mount | Incandescent |  | 3-Way Incandescent | 1 | 150 | Living Room | 2016310 | Living Room | 0.05169%
20163 | 10 | 4 |  | Manual | 1 | Table | Incandescent |  | 3-Way Incandescent | 1 | 150 | Living Room | 2016310 | Living Room | 0.05169%
20163 | 10 | 5 |  | Manual | 1 | Floor lamp | Compact Fluorescent |  | Straight Tube | 1 | 27 | Living Room | 2016310 | Living Room | 0.05169%
20163 | 11 | 1 |  | Manual | 2 | Wall Mount | Incandescent |  | Standard A Lamp | 2 | 60 | Master Bedroom | 2016311 | Master Bedroom | 0.05169%
20163 | 11 | 2 |  | Manual | 1 | Table | Incandescent |  | Standard A Lamp | 1 | 60 | Master Bedroom | 2016311 | Master Bedroom | 0.05169%
20163 | 12 | 1 |  | Manual | 1 | Wall Mount | Incandescent |  | Standard A Lamp | 1 | 60 | Other | 2016312 | Other | 0.05169%
20163 | 13 | 1 |  | Manual | 1 | Wall Mount | Incandescent |  | Standard A Lamp | 1 | 100 | Office | 2016313 | Office | 0.05169%
20163 | 13 | 2 |  | Manual | 1 | Ceiling Fixture | Incandescent |  | Standard A Lamp | 1 | 60 | Office | 2016313 | Office | 0.05169%
20163 | 13 | 3 |  | Manual | 1 | Table | Incandescent |  | Standard A Lamp | 1 | 60 | Office | 2016313 | Office | 0.05169%
20163 | 14 | 1 |  | Manual | 2 | Ceiling Fixture | Linear Fluorescent | 48 | T-12 | 2 | 40 | Other | 2016314 | Other | 0.05169%
20166 | 1 | 1 |  | Manual | 4 | Ceiling Fixture | Incandescent |  | Reflector | 1 | 75 | Family Room | 201661 | Family Room | 0.05169%
20166 | 2 | 1 |  | Manual | 4 | Recessed Can | Incandescent |  | Reflector | 1 | 65 | Master Bedroom | 201662 | Master Bedroom | 0.05169%
20166 | 3 | 1 |  | Manual | 1 | Ceiling Fixture | Incandescent |  | Reflector | 3 | 75 | Closet | 201663 | Closet | 0.05169%
20166 | 4 | 1 |  | Manual | 1 | Wall Mount | Incandescent |  | Globe | 8 | 25 | Bathroom | 201664 | Bathroom | 0.05169%
20166 | 4 | 2 |  | Manual | 1 | Ceiling Fixture | Incandescent |  | Reflector | 2 | 150 | Bathroom | 201664 | Bathroom | 0.05169%
20166 | 5 | 1 |  | Manual | 2 | Ceiling Fixture | Linear Fluorescent | 48 | T-4 | 2 | 40 | Garage | 201665 | Garage | 0.05169%
20166 | 5 | 2 |  | Manual | 1 | Garage door opener | Incandescent |  | Standard A Lamp | 1 | 100 | Garage | 201665 | Garage | 0.05169%
20166 | 5 | 3 |  | Manual | 1 | Other | Halogen |  | MR | 2 | 150 | Garage | 201665 | Garage | 0.05169%
20166 | 6 | 1 |  | Manual | 1 | Ceiling Fixture | Incandescent |  | Standard A Lamp | 2 | 60 | Laundry Room | 201666 | Laundry Room | 0.05169%
20166 | 7 | 1 |  | Manual | 1 | Ceiling Fixture | Incandescent |  | Standard A Lamp | 2 | 60 | Bedroom | 201667 | Bedroom | 0.05169%
20166 | 7 | 2 |  | Manual | 2 | Table | Incandescent |  | Standard A Lamp | 1 | 100 | Bedroom | 201667 | Bedroom | 0.05169%
20166 | 8 | 1 |  | Manual | 4 | Recessed Can | Incandescent |  | Reflector | 1 | 65 | Dining Room | 201668 | Dining Room | 0.05169%
20166 | 9 | 1 |  | Manual | 5 | Recessed Can | Incandescent |  | Reflector | 1 | 75 | Kitchen | 201669 | Kitchen | 0.05169%
20166 | 9 | 2 |  | Manual | 1 | Table | Compact Fluorescent |  | Twist | 1 | 15 | Kitchen | 201669 | Kitchen | 0.05169%
20166 | 9 | 3 |  | Manual | 1 | Floor lamp | Halogen |  | Quartz Tube | 1 | 300 | Kitchen | 201669 | Kitchen | 0.05169%
20166 | 10 | 1 |  | Manual | 1 | Table | Incandescent |  | Standard A Lamp | 1 | 100 | Living Room | 2016610 | Living Room | 0.05169%
20166 | 10 | 2 |  | Manual | 4 | Recessed Can | Incandescent |  | Reflector | 1 | 75 | Living Room | 2016610 | Living Room | 0.05169%
20166 | 11 | 1 |  | Manual | 1 | Ceiling Fixture | Incandescent |  | Mini base | 4 | 25 | Hall | 2016611 | Hall | 0.05169%
20166 | 11 | 2 |  | Manual | 2 | Recessed Can | Incandescent |  | Reflector | 1 | 65 | Hall | 2016611 | Hall | 0.05169%
20166 | 12 | 1 |  | Manual | 1 | Ceiling Fixture | Incandescent |  | Standard A Lamp | 1 | 60 | Office | 2016612 | Office | 0.05169%
20166 | 12 | 2 |  | Manual | 1 | Floor lamp | Incandescent |  | Standard A Lamp | 1 | 60 | Office | 2016612 | Office | 0.05169%
20166 | 13 | 1 |  | Manual | 1 | Wall Mount | Incandescent |  | Globe | 6 | 25 | Bathroom | 2016613 | Bathroom | 0.05169%
20168 | 1 | 1 |  | Manual | 1 | Wall Mount | Incandescent |  | Standard A Lamp | 2 | 60 | Bathroom | 201681 | Bathroom | 0.04008%
20168 | 1 | 2 |  | Manual | 1 | Ceiling Fixture | Incandescent |  | Heat Lamp | 1 | 75 | Bathroom | 201681 | Bathroom | 0.04008%
20168 | 2 | 1 |  | Manual | 1 | Ceiling Fixture | Compact Fluorescent |  | Twist | 1 | 15 | Bathroom | 201682 | Bathroom | 0.04008%
20168 | 2 | 2 |  | Manual | 1 | Wall Mount | Compact Fluorescent |  | Twist | 1 | 15 | Bathroom | 201682 | Bathroom | 0.04008%
20168 | 3 | 1 |  | Manual | 1 | Chandelier (Hanging) | Compact Fluorescent |  | Twist | 4 | 15 | Dining Room | 201683 | Dining Room | 0.04008%
20168 | 4 | 1 |  | Manual | 2 | Table | Compact Fluorescent |  | Twist | 1 | 15 | Family Room | 201684 | Family Room | 0.04008%
20168 | 4 | 2 |  | Manual | 1 | Ceiling Fan | Incandescent |  | Decorative | 4 | 40 | Family Room | 201684 | Family Room | 0.04008%
20168 | 4 | 3 |  | Manual | 1 | Ceiling Fixture | Incandescent |  | Standard A Lamp | 2 | 60 | Family Room | 201684 | Family Room | 0.04008%
20168 | 5 | 1 |  | Manual | 2 | Ceiling Fixture | Compact Fluorescent |  | Twist | 1 | 22 | Garage | 201685 | Garage | 0.04008%
20168 | 5 | 2 |  | Manual | 1 | Garage door opener | Compact Fluorescent |  | Twist | 2 | 15 | Garage | 201685 | Garage | 0.04008%
20168 | 6 | 1 |  | Manual | 1 | Ceiling Fixture | Compact Fluorescent |  | Twist | 3 | 15 | Bedroom | 201686 | Bedroom | 0.04008%
20168 | 6 | 2 |  | Manual | 1 | Floor lamp | Incandescent |  | Decorative | 3 | 40 | Bedroom | 201686 | Bedroom | 0.04008%
20168 | 7 | 1 |  | Manual | 2 | Recessed Can | Incandescent |  | Reflector | 1 | 60 | Hall | 201687 | Hall | 0.04008%
20168 | 8 | 1 |  | Manual | 3 | Recessed Can | Incandescent |  | Reflector | 1 | 60 | Hall | 201688 | Hall | 0.04008%
20168 | 9 | 1 |  | Manual | 2 | Torchiere | Compact Fluorescent |  | Twist | 2 | 15 | Kitchen | 201689 | Kitchen | 0.04008%
20168 | 9 | 2 |  | Manual | 1 | Ceiling Fixture | Linear Fluorescent | 48 | T-12 | 2 | 40 | Kitchen | 201689 | Kitchen | 0.04008%
20168 | 9 | 3 |  | Manual | 1 | Recessed Can | Incandescent |  | Reflector | 1 | 60 | Kitchen | 201689 | Kitchen | 0.04008%
20168 | 10 | 1 |  | Manual | 1 | Ceiling Fixture | Linear Fluorescent | 48 | T-8 | 4 | 32 | Laundry Room | 2016810 | Laundry Room | 0.04008%
20168 | 11 | 1 |  | Manual | 2 | Recessed Can | Compact Fluorescent |  | Twist | 1 | 15 | Bathroom | 2016811 | Bathroom | 0.04008%
20168 | 11 | 2 |  | Manual | 1 | Wall Mount | Compact Fluorescent |  | A shape bulb | 3 | 15 | Bathroom | 2016811 | Bathroom | 0.04008%
20168 | 12 | 1 |  | Manual | 1 | Ceiling Fixture | Incandescent |  | Standard A Lamp | 2 | 60 | Master Bedroom | 2016812 | Master Bedroom | 0.04008%
20168 | 12 | 2 |  | Manual | 2 | Table | Incandescent |  | Decorative | 1 | 60 | Master Bedroom | 2016812 | Master Bedroom | 0.04008%
20168 | 13 | 1 |  | Manual | 2 | Recessed Can | Compact Fluorescent |  | Twist | 1 | 15 | Closet | 2016813 | Closet | 0.04008%
20168 | 14 | 1 |  | Manual | 1 | Ceiling Fixture | Compact Fluorescent |  | Twist | 3 | 15 | Office | 2016814 | Office | 0.04008%
20168 | 14 | 2 |  | Manual | 1 | Floor lamp | Compact Fluorescent |  | Twist | 1 | 15 | Office | 2016814 | Office | 0.04008%
20180 | 1 | 1 |  | Manual | 2 | Ceiling Fixture | Linear Fluorescent | 96 | T-12 | 2 | 110 | Other | 201801 | Other | 0.04008%
20180 | 2 | 1 |  | Manual | 1 | Wall Mount | Compact Fluorescent |  | Globe | 6 | 14 | Bathroom | 201802 | Bathroom | 0.04008%
20180 | 3 | 1 |  | Manual | 1 | Ceiling Fan | Compact Fluorescent |  | Twist | 1 | 15 | Bedroom | 201803 | Bedroom | 0.04008%
20180 | 3 | 2 |  | Manual | 1 | Table | Incandescent |  | Standard A Lamp | 1 | 60 | Bedroom | 201803 | Bedroom | 0.04008%
20180 | 4 | 1 |  | Manual | 1 | Ceiling Fan | Compact Fluorescent |  | Twist | 1 | 15 | Bedroom | 201804 | Bedroom | 0.04008%
20180 | 5 | 1 |  | Manual | 1 | Ceiling Fixture | Compact Fluorescent |  | Twist | 2 | 15 | Bedroom | 201805 | Bedroom | 0.04008%
20180 | 5 | 2 |  | Manual | 2 | Table | Incandescent |  | Standard A Lamp | 1 | 60 | Bedroom | 201805 | Bedroom | 0.04008%
20180 | 6 | 1 |  | Manual | 1 | Ceiling Fixture | Compact Fluorescent |  | Twist | 1 | 15 | Other | 201806 | Other | 0.04008%
20180 | 7 | 1 |  | Manual | 1 | Wall Mount | Compact Fluorescent |  | Globe | 8 | 14 | Bathroom | 201807 | Bathroom | 0.04008%
20180 | 7 | 2 |  | Manual | 2 | Ceiling Fixture | Compact Fluorescent |  | Twist | 1 | 15 | Bathroom | 201807 | Bathroom | 0.04008%
20180 | 8 | 1 |  | Manual | 2 | Wall Mount | Compact Fluorescent |  | Twist | 1 | 15 | Other | 201808 | Other | 0.04008%
20180 | 8 | 2 |  | Manual | 1 | Ceiling Fan | Compact Fluorescent |  | Twist | 4 | 22 | Other | 201808 | Other | 0.04008%
20180 | 8 | 3 |  | Manual | 1 | Table | Compact Fluorescent |  | Twist | 1 | 15 | Other | 201808 | Other | 0.04008%
20180 | 9 | 1 |  | Manual | 1 | Chandelier (Hanging) | Compact Fluorescent |  | Twist | 1 | 15 | Hall | 201809 | Hall | 0.04008%
20180 | 9 | 2 |  | Manual | 2 | Recessed Can | Compact Fluorescent |  | Reflector | 1 | 15 | Hall | 201809 | Hall | 0.04008%
20180 | 10 | 1 |  | Manual | 1 | Chandelier (Hanging) | Incandescent |  | Decorative | 3 | 40 | Kitchen | 2018010 | Kitchen | 0.04008%
20180 | 10 | 2 |  | Manual | 1 | Ceiling Fixture | Linear Fluorescent | 48 | T-12 | 4 | 40 | Kitchen | 2018010 | Kitchen | 0.04008%
20180 | 10 | 3 |  | Manual | 1 | Chandelier (Hanging) | Incandescent |  | Reflector | 1 | 60 | Kitchen | 2018010 | Kitchen | 0.04008%
20180 | 10 | 4 |  | Manual | 2 | Recessed - other | Halogen |  | PAR | 1 | 20 | Kitchen | 2018010 | Kitchen | 0.04008%
20180 | 11 | 1 |  | Manual | 1 | Ceiling Fixture | Compact Fluorescent |  | Twist | 2 | 15 | Laundry Room | 2018011 | Laundry Room | 0.04008%
20180 | 12 | 1 |  | Manual | 1 | Floor lamp | Compact Fluorescent |  | 3-Way CFL | 2 | 15 | Living Room | 2018012 | Living Room | 0.04008%
20180 | 12 | 2 |  | Manual | 1 | Track | Halogen |  | PAR | 2 | 20 | Living Room | 2018012 | Living Room | 0.04008%
20180 | 12 | 3 |  | Manual | 1 | Ceiling Fixture | Compact Fluorescent |  | Twist | 2 | 15 | Living Room | 2018012 | Living Room | 0.04008%
20180 | 12 | 4 |  | Manual | 1 | Table | Incandescent |  | Standard A Lamp | 1 | 60 | Living Room | 2018012 | Living Room | 0.04008%
20180 | 12 | 5 |  | Manual | 2 | Recessed Can | Compact Fluorescent |  | Reflector | 1 | 15 | Living Room | 2018012 | Living Room | 0.04008%
20180 | 13 | 1 |  | Manual | 1 | Wall Mount | Compact Fluorescent |  | 3-Way CFL | 3 | 11 | Bathroom | 2018013 | Bathroom | 0.04008%
20180 | 13 | 2 |  | Manual | 2 | Ceiling Fixture | Compact Fluorescent |  | Twist | 1 | 15 | Bathroom | 2018013 | Bathroom | 0.04008%
20180 | 14 | 1 |  | Manual | 6 | Recessed Can | Compact Fluorescent |  | Reflector | 1 | 15 | Master Bedroom | 2018014 | Master Bedroom | 0.04008%
20180 | 14 | 2 |  | Manual | 1 | Ceiling Fixture | Compact Fluorescent |  | Twist | 1 | 15 | Master Bedroom | 2018014 | Master Bedroom | 0.04008%
20180 | 14 | 3 |  | Manual | 1 | Ceiling Fixture | Compact Fluorescent |  | Twist | 1 | 15 | Master Bedroom | 2018014 | Master Bedroom | 0.04008%
20180 | 15 | 1 |  | Manual | 1 | Ceiling Fixture | Compact Fluorescent |  | Twist | 1 | 15 | Office | 2018015 | Office | 0.04008%
20180 | 15 | 2 |  | Manual | 2 | Recessed Can | Compact Fluorescent |  | Twist | 1 | 15 | Office | 2018015 | Office | 0.04008%
20180 | 15 | 3 |  | Manual | 2 | Ceiling Fixture | Incandescent |  | Reflector | 1 | 40 | Office | 2018015 | Office | 0.04008%
20180 | 16 | 1 |  | Manual | 2 | Ceiling Fixture | Compact Fluorescent |  | Circline (Screw Base) | 1 | 28 | Closet | 2018016 | Closet | 0.04008%
20180 | 17 | 1 |  | Manual | 1 | Ceiling Fixture | Linear Fluorescent | 48 | T-12 | 1 | 40 | Other | 2018017 | Other | 0.04008%
20180 | 18 | 1 |  | Manual | 4 | Ceiling Fixture | Linear Fluorescent | 48 | T-12 | 2 | 40 | Other | 2018018 | Other | 0.04008%
20182 | 1 | 1 |  | Manual | 3 | Recessed Can | Incandescent |  | Reflector | 1 | 75 | Bathroom | 201821 | Bathroom | 0.2127%
20182 | 1 | 2 |  | Manual | 1 | Ceiling Fan | Incandescent |  | Standard A Lamp | 1 | 60 | Bathroom | 201821 | Bathroom | 0.2127%
20182 | 2 | 1 |  | Manual | 1 | Ceiling Fixture | Incandescent |  | Standard A Lamp | 1 | 60 | Bedroom | 201822 | Bedroom | 0.2127%
20182 | 3 | 1 |  | Manual | 2 | Ceiling Fixture | Incandescent |  | Standard A Lamp | 1 | 60 | Hall | 201823 | Hall | 0.2127%
20182 | 4 | 1 |  | Manual | 4 | Recessed Can | Incandescent |  | Reflector | 1 | 75 | Kitchen | 201824 | Kitchen | 0.2127%
20182 | 4 | 2 |  | Manual | 2 | Ceiling Fixture | Linear Fluorescent | 44 | T-12 | 2 | 40 | Kitchen | 201824 | Kitchen | 0.2127%
20182 | 5 | 1 |  | Manual | 1 | Ceiling Fixture | Linear Fluorescent | 44 | T-12 | 2 | 40 | Laundry Room | 201825 | Laundry Room | 0.2127%
20182 | 6 | 1 |  | Manual | 1 | Table | Incandescent |  | Standard A Lamp | 1 | 125 | Living Room | 201826 | Living Room | 0.2127%
20182 | 6 | 2 |  | Manual | 1 | Table | Incandescent |  | Standard A Lamp | 1 | 60 | Living Room | 201826 | Living Room | 0.2127%
20182 | 6 | 3 |  | Manual | 1 | Table | Compact Fluorescent |  | Twist | 1 | 15 | Living Room | 201826 | Living Room | 0.2127%
20182 | 6 | 4 |  | Manual | 1 | Ceiling Fixture | Incandescent |  | Standard A Lamp | 3 | 60 | Living Room | 201826 | Living Room | 0.2127%
20182 | 7 | 1 |  | Manual | 2 | Recessed Can | Incandescent |  | Reflector | 1 | 75 | Bathroom | 201827 | Bathroom | 0.2127%
20182 | 7 | 2 |  | Manual | 3 | Recessed Can | Incandescent |  | Standard A Lamp | 1 | 60 | Bathroom | 201827 | Bathroom | 0.2127%
20182 | 7 | 3 |  | Manual | 1 | Ceiling Fan | Incandescent |  | Standard A Lamp | 1 | 60 | Bathroom | 201827 | Bathroom | 0.2127%
20182 | 7 | 4 |  | Manual | 1 | Ceiling Fixture | Linear Fluorescent | 20 | Fluorescent Unknown | 2 | 20 | Bathroom | 201827 | Bathroom | 0.2127%
20182 | 8 | 1 |  | Manual | 4 | Ceiling Fixture | Linear Fluorescent | 96 | T-12 | 2 | 100 | Garage | 201828 | Garage | 0.2127%
20182 | 8 | 2 |  | Manual | 1 | Garage door opener | Incandescent |  | Standard A Lamp | 2 | 60 | Garage | 201828 | Garage | 0.2127%
20182 | 9 | 1 |  | Manual | 1 | Ceiling Fan | Incandescent |  | Standard A Lamp | 1 | 60 | Bedroom | 201829 | Bedroom | 0.2127%
20182 | 9 | 2 |  | Manual | 1 | Table | Compact Fluorescent |  | Twist | 1 | 15 | Bedroom | 201829 | Bedroom | 0.2127%
20182 | 10 | 1 |  | Manual | 2 | Wall Mount | Incandescent |  | Clear | 2 | 75 | Other | 2018210 | Other | 0.2127%
20184 | 1 | 1 |  | Manual | 4 | Ceiling Fixture | Incandescent |  | Standard A Lamp | 1 | 75 | Other | 201841 | Other | 0.04008%
20184 | 2 | 1 |  | Manual | 1 | Ceiling Fixture | Incandescent |  | Standard A Lamp | 1 | 75 | Bathroom | 201842 | Bathroom | 0.04008%
20184 | 3 | 1 |  | Manual | 1 | Ceiling Fixture | Incandescent |  | Standard A Lamp | 1 | 75 | Bedroom | 201843 | Bedroom | 0.04008%
20184 | 3 | 2 |  | Manual | 1 | Table | Incandescent |  | Standard A Lamp | 1 | 75 | Bedroom | 201843 | Bedroom | 0.04008%
20184 | 4 | 1 |  | Manual | 1 | Ceiling Fan | Compact Fluorescent |  | Twist | 4 | 15 | Dining Room | 201844 | Dining Room | 0.04008%
20184 | 5 | 1 |  | Manual | 1 | Ceiling Fixture | Incandescent |  | Standard A Lamp | 1 | 75 | Kitchen | 201845 | Kitchen | 0.04008%
20184 | 6 | 1 |  | Manual | 1 | Ceiling Fixture | Incandescent |  | Standard A Lamp | 2 | 60 | Master Bedroom | 201846 | Master Bedroom | 0.04008%
20184 | 6 | 2 |  | Manual | 1 | Ceiling Fixture | Incandescent |  | Decorative | 4 | 40 | Master Bedroom | 201846 | Master Bedroom | 0.04008%
20184 | 7 | 1 |  | Manual | 1 | Ceiling Fan | Compact Fluorescent |  | Twist | 1 | 22 | Living Room | 201847 | Living Room | 0.04008%
20184 | 7 | 2 |  | Manual | 2 | Floor lamp | Compact Fluorescent |  | Twist | 3 | 22 | Living Room | 201847 | Living Room | 0.04008%
20184 | 8 | 1 |  | Manual | 1 | Ceiling Fixture | Incandescent |  | Standard A Lamp | 1 | 60 | Laundry Room | 201848 | Laundry Room | 0.04008%
20185 | 1 | 1 |  | Manual | 1 | Ceiling Fixture | Compact Fluorescent |  | Twist | 1 | 15 | Kitchen | 201851 | Kitchen | 0.04732%
20185 | 1 | 2 |  | Manual | 1 | Recessed Can | Compact Fluorescent |  | Flood | 1 | 15 | Kitchen | 201851 | Kitchen | 0.04732%
20185 | 2 | 1 |  | Manual | 1 | Ceiling Fixture | Compact Fluorescent |  | Twist | 1 | 15 | Bathroom | 201852 | Bathroom | 0.04732%
20185 | 2 | 2 |  | Manual | 1 | Wall Mount | Incandescent |  | Mini base | 2 | 60 | Bathroom | 201852 | Bathroom | 0.04732%
20185 | 3 | 1 |  | Manual | 1 | Ceiling Fixture | Compact Fluorescent |  | Twist | 2 | 15 | Master Bedroom | 201853 | Master Bedroom | 0.04732%
20185 | 3 | 2 |  | Manual | 1 | Table | Compact Fluorescent |  | Twist | 2 | 15 | Master Bedroom | 201853 | Master Bedroom | 0.04732%
20185 | 3 | 3 |  | Manual | 1 | Table | Incandescent |  | Standard A Lamp | 2 | 60 | Master Bedroom | 201853 | Master Bedroom | 0.04732%
20185 | 4 | 1 |  | Manual | 1 | Ceiling Fixture | Incandescent |  | Standard A Lamp | 1 | 60 | Closet | 201854 | Closet | 0.04732%
20185 | 5 | 1 |  | Dimmer | 1 | Chandelier (Hanging) | Incandescent |  | Standard A Lamp | 3 | 60 | Dining Room | 201855 | Dining Room | 0.04732%
20185 | 6 | 1 |  | Manual | 2 | Table | Compact Fluorescent |  | Twist | 1 | 22 | Living Room | 201856 | Living Room | 0.04732%
20185 | 6 | 2 |  | Manual | 1 | Floor lamp | Compact Fluorescent |  | Twist | 1 | 28 | Living Room | 201856 | Living Room | 0.04732%
20185 | 7 | 1 |  | Manual | 1 | Ceiling Fixture | Compact Fluorescent |  | Twist | 2 | 15 | Hall | 201857 | Hall | 0.04732%
20185 | 7 | 2 |  | Manual | 1 | Chandelier (Hanging) | Incandescent |  | Clear | 3 | 60 | Hall | 201857 | Hall | 0.04732%
20185 | 8 | 1 |  | Manual | 1 | Ceiling Fixture | Compact Fluorescent |  | Twist | 2 | 15 | Bedroom | 201858 | Bedroom | 0.04732%
20185 | 9 | 1 |  | Manual | 1 | Wall Mount | Compact Fluorescent |  | Twist | 3 | 15 | Bathroom | 201859 | Bathroom | 0.04732%
20185 | 10 | 1 |  | Manual | 1 | Ceiling Fixture | Compact Fluorescent |  | Pin base | 2 | 15 | Bedroom | 2018510 | Bedroom | 0.04732%
20185 | 10 | 2 |  | Manual | 2 | Table | Compact Fluorescent |  | Twist | 1 | 15 | Bedroom | 2018510 | Bedroom | 0.04732%
20185 | 11 | 1 |  | Manual | 1 | Ceiling Fixture | Compact Fluorescent |  | Twist | 2 | 15 | Bedroom | 2018511 | Bedroom | 0.04732%
20185 | 11 | 2 |  | Manual | 2 | Table | Compact Fluorescent |  | Twist | 1 | 15 | Bedroom | 2018511 | Bedroom | 0.04732%
20185 | 11 | 3 |  | Manual | 1 | Floor lamp | Compact Fluorescent |  | Straight Tube | 1 | 15 | Bedroom | 2018511 | Bedroom | 0.04732%
20185 | 12 | 1 |  | Manual | 2 | Ceiling Fixture | Linear Fluorescent | 48 | T-12 | 2 | 40 | Garage | 2018512 | Garage | 0.04732%
20188 | 1 | 1 |  | Manual | 1 | Wall Mount | Compact Fluorescent |  | A shape bulb | 4 | 7 | Bathroom | 201881 | Bathroom | 0.04008%
20188 | 2 | 1 |  | Manual | 1 | Chandelier (Hanging) | Compact Fluorescent |  | Twist | 6 | 15 | Bathroom | 201882 | Bathroom | 0.04008%
20188 | 3 | 1 |  | Manual | 1 | Ceiling Fan | Incandescent |  | Standard A Lamp | 5 | 40 | Dining Room | 201883 | Dining Room | 0.04008%
20188 | 4 | 1 |  | Manual | 1 | Ceiling Fixture | Compact Fluorescent |  | Twist | 1 | 22 | Hall | 201884 | Hall | 0.04008%
20188 | 5 | 1 |  | Manual | 1 | Ceiling Fixture | Compact Fluorescent |  | Pin base | 1 | 28 | Garage | 201885 | Garage | 0.04008%
20188 | 6 | 1 |  | Manual | 1 | Ceiling Fixture | Incandescent |  | Standard A Lamp | 2 | 40 | Bedroom | 201886 | Bedroom | 0.04008%
20188 | 6 | 2 |  | Manual | 1 | Table | Incandescent |  | Standard A Lamp | 1 | 60 | Bedroom | 201886 | Bedroom | 0.04008%
20188 | 7 | 1 |  | Manual | 2 | Table | Compact Fluorescent |  | Twist | 1 | 22 | Bedroom | 201887 | Bedroom | 0.04008%
20188 | 7 | 2 |  | Manual | 1 | Ceiling Fixture | Compact Fluorescent |  | Twist | 1 | 22 | Bedroom | 201887 | Bedroom | 0.04008%
20188 | 8 | 1 |  | Manual | 2 | Ceiling Fixture | Compact Fluorescent |  | Twist | 1 | 22 | Hall | 201888 | Hall | 0.04008%
20188 | 9 | 1 |  | Manual | 2 | Ceiling Fixture | Incandescent |  | Standard A Lamp | 2 | 40 | Kitchen | 201889 | Kitchen | 0.04008%
20188 | 9 | 2 |  | Manual | 1 | High bay | Compact Fluorescent |  | Twist | 1 | 15 | Kitchen | 201889 | Kitchen | 0.04008%
20188 | 9 | 3 |  | Dimmer | 1 | High bay | Compact Fluorescent |  | Twist | 1 | 22 | Kitchen | 201889 | Kitchen | 0.04008%
20188 | 10 | 1 |  | Manual | 3 | Table | Compact Fluorescent |  | A shape bulb | 1 | 15 | Living Room | 2018810 | Living Room | 0.04008%
20188 | 11 | 1 |  | Manual | 1 | Ceiling Fixture | Incandescent |  | Standard A Lamp | 2 | 40 | Master Bedroom | 2018811 | Master Bedroom | 0.04008%
20188 | 11 | 2 |  | Manual | 2 | Track | Incandescent |  | Standard A Lamp | 1 | 40 | Master Bedroom | 2018811 | Master Bedroom | 0.04008%
20188 | 12 | 1 |  | Manual | 1 | Ceiling Fixture | Incandescent |  | Standard A Lamp | 1 | 60 | Laundry Room | 2018812 | Laundry Room | 0.04008%
20200 | 1 | 1 |  | Manual | 1 | Wall Mount | Incandescent |  | Globe | 4 | 40 | Bathroom | 202001 | Bathroom | 0.04784%
20200 | 1 | 2 |  | Manual | 1 | Ceiling Fixture | Incandescent |  | Heat Lamp | 1 | 150 | Bathroom | 202001 | Bathroom | 0.04784%
20200 | 2 | 1 |  | Manual | 1 | Wall Mount | Compact Fluorescent |  | Twist | 3 | 15 | Bathroom | 202002 | Bathroom | 0.04784%
20200 | 2 | 2 |  | Manual | 1 | Ceiling Fixture | Incandescent |  | Heat Lamp | 1 | 150 | Bathroom | 202002 | Bathroom | 0.04784%
20200 | 3 | 1 |  | Manual | 1 | Ceiling Fixture | Incandescent |  | Standard A Lamp | 1 | 60 | Bedroom | 202003 | Bedroom | 0.04784%
20200 | 4 | 1 |  | Manual | 1 | Ceiling Fixture | Compact Fluorescent |  | Twist | 2 | 15 | Closet | 202004 | Closet | 0.04784%
20200 | 5 | 1 |  | Manual | 2 | Ceiling Fixture | Compact Fluorescent |  | A shape bulb | 1 | 15 | Garage | 202005 | Garage | 0.04784%
20200 | 6 | 1 |  | Manual | 2 | Recessed Can | Compact Fluorescent |  | Twist | 1 | 15 | Hall | 202006 | Hall | 0.04784%
20200 | 7 | 1 |  | Manual | 5 | Recessed Can | Compact Fluorescent |  | Reflector | 1 | 22 | Kitchen | 202007 | Kitchen | 0.04784%
20200 | 7 | 2 |  | Dimmer | 1 | Chandelier (Hanging) | Incandescent |  | Globe | 1 | 60 | Kitchen | 202007 | Kitchen | 0.04784%
20200 | 8 | 1 |  | Manual | 1 | Torchiere | Compact Fluorescent |  | A shape bulb | 1 | 15 | Living Room | 202008 | Living Room | 0.04784%
20200 | 8 | 2 |  | Manual | 1 | Ceiling Fixture | Incandescent |  | Reflector | 1 | 75 | Living Room | 202008 | Living Room | 0.04784%
20200 | 9 | 1 |  | Manual | 1 | Ceiling Fan | Compact Fluorescent |  | A shape bulb | 3 | 7 | Office | 202009 | Office | 0.04784%
20200 | 10 | 1 |  | Manual | 1 | Ceiling Fixture | Compact Fluorescent |  | Twist | 2 | 15 | Office | 2020010 | Office | 0.04784%
20200 | 11 | 1 |  | Manual | 1 | Ceiling Fan | Incandescent |  | Standard A Lamp | 1 | 60 | Master Bedroom | 2020011 | Master Bedroom | 0.04784%
20206 | 1 | 1 |  | Manual | 1 | Ceiling Fan | Incandescent |  | Standard A Lamp | 1 | 60 | Bedroom | 202061 | Bedroom | 0.04008%
20206 | 2 | 1 |  | Manual | 1 | Ceiling Fan | Incandescent |  | Standard A Lamp | 1 | 60 | Bedroom | 202062 | Bedroom | 0.04008%
20206 | 2 | 2 |  | Manual | 2 | Track | Incandescent |  | Clear | 1 | 60 | Bedroom | 202062 | Bedroom | 0.04008%
20206 | 3 | 1 |  | Manual | 1 | Ceiling Fan | Incandescent |  | Standard A Lamp | 1 | 40 | Bedroom | 202063 | Bedroom | 0.04008%
20206 | 3 | 2 |  | Manual | 1 | Table | Incandescent |  | Standard A Lamp | 1 | 60 | Bedroom | 202063 | Bedroom | 0.04008%
20206 | 4 | 1 |  | Manual | 1 | Ceiling Fixture | Halogen |  | MR | 3 | 75 | Bathroom | 202064 | Bathroom | 0.04008%
20206 | 5 | 1 |  | Manual | 1 | Ceiling Fixture | Incandescent |  | Standard A Lamp | 1 | 60 | Bathroom | 202065 | Bathroom | 0.04008%
20206 | 6 | 1 |  | Manual | 1 | Ceiling Fixture | Incandescent |  | Standard A Lamp | 1 | 75 | Closet | 202066 | Closet | 0.04008%
20206 | 7 | 1 |  | Manual | 1 | Ceiling Fan | Incandescent |  | Standard A Lamp | 1 | 60 | Family Room | 202067 | Family Room | 0.04008%
20206 | 8 | 1 |  | Manual | 1 | Ceiling Fixture | Incandescent |  | Standard A Lamp | 1 | 60 | Hall | 202068 | Hall | 0.04008%
20206 | 9 | 1 |  | Manual | 1 | Ceiling Fixture | Incandescent |  | Standard A Lamp | 1 | 60 | Hall | 202069 | Hall | 0.04008%
20206 | 10 | 1 |  | Manual | 1 | Ceiling Fixture | Incandescent |  | Standard A Lamp | 1 | 60 | Kitchen | 2020610 | Kitchen | 0.04008%
20206 | 10 | 2 |  | Manual | 1 | Ceiling Fixture | Compact Fluorescent |  | Twist | 2 | 15 | Kitchen | 2020610 | Kitchen | 0.04008%
20206 | 10 | 3 |  | Manual | 1 | Ceiling Fan | Incandescent |  | Standard A Lamp | 1 | 60 | Kitchen | 2020610 | Kitchen | 0.04008%
20206 | 11 | 1 |  | Manual | 1 | Ceiling Fixture | Incandescent |  | Standard A Lamp | 2 | 60 | Living Room | 2020611 | Living Room | 0.04008%
20206 | 11 | 2 |  | Manual | 1 | Floor lamp | Incandescent |  | Mini base | 3 | 60 | Living Room | 2020611 | Living Room | 0.04008%
20206 | 12 | 1 |  | Manual | 1 | Ceiling Fan | Incandescent |  | Standard A Lamp | 1 | 60 | Master Bedroom | 2020612 | Master Bedroom | 0.04008%
20206 | 12 | 2 |  | Manual | 1 | Table | Incandescent |  | Standard A Lamp | 1 | 60 | Master Bedroom | 2020612 | Master Bedroom | 0.04008%
20215 | 1 | 1 |  | Manual | 1 | Ceiling Fixture | Incandescent |  | Standard A Lamp | 3 | 100 | Bedroom | 202151 | Bedroom | 0.04008%
20215 | 1 | 2 |  | Manual | 3 | Table | Incandescent |  | Standard A Lamp | 1 | 75 | Bedroom | 202151 | Bedroom | 0.04008%
20215 | 2 | 1 |  | Manual | 1 | Ceiling Fixture | Incandescent |  | Standard A Lamp | 3 | 75 | Bedroom | 202152 | Bedroom | 0.04008%
20215 | 2 | 2 |  | Manual | 1 | Table | Incandescent |  | Mini base | 3 | 40 | Bedroom | 202152 | Bedroom | 0.04008%
20215 | 3 | 1 |  | Manual | 1 | Chandelier (Hanging) | Incandescent |  | Decorative | 6 | 40 | Dining Room | 202153 | Dining Room | 0.04008%
20215 | 3 | 2 |  | Manual | 1 | Ceiling Fixture | Linear Fluorescent | 12 | T-8 | 1 | 15 | Dining Room | 202153 | Dining Room | 0.04008%
20215 | 4 | 1 |  | Manual | 2 | Ceiling Fixture | Incandescent |  | Standard A Lamp | 1 | 150 | Bathroom | 202154 | Bathroom | 0.04008%
20215 | 4 | 2 |  | Manual | 1 | Chandelier (Hanging) | Incandescent |  | Standard A Lamp | 2 | 75 | Bathroom | 202154 | Bathroom | 0.04008%
20215 | 5 | 1 |  | Manual | 2 | Ceiling Fixture | Incandescent |  | Standard A Lamp | 4 | 60 | Family Room | 202155 | Family Room | 0.04008%
20215 | 6 | 1 |  | Manual | 1 | Ceiling Fixture | Incandescent |  | Standard A Lamp | 1 | 100 | Hall | 202156 | Hall | 0.04008%
20215 | 7 | 1 |  | Manual | 2 | Ceiling Fixture | Incandescent |  | Standard A Lamp | 2 | 40 | Hall | 202157 | Hall | 0.04008%
20215 | 7 | 2 |  | Manual | 1 | Table | Incandescent |  | Standard A Lamp | 2 | 40 | Hall | 202157 | Hall | 0.04008%
20215 | 7 | 3 |  | Manual | 1 | Wall Mount | Incandescent |  | Mini base | 1 | 40 | Hall | 202157 | Hall | 0.04008%
20215 | 7 | 4 |  | Manual | 1 | Ceiling Fixture | Linear Fluorescent | 12 | T-8 | 1 | 20 | Hall | 202157 | Hall | 0.04008%
20215 | 8 | 1 |  | Manual | 2 | Ceiling Fixture | Incandescent |  | Standard A Lamp | 1 | 100 | Other | 202158 | Other | 0.04008%
20215 | 9 | 1 |  | Manual | 1 | Ceiling Fixture | Linear Fluorescent | 48 | T-12 | 2 | 40 | Kitchen | 202159 | Kitchen | 0.04008%
20215 | 9 | 2 |  | Manual | 3 | Recessed Can | Incandescent |  | Reflector | 1 | 75 | Kitchen | 202159 | Kitchen | 0.04008%
20215 | 10 | 1 |  | Manual | 2 | Ceiling Fixture | Incandescent |  | Standard A Lamp | 1 | 100 | Laundry Room | 2021510 | Laundry Room | 0.04008%
20215 | 11 | 1 |  | Manual | 1 | Ceiling Fixture | Incandescent |  | Standard A Lamp | 5 | 100 | Bathroom | 2021511 | Bathroom | 0.04008%
20215 | 12 | 1 |  | Manual | 1 | Ceiling Fixture | Incandescent |  | Standard A Lamp | 3 | 60 | Master Bedroom | 2021512 | Master Bedroom | 0.04008%
20215 | 12 | 2 |  | Manual | 1 | Table | Incandescent |  | Standard A Lamp | 1 | 75 | Master Bedroom | 2021512 | Master Bedroom | 0.04008%
20215 | 12 | 3 |  | Manual | 1 | Table | Compact Fluorescent |  | Twist | 1 | 13 | Master Bedroom | 2021512 | Master Bedroom | 0.04008%
20215 | 13 | 1 |  | Manual | 1 | Ceiling Fixture | Incandescent |  | Standard A Lamp | 2 | 60 | Office | 2021513 | Office | 0.04008%
20215 | 13 | 2 |  | Manual | 1 | Ceiling Fixture | Halogen |  | PAR | 2 | 75 | Office | 2021513 | Office | 0.04008%
20215 | 13 | 3 |  | Manual | 2 | Ceiling Fixture | Linear Fluorescent | 12 | T-8 | 1 | 20 | Office | 2021513 | Office | 0.04008%
20215 | 14 | 1 |  | Manual | 6 | Table | Incandescent |  | Standard A Lamp | 1 | 100 | Living Room | 2021514 | Living Room | 0.04008%
20215 | 14 | 2 |  | Manual | 2 | Chandelier (Hanging) | Incandescent |  | Globe | 1 | 60 | Living Room | 2021514 | Living Room | 0.04008%
20215 | 14 | 3 |  | Manual | 1 | Table | Compact Fluorescent |  | Twist | 1 | 22 | Living Room | 2021514 | Living Room | 0.04008%
20215 | 14 | 4 |  | Manual | 1 | Chandelier (Hanging) | Halogen |  | Quartz Tube | 3 | 50 | Living Room | 2021514 | Living Room | 0.04008%
20215 | 15 | 1 |  | Manual | 1 | Wall Mount | Incandescent |  | Globe | 4 | 40 | Bathroom | 2021515 | Bathroom | 0.04008%
20230 | 1 | 1 |  | Manual | 1 | Wall Mount | Compact Fluorescent |  | Globe | 7 | 14 | Bathroom | 202301 | Bathroom | 0.02845%
20230 | 1 | 2 |  | Manual | 1 | Chandelier (Hanging) | Incandescent |  | Clear | 1 | 75 | Bathroom | 202301 | Bathroom | 0.02845%
20230 | 2 | 1 |  | Manual | 1 | Chandelier (Hanging) | Compact Fluorescent |  | Twist | 3 | 13 | Bedroom | 202302 | Bedroom | 0.02845%
20230 | 2 | 2 |  | Manual | 1 | Table | Incandescent |  | Standard A Lamp | 1 | 100 | Bedroom | 202302 | Bedroom | 0.02845%
20230 | 3 | 1 |  | Manual | 1 | Ceiling Fixture | Linear Fluorescent | 48 | T-12 | 4 | 40 | Bedroom | 202303 | Bedroom | 0.02845%
20230 | 4 | 1 |  | Manual | 1 | Ceiling Fixture | Incandescent |  | Standard A Lamp | 1 | 75 | Closet | 202304 | Closet | 0.02845%
20230 | 5 | 1 |  | Manual | 1 | Chandelier (Hanging) | Compact Fluorescent |  | Twist | 3 | 13 | Dining Room | 202305 | Dining Room | 0.02845%
20230 | 6 | 1 |  | Manual | 2 | Ceiling Fixture | Compact Fluorescent |  | Twist | 1 | 18 | Hall | 202306 | Hall | 0.02845%
20230 | 7 | 1 |  | Manual | 2 | Chandelier (Hanging) | Compact Fluorescent |  | Twist | 1 | 23 | Hall | 202307 | Hall | 0.02845%
20230 | 7 | 2 |  | Manual | 1 | Chandelier (Hanging) | Incandescent |  | Standard A Lamp | 1 | 100 | Hall | 202307 | Hall | 0.02845%
20230 | 8 | 1 |  | Manual | 2 | Ceiling Fixture | Linear Fluorescent | 48 | T-12 | 4 | 40 | Kitchen | 202308 | Kitchen | 0.02845%
20230 | 8 | 2 |  | Manual | 1 | Ceiling Fixture | Compact Fluorescent |  | Twist | 1 | 23 | Kitchen | 202308 | Kitchen | 0.02845%
20230 | 9 | 1 |  | Manual | 1 | Chandelier (Hanging) | Incandescent |  | Standard A Lamp | 1 | 100 | Laundry Room | 202309 | Laundry Room | 0.02845%
20230 | 10 | 1 |  | Manual | 2 | Chandelier (Hanging) | Compact Fluorescent |  | Twist | 5 | 13 | Living Room | 2023010 | Living Room | 0.02845%
20230 | 10 | 2 |  | Manual | 1 | Chandelier (Hanging) | Compact Fluorescent |  | Twist | 2 | 13 | Living Room | 2023010 | Living Room | 0.02845%
20230 | 11 | 1 |  | Manual | 1 | Chandelier (Hanging) | Compact Fluorescent |  | Twist | 1 | 23 | Bathroom | 2023011 | Bathroom | 0.02845%
20230 | 12 | 1 |  | Manual | 1 | Chandelier (Hanging) | Incandescent |  | 3-Way Incandescent | 1 | 200 | Master Bedroom | 2023012 | Master Bedroom | 0.02845%
20230 | 12 | 2 |  | Manual | 1 | Table | Compact Fluorescent |  | Twist | 1 | 23 | Master Bedroom | 2023012 | Master Bedroom | 0.02845%
20230 | 13 | 1 |  | Manual | 1 | Ceiling Fixture | Incandescent |  | Standard A Lamp | 1 | 60 | Closet | 2023013 | Closet | 0.02845%
20230 | 14 | 1 |  | Manual | 1 | Chandelier (Hanging) | Incandescent |  | Standard A Lamp | 2 | 100 | Office | 2023014 | Office | 0.02845%
20230 | 14 | 2 |  | Manual | 1 | Ceiling Fixture | Incandescent |  | Standard A Lamp | 1 | 60 | Office | 2023014 | Office | 0.02845%
20230 | 15 | 1 |  | Manual | 1 | Ceiling Fixture | Compact Fluorescent |  | Straight Tube | 1 | 18 | Closet | 2023015 | Closet | 0.02845%
20230 | 16 | 1 |  | Manual | 3 | Ceiling Fixture | Linear Fluorescent | 48 | T-12 | 2 | 40 | Other | 2023016 | Other | 0.02845%
20230 | 16 | 2 |  | Manual | 1 | Ceiling Fixture | Compact Fluorescent |  | Circline (Screw Base) | 1 | 22 | Other | 2023016 | Other | 0.02845%
20230 | 17 | 1 |  | Manual | 1 | Wall Mount | Incandescent |  | Standard A Lamp | 1 | 60 | Hall | 2023017 | Hall | 0.02845%
20230 | 18 | 1 |  | Manual | 1 | Ceiling Fixture | Compact Fluorescent |  | Circline (Screw Base) | 1 | 22 | Other | 2023018 | Other | 0.02845%
20244 | 1 | 1 |  | Manual | 1 | Table | Incandescent |  | Standard A Lamp | 2 | 25 | Living Room | 202441 | Living Room | 0.05169%
20244 | 1 | 2 |  | Manual | 1 | Floor lamp | Halogen |  | MR | 1 | 150 | Living Room | 202441 | Living Room | 0.05169%
20244 | 2 | 1 |  | Manual | 1 | Ceiling Fixture | Linear Fluorescent | 48 | T-12 | 2 | 40 | Garage | 202442 | Garage | 0.05169%
20244 | 3 | 1 |  | Manual | 1 | Ceiling Fixture | Incandescent |  | Standard A Lamp | 1 | 60 | Hall | 202443 | Hall | 0.05169%
20244 | 4 | 1 |  | Manual | 1 | Wall Mount | Incandescent |  | Standard A Lamp | 1 | 25 | Closet | 202444 | Closet | 0.05169%
20244 | 5 | 1 |  | Manual | 1 | Ceiling Fixture | Incandescent |  | Standard A Lamp | 1 | 75 | Bathroom | 202445 | Bathroom | 0.05169%
20244 | 5 | 2 |  | Manual | 1 | Wall Mount | Incandescent |  | Standard A Lamp | 2 | 75 | Bathroom | 202445 | Bathroom | 0.05169%
20244 | 6 | 1 |  | Manual | 1 | Ceiling Fixture | Incandescent |  | Standard A Lamp | 2 | 100 | Bedroom | 202446 | Bedroom | 0.05169%
20244 | 7 | 1 |  | Manual | 1 | Ceiling Fixture | Incandescent |  | Standard A Lamp | 2 | 100 | Bedroom | 202447 | Bedroom | 0.05169%
20244 | 8 | 1 |  | Dimmer | 1 | Chandelier (Hanging) | Incandescent |  | Standard A Lamp | 6 | 40 | Dining Room | 202448 | Dining Room | 0.05169%
20244 | 8 | 2 |  | Manual | 1 | Table | Incandescent |  | Mini base | 1 | 60 | Dining Room | 202448 | Dining Room | 0.05169%
20244 | 9 | 1 |  | Manual | 1 | Ceiling Fixture | Compact Fluorescent |  | Twist | 2 | 15 | Kitchen | 202449 | Kitchen | 0.05169%
20244 | 10 | 1 |  | Manual | 1 | Ceiling Fixture | Incandescent |  | Clear | 3 | 40 | Hall | 2024410 | Hall | 0.05169%
20244 | 10 | 2 |  | Manual | 1 | Table | Incandescent |  | Standard A Lamp | 1 | 40 | Hall | 2024410 | Hall | 0.05169%
20244 | 11 | 1 |  | Dimmer | 1 | Ceiling Fixture | Incandescent |  | Standard A Lamp | 2 | 60 | Bedroom | 2024411 | Bedroom | 0.05169%
20244 | 12 | 1 |  | Dimmer | 1 | Ceiling Fixture | Incandescent |  | Standard A Lamp | 3 | 75 | Master Bedroom | 2024412 | Master Bedroom | 0.05169%
20244 | 12 | 2 |  | Manual | 2 | Table | Incandescent |  | Mini base | 1 | 60 | Master Bedroom | 2024412 | Master Bedroom | 0.05169%
20244 | 13 | 1 |  | Manual | 1 | Wall Mount | Incandescent |  | Standard A Lamp | 2 | 100 | Bathroom | 2024413 | Bathroom | 0.05169%
20244 | 13 | 2 |  | Manual | 1 | Ceiling Fixture | Incandescent |  | Heat Lamp | 2 | 150 | Bathroom | 2024413 | Bathroom | 0.05169%
20244 | 14 | 1 |  | Manual | 1 | Ceiling Fan | Incandescent |  | Standard A Lamp | 2 | 60 | Hall | 2024414 | Hall | 0.05169%
20244 | 15 | 1 |  | Manual | 2 | Ceiling Fixture | Incandescent |  | Standard A Lamp | 2 | 75 | Family Room | 2024415 | Family Room | 0.05169%
20245 | 1 | 1 |  | Manual | 1 | Ceiling Fixture | Compact Fluorescent |  | Twist | 1 | 15 | Bathroom | 202451 | Bathroom | 0.05169%
20245 | 2 | 1 |  | Manual | 2 | Table | Compact Fluorescent |  | A shape bulb | 1 | 14 | Kitchen | 202452 | Kitchen | 0.05169%
20245 | 2 | 2 |  | Manual | 2 | Wall Mount | Compact Fluorescent |  | Twist | 1 | 15 | Kitchen | 202452 | Kitchen | 0.05169%
20245 | 2 | 3 |  | Manual | 1 | Ceiling Fixture | Compact Fluorescent |  | Twist | 2 | 22 | Kitchen | 202452 | Kitchen | 0.05169%
20250 | 1 | 1 |  | Manual | 3 | Ceiling Fixture | Incandescent |  | Standard A Lamp | 1 | 60 | Other | 202501 | Other | 0.305%
20250 | 2 | 1 |  | Manual | 2 | Ceiling Fixture | Incandescent |  | Standard A Lamp | 2 | 60 | Bathroom | 202502 | Bathroom | 0.305%
20250 | 3 | 1 |  | Manual | 3 | Wall Mount | Compact Fluorescent |  | Twist | 1 | 15 | Bathroom | 202503 | Bathroom | 0.305%
20250 | 4 | 1 |  | Manual | 1 | Ceiling Fixture | Incandescent |  | Standard A Lamp | 3 | 60 | Bedroom | 202504 | Bedroom | 0.305%
20250 | 5 | 1 |  | Manual | 1 | Ceiling Fixture | Incandescent |  | Standard A Lamp | 2 | 60 | Bedroom | 202505 | Bedroom | 0.305%
20250 | 5 | 2 |  | Manual | 1 | Floor lamp | Incandescent |  | Standard A Lamp | 1 | 60 | Bedroom | 202505 | Bedroom | 0.305%
20250 | 6 | 1 |  | Manual | 1 | Ceiling Fixture | Incandescent |  | Standard A Lamp | 1 | 60 | Bedroom | 202506 | Bedroom | 0.305%
20250 | 6 | 2 |  | Manual | 1 | Table | Incandescent |  | Standard A Lamp | 1 | 60 | Bedroom | 202506 | Bedroom | 0.305%
20250 | 7 | 1 |  | Manual | 1 | Ceiling Fixture | Incandescent |  | Standard A Lamp | 1 | 60 | Bedroom | 202507 | Bedroom | 0.305%
20250 | 8 | 1 |  | Manual | 5 | Recessed Can | Incandescent |  | Reflector | 1 | 65 | Bedroom | 202508 | Bedroom | 0.305%
20250 | 8 | 2 |  | Manual | 1 | Table | Incandescent |  | Standard A Lamp | 1 | 60 | Bedroom | 202508 | Bedroom | 0.305%
20250 | 9 | 1 |  | Manual | 1 | Ceiling Fixture | Linear Fluorescent | 16 | T-12 | 3 | 75 | Garage | 202509 | Garage | 0.305%
20250 | 9 | 2 |  | Manual | 2 | Ceiling Fixture | Linear Fluorescent | 48 | T-12 | 2 | 40 | Garage | 202509 | Garage | 0.305%
20250 | 9 | 3 |  | Manual | 1 | Garage door opener | Incandescent |  | Standard A Lamp | 1 | 60 | Garage | 202509 | Garage | 0.305%
20250 | 9 | 4 |  | Manual | 1 | Ceiling Fixture | Compact Fluorescent |  | Twist | 2 | 15 | Garage | 202509 | Garage | 0.305%
20250 | 10 | 1 |  | Manual | 1 | Chandelier (Hanging) | Incandescent |  | Decorative | 3 | 40 | Hall | 2025010 | Hall | 0.305%
20250 | 10 | 2 |  | Manual | 3 | Ceiling Fixture | Incandescent |  | Standard A Lamp | 1 | 60 | Hall | 2025010 | Hall | 0.305%
20250 | 11 | 1 |  | Manual | 1 | Ceiling Fixture | Linear Fluorescent | 48 | T-12 | 4 | 40 | Kitchen | 2025011 | Kitchen | 0.305%
20250 | 11 | 2 |  | Manual | 8 | Recessed Can | Incandescent |  | Reflector | 1 | 65 | Kitchen | 2025011 | Kitchen | 0.305%
20250 | 12 | 1 |  | Manual | 2 | Ceiling Fixture | Compact Fluorescent |  | Twist | 2 | 15 | Laundry Room | 2025012 | Laundry Room | 0.305%
20250 | 12 | 2 |  | Manual | 1 | Ceiling Fixture | Linear Fluorescent | 48 | T-12 | 2 | 40 | Laundry Room | 2025012 | Laundry Room | 0.305%
20250 | 13 | 1 |  | Manual | 3 | Table | Compact Fluorescent |  | Twist | 1 | 15 | Living Room | 2025013 | Living Room | 0.305%
20250 | 13 | 2 |  | Manual | 1 | Chandelier (Hanging) | Incandescent |  | Standard A Lamp | 3 | 60 | Living Room | 2025013 | Living Room | 0.305%
20264 | 1 | 1 |  | Manual | 1 | Ceiling Fixture | Compact Fluorescent |  | Twist | 1 | 15 | Other | 202641 | Other | 0.02963%
20264 | 1 | 2 |  | Manual | 1 | Ceiling Fixture | Incandescent |  | Standard A Lamp | 2 | 60 | Other | 202641 | Other | 0.02963%
20264 | 2 | 1 |  | Manual | 10 | Recessed Can | Compact Fluorescent |  | Flood | 1 | 22 | Kitchen | 202642 | Kitchen | 0.02963%
20264 | 3 | 1 |  | Manual | 10 | Recessed Can | Compact Fluorescent |  | Flood | 1 | 22 | Living Room | 202643 | Living Room | 0.02963%
20264 | 3 | 2 |  | Manual | 1 | Floor lamp | Incandescent |  | 3-Way Incandescent | 1 | 100 | Living Room | 202643 | Living Room | 0.02963%
20264 | 4 | 1 |  | Manual | 3 | Wall Mount | Compact Fluorescent |  | Twist | 1 | 15 | Hall | 202644 | Hall | 0.02963%
20264 | 4 | 2 |  | Manual | 1 | Ceiling Fixture | Compact Fluorescent |  | Twist | 1 | 15 | Hall | 202644 | Hall | 0.02963%
20264 | 5 | 1 |  | Manual | 1 | Ceiling Fixture | Compact Fluorescent |  | Twist | 3 | 22 | Bedroom | 202645 | Bedroom | 0.02963%
20264 | 6 | 1 |  | Manual | 1 | Wall Mount | Halogen |  | MR | 3 | 50 | Bathroom | 202646 | Bathroom | 0.02963%
20264 | 6 | 2 |  | Manual | 1 | Ceiling Fixture | Compact Fluorescent |  | Twist | 1 | 15 | Bathroom | 202646 | Bathroom | 0.02963%
20264 | 7 | 1 |  | Manual | 1 | Ceiling Fixture | Compact Fluorescent |  | Twist | 3 | 22 | Bedroom | 202647 | Bedroom | 0.02963%
20264 | 8 | 1 |  | Manual | 2 | Wall Mount | Compact Fluorescent |  | Flood | 4 | 15 | Bathroom | 202648 | Bathroom | 0.02963%
20264 | 8 | 2 |  | Manual | 3 | Ceiling Fixture | Compact Fluorescent |  | Twist | 1 | 15 | Bathroom | 202648 | Bathroom | 0.02963%
20264 | 9 | 1 |  | Manual | 1 | Ceiling Fixture | Compact Fluorescent |  | Twist | 1 | 15 | Closet | 202649 | Closet | 0.02963%
20264 | 10 | 1 |  | Manual | 1 | Ceiling Fixture | Compact Fluorescent |  | Twist | 1 | 15 | Master Bedroom | 2026410 | Master Bedroom | 0.02963%
20264 | 11 | 1 |  | Manual | 1 | Ceiling Fan | Compact Fluorescent |  | Twist | 1 | 15 | Master Bedroom | 2026411 | Master Bedroom | 0.02963%
20264 | 11 | 2 |  | Manual | 1 | Table | Incandescent |  | 3-Way Incandescent | 1 | 65 | Master Bedroom | 2026411 | Master Bedroom | 0.02963%
20264 | 11 | 3 |  | Manual | 1 | Table | Incandescent |  | Standard A Lamp | 1 | 100 | Master Bedroom | 2026411 | Master Bedroom | 0.02963%
20264 | 12 | 1 |  | Manual | 8 | Ceiling Fixture | Compact Fluorescent |  | Twist | 2 | 22 | Family Room | 2026412 | Family Room | 0.02963%
20264 | 13 | 1 |  | Manual | 1 | Ceiling Fixture | Compact Fluorescent |  | Twist | 3 | 22 | Laundry Room | 2026413 | Laundry Room | 0.02963%
20264 | 14 | 1 |  | Manual | 1 | Ceiling Fixture | Compact Fluorescent |  | Twist | 3 | 22 | Other | 2026414 | Other | 0.02963%
20264 | 14 | 2 |  | Manual | 1 | Wall Mount | Compact Fluorescent |  | Twist | 1 | 15 | Other | 2026414 | Other | 0.02963%
20264 | 15 | 1 |  | Manual | 2 | Ceiling Fixture | Compact Fluorescent |  | Twist | 1 | 22 | Garage | 2026415 | Garage | 0.02963%
20264 | 15 | 2 |  | Manual | 1 | Garage door opener | Incandescent |  | Standard A Lamp | 1 | 40 | Garage | 2026415 | Garage | 0.02963%
20264 | 16 | 1 |  | Manual | 1 | Ceiling Fixture | Compact Fluorescent |  | Twist | 2 | 22 | Bedroom | 2026416 | Bedroom | 0.02963%
20264 | 17 | 1 |  | Manual | 1 | Ceiling Fixture | Compact Fluorescent |  | Twist | 1 | 22 | Closet | 2026417 | Closet | 0.02963%
20264 | 18 | 1 |  | Manual | 1 | Ceiling Fixture | Compact Fluorescent |  | Twist | 2 | 22 | Bedroom | 2026418 | Bedroom | 0.02963%
20264 | 18 | 2 |  | Manual | 1 | Table | Linear Fluorescent | 24 | T-8 | 1 | 16 | Bedroom | 2026418 | Bedroom | 0.02963%
20264 | 19 | 1 |  | Manual | 1 | Ceiling Fixture | Compact Fluorescent |  | Twist | 1 | 22 | Closet | 2026419 | Closet | 0.02963%
20264 | 20 | 1 |  | Manual | 2 | Ceiling Fixture | Compact Fluorescent |  | Twist | 1 | 22 | Hall | 2026420 | Hall | 0.02963%
20264 | 20 | 2 |  | Manual | 1 | Wall Mount | Compact Fluorescent |  | Twist | 1 | 22 | Hall | 2026420 | Hall | 0.02963%
20264 | 21 | 1 |  | Manual | 1 | Wall Mount | Halogen |  | MR | 3 | 50 | Bathroom | 2026421 | Bathroom | 0.02963%
20264 | 21 | 2 |  | Manual | 1 | Ceiling Fixture | Compact Fluorescent |  | Twist | 1 | 15 | Bathroom | 2026421 | Bathroom | 0.02963%
20264 | 22 | 1 |  | Manual | 1 | Ceiling Fixture | Compact Fluorescent |  | Twist | 2 | 22 | Other | 2026422 | Other | 0.02963%
20264 | 22 | 2 |  | Manual | 1 | Table | Incandescent |  | Standard A Lamp | 1 | 60 | Other | 2026422 | Other | 0.02963%
20265 | 1 | 1 |  | Manual | 1 | Ceiling Fixture | Incandescent |  | Standard A Lamp | 1 | 40 | Bathroom | 202651 | Bathroom | 0.04784%
20265 | 2 | 1 |  | Manual | 1 | Ceiling Fixture | Incandescent |  | Standard A Lamp | 1 | 40 | Bathroom | 202652 | Bathroom | 0.04784%
20265 | 2 | 2 |  | Manual | 1 | Wall Mount | Incandescent |  | Standard A Lamp | 5 | 25 | Bathroom | 202652 | Bathroom | 0.04784%
20265 | 3 | 1 |  | Manual | 1 | Ceiling Fixture | Compact Fluorescent |  | Twist | 2 | 22 | Bedroom | 202653 | Bedroom | 0.04784%
20265 | 3 | 2 |  | Manual | 1 | Table | Incandescent |  | Standard A Lamp | 1 | 75 | Bedroom | 202653 | Bedroom | 0.04784%
20265 | 4 | 1 |  | Manual | 1 | Table | Incandescent |  | Standard A Lamp | 1 | 60 | Bedroom | 202654 | Bedroom | 0.04784%
20265 | 4 | 2 |  | Manual | 1 | Ceiling Fixture | Incandescent |  | Standard A Lamp | 1 | 75 | Bedroom | 202654 | Bedroom | 0.04784%
20265 | 5 | 1 |  | Manual | 1 | Ceiling Fixture | Incandescent |  | Standard A Lamp | 2 | 75 | Bedroom | 202655 | Bedroom | 0.04784%
20265 | 5 | 2 |  | Manual | 1 | Table | Linear Fluorescent | 16 | T-8 | 1 | 16 | Bedroom | 202655 | Bedroom | 0.04784%
20265 | 6 | 1 |  | Manual | 1 | Ceiling Fixture | Incandescent |  | Clear | 5 | 40 | Dining Room | 202656 | Dining Room | 0.04784%
20265 | 7 | 1 |  | Manual | 1 | Ceiling Fixture | Incandescent |  | Decorative | 3 | 25 | Hall | 202657 | Hall | 0.04784%
20265 | 8 | 1 |  | Manual | 1 | Table | Compact Fluorescent |  | Twist | 1 | 15 | Family Room | 202658 | Family Room | 0.04784%
20265 | 8 | 2 |  | Manual | 1 | Table | Incandescent |  | 3-Way Incandescent | 1 | 75 | Family Room | 202658 | Family Room | 0.04784%
20265 | 8 | 3 |  | Manual | 1 | Table | Incandescent |  | Standard A Lamp | 1 | 60 | Family Room | 202658 | Family Room | 0.04784%
20265 | 8 | 4 |  | Manual | 2 | Wall Mount | Incandescent |  | Standard A Lamp | 1 | 60 | Family Room | 202658 | Family Room | 0.04784%
20265 | 9 | 1 |  | Manual | 2 | Ceiling Fixture | Linear Fluorescent | 48 | T-12 | 2 | 40 | Hall | 202659 | Hall | 0.04784%
20265 | 9 | 2 |  | Manual | 1 | Garage door opener | Incandescent |  | Standard A Lamp | 1 | 40 | Hall | 202659 | Hall | 0.04784%
20265 | 10 | 1 |  | Manual | 1 | Ceiling Fixture | Incandescent |  | Standard A Lamp | 1 | 100 | Hall | 2026510 | Hall | 0.04784%
20265 | 11 | 1 |  | Manual | 2 | Wall Mount | Linear Fluorescent | 12 | T-5 | 1 | 12 | Kitchen | 2026511 | Kitchen | 0.04784%
20265 | 11 | 2 |  | Manual | 1 | Ceiling Fixture | Linear Fluorescent | 48 | T-12 | 2 | 40 | Kitchen | 2026511 | Kitchen | 0.04784%
20265 | 12 | 1 |  | Motion | 1 | Wall Mount | Incandescent |  | Standard A Lamp | 1 | 75 | Laundry Room | 2026512 | Laundry Room | 0.04784%
20265 | 13 | 1 |  | Manual | 2 | Table | Incandescent |  | Standard A Lamp | 1 | 40 | Living Room | 2026513 | Living Room | 0.04784%
20265 | 13 | 2 |  | Manual | 1 | Ceiling Fan | Compact Fluorescent |  | Twist | 3 | 15 | Living Room | 2026513 | Living Room | 0.04784%
20265 | 13 | 3 |  | Manual | 1 | Floor lamp | Compact Fluorescent |  | Straight Tube | 1 | 28 | Living Room | 2026513 | Living Room | 0.04784%
20265 | 14 | 1 |  | Manual | 1 | Ceiling Fixture | Incandescent |  | Other | 3 | 40 | Master Bedroom | 2026514 | Master Bedroom | 0.04784%
20265 | 14 | 2 |  | Manual | 1 | Floor lamp | Compact Fluorescent |  | Twist | 1 | 15 | Master Bedroom | 2026514 | Master Bedroom | 0.04784%
20265 | 15 | 1 |  | Manual | 1 | Ceiling Fixture | Incandescent |  | Standard A Lamp | 1 | 75 | Closet | 2026515 | Closet | 0.04784%
20265 | 16 | 1 |  | Manual | 1 | Ceiling Fixture | Incandescent |  | Standard A Lamp | 1 | 100 | Closet | 2026516 | Closet | 0.04784%
20266 | 1 | 1 |  | Manual | 2 | Recessed Can | Compact Fluorescent |  | Reflector | 1 | 22 | Family Room | 202661 | Family Room | 0.04784%
20266 | 1 | 2 |  | Manual | 3 | Wall Mount | Incandescent |  | Mini base | 1 | 40 | Family Room | 202661 | Family Room | 0.04784%
20266 | 1 | 3 |  | Dimmer | 1 | Ceiling Fan | Incandescent |  | Standard A Lamp | 2 | 60 | Family Room | 202661 | Family Room | 0.04784%
20266 | 2 | 1 |  | Manual | 1 | Wall Mount | Compact Fluorescent |  | Globe | 3 | 22 | Bathroom | 202662 | Bathroom | 0.04784%
20266 | 2 | 2 |  | Manual | 2 | Recessed Can | Compact Fluorescent |  | Reflector | 1 | 22 | Bathroom | 202662 | Bathroom | 0.04784%
20266 | 3 | 1 |  | Manual | 1 | Ceiling Fan | Incandescent |  | Standard A Lamp | 3 | 60 | Bedroom | 202663 | Bedroom | 0.04784%
20266 | 3 | 2 |  | Manual | 1 | Table | Incandescent |  | Standard A Lamp | 1 | 60 | Bedroom | 202663 | Bedroom | 0.04784%
20266 | 4 | 1 |  | Manual | 2 | Wall Mount | Compact Fluorescent |  | Globe | 3 | 22 | Bathroom | 202664 | Bathroom | 0.04784%
20266 | 4 | 2 |  | Manual | 1 | Recessed Can | Compact Fluorescent |  | Reflector | 1 | 22 | Bathroom | 202664 | Bathroom | 0.04784%
20266 | 5 | 1 |  | Manual | 1 | Wall Mount | Compact Fluorescent |  | Globe | 3 | 22 | Bathroom | 202665 | Bathroom | 0.04784%
20266 | 6 | 1 |  | Manual | 1 | Ceiling Fixture | Linear Fluorescent | 48 | T-8 | 2 | 32 | Closet | 202666 | Closet | 0.04784%
20266 | 7 | 1 |  | Manual | 1 | Chandelier (Hanging) | Incandescent |  | Standard A Lamp | 5 | 60 | Dining Room | 202667 | Dining Room | 0.04784%
20266 | 8 | 1 |  | Manual | 1 | Chandelier (Hanging) | Incandescent |  | Standard A Lamp | 3 | 60 | Hall | 202668 | Hall | 0.04784%
20266 | 8 | 2 |  | Manual | 1 | Recessed Can | Incandescent |  | Reflector | 1 | 60 | Hall | 202668 | Hall | 0.04784%
20266 | 8 | 3 |  | Manual | 1 | Ceiling Fixture | Linear Fluorescent | 48 | T-12 | 1 | 20 | Hall | 202668 | Hall | 0.04784%
20266 | 9 | 1 |  | Manual | 1 | Ceiling Fixture | Incandescent |  | Standard A Lamp | 2 | 60 | Other | 202669 | Other | 0.04784%
20266 | 10 | 1 |  | Manual | 9 | Ceiling Fixture | Linear Fluorescent | 48 | T-8 | 2 | 32 | Garage | 2026610 | Garage | 0.04784%
20266 | 10 | 2 |  | Manual | 2 | Garage door opener | Incandescent |  | Standard A Lamp | 2 | 60 | Garage | 2026610 | Garage | 0.04784%
20266 | 11 | 1 |  | Manual | 3 | Ceiling Fixture | Incandescent |  | Standard A Lamp | 1 | 60 | Garage | 2026611 | Garage | 0.04784%
20266 | 12 | 1 |  | Manual | 1 | Table | Incandescent |  | Standard A Lamp | 1 | 100 | Hall | 2026612 | Hall | 0.04784%
20266 | 12 | 2 |  | Manual | 5 | Recessed Can | Compact Fluorescent |  | Reflector | 1 | 28 | Hall | 2026612 | Hall | 0.04784%
20266 | 13 | 1 |  | Manual | 2 | Recessed Can | Compact Fluorescent |  | Reflector | 1 | 22 | Hall | 2026613 | Hall | 0.04784%
20266 | 14 | 1 |  | Manual | 3 | Chandelier (Hanging) | Compact Fluorescent |  | A shape bulb | 1 | 22 | Kitchen | 2026614 | Kitchen | 0.04784%
20266 | 14 | 2 |  | Manual | 5 | Recessed Can | Compact Fluorescent |  | Reflector | 1 | 28 | Kitchen | 2026614 | Kitchen | 0.04784%
20266 | 14 | 3 |  | Manual | 1 | Other | Compact Fluorescent |  | Twist | 2 | 15 | Kitchen | 2026614 | Kitchen | 0.04784%
20266 | 14 | 4 |  | Manual | 2 | Other | Linear Fluorescent | 48 | T-12 | 1 | 40 | Kitchen | 2026614 | Kitchen | 0.04784%
20266 | 15 | 1 |  | Manual | 2 | Ceiling Fixture | Linear Fluorescent | 48 | T-8 | 2 | 32 | Laundry Room | 2026615 | Laundry Room | 0.04784%
20266 | 16 | 1 |  | Manual | 1 | Ceiling Fan | Incandescent |  | Standard A Lamp | 4 | 75 | Living Room | 2026616 | Living Room | 0.04784%
20266 | 16 | 2 |  | Manual | 1 | Table | Incandescent |  | Standard A Lamp | 1 | 100 | Living Room | 2026616 | Living Room | 0.04784%
20266 | 16 | 3 |  | Manual | 2 | Wall Mount | Incandescent |  | Standard A Lamp | 1 | 60 | Living Room | 2026616 | Living Room | 0.04784%
20266 | 16 | 4 |  | Manual | 3 | Recessed Can | Incandescent |  | Reflector | 1 | 65 | Living Room | 2026616 | Living Room | 0.04784%
20266 | 17 | 1 |  | Manual | 1 | Ceiling Fan | Compact Fluorescent |  | Twist | 3 | 15 | Master Bedroom | 2026617 | Master Bedroom | 0.04784%
20266 | 17 | 2 |  | Manual | 2 | Table | Incandescent |  | Standard A Lamp | 1 | 60 | Master Bedroom | 2026617 | Master Bedroom | 0.04784%
20266 | 17 | 3 |  | Manual | 7 | Recessed Can | Compact Fluorescent |  | Reflector | 1 | 22 | Master Bedroom | 2026617 | Master Bedroom | 0.04784%
20266 | 18 | 1 |  | Manual | 2 | Wall Mount | Compact Fluorescent |  | Globe | 3 | 22 | Master Bedroom | 2026618 | Master Bedroom | 0.04784%
20266 | 18 | 2 |  | Manual | 6 | Recessed Can | Compact Fluorescent |  | Reflector | 1 | 22 | Master Bedroom | 2026618 | Master Bedroom | 0.04784%
20266 | 19 | 1 |  | Manual | 1 | Ceiling Fixture | Linear Fluorescent | 48 | T-8 | 2 | 32 | Closet | 2026619 | Closet | 0.04784%
20266 | 19 | 2 |  | Manual | 1 | Ceiling Fixture | Linear Fluorescent | 24 | T-8 | 2 | 16 | Closet | 2026619 | Closet | 0.04784%
20266 | 20 | 1 |  | Manual | 7 | Recessed Can | Compact Fluorescent |  | Reflector | 1 | 22 | Office | 2026620 | Office | 0.04784%
20274 | 1 | 1 |  | Manual | 1 | Wall Mount | Compact Fluorescent |  | Twist | 2 | 22 | Bathroom | 202741 | Bathroom | 0.04008%
20274 | 2 | 1 |  | Manual | 1 | Chandelier (Hanging) | Compact Fluorescent |  | Twist | 4 | 22 | Dining Room | 202742 | Dining Room | 0.04008%
20274 | 3 | 1 |  | Manual | 2 | Ceiling Fixture | Compact Fluorescent |  | Twist | 2 | 15 | Hall | 202743 | Hall | 0.04008%
20274 | 4 | 1 |  | Manual | 2 | Ceiling Fixture | Compact Fluorescent |  | Twist | 1 | 22 | Garage | 202744 | Garage | 0.04008%
20274 | 4 | 2 |  | Manual | 1 | Garage door opener | Compact Fluorescent |  | Twist | 1 | 22 | Garage | 202744 | Garage | 0.04008%
20274 | 5 | 1 |  | Manual | 2 | Ceiling Fixture | Compact Fluorescent |  | Twist | 2 | 22 | Bedroom | 202745 | Bedroom | 0.04008%
20274 | 6 | 1 |  | Manual | 1 | Ceiling Fixture | Compact Fluorescent |  | Twist | 2 | 15 | Hall | 202746 | Hall | 0.04008%
20274 | 7 | 1 |  | Dimmer | 5 | Recessed Can | Compact Fluorescent |  | Reflector | 1 | 28 | Kitchen | 202747 | Kitchen | 0.04008%
20274 | 7 | 2 |  | Manual | 1 | Ceiling Fixture | Compact Fluorescent |  | Twist | 2 | 22 | Kitchen | 202747 | Kitchen | 0.04008%
20274 | 8 | 1 |  | Manual | 1 | Ceiling Fixture | Linear Fluorescent | 48 | T-12 | 2 | 40 | Laundry Room | 202748 | Laundry Room | 0.04008%
20274 | 9 | 1 |  | Manual | 1 | Ceiling Fan | Compact Fluorescent |  | Twist | 4 | 22 | Living Room | 202749 | Living Room | 0.04008%
20274 | 9 | 2 |  | Manual | 1 | Floor lamp | Halogen |  | Quartz Tube | 2 | 50 | Living Room | 202749 | Living Room | 0.04008%
20274 | 9 | 3 |  | Manual | 1 | Floor lamp | Compact Fluorescent |  | Twist | 1 | 22 | Living Room | 202749 | Living Room | 0.04008%
20274 | 10 | 1 |  | Manual | 1 | Wall Mount | Compact Fluorescent |  | Twist | 3 | 22 | Bathroom | 2027410 | Bathroom | 0.04008%
20274 | 10 | 2 |  | Manual | 1 | Ceiling Fixture | Compact Fluorescent |  | Reflector | 1 | 28 | Bathroom | 2027410 | Bathroom | 0.04008%
20274 | 11 | 1 |  | Manual | 1 | Ceiling Fan | Compact Fluorescent |  | Twist | 2 | 22 | Master Bedroom | 2027411 | Master Bedroom | 0.04008%
20274 | 12 | 1 |  | Manual | 1 | Ceiling Fixture | Compact Fluorescent |  | Twist | 2 | 22 | Closet | 2027412 | Closet | 0.04008%
20274 | 13 | 1 |  | Manual | 1 | Ceiling Fan | Compact Fluorescent |  | Twist | 1 | 22 | Office | 2027413 | Office | 0.04008%
20274 | 13 | 2 |  | Manual | 2 | Table | Compact Fluorescent |  | Twist | 1 | 15 | Office | 2027413 | Office | 0.04008%
20274 | 14 | 1 |  | Manual | 1 | Ceiling Fixture | Compact Fluorescent |  | Twist | 1 | 22 | Garage | 2027414 | Garage | 0.04008%
20274 | 14 | 2 |  | Manual | 1 | Low bay | Linear Fluorescent | 48 | T-8 | 2 | 32 | Garage | 2027414 | Garage | 0.04008%
20274 | 14 | 3 |  | Manual | 1 | Low bay | Linear Fluorescent | 22 | T-12 | 1 | 20 | Garage | 2027414 | Garage | 0.04008%
20287 | 1 | 1 |  | Manual | 1 | Recessed Can | Compact Fluorescent |  | Twist | 1 | 15 | Bathroom | 202871 | Bathroom | 0.05169%
20287 | 1 | 2 |  | Manual | 1 | Wall Mount | Incandescent |  | Globe | 4 | 60 | Bathroom | 202871 | Bathroom | 0.05169%
20287 | 2 | 1 |  | Manual | 1 | Recessed Can | Compact Fluorescent |  | Twist | 1 | 15 | Bathroom | 202872 | Bathroom | 0.05169%
20287 | 2 | 2 |  | Manual | 1 | Wall Mount | Compact Fluorescent |  | Twist | 4 | 15 | Bathroom | 202872 | Bathroom | 0.05169%
20287 | 3 | 1 |  | Manual | 4 | Wall Mount | Incandescent |  | Globe | 1 | 60 | Bathroom | 202873 | Bathroom | 0.05169%
20287 | 3 | 2 |  | Manual | 1 | Recessed Can | Compact Fluorescent |  | Twist | 1 | 15 | Bathroom | 202873 | Bathroom | 0.05169%
20287 | 4 | 1 |  | Manual | 4 | Recessed Can | Compact Fluorescent |  | Reflector | 1 | 15 | Bedroom | 202874 | Bedroom | 0.05169%
20287 | 4 | 2 |  | Manual | 1 | Table | Incandescent |  | Standard A Lamp | 1 | 60 | Bedroom | 202874 | Bedroom | 0.05169%
20287 | 5 | 1 |  | Manual | 4 | Recessed Can | Incandescent |  | Reflector | 1 | 65 | Bedroom | 202875 | Bedroom | 0.05169%
20287 | 5 | 2 |  | Manual | 2 | Table | Compact Fluorescent |  | Twist | 1 | 15 | Bedroom | 202875 | Bedroom | 0.05169%
20287 | 6 | 1 |  | Manual | 4 | Recessed Can | Compact Fluorescent |  | Reflector | 1 | 15 | Bedroom | 202876 | Bedroom | 0.05169%
20287 | 6 | 2 |  | Dimmer | 1 | Other | Incandescent |  | Standard A Lamp | 1 | 90 | Bedroom | 202876 | Bedroom | 0.05169%
20287 | 6 | 3 |  | Manual | 1 | Other | Compact Fluorescent |  | Twist | 1 | 22 | Bedroom | 202876 | Bedroom | 0.05169%
20287 | 6 | 4 |  | Manual | 1 | Table | Compact Fluorescent |  | Twist | 1 | 15 | Bedroom | 202876 | Bedroom | 0.05169%
20287 | 7 | 1 |  | Manual | 1 | Recessed - other | Incandescent |  | Reflector | 1 | 65 | Closet | 202877 | Closet | 0.05169%
20287 | 8 | 1 |  | Manual | 1 | Chandelier (Hanging) | Incandescent |  | Decorative | 1 | 40 | Dining Room | 202878 | Dining Room | 0.05169%
20287 | 8 | 2 |  | Manual | 1 | Recessed Can | Compact Fluorescent |  | Reflector | 1 | 15 | Dining Room | 202878 | Dining Room | 0.05169%
20287 | 10 | 1 |  | Manual | 4 | Ceiling Fixture | Linear Fluorescent | 48 | T-8 | 2 | 32 | Garage | 2028710 | Garage | 0.05169%
20287 | 11 | 1 |  | Manual | 1 | Recessed Can | Compact Fluorescent |  | Reflector | 1 | 15 | Hall | 2028711 | Hall | 0.05169%
20287 | 12 | 1 |  | Manual | 2 | Recessed Can | Compact Fluorescent |  | Twist | 1 | 15 | Hall | 2028712 | Hall | 0.05169%
20287 | 13 | 1 |  | Manual | 10 | Recessed Can | Compact Fluorescent |  | Twist | 1 | 15 | Kitchen | 2028713 | Kitchen | 0.05169%
20287 | 13 | 2 |  | Manual | 2 | Other | Halogen |  | MR | 1 | 50 | Kitchen | 2028713 | Kitchen | 0.05169%
20287 | 13 | 3 |  | Manual | 2 | Other | Linear Fluorescent | 24 | Fluorescent Other | 2 | 16 | Kitchen | 2028713 | Kitchen | 0.05169%
20287 | 13 | 4 |  | Manual | 1 | Other | Linear Fluorescent | 18 | Fluorescent Other | 1 | 16 | Kitchen | 2028713 | Kitchen | 0.05169%
20287 | 15 | 1 |  | Manual | 6 | Recessed Can | Compact Fluorescent |  | Reflector | 1 | 15 | Living Room | 2028715 | Living Room | 0.05169%
20287 | 16 | 1 |  | Manual | 1 | Table | Compact Fluorescent |  | Twist | 1 | 15 | Master Bedroom | 2028716 | Master Bedroom | 0.05169%
20287 | 16 | 2 |  | Manual | 4 | Recessed Can | Compact Fluorescent |  | Twist | 1 | 15 | Master Bedroom | 2028716 | Master Bedroom | 0.05169%
20288 | 1 | 1 |  | Manual | 1 | Wall Mount | Compact Fluorescent |  | Twist | 3 | 15 | Bathroom | 202881 | Bathroom | 0.02845%
20288 | 2 | 1 |  | Manual | 1 | Ceiling Fixture | Compact Fluorescent |  | Twist | 2 | 15 | Bathroom | 202882 | Bathroom | 0.02845%
20288 | 3 | 1 |  | Manual | 2 | Ceiling Fixture | Compact Fluorescent |  | Twist | 2 | 15 | Bedroom | 202883 | Bedroom | 0.02845%
20288 | 3 | 2 |  | Manual | 4 | Table | Compact Fluorescent |  | Twist | 1 | 15 | Bedroom | 202883 | Bedroom | 0.02845%
20288 | 4 | 1 |  | Manual | 1 | Ceiling Fixture | Compact Fluorescent |  | Twist | 1 | 15 | Closet | 202884 | Closet | 0.02845%
20288 | 5 | 1 |  | Manual | 2 | Garage door opener | Incandescent |  | Standard A Lamp | 1 | 60 | Garage | 202885 | Garage | 0.02845%
20288 | 5 | 2 |  | Manual | 3 | Ceiling Fixture | Compact Fluorescent |  | Twist | 1 | 15 | Garage | 202885 | Garage | 0.02845%
20288 | 6 | 1 |  | Manual | 2 | Ceiling Fixture | Compact Fluorescent |  | Twist | 2 | 15 | Hall | 202886 | Hall | 0.02845%
20288 | 7 | 1 |  | Manual | 1 | Ceiling Fixture | Compact Fluorescent |  | Twist | 2 | 15 | Hall | 202887 | Hall | 0.02845%
20288 | 8 | 1 |  | Manual | 1 | Chandelier (Hanging) | Compact Fluorescent |  | Twist | 2 | 15 | Kitchen | 202888 | Kitchen | 0.02845%
20288 | 8 | 2 |  | Manual | 1 | Track | Incandescent |  | Clear | 5 | 100 | Kitchen | 202888 | Kitchen | 0.02845%
20288 | 8 | 3 |  | Manual | 3 | Ceiling Fixture | Compact Fluorescent |  | Twist | 1 | 15 | Kitchen | 202888 | Kitchen | 0.02845%
20288 | 9 | 1 |  | Manual | 1 | Ceiling Fixture | Compact Fluorescent |  | Twist | 2 | 15 | Laundry Room | 202889 | Laundry Room | 0.02845%
20288 | 10 | 1 |  | Manual | 1 | Ceiling Fan | Compact Fluorescent |  | Twist | 4 | 15 | Living Room | 2028810 | Living Room | 0.02845%
20288 | 10 | 2 |  | Manual | 3 | Table | Compact Fluorescent |  | Twist | 1 | 15 | Living Room | 2028810 | Living Room | 0.02845%
20288 | 10 | 3 |  | Manual | 2 | Wall Mount | Compact Fluorescent |  | Twist | 1 | 15 | Living Room | 2028810 | Living Room | 0.02845%
20288 | 11 | 1 |  | Manual | 1 | Ceiling Fan | Compact Fluorescent |  | Twist | 4 | 15 | Master Bedroom | 2028811 | Master Bedroom | 0.02845%
20288 | 12 | 1 |  | Manual | 2 | Ceiling Fixture | Compact Fluorescent |  | Twist | 2 | 15 | Office | 2028812 | Office | 0.02845%
20288 | 12 | 2 |  | Manual | 2 | Table | Compact Fluorescent |  | Twist | 1 | 15 | Office | 2028812 | Office | 0.02845%
20288 | 13 | 1 |  | Manual | 4 | Ceiling Fixture | Compact Fluorescent |  | Twist | 1 | 15 | Other | 2028813 | Other | 0.02845%
20288 | 14 | 1 |  | Manual | 2 | Ceiling Fan | Incandescent |  | Standard A Lamp | 4 | 60 | Bedroom | 2028814 | Bedroom | 0.02845%
20290 | 1 | 1 |  | Manual | 1 | Wall Mount | Compact Fluorescent |  | Twist | 4 | 15 | Bathroom | 202901 | Bathroom | 0.02845%
20290 | 2 | 1 |  | Manual | 1 | Wall Mount | Compact Fluorescent |  | Twist | 4 | 15 | Bathroom | 202902 | Bathroom | 0.02845%
20290 | 3 | 1 |  | Manual | 1 | Ceiling Fan | Incandescent |  | Standard A Lamp | 1 | 60 | Bedroom | 202903 | Bedroom | 0.02845%
20290 | 3 | 2 |  | Manual | 2 | Table | Compact Fluorescent |  | Twist | 1 | 15 | Bedroom | 202903 | Bedroom | 0.02845%
20290 | 4 | 1 |  | Manual | 1 | Ceiling Fan | Incandescent |  | Standard A Lamp | 1 | 60 | Bedroom | 202904 | Bedroom | 0.02845%
20290 | 4 | 2 |  | None | 2 | Table | Incandescent |  | Standard A Lamp | 1 | 40 | Bedroom | 202904 | Bedroom | 0.02845%
20290 | 5 | 1 |  | Manual | 2 | Ceiling Fixture | Incandescent |  | Standard A Lamp | 1 | 60 | Other | 202905 | Other | 0.02845%
20290 | 5 | 2 |  | Manual | 1 | Floor lamp | Incandescent |  | Standard A Lamp | 1 | 60 | Other | 202905 | Other | 0.02845%
20290 | 5 | 3 |  | Manual | 1 | Table | Incandescent |  | Standard A Lamp | 1 | 60 | Other | 202905 | Other | 0.02845%
20290 | 6 | 1 |  | Manual | 1 | Chandelier (Hanging) | Incandescent |  | Standard A Lamp | 1 | 60 | Family Room | 202906 | Family Room | 0.02845%
20290 | 6 | 2 |  | Manual | 2 | Table | Compact Fluorescent |  | Twist | 1 | 15 | Family Room | 202906 | Family Room | 0.02845%
20290 | 6 | 3 |  | Manual | 1 | Floor lamp | Incandescent |  | Standard A Lamp | 1 | 60 | Family Room | 202906 | Family Room | 0.02845%
20290 | 7 | 1 |  | Manual | 2 | Ceiling Fixture | Incandescent |  | Standard A Lamp | 1 | 60 | Garage | 202907 | Garage | 0.02845%
20290 | 7 | 2 |  | Manual | 2 | Garage door opener | Incandescent |  | Clear | 1 | 60 | Garage | 202907 | Garage | 0.02845%
20290 | 8 | 1 |  | Manual | 1 | Ceiling Fixture | Incandescent |  | Standard A Lamp | 1 | 60 | Hall | 202908 | Hall | 0.02845%
20290 | 9 | 1 |  | Manual | 1 | Ceiling Fixture | Incandescent |  | Standard A Lamp | 1 | 60 | Hall | 202909 | Hall | 0.02845%
20290 | 10 | 1 |  | Manual | 1 | Chandelier (Hanging) | Incandescent |  | Decorative | 8 | 25 | Kitchen | 2029010 | Kitchen | 0.02845%
20290 | 10 | 2 |  | Manual | 1 | Ceiling Fixture | Incandescent |  | Globe | 1 | 40 | Kitchen | 2029010 | Kitchen | 0.02845%
20290 | 11 | 1 |  | Manual | 1 | Ceiling Fixture | Incandescent |  | Standard A Lamp | 2 | 60 | Laundry Room | 2029011 | Laundry Room | 0.02845%
20290 | 12 | 1 |  | Manual | 1 | Ceiling Fixture | Incandescent |  | Standard A Lamp | 2 | 60 | Office | 2029012 | Office | 0.02845%
20290 | 12 | 2 |  | Manual | 2 | Table | Incandescent |  | Standard A Lamp | 1 | 60 | Office | 2029012 | Office | 0.02845%
20290 | 13 | 1 |  | Manual | 1 | Ceiling Fixture | Incandescent |  | Standard A Lamp | 1 | 60 | Other | 2029013 | Other | 0.02845%
20294 | 1 | 1 |  | Manual | 1 | Ceiling Fixture | Compact Fluorescent |  | Twist | 1 | 13 | Other | 202941 | Other | 0.05169%
20294 | 2 | 1 |  | Manual | 3 | Ceiling Fixture | Compact Fluorescent |  | Twist | 1 | 13 | Bathroom | 202942 | Bathroom | 0.05169%
20294 | 2 | 2 |  | Manual | 1 | Recessed Can | Incandescent |  | Reflector | 1 | 60 | Bathroom | 202942 | Bathroom | 0.05169%
20294 | 3 | 1 |  | Manual | 1 | Wall Mount | Incandescent |  | Standard A Lamp | 4 | 75 | Bathroom | 202943 | Bathroom | 0.05169%
20294 | 4 | 1 |  | Manual | 1 | Ceiling Fixture | Incandescent |  | Standard A Lamp | 1 | 65 | Closet | 202944 | Closet | 0.05169%
20294 | 5 | 1 |  | Manual | 1 | Ceiling Fixture | Compact Fluorescent |  | Twist | 2 | 13 | Closet | 202945 | Closet | 0.05169%
20294 | 6 | 1 |  | Manual | 4 | Ceiling Fixture | Linear Fluorescent | 36 | T-12 | 2 | 40 | Office | 202946 | Office | 0.05169%
20294 | 7 | 1 |  | Manual | 1 | Chandelier (Hanging) | Incandescent |  | Globe | 9 | 130 | Dining Room | 202947 | Dining Room | 0.05169%
20294 | 8 | 1 |  | Manual | 1 | Ceiling Fixture | Compact Fluorescent |  | Twist | 1 | 13 | Bedroom | 202948 | Bedroom | 0.05169%
20294 | 8 | 2 |  | Manual | 1 | Floor lamp | Compact Fluorescent |  | Twist | 1 | 13 | Bedroom | 202948 | Bedroom | 0.05169%
20294 | 8 | 3 |  | Manual | 1 | Floor lamp | Incandescent |  | Decorative | 35 | 1 | Bedroom | 202948 | Bedroom | 0.05169%
20294 | 9 | 1 |  | Manual | 1 | Ceiling Fixture | Compact Fluorescent |  | Twist | 2 | 13 | Bedroom | 202949 | Bedroom | 0.05169%
20294 | 9 | 2 |  | Manual | 2 | Floor lamp | Compact Fluorescent |  | Twist | 1 | 13 | Bedroom | 202949 | Bedroom | 0.05169%
20294 | 10 | 1 |  | Manual | 8 | Recessed Can | Incandescent |  | Reflector | 1 | 60 | Other | 2029410 | Other | 0.05169%
20294 | 11 | 1 |  | Manual | 2 | Recessed Can | Incandescent |  | Reflector | 1 | 60 | Hall | 2029411 | Hall | 0.05169%
20294 | 12 | 1 |  | Manual | 2 | Recessed Can | Incandescent |  | Reflector | 1 | 60 | Hall | 2029412 | Hall | 0.05169%
20294 | 13 | 1 |  | Manual | 1 | Ceiling Fixture | Incandescent |  | Standard A Lamp | 2 | 60 | Hall | 2029413 | Hall | 0.05169%
20294 | 13 | 2 |  | Manual | 2 | Recessed Can | Halogen |  | Other | 1 | 75 | Hall | 2029413 | Hall | 0.05169%
20294 | 14 | 1 |  | Manual | 2 | Ceiling Fixture | Compact Fluorescent |  | Twist | 2 | 13 | Hall | 2029414 | Hall | 0.05169%
20294 | 14 | 2 |  | Manual | 2 | Wall Mount | Incandescent |  | Clear | 1 | 100 | Hall | 2029414 | Hall | 0.05169%
20294 | 15 | 1 |  | Manual | 1 | Ceiling Fixture | Incandescent |  | Standard A Lamp | 1 | 60 | Hall | 2029415 | Hall | 0.05169%
20294 | 16 | 1 |  | Manual | 6 | Recessed Can | Compact Fluorescent |  | Twist | 1 | 13 | Kitchen | 2029416 | Kitchen | 0.05169%
20294 | 16 | 2 |  | Manual | 2 | High bay | Linear Fluorescent | 20 | T-4 | 1 | 16 | Kitchen | 2029416 | Kitchen | 0.05169%
20294 | 16 | 3 |  | Manual | 1 | Wall Mount | Linear Fluorescent | 12 | T-4 | 1 | 16 | Kitchen | 2029416 | Kitchen | 0.05169%
20294 | 17 | 1 |  | Manual | 1 | Ceiling Fixture | Compact Fluorescent |  | Twist | 1 | 13 | Closet | 2029417 | Closet | 0.05169%
20294 | 18 | 1 |  | Manual | 1 | Ceiling Fixture | Linear Fluorescent | 36 | T-12 | 2 | 40 | Living Room | 2029418 | Living Room | 0.05169%
20294 | 19 | 1 |  | Manual | 2 | Recessed Can | Compact Fluorescent |  | Twist | 1 | 13 | Living Room | 2029419 | Living Room | 0.05169%
20294 | 19 | 2 |  | Dimmer | 1 | Floor lamp | Incandescent |  | Standard A Lamp | 1 | 150 | Living Room | 2029419 | Living Room | 0.05169%
20294 | 20 | 1 |  | Manual | 2 | Ceiling Fixture | Compact Fluorescent |  | Twist | 1 | 13 | Other | 2029420 | Other | 0.05169%
20294 | 20 | 2 |  | Manual | 12 | Recessed Can | Incandescent |  | Reflector | 1 | 60 | Other | 2029420 | Other | 0.05169%
20294 | 21 | 1 |  | Manual | 1 | Recessed Can | Compact Fluorescent |  | Twist | 1 | 13 | Bathroom | 2029421 | Bathroom | 0.05169%
20294 | 21 | 2 |  | Manual | 2 | Wall Mount | Incandescent |  | Globe | 3 | 130 | Bathroom | 2029421 | Bathroom | 0.05169%
20294 | 21 | 3 |  | Manual | 2 | Wall Mount | Incandescent |  | Globe | 1 | 130 | Bathroom | 2029421 | Bathroom | 0.05169%
20294 | 22 | 1 |  | Manual | 2 | Floor lamp | Compact Fluorescent |  | A shape bulb | 1 | 13 | Master Bedroom | 2029422 | Master Bedroom | 0.05169%
20294 | 22 | 2 |  | Manual | 1 | Ceiling Fan | Incandescent |  | Standard A Lamp | 4 | 25 | Master Bedroom | 2029422 | Master Bedroom | 0.05169%
20294 | 23 | 1 |  | Manual | 1 | Ceiling Fixture | Incandescent |  | Mini base | 4 | 100 | Closet | 2029423 | Closet | 0.05169%
20294 | 24 | 1 |  | Manual | 1 | Ceiling Fixture | Halogen |  |  | 1 | 100 | Closet | 2029424 | Closet | 0.05169%
20294 | 25 | 1 |  | Manual | 1 | Ceiling Fixture | Compact Fluorescent |  | Twist | 2 | 13 | Office | 2029425 | Office | 0.05169%
20294 | 25 | 2 |  | Manual | 2 | Floor lamp | Compact Fluorescent |  | Twist | 1 | 13 | Office | 2029425 | Office | 0.05169%
20294 | 26 | 1 |  | Manual | 1 | Ceiling Fixture | Incandescent |  | Decorative | 1 | 100 | Other | 2029426 | Other | 0.05169%
20294 | 27 | 1 |  | Manual | 2 | Wall Mount | Incandescent |  | Decorative | 1 | 60 | Other | 2029427 | Other | 0.05169%
20294 | 27 | 2 |  | Manual | 2 | Floor lamp | Compact Fluorescent |  | Twist | 3 | 13 | Other | 2029427 | Other | 0.05169%
20294 | 28 | 1 |  | Manual | 2 | Ceiling Fixture | Linear Fluorescent | 36 | T-12 | 2 | 40 | Other | 2029428 | Other | 0.05169%
20297 | 1 | 1 |  | Manual | 1 | Ceiling Fixture | Compact Fluorescent |  | Twist | 1 | 22 | Other | 202971 | Other | 0.04008%
20297 | 1 | 2 |  | Manual | 1 | Ceiling Fixture | Linear Fluorescent | 48 | T-12 | 2 | 40 | Other | 202971 | Other | 0.04008%
20297 | 1 | 3 |  | Manual | 1 | Ceiling Fixture | Incandescent |  | Standard A Lamp | 1 | 60 | Other | 202971 | Other | 0.04008%
20297 | 2 | 1 |  | Manual | 1 | Ceiling Fixture | Incandescent |  | Standard A Lamp | 1 | 60 | Bathroom | 202972 | Bathroom | 0.04008%
20297 | 2 | 2 |  | Manual | 1 | Wall Mount | Incandescent |  | Standard A Lamp | 1 | 40 | Bathroom | 202972 | Bathroom | 0.04008%
20297 | 3 | 1 |  | Manual | 1 | Table | Incandescent |  | Standard A Lamp | 1 | 60 | Bedroom | 202973 | Bedroom | 0.04008%
20297 | 3 | 2 |  | Manual | 2 | Table | Incandescent |  | Decorative | 1 | 25 | Bedroom | 202973 | Bedroom | 0.04008%
20297 | 3 | 3 |  | Manual | 1 | Wall Mount | Incandescent |  | Standard A Lamp | 1 | 60 | Bedroom | 202973 | Bedroom | 0.04008%
20297 | 4 | 1 |  | Dimmer | 1 | Ceiling Fixture | Incandescent |  | Standard A Lamp | 2 | 60 | Dining Room | 202974 | Dining Room | 0.04008%
20297 | 5 | 1 |  | Manual | 1 | Ceiling Fixture | Compact Fluorescent |  | Twist | 2 | 15 | Kitchen | 202975 | Kitchen | 0.04008%
20297 | 5 | 2 |  | Manual | 1 | Ceiling Fixture | Incandescent |  | Globe | 1 | 60 | Kitchen | 202975 | Kitchen | 0.04008%
20297 | 5 | 3 |  | Manual | 1 | Architectural | Linear Fluorescent | 18 | T-8 | 1 | 16 | Kitchen | 202975 | Kitchen | 0.04008%
20297 | 6 | 1 |  | Manual | 1 | Table | Incandescent |  | 3-Way Incandescent | 1 | 170 | Living Room | 202976 | Living Room | 0.04008%
20297 | 6 | 2 |  | Manual | 1 | Floor lamp | Incandescent |  | 3-Way Incandescent | 1 | 200 | Living Room | 202976 | Living Room | 0.04008%
20297 | 6 | 3 |  | Manual | 1 | Torchiere | Incandescent |  | Standard A Lamp | 1 | 60 | Living Room | 202976 | Living Room | 0.04008%
20297 | 6 | 4 |  | Manual | 1 | Table | Compact Fluorescent |  | Twist | 1 | 15 | Living Room | 202976 | Living Room | 0.04008%
20297 | 6 | 5 |  | Manual | 1 | Floor lamp | Incandescent |  | 3-Way Incandescent | 1 | 50 | Living Room | 202976 | Living Room | 0.04008%
20297 | 7 | 1 |  | Manual | 1 | Ceiling Fixture | Incandescent |  | Standard A Lamp | 1 | 60 | Office | 202977 | Office | 0.04008%
20297 | 7 | 2 |  | Manual | 1 | Table | Compact Fluorescent |  | Twist | 1 | 15 | Office | 202977 | Office | 0.04008%
20297 | 7 | 3 |  | Manual | 1 | Wall Mount | Incandescent |  | Reflector | 1 | 65 | Office | 202977 | Office | 0.04008%
20303 | 1 | 1 |  | Manual | 1 | Ceiling Fixture | Incandescent |  | Standard A Lamp | 1 | 60 | Bathroom | 203031 | Bathroom | 0.05296%
20303 | 1 | 2 |  | Manual | 1 | Wall Mount | Incandescent |  | Globe | 6 | 40 | Bathroom | 203031 | Bathroom | 0.05296%
20303 | 2 | 1 |  | Manual | 1 | Ceiling Fixture | Incandescent |  | Standard A Lamp | 1 | 60 | Bathroom | 203032 | Bathroom | 0.05296%
20303 | 2 | 2 |  | Manual | 1 | Wall Mount | Incandescent |  | Clear | 3 | 40 | Bathroom | 203032 | Bathroom | 0.05296%
20303 | 3 | 1 |  | Manual | 1 | Ceiling Fixture | Incandescent |  | Standard A Lamp | 2 | 60 | Bedroom | 203033 | Bedroom | 0.05296%
20303 | 3 | 2 |  | Manual | 1 | Table | Compact Fluorescent |  | Twist | 1 | 15 | Bedroom | 203033 | Bedroom | 0.05296%
20303 | 4 | 1 |  | Manual | 1 | Ceiling Fixture | Compact Fluorescent |  | Twist | 2 | 22 | Bedroom | 203034 | Bedroom | 0.05296%
20303 | 5 | 1 |  | Manual | 1 | Ceiling Fixture | Incandescent |  | Standard A Lamp | 2 | 60 | Bedroom | 203035 | Bedroom | 0.05296%
20303 | 5 | 2 |  | Manual | 1 | Floor lamp | Incandescent |  | Standard A Lamp | 1 | 100 | Bedroom | 203035 | Bedroom | 0.05296%
20303 | 6 | 1 |  | Manual | 1 | Ceiling Fixture | Linear Fluorescent | 48 | T-8 | 2 | 32 | Other | 203036 | Other | 0.05296%
20303 | 6 | 2 |  | Manual | 1 | Floor lamp | Incandescent |  | Standard A Lamp | 1 | 60 | Other | 203036 | Other | 0.05296%
20303 | 7 | 1 |  | Manual | 1 | Ceiling Fixture | Linear Fluorescent | 48 | T-12 | 2 | 32 | Laundry Room | 203037 | Laundry Room | 0.05296%
20303 | 8 | 1 |  | Manual | 1 | Ceiling Fixture | Incandescent |  | Standard A Lamp | 1 | 40 | Other | 203038 | Other | 0.05296%
20303 | 9 | 1 |  | Manual | 2 | Ceiling Fixture | Linear Fluorescent | 48 | T-8 | 2 | 40 | Other | 203039 | Other | 0.05296%
20303 | 10 | 1 |  | Manual | 1 | Other | Incandescent |  | Standard A Lamp | 1 | 60 | Other | 2030310 | Other | 0.05296%
20303 | 11 | 1 |  | Manual | 1 | Ceiling Fixture | Compact Fluorescent |  | Twist | 1 | 22 | Hall | 2030311 | Hall | 0.05296%
20303 | 12 | 1 |  | Manual | 3 | Ceiling Fixture | Linear Fluorescent | 48 | T-8 | 2 | 60 | Kitchen | 2030312 | Kitchen | 0.05296%
20303 | 12 | 2 |  | Manual | 1 | Ceiling Fixture | Incandescent |  | Standard A Lamp | 2 | 65 | Kitchen | 2030312 | Kitchen | 0.05296%
20303 | 13 | 1 |  | Dimmer | 2 | Chandelier (Hanging) | Compact Fluorescent |  | Twist | 2 | 15 | Living Room | 2030313 | Living Room | 0.05296%
20303 | 14 | 1 |  | Manual | 1 | Ceiling Fixture | Incandescent |  | Standard A Lamp | 2 | 65 | Master Bedroom | 2030314 | Master Bedroom | 0.05296%
20303 | 14 | 2 |  | Manual | 1 | Table | Incandescent |  | Standard A Lamp | 1 | 60 | Master Bedroom | 2030314 | Master Bedroom | 0.05296%
20303 | 15 | 1 |  | Manual | 2 | Ceiling Fixture | Incandescent |  | Standard A Lamp | 1 | 40 | Hall | 2030315 | Hall | 0.05296%
20303 | 15 | 2 |  | Manual | 1 | Table | Compact Fluorescent |  | Twist | 1 | 15 | Hall | 2030315 | Hall | 0.05296%
20303 | 16 | 1 |  | Manual | 1 | Ceiling Fixture | Compact Fluorescent |  | Twist | 1 | 15 | Hall | 2030316 | Hall | 0.05296%
20303 | 17 | 1 |  | Manual | 1 | Ceiling Fixture | Incandescent |  | Standard A Lamp | 2 | 65 | Other | 2030317 | Other | 0.05296%
20305 | 1 | 1 |  | Manual | 1 | Ceiling Fixture | Incandescent |  | Standard A Lamp | 1 | 60 | Bathroom | 203051 | Bathroom | 0.02963%
20305 | 1 | 2 |  | Manual | 1 | Wall Mount | Incandescent |  | Globe | 3 | 60 | Bathroom | 203051 | Bathroom | 0.02963%
20305 | 2 | 1 |  | Manual | 1 | Ceiling Fixture | Incandescent |  | Standard A Lamp | 2 | 60 | Bathroom | 203052 | Bathroom | 0.02963%
20305 | 2 | 2 |  | Manual | 1 | Recessed Can | Incandescent |  | Standard A Lamp | 1 | 100 | Bathroom | 203052 | Bathroom | 0.02963%
20305 | 2 | 3 |  | Manual | 2 | Wall Mount | Incandescent |  | Globe | 3 | 60 | Bathroom | 203052 | Bathroom | 0.02963%
20305 | 3 | 1 |  | Manual | 1 | Ceiling Fixture | Incandescent |  | Standard A Lamp | 2 | 60 | Bedroom | 203053 | Bedroom | 0.02963%
20305 | 3 | 2 |  | Manual | 1 | Table | Incandescent |  | Decorative | 1 | 40 | Bedroom | 203053 | Bedroom | 0.02963%
20305 | 4 | 1 |  | Manual | 1 | Ceiling Fixture | Incandescent |  | Standard A Lamp | 2 | 60 | Bedroom | 203054 | Bedroom | 0.02963%
20305 | 5 | 1 |  | Manual | 1 | Ceiling Fixture | Incandescent |  | Standard A Lamp | 2 | 60 | Closet | 203055 | Closet | 0.02963%
20305 | 5 | 2 |  | Manual | 1 | Wall Mount | Incandescent |  | Globe | 3 | 60 | Closet | 203055 | Closet | 0.02963%
20305 | 6 | 1 |  | Manual | 1 | Ceiling Fixture | Incandescent |  | Standard A Lamp | 2 | 60 | Other | 203056 | Other | 0.02963%
20305 | 7 | 1 |  | Manual | 6 | Recessed Can | Incandescent |  | Reflector | 1 | 65 | Family Room | 203057 | Family Room | 0.02963%
20305 | 7 | 2 |  | Manual | 1 | Table | Incandescent |  | Standard A Lamp | 1 | 75 | Family Room | 203057 | Family Room | 0.02963%
20305 | 8 | 1 |  | Manual | 4 | Ceiling Fixture | Linear Fluorescent | 48 | T-12 | 2 | 40 | Garage | 203058 | Garage | 0.02963%
20305 | 8 | 2 |  | Timer | 2 | Garage door opener | Incandescent |  | Standard A Lamp | 1 | 60 | Garage | 203058 | Garage | 0.02963%
20305 | 9 | 1 |  | Manual | 4 | Recessed Can | Incandescent |  | Reflector | 1 | 65 | Kitchen | 203059 | Kitchen | 0.02963%
20305 | 9 | 2 |  | Manual | 1 | Track | Incandescent |  | Reflector | 3 | 65 | Kitchen | 203059 | Kitchen | 0.02963%
20305 | 9 | 3 |  | Manual | 1 | Other | Linear Fluorescent | 12 | T-4 | 2 | 16 | Kitchen | 203059 | Kitchen | 0.02963%
20305 | 10 | 1 |  | Manual | 2 | Ceiling Fixture | Incandescent |  | Standard A Lamp | 2 | 60 | Laundry Room | 2030510 | Laundry Room | 0.02963%
20305 | 11 | 1 |  | Manual | 1 | Chandelier (Hanging) | Incandescent |  | Standard A Lamp | 6 | 60 | Living Room | 2030511 | Living Room | 0.02963%
20305 | 11 | 2 |  | Manual | 1 | Table | Incandescent |  | Standard A Lamp | 1 | 100 | Living Room | 2030511 | Living Room | 0.02963%
20305 | 11 | 3 |  | Manual | 1 | Table | Compact Fluorescent |  | Twist | 1 | 22 | Living Room | 2030511 | Living Room | 0.02963%
20305 | 11 | 4 |  | Manual | 1 | Track | Halogen |  | PAR | 5 | 50 | Living Room | 2030511 | Living Room | 0.02963%
20305 | 12 | 1 |  | Manual | 1 | Table | Incandescent |  | Standard A Lamp | 1 | 75 | Master Bedroom | 2030512 | Master Bedroom | 0.02963%
20305 | 13 | 1 |  | Manual | 1 | Ceiling Fixture | Linear Fluorescent | 48 | T-12 | 2 | 40 | Other | 2030513 | Other | 0.02963%
20305 | 14 | 1 |  | Manual | 1 | Ceiling Fixture | Incandescent |  | Standard A Lamp | 2 | 60 | Bedroom | 2030514 | Bedroom | 0.02963%
20305 | 15 | 1 |  | Manual | 1 | Ceiling Fixture | Incandescent |  | Standard A Lamp | 1 | 60 | Hall | 2030515 | Hall | 0.02963%
20305 | 16 | 1 |  | Manual | 1 | Chandelier (Hanging) | Incandescent |  | Standard A Lamp | 2 | 75 | Other | 2030516 | Other | 0.02963%
20311 | 1 | 1 |  | Manual | 1 | Wall Mount | Compact Fluorescent |  | Twist | 8 | 15 | Bathroom | 203111 | Bathroom | 0.04008%
20311 | 2 | 1 |  | Manual | 1 | Wall Mount | Incandescent |  | Globe | 6 | 60 | Bathroom | 203112 | Bathroom | 0.04008%
20311 | 3 | 1 |  | Manual | 1 | Ceiling Fan | Incandescent |  | Standard A Lamp | 1 | 60 | Bedroom | 203113 | Bedroom | 0.04008%
20311 | 4 | 1 |  | Manual | 2 | Table | Compact Fluorescent |  | Twist | 1 | 15 | Bedroom | 203114 | Bedroom | 0.04008%
20311 | 4 | 2 |  | Manual | 1 | Ceiling Fixture | Compact Fluorescent |  | Twist | 2 | 15 | Bedroom | 203114 | Bedroom | 0.04008%
20311 | 5 | 1 |  | Manual | 1 | Ceiling Fixture | Compact Fluorescent |  | Twist | 2 | 15 | Bedroom | 203115 | Bedroom | 0.04008%
20311 | 5 | 2 |  | Manual | 1 | Table | Compact Fluorescent |  | Twist | 1 | 15 | Bedroom | 203115 | Bedroom | 0.04008%
20311 | 6 | 1 |  | Manual | 1 | Wall Mount | Linear Fluorescent | 48 | T-12 | 1 | 40 | Closet | 203116 | Closet | 0.04008%
20311 | 7 | 1 |  | Manual | 2 | Ceiling Fixture | Compact Fluorescent |  | Twist | 1 | 15 | Garage | 203117 | Garage | 0.04008%
20311 | 7 | 2 |  | Manual | 1 | Garage door opener | Incandescent |  | Standard A Lamp | 1 | 60 | Garage | 203117 | Garage | 0.04008%
20311 | 7 | 3 |  | Manual | 1 | Ceiling Fixture | Linear Fluorescent | 48 | T-12 | 2 | 40 | Garage | 203117 | Garage | 0.04008%
20311 | 8 | 1 |  | Manual | 3 | Ceiling Fixture | Compact Fluorescent |  | Twist | 2 | 15 | Hall | 203118 | Hall | 0.04008%
20311 | 9 | 1 |  | Manual | 5 | Recessed Can | Incandescent |  | Reflector | 1 | 65 | Kitchen | 203119 | Kitchen | 0.04008%
20311 | 9 | 2 |  | Manual | 1 | Chandelier (Hanging) | Incandescent |  | Decorative | 5 | 40 | Kitchen | 203119 | Kitchen | 0.04008%
20311 | 10 | 1 |  | Manual | 1 | Ceiling Fixture | Linear Fluorescent | 48 | T-12 | 2 | 40 | Laundry Room | 2031110 | Laundry Room | 0.04008%
20311 | 11 | 1 |  | Manual | 1 | Ceiling Fan | Incandescent |  | Decorative | 4 | 40 | Living Room | 2031111 | Living Room | 0.04008%
20311 | 11 | 2 |  | Manual | 1 | Recessed Can | Incandescent |  | Reflector | 1 | 65 | Living Room | 2031111 | Living Room | 0.04008%
20324 | 1 | 1 |  | Manual | 1 | Ceiling Fixture | Compact Fluorescent |  | Twist | 1 | 15 | Bathroom | 203241 | Bathroom | 0.04784%
20324 | 1 | 2 |  | Manual | 1 | Wall Mount | Incandescent |  | Globe | 5 | 60 | Bathroom | 203241 | Bathroom | 0.04784%
20324 | 2 | 1 |  | Manual | 1 | Wall Mount | Incandescent |  | Globe | 4 | 60 | Bathroom | 203242 | Bathroom | 0.04784%
20324 | 2 | 2 |  | Manual | 1 | Ceiling Fixture | Incandescent |  | Standard A Lamp | 2 | 60 | Bathroom | 203242 | Bathroom | 0.04784%
20324 | 3 | 1 |  | Manual | 1 | Ceiling Fixture | Incandescent |  | Standard A Lamp | 3 | 60 | Bedroom | 203243 | Bedroom | 0.04784%
20324 | 4 | 1 |  | Dimmer | 1 | Ceiling Fixture | Incandescent |  | Standard A Lamp | 2 | 60 | Bedroom | 203244 | Bedroom | 0.04784%
20324 | 4 | 2 |  | Manual | 2 | Table | Incandescent |  | Standard A Lamp | 2 | 60 | Bedroom | 203244 | Bedroom | 0.04784%
20324 | 5 | 1 |  | Manual | 1 | Ceiling Fixture | Compact Fluorescent |  | Twist | 4 | 15 | Bedroom | 203245 | Bedroom | 0.04784%
20324 | 5 | 2 |  | Manual | 2 | Wall Mount | Incandescent |  | Standard A Lamp | 1 | 60 | Bedroom | 203245 | Bedroom | 0.04784%
20324 | 7 | 1 |  | Manual | 2 | Ceiling Fixture | Linear Fluorescent | 48 | T-12 | 2 | 40 | Family Room | 203247 | Family Room | 0.04784%
20324 | 7 | 2 |  | Dimmer | 1 | Track | Halogen |  | MR | 4 | 20 | Family Room | 203247 | Family Room | 0.04784%
20324 | 8 | 1 |  | Manual | 6 | Ceiling Fixture | Incandescent |  | Standard A Lamp | 1 | 100 | Garage | 203248 | Garage | 0.04784%
20324 | 8 | 2 |  | Manual | 1 | Table | Compact Fluorescent |  | Circline (Screw Base) | 1 | 23 | Garage | 203248 | Garage | 0.04784%
20324 | 8 | 3 |  | Manual | 1 | Ceiling Fixture | Linear Fluorescent | 48 | T-12 | 3 | 40 | Garage | 203248 | Garage | 0.04784%
20324 | 8 | 4 |  | Manual | 1 | Garage door opener | Incandescent |  | Standard A Lamp | 2 | 60 | Garage | 203248 | Garage | 0.04784%
20324 | 8 | 5 |  | Manual | 1 | Table | Incandescent |  | Standard A Lamp | 1 | 60 | Garage | 203248 | Garage | 0.04784%
20324 | 8 | 6 |  | Manual | 2 | Ceiling Fixture | Linear Fluorescent | 48 | T-12 | 1 | 40 | Garage | 203248 | Garage | 0.04784%
20324 | 9 | 1 |  | Manual | 1 | Ceiling Fixture | Incandescent |  | Globe | 3 | 25 | Hall | 203249 | Hall | 0.04784%
20324 | 10 | 1 |  | Manual | 1 | Table | Incandescent |  | Standard A Lamp | 1 | 60 | Bedroom | 2032410 | Bedroom | 0.04784%
20324 | 11 | 1 |  | Manual | 1 | Ceiling Fixture | Linear Fluorescent | 48 | T-12 | 2 | 40 | Kitchen | 2032411 | Kitchen | 0.04784%
20324 | 12 | 1 |  | Manual | 1 | Chandelier (Hanging) | Incandescent |  | Decorative | 10 | 60 | Living Room | 2032412 | Living Room | 0.04784%
20324 | 12 | 2 |  | Manual | 1 | Wall Mount | Incandescent |  | Decorative | 2 | 60 | Living Room | 2032412 | Living Room | 0.04784%
20324 | 13 | 1 |  | Manual | 2 | Ceiling Fixture | Incandescent |  | Standard A Lamp | 1 | 60 | Other | 2032413 | Other | 0.04784%
20325 | 1 | 1 |  | Manual | 2 | Wall Mount | Incandescent |  | Standard A Lamp | 1 | 60 | Bathroom | 203251 | Bathroom | 0.04784%
20325 | 2 | 1 |  | Manual | 1 | Wall Mount | Incandescent |  | Globe | 3 | 40 | Bathroom | 203252 | Bathroom | 0.04784%
20325 | 3 | 1 |  | Manual | 1 | Ceiling Fan | Incandescent |  | Standard A Lamp | 1 | 60 | Bedroom | 203253 | Bedroom | 0.04784%
20325 | 3 | 2 |  | Manual | 1 | Floor lamp | Incandescent |  | Standard A Lamp | 3 | 60 | Bedroom | 203253 | Bedroom | 0.04784%
20325 | 4 | 1 |  | Dimmer | 1 | Chandelier (Hanging) | Incandescent |  | Standard A Lamp | 3 | 75 | Dining Room | 203254 | Dining Room | 0.04784%
20325 | 5 | 1 |  | Dimmer | 2 | Ceiling Fixture | Incandescent |  | Standard A Lamp | 2 | 60 | Hall | 203255 | Hall | 0.04784%
20325 | 5 | 2 |  | Manual | 1 | Wall Mount | Incandescent |  | Standard A Lamp | 1 | 60 | Hall | 203255 | Hall | 0.04784%
20325 | 6 | 1 |  | Manual | 1 | Ceiling Fixture | Incandescent |  | Standard A Lamp | 1 | 100 | Garage | 203256 | Garage | 0.04784%
20325 | 6 | 2 |  | Manual | 1 | Garage door opener | Incandescent |  | Standard A Lamp | 2 | 60 | Garage | 203256 | Garage | 0.04784%
20325 | 7 | 1 |  | Manual | 2 | Ceiling Fixture | Incandescent |  | Standard A Lamp | 1 | 200 | Garage | 203257 | Garage | 0.04784%
20325 | 8 | 1 |  | Manual | 1 | Track | Incandescent |  | Reflector | 4 | 75 | Hall | 203258 | Hall | 0.04784%
20325 | 9 | 1 |  | Manual | 1 | Track | Halogen |  | PAR | 9 | 50 | Kitchen | 203259 | Kitchen | 0.04784%
20325 | 9 | 2 |  | Manual | 2 | Recessed - other | Incandescent |  | Standard A Lamp | 1 | 60 | Kitchen | 203259 | Kitchen | 0.04784%
20325 | 9 | 3 |  | Dimmer | 1 | Ceiling Fixture | Incandescent |  | Standard A Lamp | 1 | 60 | Kitchen | 203259 | Kitchen | 0.04784%
20325 | 10 | 1 |  | Manual | 1 | Ceiling Fixture | Incandescent |  | Standard A Lamp | 1 | 60 | Laundry Room | 2032510 | Laundry Room | 0.04784%
20325 | 10 | 2 |  | Manual | 1 | Wall Mount | Incandescent |  | Standard A Lamp | 2 | 60 | Laundry Room | 2032510 | Laundry Room | 0.04784%
20325 | 11 | 1 |  | Manual | 2 | Recessed Can | Incandescent |  | Reflector | 1 | 65 | Living Room | 2032511 | Living Room | 0.04784%
20325 | 11 | 2 |  | Manual | 1 | Floor lamp | Incandescent |  | Standard A Lamp | 2 | 60 | Living Room | 2032511 | Living Room | 0.04784%
20325 | 11 | 3 |  | Manual | 1 | Table | Compact Fluorescent |  | Twist | 1 | 15 | Living Room | 2032511 | Living Room | 0.04784%
20325 | 12 | 1 |  | Manual | 1 | Wall Mount | Incandescent |  | Clear | 6 | 40 | Bathroom | 2032512 | Bathroom | 0.04784%
20325 | 13 | 1 |  | Dimmer | 1 | Ceiling Fixture | Incandescent |  | Standard A Lamp | 1 | 60 | Master Bedroom | 2032513 | Master Bedroom | 0.04784%
20325 | 13 | 2 |  | Dimmer | 2 | Table | Halogen |  | Quartz Tube | 1 | 100 | Master Bedroom | 2032513 | Master Bedroom | 0.04784%
20325 | 15 | 1 |  | Manual | 1 | Table | Incandescent |  | 3-Way Incandescent | 1 | 100 | Office | 2032515 | Office | 0.04784%
20325 | 15 | 2 |  | Manual | 1 | Ceiling Fan | Incandescent |  | Standard A Lamp | 1 | 75 | Office | 2032515 | Office | 0.04784%
20325 | 16 | 1 |  | Manual | 1 | Ceiling Fixture | Incandescent |  | Standard A Lamp | 1 | 60 | Hall | 2032516 | Hall | 0.04784%
20325 | 17 | 1 |  | Manual | 5 | Ceiling Fixture | Linear Fluorescent | 72 | T-12 | 2 | 42 | Other | 2032517 | Other | 0.04784%
20325 | 18 | 1 |  | Manual | 3 | Ceiling Fixture | Incandescent |  | Standard A Lamp | 1 | 75 | Garage | 2032518 | Garage | 0.04784%
20325 | 19 | 1 |  | Manual | 1 | Ceiling Fixture | Incandescent |  | Standard A Lamp | 2 | 60 | Closet | 2032519 | Closet | 0.04784%
20325 | 19 | 2 |  | Manual | 1 | Ceiling Fan | Incandescent |  | Standard A Lamp | 1 | 60 | Closet | 2032519 | Closet | 0.04784%
20325 | 19 | 3 |  | Manual | 1 | Table | Incandescent |  | Standard A Lamp | 1 | 60 | Closet | 2032519 | Closet | 0.04784%
20338 | 1 | 1 |  | Manual | 1 | Ceiling Fixture | Linear Fluorescent | 48 | T-8 | 3 | 32 | Kitchen | 203381 | Kitchen | 0.02963%
20338 | 1 | 2 |  | Manual | 1 | Ceiling Fixture | Compact Fluorescent |  | Twist | 1 | 15 | Kitchen | 203381 | Kitchen | 0.02963%
20338 | 2 | 1 |  | Manual | 1 | Ceiling Fixture | Compact Fluorescent |  | Twist | 2 | 15 | Master Bedroom | 203382 | Master Bedroom | 0.02963%
20338 | 3 | 1 |  | Manual | 1 | Wall Mount | Compact Fluorescent |  | Twist | 2 | 15 | Bathroom | 203383 | Bathroom | 0.02963%
20338 | 4 | 1 |  | Manual | 1 | Ceiling Fixture | Compact Fluorescent |  | Twist | 1 | 15 | Closet | 203384 | Closet | 0.02963%
20338 | 5 | 1 |  | Manual | 1 | Chandelier (Hanging) | Incandescent |  | Standard A Lamp | 6 | 60 | Living Room | 203385 | Living Room | 0.02963%
20338 | 5 | 2 |  | Manual | 1 | Table | Compact Fluorescent |  | Twist | 1 | 15 | Living Room | 203385 | Living Room | 0.02963%
20338 | 6 | 1 |  | Manual | 2 | Wall Mount | Compact Fluorescent |  | Twist | 1 | 15 | Hall | 203386 | Hall | 0.02963%
20338 | 7 | 1 |  | Manual | 1 | Ceiling Fixture | Compact Fluorescent |  | Twist | 2 | 15 | Bedroom | 203387 | Bedroom | 0.02963%
20338 | 8 | 1 |  | Manual | 1 | Ceiling Fixture | Linear Fluorescent | 48 | T-8 | 3 | 32 | Laundry Room | 203388 | Laundry Room | 0.02963%
20338 | 9 | 1 |  | Manual | 1 | Wall Mount | Compact Fluorescent |  | Twist | 2 | 15 | Bathroom | 203389 | Bathroom | 0.02963%
20338 | 10 | 1 |  | Manual | 1 | Ceiling Fixture | Compact Fluorescent |  | Twist | 2 | 15 | Bedroom | 2033810 | Bedroom | 0.02963%
20338 | 11 | 1 |  | Manual | 1 | Ceiling Fixture | Compact Fluorescent |  | Twist | 2 | 15 | Bedroom | 2033811 | Bedroom | 0.02963%
20338 | 12 | 1 |  | Manual | 1 | Ceiling Fixture | Compact Fluorescent |  | Twist | 1 | 15 | Closet | 2033812 | Closet | 0.02963%
20340 | 1 | 1 |  | Manual | 1 | Wall Mount | Compact Fluorescent |  | Twist | 4 | 15 | Bathroom | 203401 | Bathroom | 0.04008%
20340 | 2 | 1 |  | Manual | 1 | Wall Mount | Incandescent |  | Standard A Lamp | 3 | 60 | Bathroom | 203402 | Bathroom | 0.04008%
20340 | 2 | 2 |  | Manual | 1 | Ceiling Fixture | Compact Fluorescent |  | Twist | 1 | 15 | Bathroom | 203402 | Bathroom | 0.04008%
20340 | 3 | 1 |  | Manual | 2 | Table | Incandescent |  | Standard A Lamp | 1 | 60 | Bedroom | 203403 | Bedroom | 0.04008%
20340 | 3 | 2 |  | Manual | 1 | Ceiling Fixture | Incandescent |  | Standard A Lamp | 2 | 60 | Bedroom | 203403 | Bedroom | 0.04008%
20340 | 4 | 1 |  | Manual | 1 | Ceiling Fixture | Incandescent |  | Standard A Lamp | 2 | 60 | Bedroom | 203404 | Bedroom | 0.04008%
20340 | 4 | 2 |  | Manual | 2 | Table | Incandescent |  | Standard A Lamp | 1 | 40 | Bedroom | 203404 | Bedroom | 0.04008%
20340 | 5 | 1 |  | Manual | 1 | Ceiling Fixture | Compact Fluorescent |  | Twist | 2 | 22 | Bedroom | 203405 | Bedroom | 0.04008%
20340 | 6 | 1 |  | Manual | 2 | Ceiling Fixture | Linear Fluorescent | 48 | T-12 | 2 | 40 | Bedroom | 203406 | Bedroom | 0.04008%
20340 | 7 | 1 |  | Manual | 1 | Ceiling Fan | Incandescent |  | Standard A Lamp | 4 | 60 | Family Room | 203407 | Family Room | 0.04008%
20340 | 7 | 2 |  | Manual | 4 | Track | Compact Fluorescent |  | Reflector | 1 | 15 | Family Room | 203407 | Family Room | 0.04008%
20340 | 8 | 1 |  | Manual | 4 | Ceiling Fixture | Compact Fluorescent |  | Twist | 1 | 22 | Garage | 203408 | Garage | 0.04008%
20340 | 9 | 1 |  | Manual | 1 | Chandelier (Hanging) | Compact Fluorescent |  | Twist | 3 | 15 | Hall | 203409 | Hall | 0.04008%
20340 | 9 | 2 |  | Manual | 1 | Ceiling Fixture | Compact Fluorescent |  | Twist | 1 | 15 | Hall | 203409 | Hall | 0.04008%
20340 | 10 | 1 |  | Manual | 1 | Ceiling Fixture | Linear Fluorescent | 48 | T-5 | 2 | 32 | Kitchen | 2034010 | Kitchen | 0.04008%
20340 | 11 | 1 |  | Manual | 2 | Floor lamp | Compact Fluorescent |  | Twist | 1 | 22 | Laundry Room | 2034011 | Laundry Room | 0.04008%
20340 | 11 | 2 |  | Manual | 1 | Ceiling Fixture | Compact Fluorescent |  | Twist | 1 | 15 | Laundry Room | 2034011 | Laundry Room | 0.04008%
20344 | 1 | 1 |  | Manual | 1 | Wall Mount | Incandescent |  | Standard A Lamp | 2 | 60 | Bathroom | 203441 | Bathroom | 0.02845%
20344 | 2 | 1 |  | Manual | 2 | Table | Compact Fluorescent |  | Twist | 2 | 15 | Bedroom | 203442 | Bedroom | 0.02845%
20344 | 3 | 1 |  | Manual | 1 | Chandelier (Hanging) | Incandescent |  | Globe | 5 | 100 | Living Room | 203443 | Living Room | 0.02845%
20344 | 3 | 2 |  | Manual | 1 | Ceiling Fan | Incandescent |  | Standard A Lamp | 1 | 60 | Living Room | 203443 | Living Room | 0.02845%
20344 | 3 | 3 |  | Manual | 2 | Table | Incandescent |  | Standard A Lamp | 1 | 60 | Living Room | 203443 | Living Room | 0.02845%
20344 | 4 | 1 |  | Manual | 2 | Ceiling Fixture | Linear Fluorescent | 120 | T-8 | 2 | 60 | Garage | 203444 | Garage | 0.02845%
20344 | 5 | 1 |  | Manual | 3 | Chandelier (Hanging) | Incandescent |  | Standard A Lamp | 3 | 100 | Kitchen | 203445 | Kitchen | 0.02845%
20344 | 6 | 1 |  | Manual | 1 | Ceiling Fixture | Incandescent |  | Standard A Lamp | 2 | 60 | Laundry Room | 203446 | Laundry Room | 0.02845%
20344 | 7 | 1 |  | Manual | 1 | Ceiling Fan | Incandescent |  | Standard A Lamp | 3 | 60 | Master Bedroom | 203447 | Master Bedroom | 0.02845%
20344 | 7 | 2 |  | Manual | 2 | Table | Incandescent |  | Standard A Lamp | 1 | 60 | Master Bedroom | 203447 | Master Bedroom | 0.02845%
20344 | 8 | 1 |  | Manual | 1 | Wall Mount | Compact Fluorescent |  | Twist | 3 | 15 | Bathroom | 203448 | Bathroom | 0.02845%
20344 | 8 | 2 |  | Manual | 1 | Ceiling Fixture | Incandescent |  | Standard A Lamp | 2 | 60 | Bathroom | 203448 | Bathroom | 0.02845%
20351 | 1 | 1 |  | Manual | 1 | Wall Mount | Linear Fluorescent | 24 | T-8 | 2 | 17 | Bathroom | 203511 | Bathroom | 0.05296%
20351 | 2 | 1 |  | Manual | 1 | Ceiling Fixture | Incandescent |  | Standard A Lamp | 2 | 40 | Bedroom | 203512 | Bedroom | 0.05296%
20351 | 3 | 1 |  | Manual | 1 | Ceiling Fixture | Incandescent |  | Standard A Lamp | 2 | 40 | Bedroom | 203513 | Bedroom | 0.05296%
20351 | 3 | 2 |  | Manual | 1 | Table | Compact Fluorescent |  | Twist | 1 | 10 | Bedroom | 203513 | Bedroom | 0.05296%
20351 | 4 | 1 |  | Manual | 1 | Ceiling Fixture | Incandescent |  | Standard A Lamp | 2 | 60 | Hall | 203514 | Hall | 0.05296%
20351 | 5 | 1 |  | Manual | 1 | Ceiling Fixture | Linear Fluorescent | 48 | T-8 | 2 | 32 | Kitchen | 203515 | Kitchen | 0.05296%
20351 | 5 | 2 |  | Manual | 1 | Wall Mount | Compact Fluorescent |  | Twist | 1 | 15 | Kitchen | 203515 | Kitchen | 0.05296%
20351 | 6 | 1 |  | Manual | 1 | Table | Incandescent |  | Clear | 1 | 60 | Living Room | 203516 | Living Room | 0.05296%
20351 | 7 | 1 |  | Manual | 1 | Ceiling Fixture | Incandescent |  | Standard A Lamp | 2 | 40 | Other | 203517 | Other | 0.05296%
20357 | 1 | 1 |  | Manual | 1 | Wall Mount | Incandescent |  | Globe | 3 | 40 | Bathroom | 203571 | Bathroom | 0.04008%
20357 | 1 | 2 |  | Manual | 1 | Ceiling Fixture | Incandescent |  | Standard A Lamp | 1 | 60 | Bathroom | 203571 | Bathroom | 0.04008%
20357 | 2 | 1 |  | Manual | 1 | Table | Incandescent |  | Standard A Lamp | 2 | 60 | Bedroom | 203572 | Bedroom | 0.04008%
20357 | 2 | 2 |  | Manual | 1 | Ceiling Fixture | Incandescent |  | Standard A Lamp | 1 | 60 | Bedroom | 203572 | Bedroom | 0.04008%
20357 | 3 | 1 |  | Manual | 1 | Ceiling Fixture | Incandescent |  | Standard A Lamp | 1 | 60 | Other | 203573 | Other | 0.04008%
20357 | 3 | 2 |  | Manual | 1 | Ceiling Fixture | Linear Fluorescent | 48 | T-12 | 2 | 40 | Other | 203573 | Other | 0.04008%
20357 | 3 | 3 |  | Manual | 1 | Table | Incandescent |  | Reflector | 1 | 40 | Other | 203573 | Other | 0.04008%
20357 | 4 | 1 |  | Manual | 1 | Ceiling Fixture | Linear Fluorescent | 48 | T-12 | 1 | 40 | Kitchen | 203574 | Kitchen | 0.04008%
20357 | 4 | 2 |  | Manual | 1 | Ceiling Fixture | Linear Fluorescent | 48 | T-8 | 2 | 32 | Kitchen | 203574 | Kitchen | 0.04008%
20357 | 4 | 3 |  | Manual | 1 | Ceiling Fixture | Incandescent |  | Standard A Lamp | 1 | 60 | Kitchen | 203574 | Kitchen | 0.04008%
20357 | 4 | 4 | added a lamp wattage of 20 based on lamp type selected per ecotopes instructions. | Manual | 1 | Ceiling Fixture | Linear Fluorescent | 24 | T-12 | 2 | 20 | Kitchen | 203574 | Kitchen | 0.04008%
20357 | 5 | 1 |  | Manual | 1 | Ceiling Fixture | Linear Fluorescent | 48 | T-8 | 2 | 32 | Laundry Room | 203575 | Laundry Room | 0.04008%
20357 | 6 | 1 |  | Manual | 2 | Ceiling Fixture | Incandescent |  | Standard A Lamp | 2 | 60 | Living Room | 203576 | Living Room | 0.04008%
20357 | 6 | 2 |  | Manual | 3 | Floor lamp | Incandescent |  | Standard A Lamp | 1 | 60 | Living Room | 203576 | Living Room | 0.04008%
20360 | 1 | 1 |  | Manual | 1 | Ceiling Fixture | Incandescent |  | Standard A Lamp | 1 | 60 | Bathroom | 203601 | Bathroom | 0.04732%
20360 | 2 | 1 |  | Manual | 1 | Ceiling Fixture | Incandescent |  | Standard A Lamp | 1 | 60 | Bathroom | 203602 | Bathroom | 0.04732%
20360 | 3 | 1 |  | Manual | 1 | Ceiling Fixture | Incandescent |  | Standard A Lamp | 2 | 60 | Bedroom | 203603 | Bedroom | 0.04732%
20360 | 3 | 2 |  | Manual | 1 | Torchiere | Compact Fluorescent |  | Twist | 1 | 22 | Bedroom | 203603 | Bedroom | 0.04732%
20360 | 4 | 1 |  | Manual | 1 | Ceiling Fan | Incandescent |  | Decorative | 3 | 40 | Bedroom | 203604 | Bedroom | 0.04732%
20360 | 5 | 1 |  | Manual | 1 | Ceiling Fan | Incandescent |  | Standard A Lamp | 1 | 100 | Office | 203605 | Office | 0.04732%
20360 | 6 | 1 |  | Manual | 1 | Ceiling Fixture | Incandescent |  | Standard A Lamp | 1 | 75 | Closet | 203606 | Closet | 0.04732%
20360 | 7 | 1 |  | Manual | 4 | Ceiling Fixture | Incandescent |  | Standard A Lamp | 2 | 60 | Family Room | 203607 | Family Room | 0.04732%
20360 | 7 | 2 |  | Manual | 1 | Table | Incandescent |  | Standard A Lamp | 1 | 60 | Family Room | 203607 | Family Room | 0.04732%
20360 | 8 | 1 |  | Timer | 1 | Exit | Incandescent |  | Standard A Lamp | 2 | 60 | Garage | 203608 | Garage | 0.04732%
20360 | 8 | 2 |  | Manual | 4 | Ceiling Fixture | Linear Fluorescent | 48 | T-8 | 2 | 32 | Garage | 203608 | Garage | 0.04732%
20360 | 9 | 1 |  | Manual | 2 | Ceiling Fixture | Incandescent |  | Standard A Lamp | 1 | 60 | Hall | 203609 | Hall | 0.04732%
20360 | 10 | 1 |  | Manual | 2 | Ceiling Fan | Incandescent |  | Standard A Lamp | 3 | 60 | Kitchen | 2036010 | Kitchen | 0.04732%
20360 | 10 | 2 |  | Manual | 1 | Architectural | Incandescent |  | Standard A Lamp | 1 | 60 | Kitchen | 2036010 | Kitchen | 0.04732%
20360 | 11 | 1 |  | Manual | 1 | Ceiling Fixture | Incandescent |  | Standard A Lamp | 3 | 60 | Laundry Room | 2036011 | Laundry Room | 0.04732%
20360 | 11 | 2 |  | Manual | 1 | Ceiling Fixture | Compact Fluorescent |  | Twist | 1 | 22 | Laundry Room | 2036011 | Laundry Room | 0.04732%
20360 | 12 | 1 |  | Manual | 1 | Table | Incandescent |  | Standard A Lamp | 1 | 75 | Living Room | 2036012 | Living Room | 0.04732%
20360 | 12 | 2 |  | Manual | 1 | Table | Incandescent |  | Standard A Lamp | 1 | 75 | Living Room | 2036012 | Living Room | 0.04732%
20360 | 12 | 3 |  | Manual | 1 | Table | Incandescent |  | Standard A Lamp | 1 | 40 | Living Room | 2036012 | Living Room | 0.04732%
20360 | 13 | 1 |  | Manual | 2 | Table | Incandescent |  | Standard A Lamp | 1 | 60 | Master Bedroom | 2036013 | Master Bedroom | 0.04732%
20360 | 14 | 1 |  | Manual | 1 | Ceiling Fixture | Incandescent |  | Standard A Lamp | 1 | 75 | Other | 2036014 | Other | 0.04732%
20360 | 15 | 1 |  | Manual | 1 | Ceiling Fixture | Incandescent |  | Standard A Lamp | 1 | 60 | Other | 2036015 | Other | 0.04732%
20363 | 1 | 1 |  | Manual | 1 | Ceiling Fixture | Compact Fluorescent |  | Twist | 1 | 40 | Living Room | 203631 | Living Room | 0.05296%
20363 | 1 | 2 |  | Manual | 1 | Ceiling Fan | Compact Fluorescent |  | Twist | 3 | 15 | Living Room | 203631 | Living Room | 0.05296%
20363 | 1 | 3 |  | Manual | 1 | Table | Incandescent |  | Standard A Lamp | 1 | 75 | Living Room | 203631 | Living Room | 0.05296%
20363 | 2 | 1 |  | Manual | 1 | Ceiling Fixture | Incandescent |  | Standard A Lamp | 1 | 75 | Bathroom | 203632 | Bathroom | 0.05296%
20363 | 2 | 2 |  | Manual | 1 | Wall Mount | Incandescent |  | Globe | 6 | 40 | Bathroom | 203632 | Bathroom | 0.05296%
20363 | 3 | 1 |  | Manual | 1 | Ceiling Fixture | Incandescent |  | Standard A Lamp | 2 | 60 | Bedroom | 203633 | Bedroom | 0.05296%
20363 | 4 | 1 |  | Manual | 1 | Ceiling Fixture | Incandescent |  | Standard A Lamp | 1 | 60 | Bedroom | 203634 | Bedroom | 0.05296%
20363 | 5 | 1 |  | Manual | 1 | Ceiling Fixture | Incandescent |  | Standard A Lamp | 2 | 60 | Bedroom | 203635 | Bedroom | 0.05296%
20363 | 5 | 2 |  | Manual | 1 | Table | Incandescent |  | Standard A Lamp | 1 | 75 | Bedroom | 203635 | Bedroom | 0.05296%
20363 | 6 | 1 |  | Manual | 1 | Ceiling Fixture | Incandescent |  | Standard A Lamp | 5 | 60 | Dining Room | 203636 | Dining Room | 0.05296%
20363 | 7 | 1 |  | Manual | 2 | Ceiling Fixture | Incandescent |  | Standard A Lamp | 1 | 60 | Hall | 203637 | Hall | 0.05296%
20363 | 8 | 1 |  | Manual | 2 | Ceiling Fixture | Incandescent |  | Standard A Lamp | 1 | 60 | Hall | 203638 | Hall | 0.05296%
20363 | 9 | 1 |  | Manual | 1 | Ceiling Fixture | Linear Fluorescent | 48 | Fluorescent Unknown | 2 | 40 | Kitchen | 203639 | Kitchen | 0.05296%
20363 | 9 | 2 |  | Manual | 1 | Ceiling Fixture | Compact Fluorescent |  | Twist | 2 | 22 | Kitchen | 203639 | Kitchen | 0.05296%
20363 | 10 | 1 |  | Manual | 1 | Ceiling Fixture | Incandescent |  | Standard A Lamp | 1 | 60 | Laundry Room | 2036310 | Laundry Room | 0.05296%
20363 | 11 | 1 |  | Manual | 1 | Wall Mount | Incandescent |  | Globe | 6 | 40 | Bathroom | 2036311 | Bathroom | 0.05296%
20363 | 11 | 2 |  | Manual | 1 | Ceiling Fixture | Incandescent |  | Standard A Lamp | 1 | 60 | Bathroom | 2036311 | Bathroom | 0.05296%
20363 | 12 | 1 |  | Manual | 1 | Ceiling Fixture | Incandescent |  | Standard A Lamp | 2 | 60 | Master Bedroom | 2036312 | Master Bedroom | 0.05296%
20371 | 1 | 1 |  | Manual | 1 | Ceiling Fixture | Linear Fluorescent | 22 | T-8 | 4 | 16 | Other | 203711 | Other | 0.04784%
20371 | 2 | 1 |  | Manual | 1 | Ceiling Fixture | Incandescent |  | Standard A Lamp | 1 | 60 | Other | 203712 | Other | 0.04784%
20371 | 3 | 1 |  | Manual | 1 | Ceiling Fan | Incandescent |  | Standard A Lamp | 1 | 60 | Family Room | 203713 | Family Room | 0.04784%
20371 | 4 | 1 |  | Manual | 1 | Ceiling Fixture | Incandescent |  | Standard A Lamp | 1 | 60 | Garage | 203714 | Garage | 0.04784%
20371 | 5 | 1 |  | Manual | 2 | Ceiling Fixture | Incandescent |  | Standard A Lamp | 1 | 40 | Hall | 203715 | Hall | 0.04784%
20371 | 6 | 1 |  | Manual | 1 | Ceiling Fixture | Compact Fluorescent |  | Twist | 1 | 15 | Hall | 203716 | Hall | 0.04784%
20371 | 7 | 1 |  | Manual | 1 | Ceiling Fixture | Linear Fluorescent | 44 | T-8 | 2 | 32 | Kitchen | 203717 | Kitchen | 0.04784%
20371 | 8 | 1 |  | Manual | 1 | Ceiling Fixture | Incandescent |  | Standard A Lamp | 2 | 60 | Laundry Room | 203718 | Laundry Room | 0.04784%
20371 | 9 | 1 |  | Manual | 1 | Ceiling Fan | Incandescent |  | Standard A Lamp | 1 | 60 | Living Room | 203719 | Living Room | 0.04784%
20371 | 9 | 2 |  | Manual | 1 | Torchiere | Incandescent |  | Standard A Lamp | 2 | 40 | Living Room | 203719 | Living Room | 0.04784%
20371 | 9 | 3 |  | Manual | 1 | Table | Compact Fluorescent |  | Straight Tube | 1 | 28 | Living Room | 203719 | Living Room | 0.04784%
20371 | 10 | 1 |  | Manual | 1 | Ceiling Fixture | Compact Fluorescent |  | Twist | 1 | 15 | Bedroom | 2037110 | Bedroom | 0.04784%
20371 | 10 | 2 |  | Manual | 1 | Table | Incandescent |  | Mini base | 1 | 25 | Bedroom | 2037110 | Bedroom | 0.04784%
20371 | 11 | 1 |  | Manual | 1 | Wall Mount | Incandescent |  | Globe | 4 | 40 | Bathroom | 2037111 | Bathroom | 0.04784%
20371 | 12 | 1 |  | Manual | 1 | Ceiling Fixture | Incandescent |  | Standard A Lamp | 2 | 60 | Bedroom | 2037112 | Bedroom | 0.04784%
20371 | 13 | 1 |  | Manual | 1 | Ceiling Fixture | Incandescent |  | Standard A Lamp | 2 | 60 | Bedroom | 2037113 | Bedroom | 0.04784%
20371 | 13 | 2 |  | Dimmer | 1 | Table | Incandescent |  | Mini base | 1 | 25 | Bedroom | 2037113 | Bedroom | 0.04784%
20374 | 1 | 1 |  | Manual | 1 | Wall Mount | Incandescent |  | Standard A Lamp | 3 | 60 | Bathroom | 203741 | Bathroom | 0.2054%
20374 | 2 | 1 |  | Manual | 2 | High bay | Incandescent |  | Standard A Lamp | 2 | 60 | Bathroom | 203742 | Bathroom | 0.2054%
20374 | 2 | 2 |  | Manual | 1 | Recessed Can | Incandescent |  | Reflector | 1 | 65 | Bathroom | 203742 | Bathroom | 0.2054%
20374 | 2 | 3 |  | Manual | 1 | Ceiling Fixture | Incandescent |  | Standard A Lamp | 3 | 60 | Bathroom | 203742 | Bathroom | 0.2054%
20374 | 3 | 1 |  | Manual | 2 | Recessed Can | Incandescent |  | Reflector | 1 | 65 | Bedroom | 203743 | Bedroom | 0.2054%
20374 | 3 | 2 |  | Manual | 1 | Table | Incandescent |  | Standard A Lamp | 1 | 60 | Bedroom | 203743 | Bedroom | 0.2054%
20374 | 4 | 1 |  | Manual | 1 | Chandelier (Hanging) | Incandescent |  | Globe | 6 | 40 | Dining Room | 203744 | Dining Room | 0.2054%
20374 | 4 | 2 |  | Manual | 2 | Wall Mount | Incandescent |  | Globe | 1 | 40 | Dining Room | 203744 | Dining Room | 0.2054%
20374 | 4 | 3 |  | Manual | 1 | Table | Incandescent |  | 3-Way Incandescent | 1 | 100 | Dining Room | 203744 | Dining Room | 0.2054%
20374 | 5 | 1 |  | Manual | 3 | Ceiling Fixture | Linear Fluorescent | 60 | T-12 | 2 | 40 | Garage | 203745 | Garage | 0.2054%
20374 | 6 | 1 |  | Manual | 8 | Recessed Can | Incandescent |  | Reflector | 1 | 65 | Kitchen | 203746 | Kitchen | 0.2054%
20374 | 6 | 2 |  | Manual | 1 | Table | Incandescent |  | Standard A Lamp | 1 | 100 | Kitchen | 203746 | Kitchen | 0.2054%
20374 | 6 | 3 |  | Manual | 1 | Architectural | Linear Fluorescent | 48 | T-8 | 1 | 20 | Kitchen | 203746 | Kitchen | 0.2054%
20374 | 7 | 1 |  | Manual | 1 | Ceiling Fixture | Linear Fluorescent | 60 | T-12 | 2 | 40 | Laundry Room | 203747 | Laundry Room | 0.2054%
20374 | 8 | 1 |  | Manual | 2 | Floor lamp | Incandescent |  | 3-Way Incandescent | 1 | 100 | Living Room | 203748 | Living Room | 0.2054%
20374 | 8 | 2 |  | Manual | 1 | Torchiere | Incandescent |  | 3-Way Incandescent | 1 | 200 | Living Room | 203748 | Living Room | 0.2054%
20374 | 8 | 3 |  | Manual | 1 | Recessed Can | Incandescent |  | Reflector | 1 | 65 | Living Room | 203748 | Living Room | 0.2054%
20374 | 9 | 1 |  | Manual | 3 | Table | Incandescent |  | Standard A Lamp | 1 | 75 | Master Bedroom | 203749 | Master Bedroom | 0.2054%
20374 | 9 | 2 |  | Manual | 1 | Floor lamp | Incandescent |  | Standard A Lamp | 1 | 125 | Master Bedroom | 203749 | Master Bedroom | 0.2054%
20374 | 10 | 1 |  | Manual | 2 | Ceiling Fixture | Incandescent |  | Standard A Lamp | 2 | 60 | Closet | 2037410 | Closet | 0.2054%
20374 | 11 | 1 |  | Manual | 1 | Floor lamp | Incandescent |  | 3-Way Incandescent | 1 | 100 | Office | 2037411 | Office | 0.2054%
20374 | 11 | 2 |  | Manual | 1 | Table | Incandescent |  | Standard A Lamp | 1 | 60 | Office | 2037411 | Office | 0.2054%
20374 | 11 | 3 |  | Manual | 1 | Floor lamp | Compact Fluorescent |  | Straight Tube | 1 | 22 | Office | 2037411 | Office | 0.2054%
20374 | 11 | 4 |  | Manual | 1 | Recessed Can | Incandescent |  | Reflector | 1 | 65 | Office | 2037411 | Office | 0.2054%
20374 | 12 | 1 |  | Manual | 2 | Recessed Can | Incandescent |  | Reflector | 1 | 65 | Hall | 2037412 | Hall | 0.2054%
20381 | 1 | 1 |  | Manual | 1 | Wall Mount | Incandescent |  | Globe | 3 | 25 | Bathroom | 203811 | Bathroom | 0.02963%
20381 | 2 | 1 |  | Manual | 1 | Table | Incandescent |  | Standard A Lamp | 1 | 100 | Bedroom | 203812 | Bedroom | 0.02963%
20381 | 3 | 1 |  | Manual | 3 | Chandelier (Hanging) | Incandescent |  | Standard A Lamp | 1 | 60 | Family Room | 203813 | Family Room | 0.02963%
20381 | 3 | 2 |  | Manual | 4 | Table | Incandescent |  | Standard A Lamp | 1 | 150 | Family Room | 203813 | Family Room | 0.02963%
20381 | 3 | 3 |  | Manual | 3 | Wall Mount | Incandescent |  | Standard A Lamp | 2 | 60 | Family Room | 203813 | Family Room | 0.02963%
20381 | 4 | 1 |  | Manual | 2 | Ceiling Fixture | Incandescent |  | Standard A Lamp | 1 | 100 | Other | 203814 | Other | 0.02963%
20381 | 5 | 1 |  | Manual | 1 | Wall Mount | Incandescent |  | Globe | 3 | 40 | Bathroom | 203815 | Bathroom | 0.02963%
20381 | 5 | 2 |  | Photo | 1 | Other | Incandescent |  | Mini base | 1 | 5 | Bathroom | 203815 | Bathroom | 0.02963%
20381 | 6 | 1 |  | Manual | 1 | Ceiling Fan | Incandescent |  | Standard A Lamp | 3 | 60 | Bedroom | 203816 | Bedroom | 0.02963%
20381 | 6 | 2 |  | Manual | 1 | Floor lamp | Incandescent |  | Standard A Lamp | 1 | 150 | Bedroom | 203816 | Bedroom | 0.02963%
20381 | 6 | 3 |  | Manual | 1 | Floor lamp | Incandescent |  | Standard A Lamp | 2 | 100 | Bedroom | 203816 | Bedroom | 0.02963%
20381 | 7 | 1 |  | Manual | 1 | Ceiling Fixture | Incandescent |  | Standard A Lamp | 1 | 90 | Garage | 203817 | Garage | 0.02963%
20381 | 7 | 2 |  | Motion | 1 | Garage door opener | Incandescent |  | Standard A Lamp | 1 | 100 | Garage | 203817 | Garage | 0.02963%
20381 | 8 | 1 |  | Manual | 1 | Ceiling Fixture | Incandescent |  | Standard A Lamp | 1 | 60 | Hall | 203818 | Hall | 0.02963%
20381 | 9 | 1 |  | Manual | 2 | Ceiling Fixture | Incandescent |  | Standard A Lamp | 2 | 60 | Living Room | 203819 | Living Room | 0.02963%
20381 | 9 | 2 |  | Manual | 1 | Ceiling Fan | Incandescent |  | Standard A Lamp | 4 | 60 | Living Room | 203819 | Living Room | 0.02963%
20381 | 9 | 3 |  | Manual | 3 | Table | Incandescent |  | Standard A Lamp | 1 | 60 | Living Room | 203819 | Living Room | 0.02963%
20381 | 9 | 4 |  | Manual | 1 | Floor lamp | Incandescent |  | Standard A Lamp | 2 | 100 | Living Room | 203819 | Living Room | 0.02963%
20381 | 9 | 5 |  | Manual | 1 | Ceiling Fixture | Incandescent |  | Standard A Lamp | 1 | 68 | Living Room | 203819 | Living Room | 0.02963%
20381 | 10 | 1 |  | Manual | 1 | Ceiling Fan | Incandescent |  | Standard A Lamp | 4 | 60 | Kitchen | 2038110 | Kitchen | 0.02963%
20381 | 10 | 2 |  | Manual | 2 | Ceiling Fixture | Incandescent |  | Standard A Lamp | 1 | 60 | Kitchen | 2038110 | Kitchen | 0.02963%
20381 | 11 | 1 |  | Dimmer | 1 | Ceiling Fan | Incandescent |  | Standard A Lamp | 3 | 60 | Bedroom | 2038111 | Bedroom | 0.02963%
20381 | 11 | 2 |  | Manual | 1 | Table | Incandescent |  | Standard A Lamp | 1 | 100 | Bedroom | 2038111 | Bedroom | 0.02963%
20381 | 11 | 3 |  | Photo | 1 | Other | Incandescent |  | Mini base | 1 | 5 | Bedroom | 2038111 | Bedroom | 0.02963%
20381 | 12 | 1 |  | Manual | 1 | Ceiling Fan | Incandescent |  | Standard A Lamp | 3 | 60 | Bedroom | 2038112 | Bedroom | 0.02963%
20381 | 12 | 2 |  | Manual | 2 | Table | Incandescent |  | Standard A Lamp | 1 | 100 | Bedroom | 2038112 | Bedroom | 0.02963%
20381 | 13 | 1 |  | Manual | 1 | Recessed Can | Incandescent |  | Standard A Lamp | 1 | 75 | Hall | 2038113 | Hall | 0.02963%
20381 | 14 | 1 |  | Manual | 1 | Ceiling Fixture | Incandescent |  | Standard A Lamp | 1 | 100 | Other | 2038114 | Other | 0.02963%
20384 | 1 | 1 | changed wattage from unk to 75 | Manual | 1 | Ceiling Fixture | Incandescent |  | Standard A Lamp | 1 | 75 | Bedroom | 203841 | Bedroom | 0.05296%
20384 | 2 | 1 | changed wattage from unk to 75 | Manual | 2 | Ceiling Fixture | Incandescent |  | Standard A Lamp | 1 | 75 | Bathroom | 203842 | Bathroom | 0.05296%
20384 | 3 | 1 | changed wattage from unk to 75 | Manual | 2 | Ceiling Fixture | Incandescent |  | Standard A Lamp | 1 | 75 | Bathroom | 203843 | Bathroom | 0.05296%
20384 | 4 | 1 |  | Manual | 1 | Ceiling Fan | Compact Fluorescent |  | Twist | 3 | 18 | Dining Room | 203844 | Dining Room | 0.05296%
20384 | 5 | 1 | changed lamp wattage from unk to 75 | Manual | 1 | Ceiling Fixture | Incandescent |  | Standard A Lamp | 1 | 75 | Hall | 203845 | Hall | 0.05296%
20384 | 6 | 1 |  | Manual | 1 | Track | Incandescent |  | Colored | 3 | 60 | Kitchen | 203846 | Kitchen | 0.05296%
20384 | 7 | 1 |  | Manual | 1 | Ceiling Fixture | Incandescent |  | Standard A Lamp | 2 | 60 | Laundry Room | 203847 | Laundry Room | 0.05296%
20384 | 8 | 1 |  | Manual | 1 | Ceiling Fixture | Incandescent |  | Standard A Lamp | 1 | 40 | Living Room | 203848 | Living Room | 0.05296%
20384 | 8 | 2 |  | Manual | 1 | Chandelier (Hanging) | Compact Fluorescent |  | Twist | 1 | 22 | Living Room | 203848 | Living Room | 0.05296%
20384 | 9 | 1 | changed wattage from uk to 75 | Manual | 1 | Ceiling Fan | Incandescent |  | Standard A Lamp | 1 | 75 | Master Bedroom | 203849 | Master Bedroom | 0.05296%
20384 | 9 | 2 |  | Manual | 1 | Table | Incandescent |  | Standard A Lamp | 1 | 75 | Master Bedroom | 203849 | Master Bedroom | 0.05296%
20390 | 1 | 1 |  | Manual | 1 | Ceiling Fixture | Compact Fluorescent |  | Twist | 1 | 15 | Bathroom | 203901 | Bathroom | 0.2054%
20390 | 2 | 1 |  | Manual | 2 | Table | Compact Fluorescent |  | Twist | 1 | 15 | Bedroom | 203902 | Bedroom | 0.2054%
20390 | 2 | 2 |  | Manual | 1 | Table | Compact Fluorescent |  | Twist | 3 | 15 | Bedroom | 203902 | Bedroom | 0.2054%
20390 | 3 | 1 |  | Manual | 1 | Ceiling Fixture | Compact Fluorescent |  | Twist | 1 | 15 | Bathroom | 203903 | Bathroom | 0.2054%
20390 | 4 | 1 |  | Manual | 1 | Ceiling Fixture | Linear Fluorescent | 48 | T-8 | 2 | 32 | Kitchen | 203904 | Kitchen | 0.2054%
20390 | 4 | 2 |  | Manual | 1 | Ceiling Fan | Compact Fluorescent |  | Twist | 2 | 22 | Kitchen | 203904 | Kitchen | 0.2054%
20390 | 4 | 3 |  | Manual | 1 | Ceiling Fixture | Compact Fluorescent |  | Twist | 3 | 15 | Kitchen | 203904 | Kitchen | 0.2054%
20390 | 4 | 4 |  | Manual | 1 | Ceiling Fixture | Compact Fluorescent |  | Twist | 1 | 15 | Kitchen | 203904 | Kitchen | 0.2054%
20390 | 5 | 1 |  | Manual | 2 | Ceiling Fixture | Compact Fluorescent |  | Twist | 2 | 15 | Living Room | 203905 | Living Room | 0.2054%
20392 | 1 | 1 |  | Manual | 1 | Wall Mount | Incandescent |  | Standard A Lamp | 2 | 60 | Bathroom | 203921 | Bathroom | 0.04732%
20392 | 2 | 1 |  | Manual | 1 | Wall Mount | Incandescent |  | Standard A Lamp | 3 | 60 | Bathroom | 203922 | Bathroom | 0.04732%
20392 | 2 | 2 |  | Manual | 1 | Ceiling Fixture | Incandescent |  | Standard A Lamp | 2 | 60 | Bathroom | 203922 | Bathroom | 0.04732%
20392 | 3 | 1 |  | Manual | 1 | Table | Incandescent |  | Standard A Lamp | 1 | 60 | Bedroom | 203923 | Bedroom | 0.04732%
20392 | 3 | 2 |  | Manual | 1 | Table | Compact Fluorescent |  | Twist | 1 | 15 | Bedroom | 203923 | Bedroom | 0.04732%
20392 | 3 | 3 |  | Manual | 1 | Ceiling Fixture | Incandescent |  | Standard A Lamp | 2 | 60 | Bedroom | 203923 | Bedroom | 0.04732%
20392 | 4 | 1 |  | Manual | 1 | Ceiling Fixture | Incandescent |  | Standard A Lamp | 2 | 60 | Bedroom | 203924 | Bedroom | 0.04732%
20392 | 4 | 2 |  | Manual | 1 | Table | Incandescent |  | Standard A Lamp | 1 | 52 | Bedroom | 203924 | Bedroom | 0.04732%
20392 | 5 | 1 |  | Manual | 2 | Ceiling Fan | Incandescent |  | Standard A Lamp | 2 | 60 | Other | 203925 | Other | 0.04732%
20392 | 5 | 2 |  | Manual | 1 | Table | Compact Fluorescent |  | Twist | 1 | 22 | Other | 203925 | Other | 0.04732%
20392 | 6 | 1 |  | Manual | 1 | Wall Mount | Incandescent |  | Standard A Lamp | 1 | 40 | Bathroom | 203926 | Bathroom | 0.04732%
20392 | 6 | 2 |  | Manual | 1 | Wall Mount | Compact Fluorescent |  | Twist | 3 | 15 | Bathroom | 203926 | Bathroom | 0.04732%
20392 | 7 | 1 |  | Manual | 1 | Ceiling Fixture | Incandescent |  | Standard A Lamp | 1 | 60 | Closet | 203927 | Closet | 0.04732%
20392 | 8 | 1 |  | Dimmer | 1 | Chandelier (Hanging) | Incandescent |  | Standard A Lamp | 8 | 60 | Dining Room | 203928 | Dining Room | 0.04732%
20392 | 9 | 1 |  | Manual | 1 | Chandelier (Hanging) | Incandescent |  | Standard A Lamp | 4 | 60 | Other | 203929 | Other | 0.04732%
20392 | 10 | 1 |  | Manual | 3 | Ceiling Fixture | Incandescent |  | Standard A Lamp | 1 | 60 | Garage | 2039210 | Garage | 0.04732%
20392 | 10 | 2 |  | Timer | 3 | Garage door opener | Incandescent |  | Standard A Lamp | 2 | 100 | Garage | 2039210 | Garage | 0.04732%
20392 | 11 | 1 |  | Manual | 1 | Ceiling Fixture | Incandescent |  | Standard A Lamp | 2 | 60 | Hall | 2039211 | Hall | 0.04732%
20392 | 12 | 1 |  | Manual | 3 | Wall Mount | Incandescent |  | Standard A Lamp | 1 | 60 | Hall | 2039212 | Hall | 0.04732%
20392 | 13 | 1 |  | Manual | 7 | Recessed Can | Incandescent |  | Reflector | 1 | 65 | Kitchen | 2039213 | Kitchen | 0.04732%
20392 | 13 | 2 |  | Manual | 3 | Architectural | Halogen |  | Other | 7 | 20 | Kitchen | 2039213 | Kitchen | 0.04732%
20392 | 13 | 3 |  | Manual | 3 | Other | Compact Fluorescent |  | Twist | 1 | 15 | Kitchen | 2039213 | Kitchen | 0.04732%
20392 | 14 | 1 |  | Manual | 1 | Ceiling Fixture | Compact Fluorescent |  | Twist | 3 | 15 | Laundry Room | 2039214 | Laundry Room | 0.04732%
20392 | 14 | 2 |  | Manual | 1 | Architectural | Linear Fluorescent | 12 | T-4 | 1 | 16 | Laundry Room | 2039214 | Laundry Room | 0.04732%
20392 | 15 | 1 |  | Manual | 1 | Wall Mount | Incandescent |  | Decorative | 1 | 60 | Closet | 2039215 | Closet | 0.04732%
20392 | 16 | 1 |  | Manual | 1 | Table | Compact Fluorescent |  | Twist | 1 | 22 | Living Room | 2039216 | Living Room | 0.04732%
20392 | 16 | 2 |  | Manual | 6 | Recessed Can | Incandescent |  | Reflector | 1 | 75 | Living Room | 2039216 | Living Room | 0.04732%
20392 | 16 | 3 |  | Manual | 1 | Ceiling Fan | Incandescent |  | Standard A Lamp | 2 | 100 | Living Room | 2039216 | Living Room | 0.04732%
20392 | 17 | 1 |  | Manual | 1 | Table | Compact Fluorescent |  | Twist | 1 | 22 | Master Bedroom | 2039217 | Master Bedroom | 0.04732%
20392 | 18 | 1 |  | Manual | 2 | Wall Mount | Incandescent |  | Standard A Lamp | 4 | 60 | Bathroom | 2039218 | Bathroom | 0.04732%
20392 | 18 | 2 |  | Manual | 2 | Recessed Can | Incandescent |  | Standard A Lamp | 1 | 100 | Bathroom | 2039218 | Bathroom | 0.04732%
20392 | 18 | 3 |  | Manual | 1 | Ceiling Fixture | Incandescent |  | Standard A Lamp | 1 | 60 | Bathroom | 2039218 | Bathroom | 0.04732%
20392 | 19 | 1 |  | Dimmer | 1 | Ceiling Fan | Incandescent |  | Standard A Lamp | 2 | 60 | Office | 2039219 | Office | 0.04732%
20392 | 19 | 2 |  | Manual | 2 | Floor lamp | Compact Fluorescent |  | Twist | 1 | 15 | Office | 2039219 | Office | 0.04732%
20392 | 20 | 1 |  | Manual | 2 | Ceiling Fixture | Incandescent |  | Standard A Lamp | 1 | 60 | Closet | 2039220 | Closet | 0.04732%
20392 | 21 | 1 |  | Manual | 1 | Ceiling Fixture | Incandescent |  | Standard A Lamp | 1 | 60 | Closet | 2039221 | Closet | 0.04732%
20392 | 22 | 1 |  | Manual | 1 | Ceiling Fixture | Incandescent |  | Standard A Lamp | 2 | 60 | Other | 2039222 | Other | 0.04732%
20392 | 22 | 2 |  | Manual | 3 | Other | Incandescent |  | Standard A Lamp | 1 | 40 | Other | 2039222 | Other | 0.04732%
20395 | 1 | 1 |  | Manual | 1 | Wall Mount | Halogen |  | Quartz Tube | 3 | 30 | Bathroom | 203951 | Bathroom | 0.2054%
20395 | 1 | 2 |  | Manual | 1 | Ceiling Fixture | Incandescent |  | Standard A Lamp | 1 | 60 | Bathroom | 203951 | Bathroom | 0.2054%
20395 | 2 | 1 |  | Manual | 1 | Ceiling Fixture | Incandescent |  | Standard A Lamp | 1 | 60 | Bedroom | 203952 | Bedroom | 0.2054%
20395 | 2 | 2 |  | Manual | 1 | Table | Compact Fluorescent |  | Pin base | 1 | 15 | Bedroom | 203952 | Bedroom | 0.2054%
20395 | 3 | 1 |  | Manual | 1 | Ceiling Fixture | Compact Fluorescent |  | Twist | 2 | 15 | Master Bedroom | 203953 | Master Bedroom | 0.2054%
20395 | 3 | 2 |  | Manual | 1 | Table | Incandescent |  | Standard A Lamp | 1 | 40 | Master Bedroom | 203953 | Master Bedroom | 0.2054%
20395 | 4 | 1 |  | Manual | 1 | Chandelier (Hanging) | Incandescent |  | Globe | 1 | 75 | Dining Room | 203954 | Dining Room | 0.2054%
20395 | 5 | 1 |  | Manual | 1 | Ceiling Fixture | Halogen |  | Quartz Tube | 1 | 30 | Closet | 203955 | Closet | 0.2054%
20395 | 6 | 1 |  | Dimmer | 1 | Ceiling Fixture | Halogen |  | PAR | 3 | 100 | Kitchen | 203956 | Kitchen | 0.2054%
20395 | 7 | 1 |  | Manual | 1 | Torchiere | Halogen |  | MR | 1 | 30 | Living Room | 203957 | Living Room | 0.2054%
20395 | 7 | 2 |  | Manual | 2 | Wall Mount | Incandescent |  | Decorative | 1 | 40 | Living Room | 203957 | Living Room | 0.2054%
20395 | 8 | 1 |  | Manual | 1 | Ceiling Fixture | Compact Fluorescent |  | A shape bulb | 1 | 22 | Master Bedroom | 203958 | Master Bedroom | 0.2054%
20395 | 8 | 2 |  | Manual | 1 | Floor lamp | Compact Fluorescent |  | A shape bulb | 1 | 15 | Master Bedroom | 203958 | Master Bedroom | 0.2054%
20395 | 9 | 1 |  | Manual | 1 | Ceiling Fixture | Compact Fluorescent |  | A shape bulb | 1 | 15 | Bathroom | 203959 | Bathroom | 0.2054%
20395 | 10 | 1 |  | Manual | 1 | Ceiling Fixture | Compact Fluorescent |  | A shape bulb | 1 | 22 | Office | 2039510 | Office | 0.2054%
20395 | 11 | 1 |  | Manual | 5 | Ceiling Fixture | Compact Fluorescent |  | Globe | 1 | 15 | Other | 2039511 | Other | 0.2054%
20395 | 12 | 1 |  | Manual | 1 | Ceiling Fixture | Halogen |  | Quartz Tube | 1 | 30 | Hall | 2039512 | Hall | 0.2054%
20395 | 12 | 2 |  | Manual | 1 | Ceiling Fixture | Incandescent |  | Standard A Lamp | 1 | 60 | Hall | 2039512 | Hall | 0.2054%
20408 | 1 | 1 |  | Manual | 1 | Ceiling Fixture | Incandescent |  | Standard A Lamp | 1 | 75 | Bedroom | 204081 | Bedroom | 0.05169%
20408 | 1 | 2 |  | Manual | 1 | Table | Incandescent |  | Standard A Lamp | 1 | 100 | Bedroom | 204081 | Bedroom | 0.05169%
20408 | 2 | 1 |  | Manual | 1 | Ceiling Fixture | Incandescent |  | Standard A Lamp | 1 | 75 | Bedroom | 204082 | Bedroom | 0.05169%
20408 | 2 | 2 |  | Manual | 2 | Table | Incandescent |  | Standard A Lamp | 1 | 75 | Bedroom | 204082 | Bedroom | 0.05169%
20408 | 3 | 1 |  | Manual | 3 | Table | Incandescent |  | Standard A Lamp | 1 | 75 | Master Bedroom | 204083 | Master Bedroom | 0.05169%
20408 | 4 | 1 |  | Manual | 1 | Wall Mount | Incandescent |  | Standard A Lamp | 2 | 60 | Bathroom | 204084 | Bathroom | 0.05169%
20408 | 4 | 2 |  | Manual | 1 | Ceiling Fixture | Incandescent |  | Heat Lamp | 2 | 125 | Bathroom | 204084 | Bathroom | 0.05169%
20408 | 5 | 1 |  | Dimmer | 1 | Chandelier (Hanging) | Incandescent |  | Decorative | 8 | 25 | Dining Room | 204085 | Dining Room | 0.05169%
20408 | 6 | 1 |  | Manual | 1 | Low bay | Linear Fluorescent | 48 | T-12 | 2 | 40 | Garage | 204086 | Garage | 0.05169%
20408 | 6 | 2 |  | Manual | 1 | Garage door opener | Incandescent |  | Standard A Lamp | 1 | 75 | Garage | 204086 | Garage | 0.05169%
20408 | 7 | 1 |  | Manual | 2 | Ceiling Fixture | Incandescent |  | Standard A Lamp | 1 | 75 | Hall | 204087 | Hall | 0.05169%
20408 | 8 | 1 |  | Manual | 1 | Ceiling Fixture | Incandescent |  | Standard A Lamp | 2 | 75 | Other | 204088 | Other | 0.05169%
20408 | 8 | 2 |  | Manual | 1 | Table | Incandescent |  | Standard A Lamp | 1 | 100 | Other | 204088 | Other | 0.05169%
20408 | 9 | 1 |  | Manual | 2 | Ceiling Fixture | Linear Fluorescent | 48 | T-12 | 2 | 40 | Kitchen | 204089 | Kitchen | 0.05169%
20408 | 10 | 1 |  | Manual | 1 | Ceiling Fan | Incandescent |  | Decorative | 4 | 40 | Living Room | 2040810 | Living Room | 0.05169%
20408 | 10 | 2 |  | Manual | 3 | Table | Incandescent |  | Standard A Lamp | 1 | 75 | Living Room | 2040810 | Living Room | 0.05169%
20408 | 11 | 1 |  | Manual | 1 | Ceiling Fixture | Linear Fluorescent | 36 | T-12 | 2 | 32 | Bathroom | 2040811 | Bathroom | 0.05169%
20408 | 12 | 1 |  | Manual | 1 | Ceiling Fixture | Incandescent |  | Standard A Lamp | 1 | 75 | Closet | 2040812 | Closet | 0.05169%
20411 | 1 | 1 |  | Manual | 1 | Wall Mount | Incandescent |  | Standard A Lamp | 4 | 60 | Bathroom | 204111 | Bathroom | 0.09408%
20411 | 2 | 1 |  | Manual | 1 | Ceiling Fixture | Compact Fluorescent |  | Twist | 2 | 15 | Bedroom | 204112 | Bedroom | 0.09408%
20411 | 3 | 1 |  | Manual | 1 | Ceiling Fixture | Incandescent |  | Standard A Lamp | 1 | 60 | Bedroom | 204113 | Bedroom | 0.09408%
20411 | 4 | 1 |  | Manual | 1 | Chandelier (Hanging) | Compact Fluorescent |  | Twist | 1 | 15 | Hall | 204114 | Hall | 0.09408%
20411 | 5 | 1 |  | Manual | 1 | Floor lamp | Incandescent |  | Standard A Lamp | 2 | 60 | Garage | 204115 | Garage | 0.09408%
20411 | 5 | 2 |  | Manual | 2 | Ceiling Fixture | Compact Fluorescent |  | Twist | 1 | 15 | Garage | 204115 | Garage | 0.09408%
20411 | 5 | 3 | garage is used for chillin! | Manual | 1 | Chandelier (Hanging) | Incandescent |  | Standard A Lamp | 1 | 40 | Garage | 204115 | Garage | 0.09408%
20411 | 6 | 1 |  | Manual | 2 | Ceiling Fixture | Compact Fluorescent |  | Twist | 1 | 15 | Hall | 204116 | Hall | 0.09408%
20411 | 7 | 1 |  | Manual | 2 | Track | Compact Fluorescent |  | Twist | 3 | 15 | Kitchen | 204117 | Kitchen | 0.09408%
20411 | 7 | 2 |  | Dimmer | 1 | Chandelier (Hanging) | Incandescent |  | Standard A Lamp | 4 | 60 | Kitchen | 204117 | Kitchen | 0.09408%
20411 | 8 | 1 |  | Manual | 1 | Ceiling Fixture | Compact Fluorescent |  | Twist | 2 | 15 | Laundry Room | 204118 | Laundry Room | 0.09408%
20411 | 9 | 1 |  | Manual | 1 | Ceiling Fan | Compact Fluorescent |  | Twist | 3 | 15 | Living Room | 204119 | Living Room | 0.09408%
20411 | 10 | 1 |  | Manual | 1 | Ceiling Fixture | Incandescent |  | Standard A Lamp | 1 | 60 | Closet | 2041110 | Closet | 0.09408%
20411 | 11 | 1 |  | Manual | 1 | Wall Mount | Incandescent |  | Reflector | 3 | 40 | Bathroom | 2041111 | Bathroom | 0.09408%
20411 | 12 | 1 |  | Manual | 1 | Ceiling Fixture | Compact Fluorescent |  | Twist | 2 | 15 | Bedroom | 2041112 | Bedroom | 0.09408%
20411 | 12 | 2 |  | Manual | 1 | Table | Halogen |  | Quartz Tube | 1 | 100 | Bedroom | 2041112 | Bedroom | 0.09408%
20414 | 1 | 1 |  | Manual | 1 | Wall Mount | Incandescent |  | Standard A Lamp | 3 | 60 | Bathroom | 204141 | Bathroom | 0.05169%
20414 | 1 | 2 |  | Manual | 1 | Ceiling Fixture | Incandescent |  | Heat Lamp | 1 | 150 | Bathroom | 204141 | Bathroom | 0.05169%
20414 | 2 | 1 |  | Manual | 1 | Track | Incandescent |  | Standard A Lamp | 4 | 60 | Bathroom | 204142 | Bathroom | 0.05169%
20414 | 3 | 1 |  | Manual | 1 | Ceiling Fixture | Compact Fluorescent |  | Twist | 2 | 15 | Bedroom | 204143 | Bedroom | 0.05169%
20414 | 3 | 2 |  | Manual | 1 | Table | Incandescent |  | Globe | 1 | 75 | Bedroom | 204143 | Bedroom | 0.05169%
20414 | 3 | 3 |  | Manual | 1 | Other | Incandescent |  | Standard A Lamp | 1 | 100 | Bedroom | 204143 | Bedroom | 0.05169%
20414 | 3 | 4 |  | Manual | 1 | Table | Incandescent |  | Mini base | 1 | 25 | Bedroom | 204143 | Bedroom | 0.05169%
20414 | 4 | 1 |  | Dimmer | 1 | Ceiling Fixture | Incandescent |  | Standard A Lamp | 1 | 60 | Garage | 204144 | Garage | 0.05169%
20414 | 4 | 2 |  | Manual | 1 | Ceiling Fixture | Linear Fluorescent | 60 | T-12 | 2 | 40 | Garage | 204144 | Garage | 0.05169%
20414 | 5 | 1 |  | Manual | 4 | Recessed Can | Incandescent |  | Reflector | 1 | 65 | Hall | 204145 | Hall | 0.05169%
20414 | 6 | 1 |  | Manual | 4 | Recessed Can | Incandescent |  | Reflector | 1 | 65 | Kitchen | 204146 | Kitchen | 0.05169%
20414 | 7 | 1 |  | Manual | 1 | Recessed Can | Incandescent |  | Reflector | 1 | 60 | Laundry Room | 204147 | Laundry Room | 0.05169%
20414 | 8 | 1 |  | Manual | 1 | Ceiling Fan | Incandescent |  | Standard A Lamp | 4 | 60 | Living Room | 204148 | Living Room | 0.05169%
20414 | 8 | 2 |  | Manual | 1 | Table | Incandescent |  | Standard A Lamp | 1 | 60 | Living Room | 204148 | Living Room | 0.05169%
20414 | 8 | 3 |  | Manual | 2 | Floor lamp | Incandescent |  | Standard A Lamp | 1 | 75 | Living Room | 204148 | Living Room | 0.05169%
20414 | 9 | 1 |  | Manual | 1 | Wall Mount | Incandescent |  | Standard A Lamp | 4 | 60 | Bathroom | 204149 | Bathroom | 0.05169%
20414 | 10 | 1 |  | Manual | 1 | Ceiling Fan | Incandescent |  | Standard A Lamp | 2 | 60 | Master Bedroom | 2041410 | Master Bedroom | 0.05169%
20414 | 11 | 1 |  | Manual | 1 | Ceiling Fixture | Incandescent |  | Standard A Lamp | 2 | 60 | Office | 2041411 | Office | 0.05169%
20426 | 1 | 1 |  | Manual | 1 | Ceiling Fixture | Incandescent |  | Standard A Lamp | 1 | 75 | Bedroom | 204261 | Bedroom | 0.04732%
20426 | 1 | 2 |  | Manual | 1 | Table | Incandescent |  | Mini base | 1 | 25 | Bedroom | 204261 | Bedroom | 0.04732%
20426 | 1 | 3 |  | Manual | 1 | Table | Compact Fluorescent |  | Twist | 1 | 15 | Bedroom | 204261 | Bedroom | 0.04732%
20426 | 2 | 1 |  | Manual | 1 | Ceiling Fan | Compact Fluorescent |  | Twist | 1 | 15 | Living Room | 204262 | Living Room | 0.04732%
20426 | 2 | 2 |  | Manual | 1 | Table | Compact Fluorescent |  | Twist | 1 | 15 | Living Room | 204262 | Living Room | 0.04732%
20426 | 2 | 3 |  | Manual | 2 | Table | Compact Fluorescent |  | Twist | 1 | 28 | Living Room | 204262 | Living Room | 0.04732%
20426 | 3 | 1 |  | Manual | 1 | Ceiling Fixture | Compact Fluorescent |  | Twist | 2 | 22 | Kitchen | 204263 | Kitchen | 0.04732%
20426 | 4 | 1 |  | Manual | 1 | Ceiling Fixture | Compact Fluorescent |  | Twist | 1 | 22 | Laundry Room | 204264 | Laundry Room | 0.04732%
20426 | 5 | 1 |  | Manual | 1 | Ceiling Fixture | Compact Fluorescent |  | Twist | 2 | 15 | Bedroom | 204265 | Bedroom | 0.04732%
20426 | 6 | 1 |  | Manual | 1 | Wall Mount | Compact Fluorescent |  | Twist | 2 | 22 | Bathroom | 204266 | Bathroom | 0.04732%
20426 | 7 | 1 |  | Manual | 1 | Ceiling Fixture | Compact Fluorescent |  | Twist | 2 | 15 | Bedroom | 204267 | Bedroom | 0.04732%
20426 | 8 | 1 |  | Manual | 1 | Wall Mount | Compact Fluorescent |  | Twist | 1 | 22 | Hall | 204268 | Hall | 0.04732%
20426 | 9 | 1 |  | Manual | 1 | Ceiling Fixture | Incandescent |  | Globe | 1 | 40 | Other | 204269 | Other | 0.04732%
20426 | 9 | 2 |  | Manual | 1 | Ceiling Fixture | Compact Fluorescent |  | Twist | 1 | 15 | Other | 204269 | Other | 0.04732%
20430 | 1 | 1 |  | Manual | 1 | Wall Mount | Incandescent |  | Globe | 6 | 25 | Bathroom | 204301 | Bathroom | 0.05169%
20430 | 2 | 1 |  | Manual | 1 | Ceiling Fixture | Compact Fluorescent |  | Twist | 1 | 13 | Bedroom | 204302 | Bedroom | 0.05169%
20430 | 3 | 1 |  | Manual | 1 | Ceiling Fixture | Compact Fluorescent |  | Twist | 1 | 13 | Office | 204303 | Office | 0.05169%
20430 | 4 | 1 |  | Manual | 1 | Ceiling Fan | Compact Fluorescent |  | Twist | 4 | 13 | Dining Room | 204304 | Dining Room | 0.05169%
20430 | 5 | 1 |  | Manual | 2 | Ceiling Fixture | Linear Fluorescent | 36 | T-12 | 2 | 40 | Garage | 204305 | Garage | 0.05169%
20430 | 5 | 2 |  | Manual | 1 | Garage door opener | Incandescent |  | Standard A Lamp | 1 | 60 | Garage | 204305 | Garage | 0.05169%
20430 | 6 | 1 |  | Manual | 2 | Ceiling Fixture | Compact Fluorescent |  | Twist | 1 | 13 | Kitchen | 204306 | Kitchen | 0.05169%
20430 | 6 | 2 |  | Manual | 1 | Wall Mount | Compact Fluorescent |  | Twist | 1 | 13 | Kitchen | 204306 | Kitchen | 0.05169%
20430 | 7 | 1 |  | Manual | 1 | Ceiling Fan | Compact Fluorescent |  | A shape bulb | 4 | 13 | Living Room | 204307 | Living Room | 0.05169%
20430 | 7 | 2 |  | Manual | 1 | Chandelier (Hanging) | Incandescent |  | Globe | 3 | 5 | Living Room | 204307 | Living Room | 0.05169%
20430 | 7 | 3 |  | Manual | 1 | Floor lamp | Incandescent |  | Globe | 1 | 60 | Living Room | 204307 | Living Room | 0.05169%
20430 | 8 | 1 |  | Manual | 1 | Wall Mount | Incandescent |  | Globe | 3 | 25 | Bathroom | 204308 | Bathroom | 0.05169%
20430 | 9 | 1 |  | Manual | 1 | Ceiling Fixture | Compact Fluorescent |  | Twist | 1 | 13 | Master Bedroom | 204309 | Master Bedroom | 0.05169%
20430 | 9 | 2 |  | Manual | 2 | Floor lamp | Compact Fluorescent |  | Twist | 1 | 13 | Master Bedroom | 204309 | Master Bedroom | 0.05169%
20430 | 10 | 1 |  | Manual | 2 | Ceiling Fixture | Compact Fluorescent |  | Twist | 1 | 13 | Hall | 2043010 | Hall | 0.05169%
20433 | 1 | 1 |  | Manual | 1 | Wall Mount | Incandescent |  | Standard A Lamp | 4 | 40 | Bathroom | 204331 | Bathroom | 0.04008%
20433 | 2 | 1 |  | Manual | 1 | Ceiling Fixture | Incandescent |  | Standard A Lamp | 1 | 60 | Bathroom | 204332 | Bathroom | 0.04008%
20433 | 3 | 1 |  | Manual | 1 | Ceiling Fan | Incandescent |  | Standard A Lamp | 3 | 60 | Bedroom | 204333 | Bedroom | 0.04008%
20433 | 3 | 2 |  | Manual | 2 | Table | Compact Fluorescent |  | Twist | 1 | 15 | Bedroom | 204333 | Bedroom | 0.04008%
20433 | 4 | 1 |  | Manual | 1 | Ceiling Fan | Incandescent |  | Standard A Lamp | 3 | 40 | Bedroom | 204334 | Bedroom | 0.04008%
20433 | 4 | 2 |  | Manual | 1 | Floor lamp | Incandescent |  | Standard A Lamp | 1 | 60 | Bedroom | 204334 | Bedroom | 0.04008%
20433 | 5 | 1 |  | Manual | 1 | Ceiling Fixture | Incandescent |  | Globe | 2 | 60 | Bedroom | 204335 | Bedroom | 0.04008%
20433 | 6 | 1 |  | Manual | 1 | Ceiling Fixture | Compact Fluorescent |  | Twist | 1 | 15 | Bedroom | 204336 | Bedroom | 0.04008%
20433 | 7 | 1 |  | Manual | 2 | Ceiling Fixture | Linear Fluorescent | 48 | T-12 | 2 | 40 | Garage | 204337 | Garage | 0.04008%
20433 | 7 | 2 |  | Manual | 1 | Garage door opener | Incandescent |  | Standard A Lamp | 1 | 60 | Garage | 204337 | Garage | 0.04008%
20433 | 8 | 1 |  | Manual | 1 | Ceiling Fixture | Incandescent |  | Standard A Lamp | 1 | 60 | Hall | 204338 | Hall | 0.04008%
20433 | 9 | 1 |  | Manual | 2 | Ceiling Fixture | Linear Fluorescent | 48 | T-12 | 2 | 40 | Kitchen | 204339 | Kitchen | 0.04008%
20433 | 9 | 2 |  | Manual | 1 | Recessed - other | Incandescent |  | Standard A Lamp | 1 | 60 | Kitchen | 204339 | Kitchen | 0.04008%
20433 | 9 | 3 |  | Manual | 1 | Ceiling Fixture | Compact Fluorescent |  | Twist | 1 | 15 | Kitchen | 204339 | Kitchen | 0.04008%
20433 | 9 | 4 |  | Manual | 1 | Chandelier (Hanging) | Incandescent |  | Standard A Lamp | 5 | 60 | Kitchen | 204339 | Kitchen | 0.04008%
20433 | 10 | 1 |  | Manual | 1 | Ceiling Fixture | Compact Fluorescent |  | Twist | 1 | 15 | Living Room | 2043310 | Living Room | 0.04008%
20433 | 11 | 1 |  | Manual | 2 | Ceiling Fixture | Incandescent |  | Standard A Lamp | 2 | 60 | Laundry Room | 2043311 | Laundry Room | 0.04008%
20440 | 1 | 1 |  | Manual | 1 | Ceiling Fan | Incandescent |  | Standard A Lamp | 1 | 60 | Bedroom | 204401 | Bedroom | 0.04784%
20440 | 1 | 2 |  | Manual | 2 | Wall Mount | Incandescent |  | Standard A Lamp | 1 | 75 | Bedroom | 204401 | Bedroom | 0.04784%
20440 | 1 | 3 |  | Manual | 1 | Table | Incandescent |  | Standard A Lamp | 1 | 75 | Bedroom | 204401 | Bedroom | 0.04784%
20440 | 2 | 1 |  | Manual | 1 | Wall Mount | Incandescent |  | Globe | 4 | 40 | Bathroom | 204402 | Bathroom | 0.04784%
20440 | 2 | 2 |  | Manual | 1 | Ceiling Fixture | Incandescent |  | Standard A Lamp | 1 | 60 | Bathroom | 204402 | Bathroom | 0.04784%
20440 | 3 | 1 |  | Manual | 1 | Chandelier (Hanging) | Halogen |  | Quartz Tube | 5 | 100 | Dining Room | 204403 | Dining Room | 0.04784%
20440 | 4 | 1 |  | Manual | 1 | Wall Mount | Compact Fluorescent |  | Twist | 1 | 15 | Hall | 204404 | Hall | 0.04784%
20440 | 5 | 1 |  | Manual | 2 | Ceiling Fixture | Incandescent |  | Standard A Lamp | 1 | 100 | Garage | 204405 | Garage | 0.04784%
20440 | 6 | 1 |  | Manual | 1 | Ceiling Fixture | Incandescent |  | Standard A Lamp | 1 | 75 | Hall | 204406 | Hall | 0.04784%
20440 | 7 | 1 |  | Manual | 1 | Wall Mount | Incandescent |  | Standard A Lamp | 1 | 75 | Laundry Room | 204407 | Laundry Room | 0.04784%
20440 | 8 | 1 |  | Manual | 1 | Table | Incandescent |  | Standard A Lamp | 1 | 100 | Living Room | 204408 | Living Room | 0.04784%
20440 | 8 | 2 |  | Manual | 2 | Wall Mount | Incandescent |  | Standard A Lamp | 1 | 60 | Living Room | 204408 | Living Room | 0.04784%
20440 | 9 | 1 |  | Manual | 1 | Torchiere | Halogen |  | Quartz Tube | 1 | 100 | Master Bedroom | 204409 | Master Bedroom | 0.04784%
20440 | 9 | 2 |  | Manual | 2 | Wall Mount | Incandescent |  | Standard A Lamp | 1 | 60 | Master Bedroom | 204409 | Master Bedroom | 0.04784%
20440 | 10 | 1 |  | Manual | 2 | Wall Mount | Incandescent |  | Standard A Lamp | 1 | 75 | Bathroom | 2044010 | Bathroom | 0.04784%
20440 | 10 | 2 |  | Manual | 1 | Ceiling Fan | Incandescent |  | Reflector | 2 | 150 | Bathroom | 2044010 | Bathroom | 0.04784%
20440 | 11 | 1 |  | Manual | 1 | Ceiling Fan | Incandescent |  | Standard A Lamp | 1 | 60 | Office | 2044011 | Office | 0.04784%
20440 | 11 | 2 |  | Manual | 2 | Wall Mount | Incandescent |  | Standard A Lamp | 1 | 75 | Office | 2044011 | Office | 0.04784%
20440 | 12 | 1 |  | Manual | 1 | Ceiling Fan | Incandescent |  | Standard A Lamp | 1 | 60 | Kitchen | 2044012 | Kitchen | 0.04784%
20440 | 12 | 2 |  | Manual | 1 | Wall Mount | Halogen |  | Quartz Tube | 4 | 100 | Kitchen | 2044012 | Kitchen | 0.04784%
20440 | 12 | 3 |  | Manual | 3 | Wall Mount | Halogen |  | Quartz Tube | 1 | 100 | Kitchen | 2044012 | Kitchen | 0.04784%
20445 | 1 | 1 |  | Manual | 1 | Wall Mount | Incandescent |  | Standard A Lamp | 3 | 60 | Bathroom | 204451 | Bathroom | 0.02845%
20445 | 2 | 1 |  | Manual | 1 | Ceiling Fixture | Incandescent |  | Standard A Lamp | 1 | 60 | Bathroom | 204452 | Bathroom | 0.02845%
20445 | 3 | 1 |  | Manual | 2 | Ceiling Fixture | Incandescent |  | Standard A Lamp | 2 | 60 | Family Room | 204453 | Family Room | 0.02845%
20445 | 4 | 1 |  | Manual | 1 | Ceiling Fixture | Incandescent |  | Standard A Lamp | 2 | 60 | Closet | 204454 | Closet | 0.02845%
20445 | 5 | 1 |  | Manual | 1 | Chandelier (Hanging) | Incandescent |  | Globe | 1 | 65 | Kitchen | 204455 | Kitchen | 0.02845%
20445 | 5 | 2 |  | Manual | 2 | Ceiling Fixture | Linear Fluorescent | 48 | T-8 | 4 | 32 | Kitchen | 204455 | Kitchen | 0.02845%
20445 | 6 | 1 |  | Manual | 1 | Ceiling Fan | Incandescent |  | Clear | 4 | 60 | Living Room | 204456 | Living Room | 0.02845%
20445 | 6 | 2 |  | Manual | 3 | Table | Incandescent |  | Standard A Lamp | 1 | 60 | Living Room | 204456 | Living Room | 0.02845%
20445 | 7 | 1 |  | Manual | 2 | Ceiling Fixture | Incandescent |  | Standard A Lamp | 2 | 60 | Master Bedroom | 204457 | Master Bedroom | 0.02845%
20445 | 7 | 2 |  | Manual | 2 | Table | Incandescent |  | Standard A Lamp | 1 | 60 | Master Bedroom | 204457 | Master Bedroom | 0.02845%
20445 | 8 | 1 |  | Manual | 1 | Ceiling Fixture | Incandescent |  | Standard A Lamp | 2 | 60 | Office | 204458 | Office | 0.02845%
20445 | 8 | 2 |  | Manual | 1 | Table | Incandescent |  | Standard A Lamp | 1 | 60 | Office | 204458 | Office | 0.02845%
20446 | 1 | 1 |  | Manual | 1 | Wall Mount | Incandescent |  | Standard A Lamp | 2 | 60 | Bathroom | 204461 | Bathroom | 0.04008%
20446 | 2 | 1 |  | Manual | 1 | Ceiling Fixture | Incandescent |  | Standard A Lamp | 1 | 60 | Bedroom | 204462 | Bedroom | 0.04008%
20446 | 2 | 2 |  | Manual | 2 | Table | Compact Fluorescent |  | Twist | 1 | 15 | Bedroom | 204462 | Bedroom | 0.04008%
20446 | 3 | 1 |  | Manual | 1 | Ceiling Fixture | Incandescent |  | Standard A Lamp | 1 | 60 | Bedroom | 204463 | Bedroom | 0.04008%
20446 | 4 | 1 |  | Manual | 1 | Ceiling Fixture | Incandescent |  | Standard A Lamp | 1 | 60 | Hall | 204464 | Hall | 0.04008%
20446 | 5 | 1 |  | Manual | 1 | Ceiling Fan | Incandescent |  | Standard A Lamp | 3 | 40 | Kitchen | 204465 | Kitchen | 0.04008%
20446 | 5 | 2 |  | Manual | 2 | Ceiling Fixture | Incandescent |  | Standard A Lamp | 1 | 40 | Kitchen | 204465 | Kitchen | 0.04008%
20446 | 5 | 3 |  | Manual | 1 | Ceiling Fixture | Incandescent |  | Decorative | 3 | 60 | Kitchen | 204465 | Kitchen | 0.04008%
20446 | 6 | 1 |  | Manual | 1 | Floor lamp | Incandescent |  | Standard A Lamp | 1 | 60 | Living Room | 204466 | Living Room | 0.04008%
20448 | 1 | 1 |  | Manual | 1 | Ceiling Fixture | Incandescent |  | Standard A Lamp | 2 | 40 | Bathroom | 204481 | Bathroom | 0.04008%
20448 | 2 | 1 |  | Manual | 1 | Wall Mount | Incandescent |  | Standard A Lamp | 3 | 60 | Bathroom | 204482 | Bathroom | 0.04008%
20448 | 2 | 2 |  | Manual | 1 | Ceiling Fixture | Incandescent |  | Standard A Lamp | 1 | 60 | Bathroom | 204482 | Bathroom | 0.04008%
20448 | 3 | 1 |  | Manual | 2 | Wall Mount | Incandescent |  | Mini base | 1 | 15 | Bedroom | 204483 | Bedroom | 0.04008%
20448 | 3 | 2 |  | Manual | 1 | Table | Incandescent |  | Mini base | 3 | 15 | Bedroom | 204483 | Bedroom | 0.04008%
20448 | 3 | 3 |  | Manual | 1 | Ceiling Fixture | Incandescent |  | Standard A Lamp | 1 | 15 | Bedroom | 204483 | Bedroom | 0.04008%
20448 | 4 | 1 |  | Manual | 6 | Ceiling Fixture | Incandescent |  | Mini base | 2 | 25 | Closet | 204484 | Closet | 0.04008%
20448 | 5 | 1 |  | Manual | 1 | Ceiling Fixture | Incandescent |  | Standard A Lamp | 1 | 60 | Hall | 204485 | Hall | 0.04008%
20448 | 6 | 1 |  | Manual | 1 | Chandelier (Hanging) | Incandescent |  | Decorative | 5 | 40 | Kitchen | 204486 | Kitchen | 0.04008%
20448 | 6 | 2 |  | Manual | 3 | Table | Incandescent |  | Standard A Lamp | 1 | 15 | Kitchen | 204486 | Kitchen | 0.04008%
20448 | 6 | 3 |  | Manual | 2 | Ceiling Fixture | Halogen |  | PAR | 3 | 75 | Kitchen | 204486 | Kitchen | 0.04008%
20448 | 6 | 4 |  | Manual | 2 | Table | Incandescent |  | Standard A Lamp | 1 | 60 | Kitchen | 204486 | Kitchen | 0.04008%
20448 | 6 | 5 |  | Manual | 1 | Recessed - other | Incandescent |  | Standard A Lamp | 1 | 60 | Kitchen | 204486 | Kitchen | 0.04008%
20448 | 6 | 6 |  | Manual | 1 | Chandelier (Hanging) | Incandescent |  | Standard A Lamp | 1 | 40 | Kitchen | 204486 | Kitchen | 0.04008%
20448 | 6 | 7 |  | Manual | 2 | Wall Mount | Incandescent |  | Decorative | 1 | 40 | Kitchen | 204486 | Kitchen | 0.04008%
20448 | 7 | 1 |  | Manual | 2 | Ceiling Fixture | Incandescent |  | Standard A Lamp | 1 | 40 | Laundry Room | 204487 | Laundry Room | 0.04008%
20448 | 8 | 1 |  | Manual | 3 | Table | Incandescent |  | Standard A Lamp | 1 | 60 | Living Room | 204488 | Living Room | 0.04008%
20448 | 8 | 2 |  | Manual | 2 | Table | Compact Fluorescent |  | Twist | 1 | 15 | Living Room | 204488 | Living Room | 0.04008%
20448 | 8 | 3 |  | Manual | 1 | Ceiling Fan | Incandescent |  | Decorative | 3 | 40 | Living Room | 204488 | Living Room | 0.04008%
20448 | 8 | 4 |  | Dimmer | 4 | Recessed Can | Incandescent |  | Globe | 1 | 25 | Living Room | 204488 | Living Room | 0.04008%
20448 | 8 | 5 |  | Manual | 1 | Chandelier (Hanging) | Incandescent |  | Standard A Lamp | 1 | 60 | Living Room | 204488 | Living Room | 0.04008%
20448 | 9 | 1 |  | Manual | 3 | Table | Incandescent |  | Standard A Lamp | 1 | 60 | Bedroom | 204489 | Bedroom | 0.04008%
20448 | 10 | 1 |  | Manual | 1 | Floor lamp | Incandescent |  | Standard A Lamp | 2 | 60 | Office | 2044810 | Office | 0.04008%
20448 | 11 | 1 |  | Manual | 1 | Ceiling Fixture | Linear Fluorescent | 48 | T-12 | 2 | 25 | Other | 2044811 | Other | 0.04008%
20457 | 1 | 1 |  | Manual | 3 | Recessed Can | Incandescent |  | Reflector | 1 | 65 | Bathroom | 204571 | Bathroom | 0.04008%
20457 | 1 | 2 |  | Manual | 1 | Ceiling Fixture | Incandescent |  | Standard A Lamp | 2 | 40 | Bathroom | 204571 | Bathroom | 0.04008%
20457 | 1 | 3 |  | Manual | 1 | Ceiling Fixture | Incandescent |  | Standard A Lamp | 1 | 60 | Bathroom | 204571 | Bathroom | 0.04008%
20457 | 2 | 1 |  | Manual | 1 | Wall Mount | Halogen |  | MR | 1 | 50 | Bathroom | 204572 | Bathroom | 0.04008%
20457 | 3 | 1 |  | Manual | 2 | Wall Mount | Halogen |  | MR | 1 | 50 | Bathroom | 204573 | Bathroom | 0.04008%
20457 | 3 | 2 |  | Manual | 1 | Ceiling Fixture | Incandescent |  | Standard A Lamp | 1 | 60 | Bathroom | 204573 | Bathroom | 0.04008%
20457 | 4 | 1 |  | Dimmer | 2 | Table | Halogen |  | MR | 1 | 100 | Master Bedroom | 204574 | Master Bedroom | 0.04008%
20457 | 4 | 2 |  | Manual | 1 | Floor lamp | Incandescent |  | 3-Way Incandescent | 1 | 100 | Master Bedroom | 204574 | Master Bedroom | 0.04008%
20457 | 4 | 3 |  | Manual | 1 | Table | Compact Fluorescent |  | Twist | 1 | 22 | Master Bedroom | 204574 | Master Bedroom | 0.04008%
20457 | 5 | 1 |  | Manual | 4 | Recessed Can | Incandescent |  | Reflector | 1 | 65 | Bedroom | 204575 | Bedroom | 0.04008%
20457 | 5 | 2 |  | Manual | 1 | Table | Incandescent |  | Standard A Lamp | 1 | 100 | Bedroom | 204575 | Bedroom | 0.04008%
20457 | 6 | 1 |  | Manual | 5 | Recessed Can | Incandescent |  | Reflector | 1 | 65 | Bedroom | 204576 | Bedroom | 0.04008%
20457 | 6 | 2 |  | Manual | 1 | Table | Incandescent |  | Decorative | 1 | 100 | Bedroom | 204576 | Bedroom | 0.04008%
20457 | 6 | 3 |  | Manual | 1 | Floor lamp | Incandescent |  | Standard A Lamp | 1 | 60 | Bedroom | 204576 | Bedroom | 0.04008%
20457 | 7 | 1 |  | Manual | 2 | Low bay | Linear Fluorescent | 48 | T-12 | 2 | 40 | Closet | 204577 | Closet | 0.04008%
20457 | 8 | 1 |  | Manual | 1 | Ceiling Fixture | Linear Fluorescent | 48 | T-12 | 2 | 40 | Closet | 204578 | Closet | 0.04008%
20457 | 9 | 1 |  | Manual | 4 | Recessed Can | Incandescent |  | Reflector | 1 | 65 | Office | 204579 | Office | 0.04008%
20457 | 9 | 2 |  | Manual | 1 | Table | Incandescent |  | Other | 1 | 60 | Office | 204579 | Office | 0.04008%
20457 | 9 | 3 |  | Manual | 1 | Floor lamp | Compact Fluorescent |  | Twist | 1 | 22 | Office | 204579 | Office | 0.04008%
20457 | 9 | 4 |  | Manual | 1 | Table | Incandescent |  | Standard A Lamp | 1 | 60 | Office | 204579 | Office | 0.04008%
20457 | 10 | 1 |  | Manual | 3 | Recessed Can | Incandescent |  | Reflector | 1 | 65 | Dining Room | 2045710 | Dining Room | 0.04008%
20457 | 10 | 2 |  | Manual | 1 | Ceiling Fan | Compact Fluorescent |  | Circline (Screw Base) | 1 | 28 | Dining Room | 2045710 | Dining Room | 0.04008%
20457 | 10 | 3 |  | Manual | 1 | Chandelier (Hanging) | Incandescent |  | Globe | 5 | 60 | Dining Room | 2045710 | Dining Room | 0.04008%
20457 | 11 | 1 |  | Manual | 4 | Ceiling Fixture | Linear Fluorescent | 48 | T-8 | 4 | 32 | Garage | 2045711 | Garage | 0.04008%
20457 | 12 | 1 |  | Manual | 4 | Recessed Can | Incandescent |  | Reflector | 1 | 65 | Hall | 2045712 | Hall | 0.04008%
20457 | 13 | 1 |  | Manual | 3 | Chandelier (Hanging) | Halogen |  | Other | 1 | 50 | Hall | 2045713 | Hall | 0.04008%
20457 | 13 | 2 |  | Manual | 7 | Recessed Can | Incandescent |  | Reflector | 1 | 65 | Hall | 2045713 | Hall | 0.04008%
20457 | 13 | 3 |  | Manual | 2 | Architectural | Linear Fluorescent | 22 | T-12 | 1 | 20 | Hall | 2045713 | Hall | 0.04008%
20457 | 13 | 4 |  | Manual | 1 | Architectural | Linear Fluorescent | 34 | T-12 | 1 | 30 | Hall | 2045713 | Hall | 0.04008%
20457 | 13 | 5 |  | Manual | 1 | Architectural | Linear Fluorescent | 12 | T-12 | 1 | 16 | Hall | 2045713 | Hall | 0.04008%
20457 | 14 | 1 |  | Manual | 2 | Ceiling Fixture | Linear Fluorescent | 48 | T-12 | 2 | 40 | Laundry Room | 2045714 | Laundry Room | 0.04008%
20457 | 15 | 1 |  | Manual | 4 | Recessed Can | Incandescent |  | Reflector | 1 | 65 | Living Room | 2045715 | Living Room | 0.04008%
20457 | 15 | 2 |  | Manual | 1 | Ceiling Fan | Compact Fluorescent |  | Circline (Screw Base) | 1 | 36 | Living Room | 2045715 | Living Room | 0.04008%
20457 | 15 | 3 |  | Manual | 1 | Floor lamp | Incandescent |  | Mini base | 5 | 40 | Living Room | 2045715 | Living Room | 0.04008%
20457 | 15 | 4 |  | Manual | 1 | Floor lamp | Halogen |  | Quartz Tube | 1 | 300 | Living Room | 2045715 | Living Room | 0.04008%
20457 | 15 | 5 |  | Manual | 20 | Other | Incandescent |  | Other | 3 | 25 | Living Room | 2045715 | Living Room | 0.04008%
20458 | 1 | 1 |  | Manual | 1 | Ceiling Fixture | Incandescent |  | Standard A Lamp | 1 | 100 | Bathroom | 204581 | Bathroom | 0.09408%
20458 | 2 | 1 |  | Manual | 1 | Table | Compact Fluorescent |  | Twist | 1 | 22 | Bedroom | 204582 | Bedroom | 0.09408%
20458 | 2 | 2 |  | Manual | 1 | Ceiling Fixture | Linear Fluorescent | 48 | Fluorescent Other | 2 | 32 | Bedroom | 204582 | Bedroom | 0.09408%
20458 | 2 | 3 |  | Manual | 1 | Other | Other |  | LED Interior | 1 | 30 | Bedroom | 204582 | Bedroom | 0.09408%
20458 | 3 | 1 |  | Manual | 1 | Table | Compact Fluorescent |  | Twist | 1 | 22 | Bedroom | 204583 | Bedroom | 0.09408%
20458 | 4 | 1 |  | Manual | 2 | Ceiling Fixture | Linear Fluorescent | 48 | Fluorescent Other | 2 | 32 | Other | 204584 | Other | 0.09408%
20458 | 5 | 1 |  | Manual | 1 | Ceiling Fixture | Other |  | LED Interior | 1 | 30 | Other | 204585 | Other | 0.09408%
20458 | 5 | 2 |  | Manual | 1 | Wall Mount | Linear Fluorescent | 48 | Fluorescent Other | 1 | 32 | Other | 204585 | Other | 0.09408%
20458 | 5 | 3 |  | Manual | 1 | Ceiling Fixture | Compact Fluorescent |  | Circline (Screw Base) | 1 | 22 | Other | 204585 | Other | 0.09408%
20458 | 6 | 1 |  | Manual | 2 | Chandelier (Hanging) | Compact Fluorescent |  | Twist | 1 | 28 | Garage | 204586 | Garage | 0.09408%
20458 | 7 | 1 |  | Manual | 1 | Ceiling Fixture | Compact Fluorescent |  | Twist | 1 | 22 | Hall | 204587 | Hall | 0.09408%
20458 | 7 | 2 |  | Manual | 1 | Ceiling Fixture | Compact Fluorescent |  | Twist | 1 | 15 | Hall | 204587 | Hall | 0.09408%
20458 | 8 | 1 |  | Manual | 1 | Ceiling Fixture | Compact Fluorescent |  | Twist | 5 | 15 | Kitchen | 204588 | Kitchen | 0.09408%
20458 | 8 | 2 |  | Manual | 1 | Ceiling Fixture | Linear Fluorescent | 48 | Fluorescent Other | 2 | 32 | Kitchen | 204588 | Kitchen | 0.09408%
20458 | 9 | 1 |  | Manual | 1 | Torchiere | Compact Fluorescent |  | Twist | 2 | 22 | Living Room | 204589 | Living Room | 0.09408%
20458 | 9 | 2 |  | Manual | 1 | Ceiling Fixture | Compact Fluorescent |  | Twist | 5 | 15 | Living Room | 204589 | Living Room | 0.09408%
20458 | 10 | 1 |  | Manual | 1 | Ceiling Fixture | Linear Fluorescent | 48 | Fluorescent Other | 2 | 32 | Bedroom | 2045810 | Bedroom | 0.09408%
20466 | 1 | 1 |  | Manual | 1 | Wall Mount | Incandescent |  | Decorative | 4 | 40 | Bathroom | 204661 | Bathroom | 0.05296%
20466 | 2 | 1 |  | Manual | 1 | Ceiling Fixture | Incandescent |  | Standard A Lamp | 2 | 60 | Bedroom | 204662 | Bedroom | 0.05296%
20466 | 3 | 1 |  | Manual | 1 | Table | Incandescent |  | Standard A Lamp | 1 | 60 | Bedroom | 204663 | Bedroom | 0.05296%
20466 | 3 | 2 |  | Manual | 1 | Table | Incandescent |  | Standard A Lamp | 1 | 75 | Bedroom | 204663 | Bedroom | 0.05296%
20466 | 4 | 1 |  | Manual | 1 | Ceiling Fixture | Compact Fluorescent |  | Twist | 3 | 15 | Dining Room | 204664 | Dining Room | 0.05296%
20466 | 5 | 1 |  | Manual | 1 | Recessed Can | Incandescent |  | Reflector | 1 | 65 | Bathroom | 204665 | Bathroom | 0.05296%
20466 | 5 | 2 |  | Manual | 1 | Wall Mount | Incandescent |  | Standard A Lamp | 2 | 60 | Bathroom | 204665 | Bathroom | 0.05296%
20466 | 6 | 1 |  | Manual | 4 | Recessed Can | Incandescent |  | Reflector | 1 | 65 | Bedroom | 204666 | Bedroom | 0.05296%
20466 | 6 | 2 |  | Manual | 1 | Table | Incandescent |  | Standard A Lamp | 1 | 60 | Bedroom | 204666 | Bedroom | 0.05296%
20466 | 7 | 1 |  | Manual | 6 | Recessed Can | Incandescent |  | Reflector | 1 | 65 | Bedroom | 204667 | Bedroom | 0.05296%
20466 | 8 | 1 |  | Manual | 8 | Recessed Can | Incandescent |  | Standard A Lamp | 1 | 65 | Family Room | 204668 | Family Room | 0.05296%
20466 | 9 | 1 |  | Manual | 1 | Ceiling Fixture | Incandescent |  | Standard A Lamp | 1 | 60 | Hall | 204669 | Hall | 0.05296%
20466 | 10 | 1 |  | Manual | 4 | Recessed Can | Incandescent |  | Reflector | 1 | 65 | Laundry Room | 2046610 | Laundry Room | 0.05296%
20466 | 11 | 1 |  | Manual | 1 | Ceiling Fixture | Incandescent |  | Standard A Lamp | 1 | 75 | Other | 2046611 | Other | 0.05296%
20466 | 12 | 1 |  | Manual | 4 | Ceiling Fixture | Incandescent |  | Standard A Lamp | 1 | 75 | Garage | 2046612 | Garage | 0.05296%
20466 | 13 | 1 |  | Manual | 2 | Ceiling Fixture | Compact Fluorescent |  | Twist | 3 | 15 | Kitchen | 2046613 | Kitchen | 0.05296%
20466 | 14 | 1 |  | Manual | 2 | Recessed Can | Incandescent |  | Standard A Lamp | 1 | 65 | Living Room | 2046614 | Living Room | 0.05296%
20466 | 14 | 2 |  | Manual | 2 | Table | Incandescent |  | Standard A Lamp | 1 | 75 | Living Room | 2046614 | Living Room | 0.05296%
20466 | 14 | 3 |  | Manual | 2 | Wall Mount | Incandescent |  | Standard A Lamp | 1 | 60 | Living Room | 2046614 | Living Room | 0.05296%
20466 | 14 | 4 |  | Manual | 1 | Ceiling Fan | Incandescent |  | Decorative | 3 | 40 | Living Room | 2046614 | Living Room | 0.05296%
20466 | 15 | 1 |  | Manual | 1 | Table | Incandescent |  | Standard A Lamp | 1 | 100 | Living Room | 2046615 | Living Room | 0.05296%
20466 | 15 | 2 |  | Manual | 1 | Floor lamp | Incandescent |  | Standard A Lamp | 1 | 100 | Living Room | 2046615 | Living Room | 0.05296%
20466 | 15 | 3 |  | Manual | 2 | Recessed Can | Incandescent |  | Reflector | 1 | 65 | Living Room | 2046615 | Living Room | 0.05296%
20466 | 16 | 1 |  | Manual | 1 | Ceiling Fixture | Incandescent |  | Standard A Lamp | 1 | 60 | Hall | 2046616 | Hall | 0.05296%
20469 | 1 | 1 |  | Manual | 1 | Chandelier (Hanging) | Incandescent |  | Standard A Lamp | 5 | 40 | Living Room | 204691 | Living Room | 0.04732%
20469 | 1 | 2 |  | Manual | 5 | Recessed Can | Incandescent |  | Reflector | 1 | 65 | Living Room | 204691 | Living Room | 0.04732%
20469 | 1 | 3 |  | Manual | 1 | Table | Incandescent |  | Standard A Lamp | 1 | 40 | Living Room | 204691 | Living Room | 0.04732%
20469 | 1 | 4 |  | Manual | 1 | Wall Mount | Other |  | LED Interior | 3 | 1 | Living Room | 204691 | Living Room | 0.04732%
20469 | 2 | 1 |  | Manual | 1 | Ceiling Fixture | Incandescent |  | Standard A Lamp | 2 | 60 | Bathroom | 204692 | Bathroom | 0.04732%
20469 | 3 | 1 |  | Manual | 1 | Chandelier (Hanging) | Incandescent |  | Standard A Lamp | 1 | 60 | Dining Room | 204693 | Dining Room | 0.04732%
20469 | 4 | 1 |  | Manual | 1 | Ceiling Fan | Incandescent |  | Mini base | 3 | 40 | Hall | 204694 | Hall | 0.04732%
20469 | 4 | 2 |  | Manual | 1 | Ceiling Fixture | Incandescent |  | Standard A Lamp | 2 | 60 | Hall | 204694 | Hall | 0.04732%
20469 | 5 | 1 |  | Manual | 4 | Recessed Can | Incandescent |  | Reflector | 1 | 65 | Family Room | 204695 | Family Room | 0.04732%
20469 | 6 | 1 |  | Manual | 1 | Ceiling Fixture | Incandescent |  | Standard A Lamp | 1 | 60 | Closet | 204696 | Closet | 0.04732%
20469 | 7 | 1 |  | Manual | 6 | Ceiling Fixture | Incandescent |  | Reflector | 1 | 65 | Kitchen | 204697 | Kitchen | 0.04732%
20469 | 7 | 2 | under counter light | Manual | 10 | Other | Incandescent |  | Other | 1 | 20 | Kitchen | 204697 | Kitchen | 0.04732%
20469 | 8 | 1 |  | Manual | 1 | Ceiling Fixture | Incandescent |  | Standard A Lamp | 2 | 60 | Office | 204698 | Office | 0.04732%
20469 | 9 | 1 |  | Manual | 1 | Wall Mount | Incandescent |  | Globe | 3 | 60 | Bathroom | 204699 | Bathroom | 0.04732%
20469 | 9 | 2 |  | Manual | 1 | Recessed - other | Compact Fluorescent |  | Twist | 1 | 13 | Bathroom | 204699 | Bathroom | 0.04732%
20469 | 10 | 1 |  | Manual | 2 | Ceiling Fixture | Incandescent |  | Standard A Lamp | 2 | 60 | Hall | 2046910 | Hall | 0.04732%
20469 | 11 | 1 |  | Manual | 1 | Ceiling Fixture | Compact Fluorescent |  | Twist | 1 | 13 | Laundry Room | 2046911 | Laundry Room | 0.04732%
20469 | 11 | 2 |  | Manual | 1 | Ceiling Fixture | Compact Fluorescent |  | Twist | 1 | 23 | Laundry Room | 2046911 | Laundry Room | 0.04732%
20469 | 12 | 1 |  | Manual | 1 | Wall Mount | Incandescent |  | Globe | 3 | 40 | Bathroom | 2046912 | Bathroom | 0.04732%
20469 | 12 | 2 |  | Manual | 1 | Ceiling Fixture | Incandescent |  | Standard A Lamp | 1 | 40 | Bathroom | 2046912 | Bathroom | 0.04732%
20469 | 12 | 3 |  | Manual | 1 | Recessed Can | Compact Fluorescent |  | Twist | 1 | 13 | Bathroom | 2046912 | Bathroom | 0.04732%
20469 | 13 | 1 |  | Manual | 2 | Table | Incandescent |  | Standard A Lamp | 1 | 40 | Master Bedroom | 2046913 | Master Bedroom | 0.04732%
20469 | 13 | 2 |  | Manual | 1 | Ceiling Fan | Incandescent |  | Standard A Lamp | 3 | 60 | Master Bedroom | 2046913 | Master Bedroom | 0.04732%
20469 | 14 | 1 |  | Manual | 1 | Ceiling Fixture | Compact Fluorescent |  | Twist | 2 | 15 | Closet | 2046914 | Closet | 0.04732%
20469 | 15 | 1 |  | Manual | 1 | Ceiling Fan | Compact Fluorescent |  | Twist | 1 | 13 | Bedroom | 2046915 | Bedroom | 0.04732%
20469 | 15 | 2 |  | Manual | 1 | Table | Compact Fluorescent |  | Twist | 1 | 13 | Bedroom | 2046915 | Bedroom | 0.04732%
20469 | 16 | 1 |  | Manual | 1 | Ceiling Fixture | Incandescent |  | Standard A Lamp | 1 | 60 | Closet | 2046916 | Closet | 0.04732%
20469 | 17 | 1 |  | Manual | 1 | Ceiling Fan | Compact Fluorescent |  | Twist | 1 | 15 | Bedroom | 2046917 | Bedroom | 0.04732%
20469 | 17 | 2 |  | Manual | 1 | Table | Compact Fluorescent |  | Twist | 1 | 13 | Bedroom | 2046917 | Bedroom | 0.04732%
20469 | 18 | 1 |  | Manual | 1 | Ceiling Fixture | Incandescent |  | Standard A Lamp | 1 | 60 | Closet | 2046918 | Closet | 0.04732%
20469 | 19 | 1 |  | Manual | 1 | Ceiling Fixture | Incandescent |  | Standard A Lamp | 1 | 60 | Bedroom | 2046919 | Bedroom | 0.04732%
20469 | 20 | 1 |  | Manual | 1 | Wall Mount | Incandescent |  | Globe | 2 | 40 | Bathroom | 2046920 | Bathroom | 0.04732%
20469 | 21 | 1 |  | Manual | 2 | Ceiling Fixture | Incandescent |  | Standard A Lamp | 2 | 60 | Bedroom | 2046921 | Bedroom | 0.04732%
20469 | 21 | 2 |  | None | 2 | Table | Compact Fluorescent |  | Twist | 1 | 15 | Bedroom | 2046921 | Bedroom | 0.04732%
20469 | 22 | 1 |  | Manual | 7 | Recessed Can | Incandescent |  | Reflector | 1 | 65 | Family Room | 2046922 | Family Room | 0.04732%
20469 | 23 | 1 |  | Manual | 1 | Wall Mount | Incandescent |  | Standard A Lamp | 1 | 60 | Hall | 2046923 | Hall | 0.04732%
20469 | 24 | 1 |  | Manual | 1 | Ceiling Fixture | Compact Fluorescent |  | Twist | 2 | 19 | Hall | 2046924 | Hall | 0.04732%
20469 | 25 | 1 |  | Manual | 1 | Ceiling Fixture | Compact Fluorescent |  | Twist | 1 | 13 | Closet | 2046925 | Closet | 0.04732%
20469 | 26 | 1 |  | Manual | 2 | Ceiling Fixture | Linear Fluorescent | 48 | T-12 | 2 | 40 | Office | 2046926 | Office | 0.04732%
20469 | 26 | 2 |  | Manual | 1 | Ceiling Fixture | Linear Fluorescent | 48 | T-12 | 1 | 40 | Office | 2046926 | Office | 0.04732%
20469 | 27 | 1 |  | Manual | 4 | Ceiling Fixture | Incandescent |  | Standard A Lamp | 1 | 200 | Garage | 2046927 | Garage | 0.04732%
20469 | 27 | 2 |  | Manual | 2 | Ceiling Fixture | Incandescent |  | Standard A Lamp | 1 | 60 | Garage | 2046927 | Garage | 0.04732%
20469 | 27 | 3 |  | Timer | 1 | Garage door opener | Incandescent |  | Standard A Lamp | 1 | 60 | Garage | 2046927 | Garage | 0.04732%
20469 | 27 | 4 |  | Manual | 1 | Garage door opener | Incandescent |  | Clear | 1 | 40 | Garage | 2046927 | Garage | 0.04732%
20472 | 1 | 1 |  | Manual | 1 | Ceiling Fan | Incandescent |  | Standard A Lamp | 1 | 60 | Bedroom | 204721 | Bedroom | 0.04008%
20472 | 1 | 2 |  | Manual | 3 | Wall Mount | Incandescent |  | Decorative | 1 | 60 | Bedroom | 204721 | Bedroom | 0.04008%
20472 | 2 | 1 |  | Manual | 2 | Ceiling Fixture | Halogen |  | MR | 3 | 75 | Bathroom | 204722 | Bathroom | 0.04008%
20472 | 3 | 1 |  | Manual | 1 | Chandelier (Hanging) | Incandescent |  | Clear | 3 | 60 | Dining Room | 204723 | Dining Room | 0.04008%
20472 | 4 | 1 |  | Manual | 5 | Recessed Can | Incandescent |  | Reflector | 1 | 65 | Kitchen | 204724 | Kitchen | 0.04008%
20472 | 5 | 1 |  | Manual | 1 | Ceiling Fan | Incandescent |  | Standard A Lamp | 1 | 60 | Living Room | 204725 | Living Room | 0.04008%
20472 | 6 | 1 |  | Manual | 1 | Ceiling Fixture | Incandescent |  | Standard A Lamp | 2 | 60 | Bedroom | 204726 | Bedroom | 0.04008%
20472 | 6 | 2 |  | Manual | 1 | Wall Mount | Incandescent |  | Standard A Lamp | 2 | 60 | Bedroom | 204726 | Bedroom | 0.04008%
20472 | 6 | 3 |  | Manual | 1 | Table | Incandescent |  | Mini base | 1 | 40 | Bedroom | 204726 | Bedroom | 0.04008%
20472 | 7 | 1 |  | Manual | 1 | Ceiling Fixture | Incandescent |  | Standard A Lamp | 2 | 60 | Bedroom | 204727 | Bedroom | 0.04008%
20472 | 7 | 2 |  | Manual | 1 | Table | Incandescent |  | Standard A Lamp | 1 | 60 | Bedroom | 204727 | Bedroom | 0.04008%
20472 | 8 | 1 |  | Manual | 2 | Wall Mount | Incandescent |  | Standard A Lamp | 1 | 40 | Bathroom | 204728 | Bathroom | 0.04008%
20472 | 8 | 2 |  | Manual | 1 | Ceiling Fan | Incandescent |  | Standard A Lamp | 1 | 60 | Bathroom | 204728 | Bathroom | 0.04008%
20472 | 9 | 1 |  | Manual | 1 | Wall Mount | Incandescent |  | Standard A Lamp | 1 | 60 | Closet | 204729 | Closet | 0.04008%
20472 | 10 | 1 |  | Manual | 1 | Wall Mount | Incandescent |  | Standard A Lamp | 1 | 60 | Closet | 2047210 | Closet | 0.04008%
20472 | 11 | 1 |  | Manual | 5 | Ceiling Fixture | Incandescent |  | Standard A Lamp | 1 | 60 | Garage | 2047211 | Garage | 0.04008%
20472 | 12 | 1 |  | Manual | 1 | Ceiling Fixture | Incandescent |  | Standard A Lamp | 2 | 60 | Hall | 2047212 | Hall | 0.04008%
20472 | 13 | 1 |  | Manual | 1 | Ceiling Fixture | Incandescent |  | Standard A Lamp | 2 | 60 | Kitchen | 2047213 | Kitchen | 0.04008%
20472 | 13 | 2 |  | Manual | 1 | Recessed Can | Incandescent |  | Reflector | 1 | 65 | Kitchen | 2047213 | Kitchen | 0.04008%
20472 | 14 | 1 |  | Manual | 1 | Ceiling Fixture | Incandescent |  | Standard A Lamp | 2 | 60 | Bathroom | 2047214 | Bathroom | 0.04008%
20472 | 15 | 1 |  | Manual | 1 | Ceiling Fixture | Incandescent |  | Standard A Lamp | 2 | 60 | Office | 2047215 | Office | 0.04008%
20472 | 15 | 2 |  | Manual | 2 | Table | Halogen |  | Quartz Tube | 1 | 50 | Office | 2047215 | Office | 0.04008%
20472 | 16 | 1 |  | Manual | 2 | Ceiling Fixture | Incandescent |  | Standard A Lamp | 2 | 60 | Living Room | 2047216 | Living Room | 0.04008%
20472 | 16 | 2 |  | Manual | 1 | Table | Incandescent |  | Standard A Lamp | 1 | 60 | Living Room | 2047216 | Living Room | 0.04008%
20477 | 1 | 1 |  | Manual | 1 | Wall Mount | Incandescent |  | Globe | 4 | 40 | Bathroom | 204771 | Bathroom | 0.04732%
20477 | 2 | 1 |  | Manual | 1 | Ceiling Fixture | Incandescent |  | Standard A Lamp | 2 | 60 | Bedroom | 204772 | Bedroom | 0.04732%
20477 | 3 | 1 |  | Manual | 1 | Ceiling Fixture | Incandescent |  | Standard A Lamp | 2 | 60 | Bedroom | 204773 | Bedroom | 0.04732%
20477 | 3 | 2 |  | Manual | 2 | Table | Compact Fluorescent |  | Twist | 1 | 15 | Bedroom | 204773 | Bedroom | 0.04732%
20477 | 4 | 1 |  | Manual | 1 | Ceiling Fixture | Incandescent |  | Standard A Lamp | 2 | 60 | Closet | 204774 | Closet | 0.04732%
20477 | 5 | 1 |  | Manual | 1 | Chandelier (Hanging) | Incandescent |  | Standard A Lamp | 5 | 60 | Dining Room | 204775 | Dining Room | 0.04732%
20477 | 6 | 1 |  | Manual | 1 | Ceiling Fan | Incandescent |  | Mini base | 4 | 60 | Garage | 204776 | Garage | 0.04732%
20477 | 6 | 2 |  | Manual | 1 | Torchiere | Compact Fluorescent |  | Twist | 1 | 15 | Garage | 204776 | Garage | 0.04732%
20477 | 6 | 3 |  | Manual | 1 | Floor lamp | Incandescent |  | Standard A Lamp | 1 | 52 | Garage | 204776 | Garage | 0.04732%
20477 | 7 | 1 |  | Manual | 2 | Ceiling Fixture | Incandescent |  | Standard A Lamp | 2 | 60 | Hall | 204777 | Hall | 0.04732%
20477 | 8 | 1 |  | Manual | 1 | Ceiling Fixture | Compact Fluorescent |  | Twist | 2 | 15 | Laundry Room | 204778 | Laundry Room | 0.04732%
20477 | 9 | 1 |  | Manual | 1 | Ceiling Fan | Incandescent |  | Standard A Lamp | 4 | 60 | Living Room | 204779 | Living Room | 0.04732%
20477 | 9 | 2 |  | Manual | 1 | Ceiling Fixture | Incandescent |  | Standard A Lamp | 2 | 60 | Living Room | 204779 | Living Room | 0.04732%
20477 | 10 | 1 |  | Manual | 1 | Wall Mount | Incandescent |  | Globe | 4 | 60 | Bathroom | 2047710 | Bathroom | 0.04732%
20477 | 11 | 1 |  | Manual | 1 | Floor lamp | Compact Fluorescent |  | Twist | 1 | 15 | Master Bedroom | 2047711 | Master Bedroom | 0.04732%
20477 | 11 | 2 |  | Manual | 3 | Table | Compact Fluorescent |  | Twist | 1 | 15 | Master Bedroom | 2047711 | Master Bedroom | 0.04732%
20477 | 12 | 1 |  | Manual | 4 | Recessed Can | Incandescent |  | Reflector | 1 | 65 | Kitchen | 2047712 | Kitchen | 0.04732%
20485 | 1 | 1 |  | Manual | 1 | Wall Mount | Incandescent |  | Globe | 8 | 40 | Bathroom | 204851 | Bathroom | 0.09408%
20485 | 1 | 2 |  | Manual | 1 | Recessed Can | Incandescent |  | Standard A Lamp | 1 | 65 | Bathroom | 204851 | Bathroom | 0.09408%
20485 | 2 | 1 |  | Manual | 2 | Recessed Can | Incandescent |  | Reflector | 1 | 75 | Hall | 204852 | Hall | 0.09408%
20485 | 3 | 1 |  | Manual | 2 | Recessed Can | Incandescent |  | Reflector | 1 | 45 | Bathroom | 204853 | Bathroom | 0.09408%
20485 | 3 | 2 |  | Manual | 1 | Table | Compact Fluorescent |  | Twist | 1 | 22 | Bathroom | 204853 | Bathroom | 0.09408%
20485 | 4 | 1 |  | Manual | 1 | Ceiling Fixture | Incandescent |  | Standard A Lamp | 1 | 60 | Bedroom | 204854 | Bedroom | 0.09408%
20485 | 4 | 2 |  | Manual | 2 | Table | Incandescent |  | Standard A Lamp | 1 | 75 | Bedroom | 204854 | Bedroom | 0.09408%
20485 | 4 | 3 |  | Dimmer | 1 | Recessed Can | Incandescent |  | Reflector | 1 | 45 | Bedroom | 204854 | Bedroom | 0.09408%
20485 | 4 | 4 |  | Manual | 2 | Recessed Can | Incandescent |  | Reflector | 1 | 45 | Bedroom | 204854 | Bedroom | 0.09408%
20485 | 5 | 1 |  | Manual | 1 | Ceiling Fixture | Incandescent |  | Standard A Lamp | 2 | 60 | Bedroom | 204855 | Bedroom | 0.09408%
20485 | 5 | 2 |  | Manual | 1 | Table | Incandescent |  | Standard A Lamp | 1 | 75 | Bedroom | 204855 | Bedroom | 0.09408%
20485 | 5 | 3 |  | Manual | 1 | Table | Incandescent |  | Standard A Lamp | 2 | 75 | Bedroom | 204855 | Bedroom | 0.09408%
20485 | 5 | 4 |  | Manual | 1 | Table | Incandescent |  | Standard A Lamp | 1 | 150 | Bedroom | 204855 | Bedroom | 0.09408%
20485 | 6 | 1 |  | Manual | 1 | Ceiling Fixture | Incandescent |  | Standard A Lamp | 1 | 100 | Other | 204856 | Other | 0.09408%
20485 | 7 | 1 |  | Dimmer | 5 | Recessed Can | Incandescent |  | Reflector | 1 | 75 | Other | 204857 | Other | 0.09408%
20485 | 7 | 2 |  | Manual | 1 | Table | Incandescent |  | Standard A Lamp | 1 | 40 | Other | 204857 | Other | 0.09408%
20485 | 7 | 3 |  | Manual | 1 | Table | Compact Fluorescent |  | Twist | 2 | 22 | Other | 204857 | Other | 0.09408%
20485 | 8 | 1 |  | Manual | 11 | Recessed Can | Incandescent |  | Reflector | 1 | 45 | Hall | 204858 | Hall | 0.09408%
20485 | 8 | 2 |  | Manual | 1 | Recessed Can | Incandescent |  | Reflector | 1 | 45 | Hall | 204858 | Hall | 0.09408%
20485 | 9 | 1 |  | Manual | 1 | Ceiling Fixture | Incandescent |  | Standard A Lamp | 2 | 60 | Family Room | 204859 | Family Room | 0.09408%
20485 | 9 | 2 |  | Dimmer | 1 | Track | Incandescent |  | Reflector | 4 | 40 | Family Room | 204859 | Family Room | 0.09408%
20485 | 9 | 3 |  | Manual | 3 | Table | Compact Fluorescent |  | Twist | 1 | 22 | Family Room | 204859 | Family Room | 0.09408%
20485 | 9 | 4 |  | Dimmer | 1 | Track | Incandescent |  | Reflector | 2 | 40 | Family Room | 204859 | Family Room | 0.09408%
20485 | 9 | 5 |  | Manual | 1 | Table | Incandescent |  | Standard A Lamp | 1 | 60 | Family Room | 204859 | Family Room | 0.09408%
20485 | 10 | 1 |  | Manual | 2 | Ceiling Fixture | Incandescent |  | Standard A Lamp | 1 | 100 | Garage | 2048510 | Garage | 0.09408%
20485 | 10 | 2 |  | Motion | 1 | Garage door opener | Incandescent |  | Standard A Lamp | 1 | 60 | Garage | 2048510 | Garage | 0.09408%
20485 | 11 | 1 |  | Manual | 2 | Ceiling Fixture | Incandescent |  | Standard A Lamp | 2 | 60 | Hall | 2048511 | Hall | 0.09408%
20485 | 11 | 2 |  | Manual | 1 | Table | Compact Fluorescent |  | Twist | 1 | 22 | Hall | 2048511 | Hall | 0.09408%
20485 | 12 | 1 |  | Manual | 5 | Recessed Can | Incandescent |  | Reflector | 1 | 65 | Kitchen | 2048512 | Kitchen | 0.09408%
20485 | 12 | 2 |  | Manual | 1 | Ceiling Fixture | Incandescent |  | Standard A Lamp | 1 | 60 | Kitchen | 2048512 | Kitchen | 0.09408%
20485 | 13 | 1 |  | Dimmer | 2 | Recessed Can | Incandescent |  | Reflector | 1 | 75 | Living Room | 2048513 | Living Room | 0.09408%
20485 | 13 | 2 |  | Dimmer | 1 | Chandelier (Hanging) | Incandescent |  | Decorative | 5 | 60 | Living Room | 2048513 | Living Room | 0.09408%
20485 | 13 | 3 |  | Manual | 2 | Table | Incandescent |  | Standard A Lamp | 1 | 200 | Living Room | 2048513 | Living Room | 0.09408%
20485 | 14 | 1 |  | Manual | 1 | Wall Mount | Incandescent |  | Globe | 8 | 40 | Bathroom | 2048514 | Bathroom | 0.09408%
20485 | 14 | 2 |  | Manual | 1 | Table | Compact Fluorescent |  | Twist | 1 | 22 | Bathroom | 2048514 | Bathroom | 0.09408%
20485 | 14 | 3 |  | Manual | 1 | Ceiling Fixture | Incandescent |  | Standard A Lamp | 1 | 60 | Bathroom | 2048514 | Bathroom | 0.09408%
20485 | 15 | 2 |  | Manual | 2 | Table | Compact Fluorescent |  | Twist | 1 | 22 | Master Bedroom | 2048515 | Master Bedroom | 0.09408%
20485 | 15 | 3 |  | Manual | 2 | Recessed Can | Incandescent |  | Reflector | 1 | 75 | Master Bedroom | 2048515 | Master Bedroom | 0.09408%
20485 | 16 | 1 |  | Manual | 3 | Ceiling Fixture | Incandescent |  | Standard A Lamp | 1 | 60 | Other | 2048516 | Other | 0.09408%
20485 | 17 | 1 |  | Manual | 4 | Recessed Can | Incandescent |  | Reflector | 1 | 45 | Hall | 2048517 | Hall | 0.09408%
20485 | 17 | 2 |  | Manual | 3 | Ceiling Fixture | Incandescent |  | Standard A Lamp | 1 | 60 | Hall | 2048517 | Hall | 0.09408%
20485 | 18 | 1 |  | Manual | 1 | Wall Mount | Incandescent |  | Standard A Lamp | 1 | 75 | Other | 2048518 | Other | 0.09408%
20485 | 19 | 1 |  | Manual | 1 | Table | Incandescent |  | Standard A Lamp | 1 | 150 | Bedroom | 2048519 | Bedroom | 0.09408%
20485 | 19 | 2 |  | Manual | 1 | Table | Incandescent |  | Standard A Lamp | 1 | 100 | Bedroom | 2048519 | Bedroom | 0.09408%
20485 | 19 | 3 |  | Manual | 2 | Ceiling Fixture | Incandescent |  | Standard A Lamp | 1 | 60 | Bedroom | 2048519 | Bedroom | 0.09408%
20485 | 20 | 1 |  | Manual | 1 | Ceiling Fixture | Incandescent |  | Standard A Lamp | 1 | 60 | Other | 2048520 | Other | 0.09408%
20491 | 1 | 1 |  | Manual | 1 | Chandelier (Hanging) | Incandescent |  | Globe | 1 | 75 | Kitchen | 204911 | Kitchen | 0.02963%
20491 | 1 | 2 |  | Manual | 1 | Ceiling Fixture | Linear Fluorescent | 48 | T-12 | 2 | 40 | Kitchen | 204911 | Kitchen | 0.02963%
20491 | 2 | 1 |  | Manual | 1 | Ceiling Fixture | Incandescent |  | Standard A Lamp | 2 | 60 | Bedroom | 204912 | Bedroom | 0.02963%
20491 | 2 | 2 |  | Manual | 1 | Table | Incandescent |  | 3-Way Incandescent | 1 | 100 | Bedroom | 204912 | Bedroom | 0.02963%
20491 | 2 | 3 |  | Manual | 1 | Table | Compact Fluorescent |  | Twist | 1 | 22 | Bedroom | 204912 | Bedroom | 0.02963%
20491 | 3 | 1 |  | Manual | 1 | Ceiling Fixture | Compact Fluorescent |  | Twist | 3 | 22 | Bedroom | 204913 | Bedroom | 0.02963%
20491 | 3 | 2 |  | Manual | 1 | Table | Incandescent |  | Clear | 1 | 60 | Bedroom | 204913 | Bedroom | 0.02963%
20491 | 3 | 3 |  | Manual | 1 | Table | Incandescent |  | Standard A Lamp | 1 | 60 | Bedroom | 204913 | Bedroom | 0.02963%
20491 | 4 | 1 |  | Manual | 2 | Ceiling Fan | Incandescent |  | Decorative | 4 | 60 | Living Room | 204914 | Living Room | 0.02963%
20491 | 4 | 2 |  | Manual | 1 | Table | Compact Fluorescent |  | Twist | 1 | 22 | Living Room | 204914 | Living Room | 0.02963%
20491 | 4 | 3 |  | Manual | 1 | Table | Incandescent |  | Standard A Lamp | 1 | 60 | Living Room | 204914 | Living Room | 0.02963%
20491 | 4 | 4 |  | Dimmer | 1 | Chandelier (Hanging) | Incandescent |  | Mini base | 5 | 40 | Living Room | 204914 | Living Room | 0.02963%
20491 | 5 | 1 |  | Manual | 1 | Ceiling Fixture | Incandescent |  | Standard A Lamp | 1 | 60 | Hall | 204915 | Hall | 0.02963%
20491 | 6 | 1 |  | Manual | 2 | Ceiling Fixture | Compact Fluorescent |  | Twist | 1 | 22 | Bathroom | 204916 | Bathroom | 0.02963%
20491 | 6 | 2 |  | Manual | 1 | Wall Mount | Compact Fluorescent |  | Twist | 2 | 22 | Bathroom | 204916 | Bathroom | 0.02963%
20491 | 7 | 1 |  | Manual | 1 | Wall Mount | Incandescent |  | Standard A Lamp | 1 | 60 | Closet | 204917 | Closet | 0.02963%
20491 | 8 | 1 |  | Manual | 1 | Ceiling Fixture | Compact Fluorescent |  | Twist | 2 | 22 | Master Bedroom | 204918 | Master Bedroom | 0.02963%
20491 | 8 | 2 |  | Manual | 2 | Table | Incandescent |  | Decorative | 1 | 60 | Master Bedroom | 204918 | Master Bedroom | 0.02963%
20491 | 9 | 1 |  | Manual | 1 | Ceiling Fixture | Compact Fluorescent |  | Twist | 1 | 22 | Bathroom | 204919 | Bathroom | 0.02963%
20491 | 9 | 2 |  | Manual | 1 | Wall Mount | Incandescent |  | Globe | 5 | 40 | Bathroom | 204919 | Bathroom | 0.02963%
20491 | 10 | 1 |  | Manual | 1 | Ceiling Fixture | Compact Fluorescent |  | Twist | 2 | 22 | Bedroom | 2049110 | Bedroom | 0.02963%
20491 | 10 | 2 |  | Manual | 1 | Table | Incandescent |  | Clear | 1 | 60 | Bedroom | 2049110 | Bedroom | 0.02963%
20491 | 11 | 1 |  | Manual | 1 | Chandelier (Hanging) | Incandescent |  | Decorative | 5 | 60 | Office | 2049111 | Office | 0.02963%
20491 | 11 | 2 |  | Manual | 1 | Table | Compact Fluorescent |  | Twist | 1 | 22 | Office | 2049111 | Office | 0.02963%
20505 | 1 | 1 |  | Manual | 3 | Wall Mount | Compact Fluorescent |  | Twist | 1 | 22 | Bathroom | 205051 | Bathroom | 0.04008%
20505 | 2 | 1 |  | Manual | 4 | Wall Mount | Compact Fluorescent |  | Twist | 3 | 22 | Bedroom | 205052 | Bedroom | 0.04008%
20505 | 2 | 2 |  | Manual | 1 | Table | Incandescent |  | Decorative | 2 | 25 | Bedroom | 205052 | Bedroom | 0.04008%
20505 | 3 | 1 |  | Manual | 1 | Track | Halogen |  | PAR | 4 | 30 | Bedroom | 205053 | Bedroom | 0.04008%
20505 | 3 | 2 |  | Manual | 1 | Chandelier (Hanging) | Halogen |  | PAR | 4 | 20 | Bedroom | 205053 | Bedroom | 0.04008%
20505 | 3 | 3 |  | Manual | 1 | Wall Mount | Incandescent |  | Standard A Lamp | 1 | 60 | Bedroom | 205053 | Bedroom | 0.04008%
20505 | 4 | 1 |  | Manual | 1 | Ceiling Fan | Compact Fluorescent |  | Twist | 4 | 22 | Bedroom | 205054 | Bedroom | 0.04008%
20505 | 5 | 1 |  | Manual | 1 | Chandelier (Hanging) | Compact Fluorescent |  | Twist | 3 | 22 | Dining Room | 205055 | Dining Room | 0.04008%
20505 | 6 | 1 |  | Manual | 3 | Chandelier (Hanging) | Compact Fluorescent |  | Twist | 1 | 22 | Family Room | 205056 | Family Room | 0.04008%
20505 | 6 | 2 |  | Manual | 6 | Architectural | Halogen |  | PAR | 1 | 50 | Family Room | 205056 | Family Room | 0.04008%
20505 | 7 | 1 |  | Manual | 1 | Wall Mount | Incandescent |  | Globe | 8 | 40 | Bathroom | 205057 | Bathroom | 0.04008%
20505 | 7 | 2 |  | Manual | 1 | Ceiling Fan | Compact Fluorescent |  | Twist | 4 | 22 | Bathroom | 205057 | Bathroom | 0.04008%
20505 | 8 | 1 |  | Manual | 2 | Ceiling Fixture | Compact Fluorescent |  | Twist | 1 | 22 | Hall | 205058 | Hall | 0.04008%
20505 | 9 | 1 |  | Manual | 1 | Chandelier (Hanging) | Incandescent |  | Decorative | 3 | 25 | Hall | 205059 | Hall | 0.04008%
20505 | 10 | 1 |  | Manual | 3 | High bay | Compact Fluorescent |  | Twist | 1 | 22 | Kitchen | 2050510 | Kitchen | 0.04008%
20505 | 10 | 2 |  | Manual | 3 | Low bay | Linear Fluorescent | 48 | T-12 | 6 | 40 | Kitchen | 2050510 | Kitchen | 0.04008%
20505 | 11 | 1 |  | Manual | 1 | Ceiling Fixture | Compact Fluorescent |  | Twist | 3 | 22 | Bathroom | 2050511 | Bathroom | 0.04008%
20505 | 11 | 2 |  | Manual | 1 | Wall Mount | Compact Fluorescent |  | Twist | 3 | 22 | Bathroom | 2050511 | Bathroom | 0.04008%
20505 | 12 | 1 |  | Manual | 3 | Wall Mount | Compact Fluorescent |  | Twist | 1 | 15 | Master Bedroom | 2050512 | Master Bedroom | 0.04008%
20505 | 12 | 2 |  | Manual | 2 | Table | Compact Fluorescent |  | Twist | 1 | 22 | Master Bedroom | 2050512 | Master Bedroom | 0.04008%
20505 | 12 | 3 |  | Manual | 1 | Chandelier (Hanging) | Incandescent |  | Mini base | 4 | 25 | Master Bedroom | 2050512 | Master Bedroom | 0.04008%
20505 | 12 | 4 |  | Manual | 1 | Ceiling Fan | Compact Fluorescent |  | Twist | 3 | 22 | Master Bedroom | 2050512 | Master Bedroom | 0.04008%
20505 | 13 | 1 |  | Manual | 4 | Architectural | Halogen |  | PAR | 1 | 50 | Other | 2050513 | Other | 0.04008%
20505 | 13 | 2 |  | Manual | 1 | Chandelier (Hanging) | Compact Fluorescent |  | Twist | 2 | 22 | Other | 2050513 | Other | 0.04008%
20505 | 14 | 1 |  | Manual | 1 | Floor lamp | Compact Fluorescent |  | Twist | 1 | 22 | Living Room | 2050514 | Living Room | 0.04008%
20505 | 14 | 2 |  | Manual | 1 | Ceiling Fan | Compact Fluorescent |  | Twist | 4 | 22 | Living Room | 2050514 | Living Room | 0.04008%
20505 | 14 | 3 |  | Manual | 1 | Table | Compact Fluorescent |  | Twist | 1 | 28 | Living Room | 2050514 | Living Room | 0.04008%
20516 | 1 | 1 |  | Manual | 1 | Track | Halogen |  | MR | 3 | 30 | Bathroom | 205161 | Bathroom | 0.05169%
20516 | 1 | 2 |  | Manual | 1 | Recessed Can | Incandescent |  | Standard A Lamp | 1 | 40 | Bathroom | 205161 | Bathroom | 0.05169%
20516 | 2 | 1 |  | Manual | 1 | Track | Halogen |  | MR | 3 | 30 | Bathroom | 205162 | Bathroom | 0.05169%
20516 | 3 | 1 |  | Manual | 1 | Ceiling Fan | Incandescent |  | Standard A Lamp | 4 | 60 | Bedroom | 205163 | Bedroom | 0.05169%
20516 | 4 | 1 |  | Dimmer | 1 | Track | Halogen |  | MR | 5 | 50 | Dining Room | 205164 | Dining Room | 0.05169%
20516 | 5 | 1 |  | Manual | 1 | Garage door opener | Incandescent |  | Standard A Lamp | 2 | 60 | Garage | 205165 | Garage | 0.05169%
20516 | 6 | 1 |  | Manual | 2 | Ceiling Fixture | Compact Fluorescent |  | Twist | 1 | 15 | Hall | 205166 | Hall | 0.05169%
20516 | 7 | 1 |  | Manual | 5 | Recessed Can | Other |  | LED Interior | 1 | 50 | Kitchen | 205167 | Kitchen | 0.05169%
20516 | 7 | 2 |  | Manual | 1 | Architectural | Halogen |  | Quartz Tube | 2 | 30 | Kitchen | 205167 | Kitchen | 0.05169%
20516 | 7 | 3 |  | Manual | 1 | Chandelier (Hanging) | Incandescent |  | Standard A Lamp | 1 | 60 | Kitchen | 205167 | Kitchen | 0.05169%
20516 | 8 | 1 |  | Dimmer | 1 | Track | Halogen |  | MR | 3 | 50 | Living Room | 205168 | Living Room | 0.05169%
20516 | 8 | 2 |  | Manual | 2 | Table | Incandescent |  | Standard A Lamp | 1 | 40 | Living Room | 205168 | Living Room | 0.05169%
20516 | 8 | 3 |  | Manual | 2 | Table | Incandescent |  | Standard A Lamp | 2 | 40 | Living Room | 205168 | Living Room | 0.05169%
20516 | 9 | 1 |  | Manual | 1 | Ceiling Fan | Compact Fluorescent |  | Circline (Screw Base) | 1 | 15 | Master Bedroom | 205169 | Master Bedroom | 0.05169%
20516 | 9 | 2 |  | Manual | 1 | Table | Compact Fluorescent |  | Twist | 1 | 22 | Master Bedroom | 205169 | Master Bedroom | 0.05169%
20516 | 9 | 3 |  | Manual | 1 | Table | Compact Fluorescent |  | Twist | 1 | 7 | Master Bedroom | 205169 | Master Bedroom | 0.05169%
20516 | 9 | 4 |  | Manual | 1 | Table | Incandescent |  | Standard A Lamp | 1 | 25 | Master Bedroom | 205169 | Master Bedroom | 0.05169%
20516 | 10 | 1 |  | Manual | 1 | Track | Halogen |  | MR | 3 | 50 | Office | 2051610 | Office | 0.05169%
20540 | 1 | 1 |  | Manual | 1 | Wall Mount | Incandescent |  | Standard A Lamp | 4 | 60 | Bathroom | 205401 | Bathroom | 0.04732%
20540 | 2 | 1 |  | Manual | 1 | Wall Mount | Incandescent |  | Standard A Lamp | 2 | 60 | Bathroom | 205402 | Bathroom | 0.04732%
20540 | 3 | 1 |  | Manual | 1 | Ceiling Fixture | Incandescent |  | Standard A Lamp | 1 | 60 | Closet | 205403 | Closet | 0.04732%
20540 | 4 | 1 |  | Manual | 1 | Ceiling Fixture | Incandescent |  | Standard A Lamp | 2 | 60 | Bedroom | 205404 | Bedroom | 0.04732%
20540 | 5 | 1 |  | Manual | 1 | Table | Incandescent |  | Standard A Lamp | 1 | 60 | Bedroom | 205405 | Bedroom | 0.04732%
20540 | 5 | 2 |  | Manual | 1 | Ceiling Fixture | Incandescent |  | Standard A Lamp | 1 | 60 | Bedroom | 205405 | Bedroom | 0.04732%
20540 | 6 | 1 |  | Manual | 1 | Ceiling Fixture | Incandescent |  | Standard A Lamp | 1 | 60 | Closet | 205406 | Closet | 0.04732%
20540 | 7 | 1 |  | Manual | 1 | Chandelier (Hanging) | Incandescent |  | Standard A Lamp | 3 | 40 | Other | 205407 | Other | 0.04732%
20540 | 8 | 1 |  | Manual | 1 | Recessed Can | Incandescent |  | Reflector | 1 | 75 | Family Room | 205408 | Family Room | 0.04732%
20540 | 8 | 2 |  | Manual | 3 | Table | Incandescent |  | Standard A Lamp | 1 | 65 | Family Room | 205408 | Family Room | 0.04732%
20540 | 9 | 1 |  | Manual | 4 | Ceiling Fixture | Compact Fluorescent |  | Twist | 1 | 15 | Garage | 205409 | Garage | 0.04732%
20540 | 9 | 2 |  | Timer | 1 | Garage door opener | Incandescent |  | Standard A Lamp | 2 | 60 | Garage | 205409 | Garage | 0.04732%
20540 | 9 | 3 |  | Photo/motion | 1 | Exterior | Incandescent |  | Reflector | 2 | 100 | Garage | 205409 | Garage | 0.04732%
20540 | 10 | 1 |  | Manual | 3 | Recessed Can | Incandescent |  | Reflector | 1 | 75 | Hall | 2054010 | Hall | 0.04732%
20540 | 11 | 1 |  | Manual | 6 | Recessed Can | Compact Fluorescent |  | Flood | 1 | 22 | Kitchen | 2054011 | Kitchen | 0.04732%
20540 | 11 | 2 |  | Dimmer | 4 | Recessed Can | Incandescent |  | Reflector | 1 | 75 | Kitchen | 2054011 | Kitchen | 0.04732%
20540 | 12 | 1 |  | Manual | 2 | Recessed Can | Compact Fluorescent |  | Flood | 1 | 22 | Living Room | 2054012 | Living Room | 0.04732%
20540 | 13 | 1 |  | Manual | 3 | Table | Incandescent |  | Standard A Lamp | 1 | 75 | Living Room | 2054013 | Living Room | 0.04732%
20540 | 14 | 1 |  | Manual | 2 | Wall Mount | Compact Fluorescent |  | Twist | 3 | 15 | Bathroom | 2054014 | Bathroom | 0.04732%
20540 | 14 | 2 |  | Manual | 1 | Chandelier (Hanging) | Incandescent |  | Reflector | 1 | 75 | Bathroom | 2054014 | Bathroom | 0.04732%
20540 | 14 | 3 |  | Manual | 2 | Wall Mount | Incandescent |  | Globe | 4 | 40 | Bathroom | 2054014 | Bathroom | 0.04732%
20540 | 15 | 1 |  | Dimmer | 1 | Ceiling Fan | Incandescent |  | Standard A Lamp | 4 | 60 | Master Bedroom | 2054015 | Master Bedroom | 0.04732%
20540 | 15 | 2 |  | Manual | 1 | Table | Compact Fluorescent |  | A shape bulb | 1 | 22 | Master Bedroom | 2054015 | Master Bedroom | 0.04732%
20540 | 15 | 3 |  | Manual | 1 | Table | Incandescent |  | Standard A Lamp | 1 | 75 | Master Bedroom | 2054015 | Master Bedroom | 0.04732%
20540 | 15 | 4 |  | Manual | 1 | Table | Incandescent |  | Standard A Lamp | 1 | 60 | Master Bedroom | 2054015 | Master Bedroom | 0.04732%
20540 | 16 | 1 |  | Manual | 2 | Ceiling Fixture | Linear Fluorescent | 48 | T-8 | 2 | 32 | Closet | 2054016 | Closet | 0.04732%
20540 | 17 | 1 |  | Manual | 1 | Ceiling Fixture | Compact Fluorescent |  | Twist | 2 | 15 | Office | 2054017 | Office | 0.04732%
20540 | 17 | 2 |  | Dimmer | 1 | Torchiere | Halogen |  | Quartz Tube | 1 | 150 | Office | 2054017 | Office | 0.04732%
20540 | 18 | 1 |  | Manual | 10 | Ceiling Fixture | Linear Fluorescent | 48 | T-12 | 2 | 40 | Other | 2054018 | Other | 0.04732%
20547 | 1 | 1 |  | Manual | 1 | Wall Mount | Incandescent |  | Globe | 3 | 40 | Bathroom | 205471 | Bathroom | 0.05169%
20547 | 1 | 2 |  | Manual | 1 | Wall Mount | Incandescent |  | Standard A Lamp | 1 | 25 | Bathroom | 205471 | Bathroom | 0.05169%
20547 | 2 | 1 |  | Manual | 1 | Ceiling Fixture | Incandescent |  | Standard A Lamp | 1 | 60 | Bedroom | 205472 | Bedroom | 0.05169%
20547 | 3 | 1 |  | Manual | 1 | Ceiling Fixture | Compact Fluorescent |  | Twist | 1 | 18 | Bedroom | 205473 | Bedroom | 0.05169%
20547 | 4 | 1 |  | Manual | 1 | Ceiling Fixture | Compact Fluorescent |  | Twist | 1 | 18 | Bedroom | 205474 | Bedroom | 0.05169%
20547 | 5 | 1 |  | Manual | 1 | Chandelier (Hanging) | Incandescent |  | Decorative | 4 | 40 | Dining Room | 205475 | Dining Room | 0.05169%
20547 | 5 | 2 |  | Manual | 2 | Ceiling Fixture | Compact Fluorescent |  | Twist | 1 | 18 | Dining Room | 205475 | Dining Room | 0.05169%
20547 | 6 | 1 |  | Manual | 3 | Ceiling Fixture | Compact Fluorescent |  | Twist | 1 | 18 | Living Room | 205476 | Living Room | 0.05169%
20547 | 6 | 2 |  | Manual | 2 | Track | Incandescent |  | Reflector | 3 | 75 | Living Room | 205476 | Living Room | 0.05169%
20547 | 7 | 1 |  | Manual | 2 | Ceiling Fixture | Incandescent |  | Standard A Lamp | 1 | 60 | Garage | 205477 | Garage | 0.05169%
20547 | 8 | 1 |  | Manual | 1 | Ceiling Fixture | Incandescent |  | Standard A Lamp | 1 | 75 | Hall | 205478 | Hall | 0.05169%
20547 | 9 | 1 |  | Manual | 2 | Ceiling Fixture | Compact Fluorescent |  | Twist | 1 | 18 | Hall | 205479 | Hall | 0.05169%
20547 | 10 | 1 |  | Manual | 2 | Ceiling Fixture | Compact Fluorescent |  | Twist | 1 | 18 | Kitchen | 2054710 | Kitchen | 0.05169%
20547 | 10 | 2 |  | Manual | 4 | Recessed Can | Compact Fluorescent |  | Reflector | 1 | 22 | Kitchen | 2054710 | Kitchen | 0.05169%
20547 | 11 | 1 |  | Manual | 1 | Wall Mount | Compact Fluorescent |  | Twist | 1 | 18 | Master Bedroom | 2054711 | Master Bedroom | 0.05169%
20547 | 12 | 1 |  | Manual | 1 | Floor lamp | Compact Fluorescent |  | Twist | 1 | 18 | Office | 2054712 | Office | 0.05169%
20547 | 13 | 1 |  | Manual | 1 | Ceiling Fixture | Incandescent |  | Reflector | 3 | 75 | Other | 2054713 | Other | 0.05169%
20547 | 14 | 1 |  | Manual | 2 | Recessed Can | Compact Fluorescent |  | Reflector | 1 | 22 | Laundry Room | 2054714 | Laundry Room | 0.05169%
20553 | 1 | 1 |  | Manual | 1 | Ceiling Fixture | Compact Fluorescent |  | Twist | 1 | 13 | Bathroom | 205531 | Bathroom | 0.09408%
20553 | 2 | 1 |  | Manual | 1 | Wall Mount | Compact Fluorescent |  | Twist | 4 | 15 | Bathroom | 205532 | Bathroom | 0.09408%
20553 | 3 | 1 |  | Manual | 1 | Wall Mount | Incandescent |  | Standard A Lamp | 1 | 75 | Bedroom | 205533 | Bedroom | 0.09408%
20553 | 3 | 2 |  | Manual | 1 | Wall Mount | Compact Fluorescent |  | Twist | 1 | 13 | Bedroom | 205533 | Bedroom | 0.09408%
20553 | 3 | 3 |  | Manual | 1 | Ceiling Fixture | Incandescent |  | Standard A Lamp | 2 | 60 | Bedroom | 205533 | Bedroom | 0.09408%
20553 | 4 | 1 |  | Manual | 1 | Table | Incandescent |  | Standard A Lamp | 1 | 60 | Bedroom | 205534 | Bedroom | 0.09408%
20553 | 4 | 2 |  | Manual | 1 | Wall Mount | Incandescent |  | Standard A Lamp | 1 | 40 | Bedroom | 205534 | Bedroom | 0.09408%
20553 | 4 | 3 |  | Manual | 1 | Ceiling Fixture | Compact Fluorescent |  | Twist | 1 | 20 | Bedroom | 205534 | Bedroom | 0.09408%
20553 | 5 | 1 |  | Manual | 1 | Chandelier (Hanging) | Incandescent |  | Standard A Lamp | 1 | 100 | Bedroom | 205535 | Bedroom | 0.09408%
20553 | 5 | 2 |  | Manual | 1 | Table | Incandescent |  | Decorative | 2 | 20 | Bedroom | 205535 | Bedroom | 0.09408%
20553 | 6 | 1 |  | Manual | 2 | Ceiling Fixture | Incandescent |  | Standard A Lamp | 1 | 100 | Other | 205536 | Other | 0.09408%
20553 | 7 | 1 |  | Manual | 1 | Ceiling Fixture | Incandescent |  | Standard A Lamp | 1 | 60 | Closet | 205537 | Closet | 0.09408%
20553 | 8 | 1 |  | Manual | 1 | Ceiling Fixture | Incandescent |  | Standard A Lamp | 2 | 100 | Dining Room | 205538 | Dining Room | 0.09408%
20553 | 9 | 1 |  | Manual | 1 | Track | Incandescent |  | Mini base | 2 | 60 | Family Room | 205539 | Family Room | 0.09408%
20553 | 9 | 2 |  | Manual | 1 | Ceiling Fixture | Compact Fluorescent |  | Twist | 1 | 20 | Family Room | 205539 | Family Room | 0.09408%
20553 | 10 | 1 |  | Manual | 2 | Ceiling Fixture | Linear Fluorescent | 48 | T-12 | 2 | 40 | Kitchen | 2055310 | Kitchen | 0.09408%
20553 | 11 | 1 |  | Manual | 1 | Ceiling Fixture | Compact Fluorescent |  | Twist | 3 | 15 | Living Room | 2055311 | Living Room | 0.09408%
20553 | 11 | 2 |  | Manual | 1 | Floor lamp | Incandescent |  | Standard A Lamp | 1 | 40 | Living Room | 2055311 | Living Room | 0.09408%
20553 | 11 | 3 |  | Manual | 1 | Table | Incandescent |  | 3-Way Incandescent | 1 | 100 | Living Room | 2055311 | Living Room | 0.09408%
20553 | 11 | 4 |  | Manual | 1 | Floor lamp | Incandescent |  | 3-Way Incandescent | 1 | 100 | Living Room | 2055311 | Living Room | 0.09408%
20553 | 12 | 1 |  | Manual | 2 | Chandelier (Hanging) | Incandescent |  | Standard A Lamp | 1 | 80 | Office | 2055312 | Office | 0.09408%
20553 | 12 | 2 |  | Manual | 1 | Table | Halogen |  | Other | 1 | 50 | Office | 2055312 | Office | 0.09408%
20553 | 12 | 3 |  | Manual | 1 | Table | Incandescent |  | Standard A Lamp | 1 | 40 | Office | 2055312 | Office | 0.09408%
20553 | 13 | 1 |  | Manual | 1 | Ceiling Fixture | Linear Fluorescent | 48 | T-12 | 2 | 40 | Other | 2055313 | Other | 0.09408%
20559 | 1 | 1 |  | Manual | 1 | Ceiling Fixture | Compact Fluorescent |  | Twist | 1 | 22 | Bedroom | 205591 | Bedroom | 0.02963%
20559 | 3 | 1 |  | Dimmer | 1 | Ceiling Fixture | Compact Fluorescent |  | Twist | 1 | 22 | Living Room | 205593 | Living Room | 0.02963%
20559 | 3 | 2 |  | None | 1 | Exterior | Incandescent | 10 | Mini base | 0 | 5 | Living Room | 205593 | Living Room | 0.02963%
20559 | 5 | 1 |  | Manual | 1 | Ceiling Fixture | Incandescent |  | Standard A Lamp | 1 | 60 | Bathroom | 205595 | Bathroom | 0.02963%
20559 | 5 | 2 |  | Manual | 1 | Wall Mount | Incandescent |  | Standard A Lamp | 1 | 100 | Bathroom | 205595 | Bathroom | 0.02963%
20559 | 6 | 1 |  | Manual | 1 | Ceiling Fixture | Incandescent |  | Clear | 1 | 60 | Hall | 205596 | Hall | 0.02963%
20565 | 1 | 1 |  | Manual | 1 | Chandelier (Hanging) | Incandescent |  | Globe | 5 | 40 | Dining Room | 205651 | Dining Room | 0.02963%
20565 | 2 | 1 |  | Manual | 1 | Ceiling Fixture | Incandescent |  | Standard A Lamp | 2 | 40 | Hall | 205652 | Hall | 0.02963%
20565 | 3 | 1 |  | Manual | 1 | Ceiling Fixture | Incandescent |  | Standard A Lamp | 2 | 60 | Bedroom | 205653 | Bedroom | 0.02963%
20565 | 3 | 2 |  | Manual | 2 | Table | Incandescent |  | 3-Way Incandescent | 1 | 90 | Bedroom | 205653 | Bedroom | 0.02963%
20565 | 4 | 1 |  | Manual | 1 | Wall Mount | Incandescent |  | Globe | 1 | 40 | Bathroom | 205654 | Bathroom | 0.02963%
20565 | 5 | 1 |  | Manual | 1 | Ceiling Fixture | Incandescent |  | Standard A Lamp | 2 | 40 | Bedroom | 205655 | Bedroom | 0.02963%
20565 | 5 | 2 |  | Manual | 1 | Table | Incandescent |  | Standard A Lamp | 1 | 150 | Bedroom | 205655 | Bedroom | 0.02963%
20565 | 6 | 1 |  | Manual | 1 | Chandelier (Hanging) | Incandescent |  | Standard A Lamp | 2 | 40 | Master Bedroom | 205656 | Master Bedroom | 0.02963%
20565 | 6 | 2 |  | Manual | 1 | Table | Incandescent |  | 3-Way Incandescent | 1 | 75 | Master Bedroom | 205656 | Master Bedroom | 0.02963%
20565 | 6 | 3 |  | Manual | 2 | Table | Compact Fluorescent |  | Twist | 1 | 15 | Master Bedroom | 205656 | Master Bedroom | 0.02963%
20565 | 6 | 4 |  | Manual | 1 | Floor lamp | Compact Fluorescent |  | Straight Tube | 1 | 28 | Master Bedroom | 205656 | Master Bedroom | 0.02963%
20565 | 7 | 1 |  | Manual | 1 | Ceiling Fixture | Compact Fluorescent |  | Twist | 2 | 15 | Closet | 205657 | Closet | 0.02963%
20565 | 8 | 1 |  | Manual | 2 | Wall Mount | Incandescent |  | Globe | 3 | 40 | Bathroom | 205658 | Bathroom | 0.02963%
20565 | 9 | 1 |  | Manual | 2 | Ceiling Fixture | Compact Fluorescent |  | Twist | 1 | 22 | Garage | 205659 | Garage | 0.02963%
20565 | 9 | 2 |  | Manual | 1 | Garage door opener | Incandescent |  | Standard A Lamp | 2 | 60 | Garage | 205659 | Garage | 0.02963%
20565 | 10 | 1 |  | Manual | 2 | Table | Incandescent |  | 3-Way Incandescent | 1 | 100 | Living Room | 2056510 | Living Room | 0.02963%
20565 | 10 | 2 |  | Manual | 1 | Table | Compact Fluorescent |  | Straight Tube | 1 | 28 | Living Room | 2056510 | Living Room | 0.02963%
20565 | 11 | 1 |  | Manual | 1 | Ceiling Fixture | Incandescent |  | Standard A Lamp | 2 | 60 | Hall | 2056511 | Hall | 0.02963%
20565 | 11 | 2 |  | Manual | 1 | Wall Mount | Compact Fluorescent |  | Twist | 1 | 15 | Hall | 2056511 | Hall | 0.02963%
20565 | 12 | 1 |  | Manual | 1 | Ceiling Fan | Compact Fluorescent |  | Twist | 3 | 15 | Family Room | 2056512 | Family Room | 0.02963%
20565 | 12 | 2 |  | Manual | 1 | Floor lamp | Compact Fluorescent |  | Twist | 1 | 15 | Family Room | 2056512 | Family Room | 0.02963%
20565 | 12 | 3 |  | Manual | 1 | Table | Incandescent |  | Other | 1 | 25 | Family Room | 2056512 | Family Room | 0.02963%
20565 | 13 | 1 |  | Manual | 1 | Track | Incandescent |  | Reflector | 3 | 65 | Kitchen | 2056513 | Kitchen | 0.02963%
20565 | 13 | 2 |  | Manual | 1 | Ceiling Fixture | Incandescent |  | Reflector | 2 | 65 | Kitchen | 2056513 | Kitchen | 0.02963%
20565 | 13 | 3 |  | Manual | 1 | Architectural | Incandescent |  | Other | 1 | 25 | Kitchen | 2056513 | Kitchen | 0.02963%
20565 | 14 | 1 |  | Manual | 1 | Wall Mount | Incandescent |  | Globe | 4 | 40 | Bathroom | 2056514 | Bathroom | 0.02963%
20565 | 15 | 1 |  | Manual | 1 | Ceiling Fixture | Incandescent |  | Standard A Lamp | 2 | 40 | Laundry Room | 2056515 | Laundry Room | 0.02963%
20565 | 16 | 1 |  | Manual | 3 | Ceiling Fixture | Compact Fluorescent |  | Twist | 2 | 15 | Office | 2056516 | Office | 0.02963%
20565 | 16 | 2 |  | Manual | 1 | Table | Compact Fluorescent |  | Twist | 1 | 15 | Office | 2056516 | Office | 0.02963%
20565 | 17 | 1 |  | Manual | 1 | Table | Compact Fluorescent |  | Straight Tube | 1 | 28 | Office | 2056517 | Office | 0.02963%
20565 | 17 | 2 |  | Manual | 1 | Ceiling Fixture | Compact Fluorescent |  | Twist | 2 | 28 | Office | 2056517 | Office | 0.02963%
20574 | 1 | 1 |  | Manual | 1 | Wall Mount | Compact Fluorescent |  | Twist | 4 | 15 | Bathroom | 205741 | Bathroom | 0.05169%
20574 | 2 | 1 |  | Manual | 1 | Wall Mount | Incandescent |  | Globe | 3 | 40 | Bathroom | 205742 | Bathroom | 0.05169%
20574 | 3 | 1 |  | Manual | 2 | Wall Mount | Halogen |  | MR | 1 | 30 | Bedroom | 205743 | Bedroom | 0.05169%
20574 | 3 | 2 |  | Manual | 1 | Torchiere | Incandescent |  | Standard A Lamp | 1 | 100 | Bedroom | 205743 | Bedroom | 0.05169%
20574 | 3 | 3 |  | Manual | 1 | Floor lamp | Compact Fluorescent |  | Twist | 1 | 15 | Bedroom | 205743 | Bedroom | 0.05169%
20574 | 4 | 1 |  | Manual | 1 | Ceiling Fixture | Incandescent |  | Standard A Lamp | 1 | 60 | Bedroom | 205744 | Bedroom | 0.05169%
20574 | 4 | 2 |  | Manual | 1 | Table | Incandescent |  | Globe | 1 | 40 | Bedroom | 205744 | Bedroom | 0.05169%
20574 | 4 | 3 |  | Manual | 1 | Wall Mount | Incandescent |  | Mini base | 2 | 25 | Bedroom | 205744 | Bedroom | 0.05169%
20574 | 5 | 1 |  | Manual | 1 | Chandelier (Hanging) | Incandescent |  | Decorative | 4 | 40 | Bedroom | 205745 | Bedroom | 0.05169%
20574 | 5 | 2 |  | Manual | 2 | Wall Mount | Incandescent |  | Decorative | 1 | 25 | Bedroom | 205745 | Bedroom | 0.05169%
20574 | 6 | 1 |  | Manual | 1 | Ceiling Fixture | Incandescent |  | Standard A Lamp | 1 | 60 | Closet | 205746 | Closet | 0.05169%
20574 | 7 | 1 |  | Manual | 1 | Floor lamp | Compact Fluorescent |  | Twist | 1 | 42 | Living Room | 205747 | Living Room | 0.05169%
20574 | 7 | 2 |  | Manual | 1 | Floor lamp | Compact Fluorescent |  | Twist | 2 | 22 | Living Room | 205747 | Living Room | 0.05169%
20574 | 8 | 1 |  | Manual | 2 | Ceiling Fixture | Linear Fluorescent | 48 | T-12 | 2 | 40 | Garage | 205748 | Garage | 0.05169%
20574 | 8 | 2 |  | Manual | 1 | Ceiling Fixture | Incandescent |  | Standard A Lamp | 1 | 75 | Garage | 205748 | Garage | 0.05169%
20574 | 8 | 3 |  | Manual | 1 | Ceiling Fixture | Compact Fluorescent |  | Twist | 1 | 22 | Garage | 205748 | Garage | 0.05169%
20574 | 9 | 1 |  | Manual | 1 | Ceiling Fixture | Compact Fluorescent |  | Twist | 1 | 22 | Hall | 205749 | Hall | 0.05169%
20574 | 10 | 1 |  | Dimmer | 1 | Ceiling Fixture | Incandescent |  | Standard A Lamp | 3 | 60 | Kitchen | 2057410 | Kitchen | 0.05169%
20574 | 10 | 2 |  | Manual | 1 | Recessed Can | Incandescent |  | Reflector | 1 | 65 | Kitchen | 2057410 | Kitchen | 0.05169%
20574 | 10 | 3 |  | Manual | 1 | Recessed Can | Incandescent |  | Standard A Lamp | 1 | 60 | Kitchen | 2057410 | Kitchen | 0.05169%
20574 | 10 | 4 |  | Manual | 1 | Ceiling Fixture | Incandescent |  | Standard A Lamp | 1 | 75 | Kitchen | 2057410 | Kitchen | 0.05169%
20574 | 11 | 1 |  | Manual | 1 | Wall Mount | Incandescent |  | Mini base | 3 | 25 | Living Room | 2057411 | Living Room | 0.05169%
20574 | 11 | 2 |  | Manual | 1 | Ceiling Fixture | Incandescent |  | Standard A Lamp | 2 | 60 | Living Room | 2057411 | Living Room | 0.05169%
20586 | 1 | 1 |  | Manual | 7 | Recessed Can | Compact Fluorescent |  | Flood | 1 | 15 | Kitchen | 205861 | Kitchen | 0.02963%
20586 | 1 | 2 |  | Manual | 1 | Recessed Can | Incandescent |  | Reflector | 1 | 65 | Kitchen | 205861 | Kitchen | 0.02963%
20586 | 2 | 1 |  | Manual | 2 | Ceiling Fixture | Incandescent |  | Standard A Lamp | 1 | 75 | Bathroom | 205862 | Bathroom | 0.02963%
20586 | 2 | 2 |  | Manual | 1 | Wall Mount | Compact Fluorescent |  | Twist | 1 | 15 | Bathroom | 205862 | Bathroom | 0.02963%
20586 | 3 | 1 |  | Manual | 6 | Recessed Can | Compact Fluorescent |  | Flood | 1 | 15 | Living Room | 205863 | Living Room | 0.02963%
20586 | 3 | 2 |  | Manual | 1 | Table | Compact Fluorescent |  | Twist | 1 | 22 | Living Room | 205863 | Living Room | 0.02963%
20586 | 4 | 1 |  | Manual | 1 | Wall Mount | Incandescent |  | Globe | 3 | 40 | Bathroom | 205864 | Bathroom | 0.02963%
20586 | 4 | 2 |  | Manual | 2 | Recessed Can | Compact Fluorescent |  | Twist | 1 | 15 | Bathroom | 205864 | Bathroom | 0.02963%
20586 | 5 | 1 |  | Manual | 2 | Ceiling Fixture | Compact Fluorescent |  | Twist | 1 | 15 | Master Bedroom | 205865 | Master Bedroom | 0.02963%
20586 | 5 | 2 |  | Manual | 1 | Table | Incandescent |  | Standard A Lamp | 1 | 60 | Master Bedroom | 205865 | Master Bedroom | 0.02963%
20586 | 5 | 3 |  | Manual | 1 | Floor lamp | Compact Fluorescent |  | Twist | 1 | 15 | Master Bedroom | 205865 | Master Bedroom | 0.02963%
20586 | 5 | 4 |  | Manual | 1 | Table | Incandescent |  | Mini base | 1 | 25 | Master Bedroom | 205865 | Master Bedroom | 0.02963%
20586 | 5 | 5 |  | Manual | 1 | Wall Mount | Compact Fluorescent |  | Twist | 1 | 15 | Master Bedroom | 205865 | Master Bedroom | 0.02963%
20586 | 6 | 1 |  | Manual | 1 | Recessed Can | Compact Fluorescent |  | Twist | 1 | 15 | Laundry Room | 205866 | Laundry Room | 0.02963%
20586 | 6 | 2 |  | Manual | 1 | Recessed Can | Incandescent |  | Standard A Lamp | 1 | 60 | Laundry Room | 205866 | Laundry Room | 0.02963%
20586 | 7 | 1 |  | Manual | 6 | Ceiling Fixture | Linear Fluorescent | 96 | T-12 | 2 | 100 | Garage | 205867 | Garage | 0.02963%
20586 | 8 | 1 |  | Manual | 1 | Wall Mount | Compact Fluorescent |  | Twist | 1 | 15 | Hall | 205868 | Hall | 0.02963%
20586 | 8 | 2 |  | Manual | 1 | Floor lamp | Incandescent |  | Standard A Lamp | 3 | 75 | Hall | 205868 | Hall | 0.02963%
20586 | 8 | 3 |  | Manual | 1 | Chandelier (Hanging) | Incandescent |  | Standard A Lamp | 3 | 75 | Hall | 205868 | Hall | 0.02963%
20586 | 9 | 1 |  | Manual | 2 | Wall Mount | Compact Fluorescent |  | Twist | 1 | 15 | Family Room | 205869 | Family Room | 0.02963%
20586 | 9 | 2 |  | Manual | 1 | Floor lamp | Incandescent |  | Standard A Lamp | 3 | 40 | Family Room | 205869 | Family Room | 0.02963%
20586 | 10 | 1 |  | Manual | 2 | Floor lamp | Incandescent |  | Standard A Lamp | 1 | 60 | Bedroom | 2058610 | Bedroom | 0.02963%
20586 | 10 | 2 |  | Manual | 1 | Table | Incandescent |  | Standard A Lamp | 1 | 75 | Bedroom | 2058610 | Bedroom | 0.02963%
20593 | 1 | 1 |  | Manual | 1 | Wall Mount | Incandescent |  | Globe | 4 | 60 | Bathroom | 205931 | Bathroom | 0.05296%
20593 | 2 | 1 |  | Manual | 1 | Ceiling Fixture | Incandescent |  | Standard A Lamp | 1 | 60 | Bedroom | 205932 | Bedroom | 0.05296%
20593 | 2 | 2 |  | Manual | 1 | Table | Incandescent |  | Standard A Lamp | 2 | 60 | Bedroom | 205932 | Bedroom | 0.05296%
20593 | 3 | 1 |  | Manual | 1 | Chandelier (Hanging) | Incandescent |  | Standard A Lamp | 1 | 100 | Other | 205933 | Other | 0.05296%
20593 | 4 | 1 |  | Manual | 3 | Wall Mount | Incandescent |  | Standard A Lamp | 8 | 60 | Family Room | 205934 | Family Room | 0.05296%
20593 | 4 | 2 |  | Manual | 3 | Wall Mount | Compact Fluorescent |  | Twist | 1 | 22 | Family Room | 205934 | Family Room | 0.05296%
20593 | 4 | 3 |  | Manual | 2 | Table | Incandescent |  | Standard A Lamp | 1 | 60 | Family Room | 205934 | Family Room | 0.05296%
20593 | 5 | 1 |  | Manual | 4 | Ceiling Fixture | Compact Fluorescent |  | Twist | 1 | 26 | Garage | 205935 | Garage | 0.05296%
20593 | 5 | 2 |  | Motion | 1 | Wall Mount | Incandescent |  | Reflector | 2 | 75 | Garage | 205935 | Garage | 0.05296%
20593 | 6 | 1 |  | Manual | 1 | Ceiling Fixture | Incandescent |  | Standard A Lamp | 1 | 60 | Hall | 205936 | Hall | 0.05296%
20593 | 7 | 1 |  | Manual | 1 | Ceiling Fixture | Linear Fluorescent | 48 | T-12 | 2 | 48 | Kitchen | 205937 | Kitchen | 0.05296%
20593 | 7 | 2 |  | Manual | 2 | Chandelier (Hanging) | Compact Fluorescent |  | Twist | 1 | 22 | Kitchen | 205937 | Kitchen | 0.05296%
20593 | 8 | 1 |  | Manual | 1 | Ceiling Fixture | Linear Fluorescent | 48 | T-12 | 2 | 48 | Laundry Room | 205938 | Laundry Room | 0.05296%
20593 | 9 | 1 |  | Dimmer | 1 | Ceiling Fan | Incandescent |  | Standard A Lamp | 2 | 60 | Living Room | 205939 | Living Room | 0.05296%
20593 | 9 | 2 |  | Manual | 2 | Table | Incandescent |  | Standard A Lamp | 1 | 60 | Living Room | 205939 | Living Room | 0.05296%
20593 | 10 | 1 |  | Manual | 1 | Wall Mount | Incandescent |  | Globe | 6 | 60 | Bathroom | 2059310 | Bathroom | 0.05296%
20593 | 10 | 2 |  | Manual | 2 | Ceiling Fixture | Incandescent |  | Standard A Lamp | 1 | 60 | Bathroom | 2059310 | Bathroom | 0.05296%
20593 | 11 | 1 |  | Manual | 1 | Ceiling Fan | Incandescent |  | Decorative | 4 | 20 | Master Bedroom | 2059311 | Master Bedroom | 0.05296%
20593 | 11 | 2 |  | Manual | 1 | Table | Compact Fluorescent |  | Twist | 1 | 15 | Master Bedroom | 2059311 | Master Bedroom | 0.05296%
20593 | 11 | 3 |  | Manual | 1 | Table | Other |  | LED Interior | 1 | 12 | Master Bedroom | 2059311 | Master Bedroom | 0.05296%
20593 | 12 | 1 |  | Manual | 1 | Ceiling Fixture | Linear Fluorescent | 48 | T-12 | 2 | 40 | Closet | 2059312 | Closet | 0.05296%
20593 | 13 | 1 |  | Manual | 1 | Ceiling Fixture | Compact Fluorescent |  | Twist | 2 | 22 | Office | 2059313 | Office | 0.05296%
20593 | 13 | 2 |  | Manual | 1 | Table | Incandescent |  | Standard A Lamp | 1 | 60 | Office | 2059313 | Office | 0.05296%
20593 | 14 | 1 |  | Manual | 1 | Table | Incandescent |  | Standard A Lamp | 1 | 60 | Office | 2059314 | Office | 0.05296%
20593 | 14 | 2 |  | Manual | 1 | Ceiling Fixture | Incandescent |  | Standard A Lamp | 2 | 60 | Office | 2059314 | Office | 0.05296%
20593 | 15 | 1 |  | Manual | 1 | Ceiling Fixture | Incandescent |  | Standard A Lamp | 1 | 60 | Other | 2059315 | Other | 0.05296%
20595 | 1 | 1 |  | Dimmer | 1 | Ceiling Fixture | Compact Fluorescent |  | Twist | 1 | 15 | Laundry Room | 205951 | Laundry Room | 0.02963%
20595 | 2 | 1 |  | Manual | 3 | Ceiling Fixture | Incandescent |  | Standard A Lamp | 1 | 60 | Bedroom | 205952 | Bedroom | 0.02963%
20595 | 2 | 2 |  | Manual | 1 | Ceiling Fixture | Incandescent |  | Standard A Lamp | 4 | 60 | Bedroom | 205952 | Bedroom | 0.02963%
20595 | 3 | 1 |  | Manual | 2 | Ceiling Fixture | Incandescent |  | Standard A Lamp | 1 | 60 | Hall | 205953 | Hall | 0.02963%
20595 | 4 | 1 |  | Manual | 1 | Wall Mount | Incandescent |  | Globe | 4 | 40 | Bathroom | 205954 | Bathroom | 0.02963%
20595 | 5 | 1 |  | Manual | 1 | Ceiling Fixture | Incandescent |  | Standard A Lamp | 2 | 60 | Bedroom | 205955 | Bedroom | 0.02963%
20595 | 6 | 1 |  | Manual | 1 | Ceiling Fixture | Incandescent |  | Standard A Lamp | 2 | 60 | Bedroom | 205956 | Bedroom | 0.02963%
20595 | 7 | 1 |  | Manual | 1 | Chandelier (Hanging) | Incandescent |  | Standard A Lamp | 2 | 60 | Bedroom | 205957 | Bedroom | 0.02963%
20595 | 8 | 1 |  | Manual | 2 | Ceiling Fixture | Incandescent |  | Standard A Lamp | 1 | 60 | Hall | 205958 | Hall | 0.02963%
20595 | 9 | 1 |  | Manual | 2 | Table | Incandescent |  | Standard A Lamp | 1 | 40 | Living Room | 205959 | Living Room | 0.02963%
20595 | 9 | 2 |  | Manual | 1 | Ceiling Fixture | Incandescent |  | Standard A Lamp | 3 | 60 | Living Room | 205959 | Living Room | 0.02963%
20595 | 10 | 1 |  | Manual | 1 | Ceiling Fan | Incandescent |  | Standard A Lamp | 3 | 60 | Kitchen | 2059510 | Kitchen | 0.02963%
20595 | 10 | 2 |  | Manual | 1 | Ceiling Fixture | Incandescent |  | Standard A Lamp | 3 | 60 | Kitchen | 2059510 | Kitchen | 0.02963%
20595 | 11 | 1 |  | Manual | 2 | Ceiling Fixture | Incandescent |  | Decorative | 1 | 60 | Bathroom | 2059511 | Bathroom | 0.02963%
20595 | 12 | 1 |  | Manual | 1 | Ceiling Fixture | Linear Fluorescent | 48 | T-12 | 2 | 40 | Office | 2059512 | Office | 0.02963%
20601 | 1 | 1 |  | Manual | 1 | Ceiling Fixture | Compact Fluorescent |  | Twist | 1 | 15 | Bathroom | 206011 | Bathroom | 0.05296%
20601 | 2 | 1 |  | Manual | 1 | Ceiling Fixture | Compact Fluorescent |  | Twist | 3 | 15 | Bedroom | 206012 | Bedroom | 0.05296%
20601 | 2 | 2 |  | Manual | 1 | Table | Incandescent |  | Mini base | 1 | 40 | Bedroom | 206012 | Bedroom | 0.05296%
20601 | 3 | 1 |  | Manual | 1 | Ceiling Fixture | Compact Fluorescent |  | Twist | 3 | 22 | Bedroom | 206013 | Bedroom | 0.05296%
20601 | 4 | 1 |  | Manual | 1 | Ceiling Fixture | Compact Fluorescent |  | Twist | 2 | 15 | Bedroom | 206014 | Bedroom | 0.05296%
20601 | 5 | 1 |  | Manual | 2 | Wall Mount | Incandescent |  | Standard A Lamp | 1 | 40 | Closet | 206015 | Closet | 0.05296%
20601 | 6 | 1 |  | Manual | 1 | Ceiling Fixture | Compact Fluorescent |  | A shape bulb | 4 | 22 | Dining Room | 206016 | Dining Room | 0.05296%
20601 | 7 | 1 |  | Manual | 1 | Ceiling Fixture | Compact Fluorescent |  | Twist | 2 | 15 | Hall | 206017 | Hall | 0.05296%
20601 | 8 | 1 |  | Manual | 1 | Ceiling Fixture | Compact Fluorescent |  | Twist | 3 | 22 | Kitchen | 206018 | Kitchen | 0.05296%
20601 | 9 | 1 |  | Manual | 2 | Ceiling Fixture | Compact Fluorescent |  | Twist | 1 | 22 | Laundry Room | 206019 | Laundry Room | 0.05296%
20601 | 10 | 1 |  | Manual | 1 | Ceiling Fan | Compact Fluorescent |  | Twist | 3 | 22 | Living Room | 2060110 | Living Room | 0.05296%
20601 | 10 | 2 |  | Manual | 1 | Table | Compact Fluorescent |  | Twist | 1 | 15 | Living Room | 2060110 | Living Room | 0.05296%
20601 | 11 | 1 |  | Manual | 1 | Ceiling Fixture | Incandescent |  | Standard A Lamp | 2 | 60 | Hall | 2060111 | Hall | 0.05296%
20601 | 12 | 1 |  | Manual | 1 | Ceiling Fixture | Incandescent |  | Standard A Lamp | 1 | 65 | Hall | 2060112 | Hall | 0.05296%
20601 | 13 | 1 |  | Manual | 1 | Ceiling Fixture | Incandescent |  | Standard A Lamp | 1 | 40 | Closet | 2060113 | Closet | 0.05296%
20603 | 1 | 1 |  | Manual | 1 | Chandelier (Hanging) | Incandescent |  | Standard A Lamp | 5 | 40 | Kitchen | 206031 | Kitchen | 0.02963%
20603 | 1 | 2 |  | Manual | 9 | Recessed Can | Incandescent |  | Reflector | 1 | 65 | Kitchen | 206031 | Kitchen | 0.02963%
20603 | 1 | 3 |  | Manual | 3 | Architectural | Linear Fluorescent | 24 | T-8 | 1 | 16 | Kitchen | 206031 | Kitchen | 0.02963%
20603 | 1 | 4 |  | Manual | 2 | Recessed Can | Incandescent |  | Reflector | 1 | 40 | Kitchen | 206031 | Kitchen | 0.02963%
20603 | 2 | 1 |  | Manual | 2 | Wall Mount | Incandescent |  | Decorative | 1 | 40 | Hall | 206032 | Hall | 0.02963%
20603 | 3 | 1 |  | Manual | 3 | Recessed Can | Incandescent |  | Reflector | 1 | 65 | Family Room | 206033 | Family Room | 0.02963%
20603 | 3 | 2 |  | Manual | 1 | Wall Mount | Incandescent |  | Standard A Lamp | 1 | 40 | Family Room | 206033 | Family Room | 0.02963%
20603 | 3 | 3 |  | Manual | 6 | Recessed Can | Compact Fluorescent |  | Twist | 1 | 15 | Family Room | 206033 | Family Room | 0.02963%
20603 | 3 | 4 |  | Manual | 2 | Track | Halogen |  | MR | 3 | 50 | Family Room | 206033 | Family Room | 0.02963%
20603 | 3 | 5 |  | Manual | 1 | Track | Halogen |  | MR | 4 | 50 | Family Room | 206033 | Family Room | 0.02963%
20603 | 4 | 1 |  | Manual | 1 | Recessed Can | Incandescent |  | Reflector | 1 | 65 | Closet | 206034 | Closet | 0.02963%
20603 | 5 | 1 |  | Manual | 2 | Recessed - other | Incandescent |  | Reflector | 1 | 65 | Bedroom | 206035 | Bedroom | 0.02963%
20603 | 5 | 2 |  | Manual | 1 | Table | Incandescent |  | Standard A Lamp | 1 | 100 | Bedroom | 206035 | Bedroom | 0.02963%
20603 | 6 | 1 |  | Manual | 1 | Recessed Can | Incandescent |  | Reflector | 1 | 65 | Bedroom | 206036 | Bedroom | 0.02963%
20603 | 7 | 1 |  | Manual | 1 | Ceiling Fixture | Incandescent |  | Standard A Lamp | 1 | 40 | Bathroom | 206037 | Bathroom | 0.02963%
20603 | 8 | 1 |  | Manual | 2 | Recessed Can | Compact Fluorescent |  | Flood | 1 | 15 | Bedroom | 206038 | Bedroom | 0.02963%
20603 | 9 | 1 |  | Manual | 2 | Recessed Can | Compact Fluorescent |  | Twist | 1 | 15 | Closet | 206039 | Closet | 0.02963%
20603 | 10 | 1 |  | Manual | 1 | Wall Mount | Incandescent |  | Standard A Lamp | 1 | 60 | Other | 2060310 | Other | 0.02963%
20603 | 11 | 1 |  | Manual | 1 | Floor lamp | Incandescent |  | Clear | 1 | 60 | Living Room | 2060311 | Living Room | 0.02963%
20603 | 11 | 2 |  | Manual | 1 | Table | Incandescent |  | 3-Way Incandescent | 1 | 100 | Living Room | 2060311 | Living Room | 0.02963%
20603 | 11 | 3 |  | Manual | 1 | Floor lamp | Compact Fluorescent |  | Twist | 1 | 15 | Living Room | 2060311 | Living Room | 0.02963%
20603 | 11 | 4 |  | Dimmer | 6 | Recessed Can | Incandescent |  | Reflector | 1 | 65 | Living Room | 2060311 | Living Room | 0.02963%
20603 | 12 | 1 |  | Manual | 1 | Chandelier (Hanging) | Incandescent |  | Standard A Lamp | 2 | 60 | Hall | 2060312 | Hall | 0.02963%
20603 | 12 | 2 |  | Manual | 3 | Recessed Can | Compact Fluorescent |  | Flood | 1 | 22 | Hall | 2060312 | Hall | 0.02963%
20603 | 12 | 3 |  | Manual | 1 | Floor lamp | Compact Fluorescent |  | Twist | 1 | 15 | Hall | 2060312 | Hall | 0.02963%
20603 | 13 | 1 |  | Manual | 7 | Recessed Can | Compact Fluorescent |  | Flood | 1 | 15 | Office | 2060313 | Office | 0.02963%
20603 | 13 | 2 |  | Manual | 1 | Table | Incandescent |  | Standard A Lamp | 1 | 60 | Office | 2060313 | Office | 0.02963%
20603 | 13 | 3 |  | Manual | 1 | Floor lamp | Compact Fluorescent |  | Twist | 1 | 15 | Office | 2060313 | Office | 0.02963%
20603 | 14 | 1 |  | Manual | 4 | Recessed Can | Incandescent |  | Reflector | 1 | 65 | Master Bedroom | 2060314 | Master Bedroom | 0.02963%
20603 | 14 | 2 |  | Manual | 1 | Table | Incandescent |  | Mini base | 3 | 60 | Master Bedroom | 2060314 | Master Bedroom | 0.02963%
20603 | 14 | 3 |  | Manual | 1 | Floor lamp | Incandescent |  | Standard A Lamp | 1 | 60 | Master Bedroom | 2060314 | Master Bedroom | 0.02963%
20603 | 15 | 1 |  | Manual | 5 | Ceiling Fixture | Incandescent |  | Standard A Lamp | 1 | 40 | Bathroom | 2060315 | Bathroom | 0.02963%
20603 | 15 | 2 |  | Manual | 3 | Recessed Can | Incandescent |  | Reflector | 1 | 65 | Bathroom | 2060315 | Bathroom | 0.02963%
20603 | 16 | 1 |  | Manual | 2 | Ceiling Fixture | Incandescent |  | Standard A Lamp | 1 | 40 | Bathroom | 2060316 | Bathroom | 0.02963%
20603 | 16 | 2 |  | Manual | 2 | Recessed Can | Incandescent |  | Reflector | 1 | 60 | Bathroom | 2060316 | Bathroom | 0.02963%
20603 | 17 | 1 |  | Manual | 1 | Ceiling Fixture | Incandescent |  | Standard A Lamp | 2 | 60 | Bedroom | 2060317 | Bedroom | 0.02963%
20603 | 18 | 1 |  | Manual | 2 | Ceiling Fixture | Linear Fluorescent | 48 | T-8 | 2 | 32 | Laundry Room | 2060318 | Laundry Room | 0.02963%
20606 | 1 | 1 |  | Manual | 5 | Ceiling Fixture | Incandescent |  | Standard A Lamp | 1 | 65 | Other | 206061 | Other | 0.04008%
20606 | 1 | 2 |  | Manual | 1 | Low bay | Linear Fluorescent | 48 | T-12 | 2 | 40 | Other | 206061 | Other | 0.04008%
20606 | 2 | 1 |  | Manual | 1 | Ceiling Fixture | Incandescent |  | Standard A Lamp | 1 | 65 | Hall | 206062 | Hall | 0.04008%
20606 | 3 | 1 |  | Manual | 2 | Ceiling Fixture | Incandescent |  | Standard A Lamp | 1 | 65 | Bathroom | 206063 | Bathroom | 0.04008%
20606 | 3 | 2 |  | Manual | 1 | Wall Mount | Incandescent |  | Decorative | 8 | 40 | Bathroom | 206063 | Bathroom | 0.04008%
20606 | 4 | 1 |  | Manual | 1 | Ceiling Fixture | Incandescent |  | Standard A Lamp | 2 | 60 | Dining Room | 206064 | Dining Room | 0.04008%
20606 | 5 | 1 |  | Manual | 1 | Chandelier (Hanging) | Incandescent |  | Decorative | 1 | 40 | Hall | 206065 | Hall | 0.04008%
20606 | 6 | 1 |  | Dimmer | 1 | Chandelier (Hanging) | Incandescent |  | Decorative | 5 | 40 | Family Room | 206066 | Family Room | 0.04008%
20606 | 6 | 2 |  | Manual | 2 | Wall Mount | Incandescent |  | Decorative | 1 | 40 | Family Room | 206066 | Family Room | 0.04008%
20606 | 6 | 3 |  | Manual | 2 | Floor lamp | Incandescent |  | Decorative | 2 | 40 | Family Room | 206066 | Family Room | 0.04008%
20606 | 7 | 1 |  | Manual | 1 | Chandelier (Hanging) | Incandescent |  | Decorative | 1 | 65 | Hall | 206067 | Hall | 0.04008%
20606 | 8 | 1 |  | Manual | 1 | Ceiling Fixture | Incandescent |  | Decorative | 2 | 65 | Kitchen | 206068 | Kitchen | 0.04008%
20606 | 8 | 2 |  | Manual | 1 | High bay | Linear Fluorescent | 24 | T-12 | 1 | 32 | Kitchen | 206068 | Kitchen | 0.04008%
20606 | 9 | 1 |  | Manual | 2 | Ceiling Fixture | Compact Fluorescent |  | Circline (Screw Base) | 1 | 22 | Master Bedroom | 206069 | Master Bedroom | 0.04008%
20606 | 9 | 2 |  | Manual | 1 | Table | Incandescent |  | Standard A Lamp | 1 | 65 | Master Bedroom | 206069 | Master Bedroom | 0.04008%
20606 | 10 | 1 |  | Dimmer | 1 | Ceiling Fixture | Incandescent |  | Standard A Lamp | 2 | 65 | Bedroom | 2060610 | Bedroom | 0.04008%
20606 | 11 | 1 |  | Manual | 1 | Wall Mount | Incandescent |  | Standard A Lamp | 2 | 65 | Bathroom | 2060611 | Bathroom | 0.04008%
20606 | 12 | 1 |  | Manual | 1 | Ceiling Fixture | Incandescent |  | Standard A Lamp | 1 | 65 | Hall | 2060612 | Hall | 0.04008%
20606 | 13 | 1 |  | Manual | 2 | Table | Incandescent |  | Standard A Lamp | 1 | 75 | Bedroom | 2060613 | Bedroom | 0.04008%
20606 | 13 | 2 |  | Manual | 1 | Ceiling Fixture | Incandescent |  | Standard A Lamp | 1 | 75 | Bedroom | 2060613 | Bedroom | 0.04008%
20606 | 14 | 1 |  | Manual | 1 | Ceiling Fixture | Incandescent |  | Standard A Lamp | 1 | 90 | Laundry Room | 2060614 | Laundry Room | 0.04008%
20606 | 14 | 2 |  | Manual | 3 | Table | Incandescent |  | Standard A Lamp | 1 | 65 | Laundry Room | 2060614 | Laundry Room | 0.04008%
20606 | 15 | 1 |  | Manual | 2 | Ceiling Fixture | Incandescent |  | Standard A Lamp | 1 | 65 | Hall | 2060615 | Hall | 0.04008%
20612 | 1 | 1 |  | Manual | 1 | Wall Mount | Linear Fluorescent | 36 | T-12 | 2 | 37 | Bathroom | 206121 | Bathroom | 0.05169%
20612 | 2 | 1 |  | Manual | 1 | Wall Mount | Incandescent |  | Standard A Lamp | 3 | 60 | Bathroom | 206122 | Bathroom | 0.05169%
20612 | 2 | 2 |  | Manual | 1 | Recessed Can | Incandescent |  | Standard A Lamp | 1 | 60 | Bathroom | 206122 | Bathroom | 0.05169%
20612 | 3 | 1 |  | Manual | 1 | Floor lamp | Incandescent |  | Standard A Lamp | 1 | 100 | Bedroom | 206123 | Bedroom | 0.05169%
20612 | 4 | 1 |  | Manual | 5 | Recessed Can | Compact Fluorescent |  | Twist | 1 | 14 | Family Room | 206124 | Family Room | 0.05169%
20612 | 4 | 2 |  | Manual | 2 | Recessed Can | Compact Fluorescent |  | Twist | 1 | 23 | Family Room | 206124 | Family Room | 0.05169%
20612 | 4 | 3 |  | Manual | 1 | Ceiling Fixture | Linear Fluorescent | 48 | T-12 | 1 | 40 | Family Room | 206124 | Family Room | 0.05169%
20612 | 5 | 1 |  | Manual | 2 | Recessed Can | Incandescent |  | Reflector | 1 | 65 | Hall | 206125 | Hall | 0.05169%
20612 | 5 | 2 |  | Manual | 1 | Ceiling Fixture | Incandescent |  | Decorative | 2 | 60 | Hall | 206125 | Hall | 0.05169%
20612 | 6 | 1 |  | Manual | 1 | Chandelier (Hanging) | Compact Fluorescent |  | Twist | 1 | 23 | Kitchen | 206126 | Kitchen | 0.05169%
20612 | 6 | 2 |  | Manual | 1 | Track | Incandescent |  | Reflector | 3 | 60 | Kitchen | 206126 | Kitchen | 0.05169%
20612 | 6 | 3 |  | Manual | 3 | Recessed Can | Compact Fluorescent |  | Twist | 1 | 15 | Kitchen | 206126 | Kitchen | 0.05169%
20612 | 6 | 4 |  | Manual | 1 | Recessed Can | Compact Fluorescent |  | Twist | 1 | 23 | Kitchen | 206126 | Kitchen | 0.05169%
20612 | 6 | 5 |  | Manual | 1 | Other | Incandescent |  | Standard A Lamp | 1 | 60 | Kitchen | 206126 | Kitchen | 0.05169%
20612 | 7 | 1 |  | Manual | 1 | Floor lamp | Compact Fluorescent |  | Twist | 1 | 23 | Master Bedroom | 206127 | Master Bedroom | 0.05169%
20612 | 7 | 2 |  | Manual | 1 | Table | Incandescent |  | Decorative | 1 | 40 | Master Bedroom | 206127 | Master Bedroom | 0.05169%
20612 | 7 | 3 |  | Manual | 1 | Table | Compact Fluorescent |  | Twist | 1 | 13 | Master Bedroom | 206127 | Master Bedroom | 0.05169%
20612 | 8 | 1 |  | Manual | 1 | Floor lamp | Incandescent |  | Standard A Lamp | 1 | 60 | Office | 206128 | Office | 0.05169%
20612 | 8 | 2 |  | Manual | 1 | Table | Compact Fluorescent |  | Twist | 1 | 20 | Office | 206128 | Office | 0.05169%
20612 | 8 | 3 |  | Manual | 1 | Table | Incandescent |  | Standard A Lamp | 1 | 40 | Office | 206128 | Office | 0.05169%
20613 | 1 | 1 |  | Manual | 1 | Ceiling Fixture | Incandescent |  | Standard A Lamp | 2 | 40 | Living Room | 206131 | Living Room | 0.04732%
20613 | 1 | 2 |  | Manual | 1 | Floor lamp | Compact Fluorescent |  | Twist | 1 | 15 | Living Room | 206131 | Living Room | 0.04732%
20613 | 2 | 1 |  | Motion | 2 | Ceiling Fixture | Incandescent |  | Standard A Lamp | 2 | 40 | Closet | 206132 | Closet | 0.04732%
20613 | 3 | 1 |  | Manual | 2 | Wall Mount | Incandescent |  | Standard A Lamp | 2 | 60 | Bathroom | 206133 | Bathroom | 0.04732%
20613 | 3 | 2 |  | Manual | 1 | Ceiling Fixture | Incandescent |  | Standard A Lamp | 2 | 60 | Bathroom | 206133 | Bathroom | 0.04732%
20613 | 4 | 1 |  | Manual | 1 | Ceiling Fixture | Linear Fluorescent | 48 | T-8 | 2 | 32 | Bedroom | 206134 | Bedroom | 0.04732%
20613 | 4 | 2 |  | Manual | 1 | Table | Compact Fluorescent |  | Twist | 4 | 15 | Bedroom | 206134 | Bedroom | 0.04732%
20613 | 5 | 1 |  | Manual | 1 | Ceiling Fixture | Linear Fluorescent | 48 | T-8 | 2 | 32 | Laundry Room | 206135 | Laundry Room | 0.04732%
20613 | 5 | 2 |  | Manual | 1 | Wall Mount | Compact Fluorescent |  | Twist | 3 | 15 | Laundry Room | 206135 | Laundry Room | 0.04732%
20613 | 5 | 3 |  | Manual | 1 | Ceiling Fixture | Incandescent |  | Standard A Lamp | 1 | 40 | Laundry Room | 206135 | Laundry Room | 0.04732%
20613 | 6 | 1 |  | Manual | 1 | Table | Incandescent |  | Standard A Lamp | 1 | 60 | Family Room | 206136 | Family Room | 0.04732%
20613 | 6 | 2 |  | Manual | 1 | Ceiling Fixture | Compact Fluorescent |  | Twist | 1 | 15 | Family Room | 206136 | Family Room | 0.04732%
20613 | 6 | 3 |  | Manual | 1 | Table | Compact Fluorescent |  | Twist | 1 | 28 | Family Room | 206136 | Family Room | 0.04732%
20613 | 6 | 4 |  | Manual | 1 | Floor lamp | Incandescent |  | Standard A Lamp | 2 | 75 | Family Room | 206136 | Family Room | 0.04732%
20613 | 6 | 5 |  | Manual | 1 | Floor lamp | Compact Fluorescent |  | A shape bulb | 2 | 15 | Family Room | 206136 | Family Room | 0.04732%
20613 | 7 | 1 |  | Manual | 2 | Ceiling Fixture | Incandescent |  | Standard A Lamp | 1 | 60 | Hall | 206137 | Hall | 0.04732%
20613 | 8 | 1 |  | Manual | 2 | Ceiling Fixture | Incandescent |  | Standard A Lamp | 1 | 60 | Other | 206138 | Other | 0.04732%
20613 | 9 | 1 |  | Manual | 1 | Ceiling Fixture | Incandescent |  | Standard A Lamp | 1 | 60 | Office | 206139 | Office | 0.04732%
20613 | 9 | 2 |  | Manual | 1 | Ceiling Fixture | Compact Fluorescent |  | Twist | 1 | 15 | Office | 206139 | Office | 0.04732%
20613 | 10 | 1 |  | Manual | 7 | Recessed Can | Compact Fluorescent |  | Flood | 1 | 15 | Kitchen | 2061310 | Kitchen | 0.04732%
20613 | 10 | 2 |  | Manual | 3 | Chandelier (Hanging) | Incandescent |  | Decorative | 1 | 60 | Kitchen | 2061310 | Kitchen | 0.04732%
20613 | 10 | 3 |  | Manual | 2 | Architectural | Linear Fluorescent | 12 | T-8 | 1 | 16 | Kitchen | 2061310 | Kitchen | 0.04732%
20613 | 11 | 1 |  | Manual | 7 | Recessed Can | Compact Fluorescent |  | Flood | 1 | 15 | Dining Room | 2061311 | Dining Room | 0.04732%
20613 | 12 | 1 |  | Manual | 6 | Recessed Can | Incandescent |  | Reflector | 1 | 65 | Family Room | 2061312 | Family Room | 0.04732%
20613 | 12 | 2 |  | Manual | 1 | Ceiling Fan | Compact Fluorescent |  | Twist | 2 | 15 | Family Room | 2061312 | Family Room | 0.04732%
20613 | 13 | 1 |  | Manual | 1 | Ceiling Fixture | Incandescent |  | Standard A Lamp | 2 | 40 | Hall | 2061313 | Hall | 0.04732%
20613 | 13 | 2 |  | Manual | 1 | Ceiling Fixture | Compact Fluorescent |  | Twist | 1 | 15 | Hall | 2061313 | Hall | 0.04732%
20613 | 13 | 3 |  | Manual | 1 | Ceiling Fixture | Incandescent |  | Standard A Lamp | 1 | 60 | Hall | 2061313 | Hall | 0.04732%
20613 | 13 | 4 |  | Manual | 1 | Ceiling Fan | Compact Fluorescent |  | Pin base | 2 | 15 | Hall | 2061313 | Hall | 0.04732%
20613 | 14 | 1 |  | Manual | 1 | Ceiling Fixture | Incandescent |  | Standard A Lamp | 1 | 60 | Bedroom | 2061314 | Bedroom | 0.04732%
20613 | 14 | 2 |  | Manual | 1 | Table | Incandescent |  | Standard A Lamp | 1 | 60 | Bedroom | 2061314 | Bedroom | 0.04732%
20613 | 15 | 1 |  | Manual | 1 | Ceiling Fixture | Incandescent |  | Standard A Lamp | 1 | 60 | Bedroom | 2061315 | Bedroom | 0.04732%
20613 | 16 | 1 |  | Manual | 1 | Wall Mount | Incandescent |  | Globe | 5 | 60 | Bathroom | 2061316 | Bathroom | 0.04732%
20613 | 16 | 2 |  | Manual | 1 | Recessed Can | Incandescent |  | Standard A Lamp | 1 | 40 | Bathroom | 2061316 | Bathroom | 0.04732%
20613 | 17 | 1 |  | Manual | 1 | Ceiling Fixture | Compact Fluorescent |  | Twist | 2 | 15 | Master Bedroom | 2061317 | Master Bedroom | 0.04732%
20613 | 17 | 2 |  | Manual | 1 | Table | Compact Fluorescent |  | Twist | 1 | 15 | Master Bedroom | 2061317 | Master Bedroom | 0.04732%
20618 | 1 | 1 |  | Manual | 1 | Ceiling Fixture | Compact Fluorescent |  | Twist | 2 | 15 | Bedroom | 206181 | Bedroom | 0.04008%
20618 | 1 | 2 |  | Manual | 1 | Table | Compact Fluorescent |  | Twist | 1 | 15 | Bedroom | 206181 | Bedroom | 0.04008%
20618 | 1 | 3 |  | Manual | 2 | Other | Linear Fluorescent | 24 | T-5 | 1 | 16 | Bedroom | 206181 | Bedroom | 0.04008%
20618 | 2 | 1 |  | Manual | 1 | Ceiling Fixture | Compact Fluorescent |  | Twist | 2 | 15 | Bedroom | 206182 | Bedroom | 0.04008%
20618 | 2 | 2 |  | Manual | 2 | Other | Incandescent |  | Clear | 2 | 40 | Bedroom | 206182 | Bedroom | 0.04008%
20618 | 3 | 1 |  | Manual | 1 | Wall Mount | Incandescent |  | Clear | 3 | 40 | Bathroom | 206183 | Bathroom | 0.04008%
20618 | 3 | 2 |  | Manual | 1 | Ceiling Fan | Incandescent |  | Reflector | 2 | 90 | Bathroom | 206183 | Bathroom | 0.04008%
20618 | 4 | 1 |  | Manual | 1 | Ceiling Fixture | Compact Fluorescent |  | Twist | 2 | 15 | Bedroom | 206184 | Bedroom | 0.04008%
20618 | 5 | 1 |  | Manual | 2 | Ceiling Fixture | Compact Fluorescent |  | Twist | 1 | 15 | Hall | 206185 | Hall | 0.04008%
20618 | 6 | 1 |  | Manual | 4 | Ceiling Fixture | Linear Fluorescent | 48 | T-12 | 2 | 20 | Kitchen | 206186 | Kitchen | 0.04008%
20618 | 6 | 2 |  | Manual | 1 | Other | Compact Fluorescent |  | Twist | 1 | 15 | Kitchen | 206186 | Kitchen | 0.04008%
20618 | 7 | 1 |  | Manual | 1 | Ceiling Fixture | Compact Fluorescent |  | Twist | 2 | 7 | Living Room | 206187 | Living Room | 0.04008%
20618 | 7 | 2 |  | Manual | 2 | Table | Compact Fluorescent |  | Twist | 1 | 15 | Living Room | 206187 | Living Room | 0.04008%
20619 | 1 | 1 |  | Manual | 1 | Wall Mount | Incandescent |  | Globe | 4 | 40 | Bathroom | 206191 | Bathroom | 0.05169%
20619 | 2 | 1 |  | Manual | 1 | Ceiling Fixture | Compact Fluorescent |  | Twist | 2 | 15 | Bedroom | 206192 | Bedroom | 0.05169%
20619 | 3 | 1 |  | Manual | 1 | Chandelier (Hanging) | Compact Fluorescent |  | Twist | 1 | 22 | Dining Room | 206193 | Dining Room | 0.05169%
20619 | 4 | 1 |  | Dimmer | 1 | Chandelier (Hanging) | Halogen |  | Quartz Tube | 1 | 100 | Dining Room | 206194 | Dining Room | 0.05169%
20619 | 5 | 1 |  | Manual | 1 | Ceiling Fixture | Compact Fluorescent |  | Twist | 2 | 15 | Living Room | 206195 | Living Room | 0.05169%
20619 | 6 | 1 |  | Manual | 1 | Ceiling Fixture | Incandescent |  | Reflector | 1 | 75 | Garage | 206196 | Garage | 0.05169%
20619 | 6 | 2 |  | Manual | 1 | Ceiling Fixture | Linear Fluorescent | 48 | T-12 | 1 | 40 | Garage | 206196 | Garage | 0.05169%
20619 | 7 | 1 |  | Manual | 1 | Ceiling Fixture | Incandescent |  | Standard A Lamp | 2 | 40 | Hall | 206197 | Hall | 0.05169%
20619 | 8 | 1 |  | Manual | 1 | Chandelier (Hanging) | Compact Fluorescent |  | Twist | 1 | 15 | Hall | 206198 | Hall | 0.05169%
20619 | 9 | 1 |  | Manual | 1 | Recessed Can | Incandescent |  | Reflector | 1 | 60 | Kitchen | 206199 | Kitchen | 0.05169%
20619 | 9 | 2 |  | Manual | 1 | Ceiling Fixture | Compact Fluorescent |  | Reflector | 3 | 15 | Kitchen | 206199 | Kitchen | 0.05169%
20619 | 10 | 1 |  | Manual | 1 | Wall Mount | Incandescent |  | Globe | 4 | 40 | Bathroom | 2061910 | Bathroom | 0.05169%
20619 | 11 | 1 |  | Manual | 1 | Ceiling Fixture | Compact Fluorescent |  | Twist | 2 | 15 | Master Bedroom | 2061911 | Master Bedroom | 0.05169%
20619 | 11 | 2 |  | Manual | 1 | Table | Linear Fluorescent | 16 | T-5 | 1 | 20 | Master Bedroom | 2061911 | Master Bedroom | 0.05169%
20619 | 12 | 1 |  | Manual | 2 | Table | Compact Fluorescent |  | Pin base | 1 | 15 | Family Room | 2061912 | Family Room | 0.05169%
20619 | 12 | 2 |  | Manual | 1 | Floor lamp | Compact Fluorescent |  | Pin base | 2 | 22 | Family Room | 2061912 | Family Room | 0.05169%
20619 | 12 | 3 |  | Manual | 1 | Floor lamp | Compact Fluorescent |  | Twist | 1 | 22 | Family Room | 2061912 | Family Room | 0.05169%
20619 | 13 | 1 |  | Manual | 1 | Wall Mount | Compact Fluorescent |  | Twist | 2 | 28 | Bathroom | 2061913 | Bathroom | 0.05169%
20619 | 14 | 1 |  | Manual | 1 | Ceiling Fixture | Compact Fluorescent |  | Twist | 2 | 22 | Bedroom | 2061914 | Bedroom | 0.05169%
20619 | 15 | 1 |  | Manual | 1 | Ceiling Fixture | Compact Fluorescent |  | Twist | 2 | 22 | Bedroom | 2061915 | Bedroom | 0.05169%
20619 | 15 | 2 |  | Manual | 1 | Table | Compact Fluorescent |  | Twist | 1 | 22 | Bedroom | 2061915 | Bedroom | 0.05169%
20619 | 16 | 1 |  | Manual | 2 | Ceiling Fixture | Incandescent |  | Standard A Lamp | 2 | 40 | Laundry Room | 2061916 | Laundry Room | 0.05169%
20626 | 1 | 1 |  | Manual | 1 | Ceiling Fixture | Incandescent |  | Standard A Lamp | 1 | 60 | Bathroom | 206261 | Bathroom | 0.04732%
20626 | 2 | 1 |  | Manual | 1 | Ceiling Fixture | Incandescent |  | Standard A Lamp | 1 | 60 | Laundry Room | 206262 | Laundry Room | 0.04732%
20626 | 3 | 1 |  | Manual | 1 | Ceiling Fixture | Incandescent |  | Standard A Lamp | 1 | 60 | Kitchen | 206263 | Kitchen | 0.04732%
20626 | 3 | 2 |  | Manual | 5 | Recessed Can | Incandescent |  | Reflector | 1 | 75 | Kitchen | 206263 | Kitchen | 0.04732%
20626 | 4 | 1 |  | Dimmer | 1 | Chandelier (Hanging) | Incandescent |  | Mini base | 5 | 40 | Dining Room | 206264 | Dining Room | 0.04732%
20626 | 5 | 1 |  | Manual | 3 | Ceiling Fixture | Linear Fluorescent | 48 | T-12 | 2 | 40 | Other | 206265 | Other | 0.04732%
20626 | 5 | 2 |  | Manual | 2 | Ceiling Fixture | Incandescent |  | Standard A Lamp | 1 | 60 | Other | 206265 | Other | 0.04732%
20626 | 6 | 1 |  | Manual | 1 | Ceiling Fan | Incandescent |  | Standard A Lamp | 5 | 60 | Family Room | 206266 | Family Room | 0.04732%
20626 | 6 | 2 |  | Manual | 1 | Table | Incandescent |  | Standard A Lamp | 1 | 75 | Family Room | 206266 | Family Room | 0.04732%
20626 | 7 | 1 |  | Manual | 1 | Ceiling Fixture | Incandescent |  | Standard A Lamp | 1 | 60 | Bathroom | 206267 | Bathroom | 0.04732%
20626 | 7 | 2 |  | Manual | 1 | Wall Mount | Incandescent |  | Globe | 6 | 40 | Bathroom | 206267 | Bathroom | 0.04732%
20626 | 8 | 1 |  | Manual | 1 | Ceiling Fixture | Incandescent |  | Mini base | 2 | 40 | Master Bedroom | 206268 | Master Bedroom | 0.04732%
20626 | 9 | 1 |  | Manual | 1 | Ceiling Fixture | Incandescent |  | Standard A Lamp | 1 | 60 | Closet | 206269 | Closet | 0.04732%
20626 | 10 | 1 |  | Manual | 2 | Recessed Can | Incandescent |  | Reflector | 1 | 65 | Living Room | 2062610 | Living Room | 0.04732%
20626 | 10 | 2 |  | Manual | 3 | Table | Incandescent |  | Standard A Lamp | 1 | 65 | Living Room | 2062610 | Living Room | 0.04732%
20626 | 11 | 1 |  | Manual | 1 | Ceiling Fixture | Incandescent |  | Standard A Lamp | 1 | 60 | Hall | 2062611 | Hall | 0.04732%
20626 | 12 | 1 |  | Manual | 1 | Ceiling Fixture | Incandescent |  | Standard A Lamp | 2 | 60 | Bedroom | 2062612 | Bedroom | 0.04732%
20626 | 13 | 1 |  | Manual | 1 | Wall Mount | Incandescent |  | Globe | 3 | 40 | Bathroom | 2062613 | Bathroom | 0.04732%
20632 | 1 | 1 |  | Manual | 2 | Floor lamp | Incandescent |  | 3-Way Incandescent | 1 | 75 | Living Room | 206321 | Living Room | 0.02963%
20632 | 1 | 2 |  | Manual | 1 | Table | Incandescent |  | Standard A Lamp | 1 | 40 | Living Room | 206321 | Living Room | 0.02963%
20632 | 1 | 3 |  | Manual | 1 | Chandelier (Hanging) | Incandescent |  | Mini base | 12 | 25 | Living Room | 206321 | Living Room | 0.02963%
20632 | 1 | 4 |  | Manual | 1 | Chandelier (Hanging) | Incandescent |  | Standard A Lamp | 1 | 60 | Living Room | 206321 | Living Room | 0.02963%
20632 | 2 | 1 |  | Dimmer | 1 | Ceiling Fixture | Incandescent |  | Standard A Lamp | 3 | 60 | Bedroom | 206322 | Bedroom | 0.02963%
20632 | 2 | 2 |  | Dimmer | 1 | Table | Incandescent |  | Standard A Lamp | 1 | 100 | Bedroom | 206322 | Bedroom | 0.02963%
20632 | 3 | 1 |  | Dimmer | 2 | Ceiling Fixture | Incandescent |  | Standard A Lamp | 3 | 100 | Bedroom | 206323 | Bedroom | 0.02963%
20632 | 3 | 2 |  | Dimmer | 1 | Torchiere | Halogen |  | Quartz Tube | 1 | 100 | Bedroom | 206323 | Bedroom | 0.02963%
20632 | 4 | 1 |  | Dimmer | 2 | Track | Halogen |  | MR | 6 | 50 | Office | 206324 | Office | 0.02963%
20632 | 4 | 2 |  | Dimmer | 2 | Track | Halogen |  | MR | 4 | 50 | Office | 206324 | Office | 0.02963%
20632 | 4 | 3 |  | Manual | 2 | Table | Incandescent |  | Standard A Lamp | 1 | 40 | Office | 206324 | Office | 0.02963%
20632 | 4 | 4 |  | Manual | 1 | Floor lamp | Incandescent |  | 3-Way Incandescent | 1 | 100 | Office | 206324 | Office | 0.02963%
20632 | 5 | 1 |  | Manual | 1 | Ceiling Fixture | Linear Fluorescent | 48 | T-12 | 2 | 40 | Closet | 206325 | Closet | 0.02963%
20632 | 6 | 1 |  | Manual | 1 | Wall Mount | Incandescent |  | Standard A Lamp | 4 | 75 | Bathroom | 206326 | Bathroom | 0.02963%
20632 | 6 | 2 |  | Manual | 2 | Ceiling Fixture | Incandescent |  | Standard A Lamp | 1 | 60 | Bathroom | 206326 | Bathroom | 0.02963%
20632 | 7 | 1 |  | Manual | 1 | Chandelier (Hanging) | Incandescent |  | Globe | 1 | 60 | Other | 206327 | Other | 0.02963%
20632 | 7 | 2 |  | Manual | 1 | Chandelier (Hanging) | Incandescent |  | Mini base | 9 | 25 | Other | 206327 | Other | 0.02963%
20632 | 8 | 1 |  | Manual | 1 | Ceiling Fixture | Linear Fluorescent | 96 | T-12 | 2 | 100 | Other | 206328 | Other | 0.02963%
20632 | 8 | 2 |  | Manual | 1 | Ceiling Fixture | Linear Fluorescent | 48 | T-12 | 2 | 40 | Other | 206328 | Other | 0.02963%
20632 | 9 | 1 |  | Manual | 2 | Ceiling Fixture | Linear Fluorescent | 48 | T-12 | 2 | 40 | Master Bedroom | 206329 | Master Bedroom | 0.02963%
20632 | 9 | 2 |  | Manual | 1 | Floor lamp | Incandescent |  | Standard A Lamp | 2 | 60 | Master Bedroom | 206329 | Master Bedroom | 0.02963%
20632 | 10 | 1 |  | Manual | 1 | Ceiling Fixture | Linear Fluorescent | 48 | T-12 | 2 | 40 | Bathroom | 2063210 | Bathroom | 0.02963%
20632 | 11 | 1 |  | Manual | 2 | Ceiling Fixture | Linear Fluorescent | 96 | T-12 | 2 | 75 | Other | 2063211 | Other | 0.02963%
20632 | 12 | 1 |  | Manual | 2 | Track | Halogen |  | MR | 6 | 50 | Kitchen | 2063212 | Kitchen | 0.02963%
20632 | 12 | 2 |  | Dimmer | 2 | Track | Halogen |  | MR | 4 | 50 | Kitchen | 2063212 | Kitchen | 0.02963%
20632 | 12 | 3 |  | Dimmer | 7 | Architectural | Halogen |  | Other | 1 | 50 | Kitchen | 2063212 | Kitchen | 0.02963%
20632 | 12 | 4 |  | Manual | 1 | Architectural | Halogen |  | PAR | 1 | 30 | Kitchen | 2063212 | Kitchen | 0.02963%
20632 | 13 | 1 |  | Manual | 1 | Ceiling Fixture | Linear Fluorescent | 96 | T-12 | 2 | 75 | Laundry Room | 2063213 | Laundry Room | 0.02963%
20632 | 14 | 1 |  | Manual | 2 | Ceiling Fixture | Incandescent |  | Standard A Lamp | 2 | 40 | Hall | 2063214 | Hall | 0.02963%
20635 | 1 | 1 |  | Manual | 1 | Ceiling Fixture | Incandescent |  | Standard A Lamp | 1 | 60 | Bathroom | 206351 | Bathroom | 0.05296%
20635 | 1 | 2 |  | Manual | 1 | Wall Mount | Compact Fluorescent |  | Twist | 2 | 22 | Bathroom | 206351 | Bathroom | 0.05296%
20635 | 2 | 1 |  | Manual | 3 | Ceiling Fixture | Incandescent |  | Standard A Lamp | 2 | 65 | Bedroom | 206352 | Bedroom | 0.05296%
20635 | 3 | 1 |  | Manual | 1 | Ceiling Fixture | Incandescent |  | Standard A Lamp | 1 | 60 | Bedroom | 206353 | Bedroom | 0.05296%
20635 | 3 | 2 |  | Manual | 1 | Table | Compact Fluorescent |  | Twist | 1 | 22 | Bedroom | 206353 | Bedroom | 0.05296%
20635 | 4 | 1 |  | Manual | 1 | Wall Mount | Compact Fluorescent |  | Twist | 1 | 22 | Bathroom | 206354 | Bathroom | 0.05296%
20635 | 5 | 1 |  | Manual | 1 | Ceiling Fixture | Compact Fluorescent |  | Twist | 1 | 22 | Bedroom | 206355 | Bedroom | 0.05296%
20635 | 5 | 2 |  | Manual | 1 | Table | Halogen |  | MR | 1 | 20 | Bedroom | 206355 | Bedroom | 0.05296%
20635 | 6 | 1 |  | Manual | 1 | Ceiling Fixture | Compact Fluorescent |  | Twist | 1 | 22 | Bedroom | 206356 | Bedroom | 0.05296%
20635 | 7 | 1 |  | Manual | 1 | Ceiling Fixture | Compact Fluorescent |  | Twist | 1 | 22 | Bedroom | 206357 | Bedroom | 0.05296%
20635 | 8 | 1 |  | Manual | 2 | Ceiling Fixture | Compact Fluorescent |  | Twist | 1 | 22 | Family Room | 206358 | Family Room | 0.05296%
20635 | 8 | 2 |  | Manual | 1 | Floor lamp | Compact Fluorescent |  | Twist | 1 | 28 | Family Room | 206358 | Family Room | 0.05296%
20635 | 9 | 1 |  | Manual | 1 | Recessed - other | Halogen |  | MR | 1 | 30 | Hall | 206359 | Hall | 0.05296%
20635 | 10 | 1 |  | Manual | 3 | Ceiling Fixture | Linear Fluorescent | 48 | T-8 | 2 | 32 | Garage | 2063510 | Garage | 0.05296%
20635 | 10 | 2 |  | Manual | 1 | Garage door opener | Incandescent |  | Standard A Lamp | 2 | 60 | Garage | 2063510 | Garage | 0.05296%
20635 | 11 | 1 |  | Manual | 1 | Recessed - other | Halogen |  | MR | 1 | 30 | Hall | 2063511 | Hall | 0.05296%
20635 | 12 | 1 |  | Manual | 1 | Ceiling Fixture | Compact Fluorescent |  | Circline (Screw Base) | 2 | 42 | Kitchen | 2063512 | Kitchen | 0.05296%
20635 | 13 | 1 |  | Manual | 2 | Ceiling Fixture | Compact Fluorescent |  | Twist | 1 | 22 | Laundry Room | 2063513 | Laundry Room | 0.05296%
20635 | 14 | 1 |  | Manual | 1 | Ceiling Fixture | Compact Fluorescent |  | Twist | 2 | 15 | Living Room | 2063514 | Living Room | 0.05296%
20635 | 14 | 2 |  | Manual | 1 | Chandelier (Hanging) | Compact Fluorescent |  | Twist | 5 | 15 | Living Room | 2063514 | Living Room | 0.05296%
20635 | 14 | 3 |  | Manual | 1 | Table | Halogen |  | Quartz Tube | 1 | 30 | Living Room | 2063514 | Living Room | 0.05296%
20646 | 1 | 1 |  | Manual | 1 | Ceiling Fixture | Incandescent |  | Standard A Lamp | 1 | 60 | Closet | 206461 | Closet | 0.04732%
20646 | 2 | 1 |  | Manual | 2 | Ceiling Fixture | Compact Fluorescent |  | Twist | 1 | 22 | Bathroom | 206462 | Bathroom | 0.04732%
20646 | 3 | 1 |  | Manual | 1 | Ceiling Fixture | Incandescent |  | Standard A Lamp | 2 | 60 | Bedroom | 206463 | Bedroom | 0.04732%
20646 | 4 | 1 |  | Manual | 1 | Ceiling Fixture | Compact Fluorescent |  | Twist | 1 | 15 | Bedroom | 206464 | Bedroom | 0.04732%
20646 | 5 | 1 |  | Manual | 3 | Ceiling Fixture | Compact Fluorescent |  | Twist | 1 | 22 | Other | 206465 | Other | 0.04732%
20646 | 6 | 1 |  | Manual | 1 | Ceiling Fixture | Incandescent |  | Standard A Lamp | 1 | 60 | Other | 206466 | Other | 0.04732%
20646 | 7 | 1 |  | Manual | 1 | Ceiling Fan | Incandescent |  | Standard A Lamp | 1 | 60 | Kitchen | 206467 | Kitchen | 0.04732%
20646 | 8 | 1 |  | Manual | 1 | Ceiling Fan | Compact Fluorescent |  | Twist | 1 | 15 | Living Room | 206468 | Living Room | 0.04732%
20646 | 8 | 2 |  | Manual | 1 | Floor lamp | Incandescent |  | Standard A Lamp | 1 | 25 | Living Room | 206468 | Living Room | 0.04732%
20646 | 8 | 3 |  | Manual | 1 | Table | Compact Fluorescent |  | Twist | 1 | 15 | Living Room | 206468 | Living Room | 0.04732%
20646 | 9 | 1 |  | Manual | 1 | Ceiling Fixture | Incandescent |  | Standard A Lamp | 1 | 40 | Closet | 206469 | Closet | 0.04732%
20646 | 10 | 1 |  | Manual | 2 | Ceiling Fixture | Compact Fluorescent |  | Twist | 1 | 22 | Hall | 2064610 | Hall | 0.04732%
20650 | 1 | 1 |  | Manual | 5 | Wall Mount | Incandescent |  | Globe | 5 | 40 | Bathroom | 206501 | Bathroom | 0.04784%
20650 | 1 | 2 |  | Manual | 1 | Ceiling Fan | Incandescent |  | Standard A Lamp | 1 | 60 | Bathroom | 206501 | Bathroom | 0.04784%
20650 | 2 | 1 |  | Manual | 1 | Ceiling Fan | Incandescent |  | Standard A Lamp | 1 | 60 | Bedroom | 206502 | Bedroom | 0.04784%
20650 | 2 | 2 |  | Manual | 1 | Table | Compact Fluorescent |  | Twist | 2 | 15 | Bedroom | 206502 | Bedroom | 0.04784%
20650 | 3 | 1 |  | Manual | 1 | Ceiling Fixture | Incandescent |  | Standard A Lamp | 1 | 60 | Bedroom | 206503 | Bedroom | 0.04784%
20650 | 3 | 2 |  | Manual | 2 | Table | Incandescent |  | Standard A Lamp | 2 | 60 | Bedroom | 206503 | Bedroom | 0.04784%
20650 | 4 | 1 |  | Manual | 1 | Ceiling Fan | Incandescent |  | Decorative | 3 | 40 | Garage | 206504 | Garage | 0.04784%
20650 | 5 | 1 |  | Manual | 1 | Ceiling Fixture | Incandescent |  | Globe | 1 | 60 | Hall | 206505 | Hall | 0.04784%
20650 | 6 | 1 |  | Manual | 1 | Ceiling Fixture | Incandescent |  | Standard A Lamp | 2 | 60 | Kitchen | 206506 | Kitchen | 0.04784%
20650 | 6 | 2 |  | Manual | 1 | Ceiling Fixture | Linear Fluorescent | 44 | T-12 | 2 | 32 | Kitchen | 206506 | Kitchen | 0.04784%
20650 | 7 | 1 |  | Manual | 1 | Ceiling Fixture | Linear Fluorescent | 44 | T-12 | 2 | 32 | Laundry Room | 206507 | Laundry Room | 0.04784%
20650 | 8 | 1 |  | Manual | 2 | Table | Compact Fluorescent |  | Twist | 2 | 15 | Living Room | 206508 | Living Room | 0.04784%
20650 | 8 | 2 |  | Manual | 1 | Table | Incandescent |  | Standard A Lamp | 1 | 100 | Living Room | 206508 | Living Room | 0.04784%
20650 | 8 | 3 |  | Manual | 1 | Ceiling Fan | Incandescent |  | Decorative | 3 | 40 | Living Room | 206508 | Living Room | 0.04784%
20650 | 9 | 1 |  | Manual | 1 | Ceiling Fixture | Incandescent |  | Standard A Lamp | 2 | 60 | Office | 206509 | Office | 0.04784%
20650 | 9 | 2 |  | Manual | 1 | Table | Incandescent |  | Standard A Lamp | 1 | 25 | Office | 206509 | Office | 0.04784%
20671 | 1 | 1 |  | Manual | 1 | Wall Mount | Incandescent |  | Standard A Lamp | 3 | 40 | Bathroom | 206711 | Bathroom | 0.2054%
20671 | 2 | 1 |  | Manual | 1 | Ceiling Fixture | Incandescent |  | Standard A Lamp | 1 | 60 | Bedroom | 206712 | Bedroom | 0.2054%
20671 | 3 | 1 |  | Manual | 2 | Ceiling Fixture | Incandescent |  | Standard A Lamp | 1 | 60 | Kitchen | 206713 | Kitchen | 0.2054%
20671 | 3 | 2 |  | Manual | 1 | Table | Incandescent |  | Standard A Lamp | 2 | 60 | Kitchen | 206713 | Kitchen | 0.2054%
20685 | 1 | 1 |  | Manual | 1 | Wall Mount | Incandescent |  | Standard A Lamp | 3 | 100 | Bathroom | 206851 | Bathroom | 0.09408%
20685 | 2 | 1 |  | Manual | 1 | Ceiling Fan | Incandescent |  | Standard A Lamp | 1 | 60 | Bedroom | 206852 | Bedroom | 0.09408%
20685 | 2 | 2 |  | Manual | 2 | Table | Incandescent |  | Standard A Lamp | 1 | 100 | Bedroom | 206852 | Bedroom | 0.09408%
20685 | 2 | 3 |  | Manual | 1 | Table | Incandescent |  | Decorative | 2 | 40 | Bedroom | 206852 | Bedroom | 0.09408%
20685 | 3 | 1 |  | Manual | 1 | Ceiling Fan | Incandescent |  | Standard A Lamp | 1 | 100 | Office | 206853 | Office | 0.09408%
20685 | 3 | 2 |  | Manual | 2 | Table | Incandescent |  | Standard A Lamp | 1 | 100 | Office | 206853 | Office | 0.09408%
20685 | 4 | 1 |  | Manual | 1 | Ceiling Fan | Compact Fluorescent |  | Twist | 4 | 13 | Dining Room | 206854 | Dining Room | 0.09408%
20685 | 5 | 1 |  | Manual | 2 | Ceiling Fixture | Incandescent |  | Standard A Lamp | 1 | 60 | Hall | 206855 | Hall | 0.09408%
20685 | 6 | 1 |  | Manual | 2 | Ceiling Fixture | Linear Fluorescent | 48 | T-12 | 2 | 40 | Garage | 206856 | Garage | 0.09408%
20685 | 7 | 1 |  | Manual | 1 | Ceiling Fixture | Incandescent |  | Standard A Lamp | 1 | 60 | Hall | 206857 | Hall | 0.09408%
20685 | 8 | 1 |  | Manual | 6 | Recessed Can | Incandescent |  | Reflector | 1 | 60 | Kitchen | 206858 | Kitchen | 0.09408%
20685 | 9 | 1 |  | Manual | 1 | Ceiling Fixture | Compact Fluorescent |  | Twist | 2 | 26 | Laundry Room | 206859 | Laundry Room | 0.09408%
20685 | 10 | 1 |  | Manual | 1 | Ceiling Fan | Incandescent |  | Standard A Lamp | 4 | 100 | Living Room | 2068510 | Living Room | 0.09408%
20685 | 10 | 2 |  | Manual | 3 | Floor lamp | Incandescent |  | Standard A Lamp | 1 | 85 | Living Room | 2068510 | Living Room | 0.09408%
20685 | 11 | 1 |  | Manual | 1 | Wall Mount | Incandescent |  | Standard A Lamp | 5 | 60 | Bathroom | 2068511 | Bathroom | 0.09408%
20685 | 11 | 2 |  | Manual | 1 | Ceiling Fixture | Incandescent |  | Standard A Lamp | 1 | 60 | Bathroom | 2068511 | Bathroom | 0.09408%
20685 | 12 | 1 |  | Manual | 1 | Ceiling Fan | Compact Fluorescent |  | Decorative | 4 | 7 | Master Bedroom | 2068512 | Master Bedroom | 0.09408%
20685 | 12 | 2 |  | Manual | 1 | Floor lamp | Incandescent |  | 3-Way Incandescent | 1 | 100 | Master Bedroom | 2068512 | Master Bedroom | 0.09408%
20685 | 12 | 3 |  | Manual | 2 | Floor lamp | Incandescent |  | Standard A Lamp | 1 | 70 | Master Bedroom | 2068512 | Master Bedroom | 0.09408%
20685 | 13 | 1 |  | Manual | 1 | Ceiling Fixture | Incandescent |  | Standard A Lamp | 2 | 60 | Closet | 2068513 | Closet | 0.09408%
20688 | 1 | 1 |  | Manual | 1 | Wall Mount | Incandescent |  | Globe | 6 | 60 | Bathroom | 206881 | Bathroom | 0.09408%
20688 | 2 | 1 |  | Manual | 1 | Ceiling Fixture | Incandescent |  | Mini base | 2 | 60 | Bedroom | 206882 | Bedroom | 0.09408%
20688 | 2 | 2 |  | Manual | 1 | Wall Mount | Incandescent |  | Standard A Lamp | 1 | 25 | Bedroom | 206882 | Bedroom | 0.09408%
20688 | 2 | 3 |  | Manual | 1 | Other | Linear Fluorescent | 16 | T-8 | 1 | 32 | Bedroom | 206882 | Bedroom | 0.09408%
20688 | 3 | 1 |  | Manual | 1 | Ceiling Fan | Incandescent |  | Mini base | 2 | 60 | Bedroom | 206883 | Bedroom | 0.09408%
20688 | 3 | 2 |  | Manual | 1 | Other | Incandescent | 16 | Other | 1 | 32 | Bedroom | 206883 | Bedroom | 0.09408%
20688 | 3 | 3 |  | Manual | 1 | Table | Incandescent |  | Standard A Lamp | 1 | 40 | Bedroom | 206883 | Bedroom | 0.09408%
20688 | 4 | 1 |  | Manual | 1 | Ceiling Fan | Incandescent |  | Mini base | 2 | 60 | Family Room | 206884 | Family Room | 0.09408%
20688 | 4 | 2 |  | Manual | 2 | Track | Incandescent |  | Decorative | 1 | 40 | Family Room | 206884 | Family Room | 0.09408%
20688 | 4 | 3 |  | Manual | 1 | Table | Incandescent |  | Standard A Lamp | 1 | 25 | Family Room | 206884 | Family Room | 0.09408%
20688 | 5 | 1 |  | Manual | 2 | Ceiling Fixture | Incandescent |  | Standard A Lamp | 1 | 150 | Garage | 206885 | Garage | 0.09408%
20688 | 5 | 2 |  | Motion | 1 | Garage door opener | Incandescent |  | Standard A Lamp | 1 | 40 | Garage | 206885 | Garage | 0.09408%
20688 | 6 | 1 |  | Dimmer | 2 | Ceiling Fixture | Linear Fluorescent | 48 | T-12 | 2 | 32 | Kitchen | 206886 | Kitchen | 0.09408%
20688 | 6 | 2 |  | Manual | 1 | Other | Incandescent |  | Standard A Lamp | 1 | 25 | Kitchen | 206886 | Kitchen | 0.09408%
20688 | 6 | 3 |  | Manual | 1 | Ceiling Fixture | Incandescent |  | Standard A Lamp | 1 | 40 | Kitchen | 206886 | Kitchen | 0.09408%
20688 | 6 | 4 |  | Manual | 1 | Ceiling Fixture | Incandescent |  | Standard A Lamp | 1 | 40 | Kitchen | 206886 | Kitchen | 0.09408%
20688 | 7 | 1 |  | Manual | 1 | Ceiling Fixture | Compact Fluorescent |  | Twist | 1 | 15 | Laundry Room | 206887 | Laundry Room | 0.09408%
20688 | 8 | 1 |  | Manual | 1 | Ceiling Fan | Incandescent |  | Decorative | 3 | 60 | Living Room | 206888 | Living Room | 0.09408%
20688 | 8 | 2 |  | Manual | 1 | Ceiling Fixture | Incandescent |  | Globe | 3 | 60 | Living Room | 206888 | Living Room | 0.09408%
20688 | 8 | 3 |  | Manual | 1 | Torchiere | Incandescent |  | 3-Way Incandescent | 1 | 75 | Living Room | 206888 | Living Room | 0.09408%
20688 | 8 | 4 |  | Dimmer | 1 | Other | Incandescent |  | Reflector | 3 | 25 | Living Room | 206888 | Living Room | 0.09408%
20688 | 9 | 1 |  | Manual | 1 | Wall Mount | Incandescent |  | Globe | 8 | 60 | Bathroom | 206889 | Bathroom | 0.09408%
20688 | 10 | 1 |  | Manual | 1 | Ceiling Fan | Incandescent |  | Standard A Lamp | 2 | 40 | Master Bedroom | 2068810 | Master Bedroom | 0.09408%
20688 | 10 | 2 |  | Manual | 2 | Table | Halogen |  | Quartz Tube | 1 | 100 | Master Bedroom | 2068810 | Master Bedroom | 0.09408%
20688 | 11 | 1 |  | Manual | 1 | Ceiling Fixture | Incandescent |  | Standard A Lamp | 5 | 60 | Dining Room | 2068811 | Dining Room | 0.09408%
20702 | 1 | 1 |  | Manual | 1 | Wall Mount | Compact Fluorescent |  | Straight Tube | 3 | 20 | Bathroom | 207021 | Bathroom | 0.05296%
20702 | 1 | 2 |  | Manual | 1 | Wall Mount | Compact Fluorescent |  | Twist | 2 | 25 | Bathroom | 207021 | Bathroom | 0.05296%
20702 | 2 | 1 |  | Manual | 1 | Ceiling Fixture | Incandescent |  | Standard A Lamp | 1 | 75 | Bedroom | 207022 | Bedroom | 0.05296%
20702 | 2 | 2 |  | Manual | 1 | Table | Incandescent |  | Mini base | 2 | 60 | Bedroom | 207022 | Bedroom | 0.05296%
20702 | 3 | 1 |  | Manual | 1 | Ceiling Fixture | Incandescent |  | Standard A Lamp | 1 | 100 | Bedroom | 207023 | Bedroom | 0.05296%
20702 | 4 | 1 |  | Manual | 3 | Ceiling Fixture | Incandescent |  | Standard A Lamp | 1 | 100 | Other | 207024 | Other | 0.05296%
20702 | 5 | 1 |  | Manual | 1 | Ceiling Fan | Compact Fluorescent |  | Twist | 4 | 15 | Kitchen | 207025 | Kitchen | 0.05296%
20702 | 5 | 2 |  | Manual | 1 | Ceiling Fixture | Linear Fluorescent | 24 | T-12 | 2 | 20 | Kitchen | 207025 | Kitchen | 0.05296%
20702 | 6 | 1 |  | Manual | 1 | Ceiling Fixture | Compact Fluorescent |  | Twist | 1 | 25 | Laundry Room | 207026 | Laundry Room | 0.05296%
20702 | 7 | 1 |  | Manual | 1 | Ceiling Fan | Compact Fluorescent |  | Straight Tube | 3 | 20 | Living Room | 207027 | Living Room | 0.05296%
20702 | 7 | 2 |  | Manual | 1 | Floor lamp | Compact Fluorescent |  | Straight Tube | 2 | 20 | Living Room | 207027 | Living Room | 0.05296%
20702 | 8 | 1 |  | Manual | 1 | Ceiling Fan | Compact Fluorescent |  | Twist | 3 | 14 | Master Bedroom | 207028 | Master Bedroom | 0.05296%
20702 | 9 | 1 |  | Manual | 1 | Ceiling Fixture | Incandescent |  | Standard A Lamp | 2 | 100 | Closet | 207029 | Closet | 0.05296%
20702 | 10 | 1 |  | Manual | 2 | Ceiling Fixture | Incandescent |  | Standard A Lamp | 1 | 100 | Other | 2070210 | Other | 0.05296%
20702 | 11 | 1 |  | Manual | 1 | Ceiling Fixture | Incandescent |  | Decorative | 1 | 40 | Other | 2070211 | Other | 0.05296%
20702 | 12 | 1 |  | Manual | 1 | Ceiling Fixture | Compact Fluorescent |  | Twist | 1 | 14 | Hall | 2070212 | Hall | 0.05296%
20702 | 12 | 2 |  | Manual | 1 | Chandelier (Hanging) | Incandescent |  | Mini base | 5 | 60 | Hall | 2070212 | Hall | 0.05296%
20707 | 1 | 1 |  | Manual | 1 | Ceiling Fixture | Incandescent |  | Standard A Lamp | 2 | 60 | Living Room | 207071 | Living Room | 0.09408%
20707 | 2 | 1 |  | Dimmer | 1 | Wall Mount | Incandescent |  | Globe | 3 | 40 | Bathroom | 207072 | Bathroom | 0.09408%
20707 | 2 | 2 |  | Manual | 1 | Ceiling Fixture | Compact Fluorescent |  | Twist | 1 | 22 | Bathroom | 207072 | Bathroom | 0.09408%
20707 | 3 | 1 |  | Manual | 1 | Ceiling Fixture | Incandescent |  | Standard A Lamp | 1 | 60 | Bedroom | 207073 | Bedroom | 0.09408%
20707 | 4 | 1 |  | Manual | 2 | Ceiling Fan | Incandescent |  | Standard A Lamp | 2 | 60 | Bedroom | 207074 | Bedroom | 0.09408%
20707 | 5 | 1 |  | Manual | 1 | Ceiling Fan | Incandescent |  | Standard A Lamp | 1 | 60 | Bedroom | 207075 | Bedroom | 0.09408%
20707 | 6 | 1 |  | Manual | 1 | Ceiling Fan | Incandescent |  | Standard A Lamp | 1 | 60 | Dining Room | 207076 | Dining Room | 0.09408%
20707 | 7 | 1 |  | Manual | 1 | Ceiling Fixture | Incandescent |  | Standard A Lamp | 1 | 60 | Hall | 207077 | Hall | 0.09408%
20707 | 8 | 1 |  | Manual | 1 | Ceiling Fixture | Linear Fluorescent | 60 | T-12 | 4 | 40 | Kitchen | 207078 | Kitchen | 0.09408%
20707 | 9 | 1 |  | Dimmer | 1 | Ceiling Fixture | Compact Fluorescent |  | Twist | 2 | 22 | Laundry Room | 207079 | Laundry Room | 0.09408%
20707 | 10 | 1 |  | Manual | 1 | Table | Incandescent |  | Standard A Lamp | 1 | 60 | Living Room | 2070710 | Living Room | 0.09408%
20707 | 10 | 2 |  | Manual | 1 | Table | Compact Fluorescent |  | Twist | 1 | 22 | Living Room | 2070710 | Living Room | 0.09408%
20707 | 10 | 3 |  | Manual | 1 | Floor lamp | Incandescent |  | Standard A Lamp | 1 | 60 | Living Room | 2070710 | Living Room | 0.09408%
20707 | 10 | 4 |  | Manual | 1 | Table | Incandescent |  | Standard A Lamp | 1 | 40 | Living Room | 2070710 | Living Room | 0.09408%
20707 | 11 | 1 |  | Manual | 1 | Ceiling Fixture | Incandescent |  | Standard A Lamp | 2 | 60 | Bathroom | 2070711 | Bathroom | 0.09408%
20707 | 11 | 2 |  | Manual | 1 | Ceiling Fixture | Incandescent |  | Standard A Lamp | 1 | 60 | Bathroom | 2070711 | Bathroom | 0.09408%
20707 | 12 | 1 |  | Manual | 2 | Ceiling Fixture | Incandescent |  | Standard A Lamp | 1 | 60 | Bedroom | 2070712 | Bedroom | 0.09408%
20707 | 12 | 2 |  | Manual | 2 | Ceiling Fan | Incandescent |  | Standard A Lamp | 4 | 60 | Bedroom | 2070712 | Bedroom | 0.09408%
20707 | 12 | 3 |  | Manual | 1 | Table | Incandescent |  | Standard A Lamp | 1 | 60 | Bedroom | 2070712 | Bedroom | 0.09408%
20707 | 13 | 1 |  | Manual | 1 | Ceiling Fixture | Incandescent |  | Standard A Lamp | 1 | 60 | Other | 2070713 | Other | 0.09408%
20707 | 14 | 1 |  | Manual | 2 | Ceiling Fixture | Compact Fluorescent |  | Twist | 1 | 22 | Other | 2070714 | Other | 0.09408%
20712 | 1 | 1 |  | Manual | 1 | Wall Mount | Compact Fluorescent |  | Twist | 2 | 15 | Bathroom | 207121 | Bathroom | 0.05169%
20712 | 2 | 1 |  | Manual | 1 | Recessed Can | Incandescent |  | Reflector | 1 | 60 | Bedroom | 207122 | Bedroom | 0.05169%
20712 | 3 | 1 |  | Manual | 1 | Chandelier (Hanging) | Incandescent |  | Mini base | 6 | 5 | Dining Room | 207123 | Dining Room | 0.05169%
20712 | 3 | 2 |  | Manual | 2 | Recessed Can | Incandescent |  | Standard A Lamp | 1 | 60 | Dining Room | 207123 | Dining Room | 0.05169%
20712 | 4 | 1 |  | Manual | 10 | Recessed Can | Incandescent |  | Reflector | 1 | 60 | Hall | 207124 | Hall | 0.05169%
20712 | 5 | 1 |  | Manual | 2 | Ceiling Fixture | Incandescent |  | Standard A Lamp | 2 | 60 | Other | 207125 | Other | 0.05169%
20712 | 6 | 1 |  | Manual | 10 | Recessed Can | Incandescent |  | Reflector | 1 | 65 | Kitchen | 207126 | Kitchen | 0.05169%
20712 | 7 | 1 |  | Manual | 2 | Recessed Can | Compact Fluorescent |  | Twist | 1 | 15 | Laundry Room | 207127 | Laundry Room | 0.05169%
20712 | 8 | 1 |  | Manual | 2 | Wall Mount | Incandescent |  | Mini base | 1 | 25 | Living Room | 207128 | Living Room | 0.05169%
20712 | 8 | 2 |  | Manual | 2 | Floor lamp | Compact Fluorescent |  | Twist | 3 | 15 | Living Room | 207128 | Living Room | 0.05169%
20712 | 9 | 1 |  | Manual | 1 | Wall Mount | Compact Fluorescent |  | Twist | 3 | 15 | Bathroom | 207129 | Bathroom | 0.05169%
20712 | 10 | 1 |  | Manual | 2 | Table | Compact Fluorescent |  | Twist | 1 | 15 | Master Bedroom | 2071210 | Master Bedroom | 0.05169%
20712 | 11 | 1 |  | Manual | 1 | Ceiling Fixture | Incandescent |  | Standard A Lamp | 2 | 60 | Closet | 2071211 | Closet | 0.05169%
20712 | 12 | 1 |  | Manual | 2 | Ceiling Fixture | Compact Fluorescent |  | Twist | 2 | 15 | Kitchen | 2071212 | Kitchen | 0.05169%
20712 | 13 | 1 |  | Manual | 1 | Ceiling Fixture | Incandescent |  | Standard A Lamp | 1 | 60 | Other | 2071213 | Other | 0.05169%
20716 | 1 | 1 |  | Manual | 3 | Wall Mount | Incandescent |  | Standard A Lamp | 2 | 60 | Bathroom | 207161 | Bathroom | 0.02845%
20716 | 1 | 2 |  | Manual | 1 | Ceiling Fixture | Incandescent |  | Standard A Lamp | 2 | 60 | Bathroom | 207161 | Bathroom | 0.02845%
20716 | 2 | 1 |  | Manual | 1 | Wall Mount | Incandescent |  | Globe | 4 | 60 | Bathroom | 207162 | Bathroom | 0.02845%
20716 | 3 | 1 |  | Manual | 1 | Wall Mount | Incandescent |  | Globe | 4 | 60 | Bathroom | 207163 | Bathroom | 0.02845%
20716 | 4 | 1 |  | Manual | 1 | Ceiling Fixture | Incandescent |  | Standard A Lamp | 2 | 60 | Bedroom | 207164 | Bedroom | 0.02845%
20716 | 4 | 2 |  | Manual | 1 | Table | Incandescent |  | Standard A Lamp | 1 | 60 | Bedroom | 207164 | Bedroom | 0.02845%
20716 | 5 | 1 |  | Manual | 1 | Ceiling Fixture | Incandescent |  | Standard A Lamp | 2 | 60 | Bedroom | 207165 | Bedroom | 0.02845%
20716 | 6 | 1 |  | Manual | 1 | Ceiling Fixture | Incandescent |  | Standard A Lamp | 3 | 60 | Bedroom | 207166 | Bedroom | 0.02845%
20716 | 6 | 2 |  | Manual | 1 | Table | Incandescent |  | Standard A Lamp | 1 | 60 | Bedroom | 207166 | Bedroom | 0.02845%
20716 | 7 | 1 |  | Manual | 1 | Ceiling Fixture | Incandescent |  | Standard A Lamp | 2 | 60 | Bedroom | 207167 | Bedroom | 0.02845%
20716 | 7 | 2 |  | Manual | 1 | Floor lamp | Compact Fluorescent |  | Straight Tube | 1 | 15 | Bedroom | 207167 | Bedroom | 0.02845%
20716 | 8 | 1 |  | Manual | 1 | Chandelier (Hanging) | Incandescent |  | Clear | 5 | 60 | Dining Room | 207168 | Dining Room | 0.02845%
20716 | 8 | 2 |  | Manual | 8 | Ceiling Fixture | Linear Fluorescent | 48 | T-8 | 2 | 40 | Dining Room | 207168 | Dining Room | 0.02845%
20716 | 9 | 1 |  | Manual | 1 | Chandelier (Hanging) | Incandescent |  | Decorative | 2 | 40 | Hall | 207169 | Hall | 0.02845%
20716 | 10 | 1 |  | Manual | 1 | Ceiling Fan | Incandescent |  | Standard A Lamp | 4 | 60 | Family Room | 2071610 | Family Room | 0.02845%
20716 | 11 | 1 |  | Manual | 3 | Ceiling Fixture | Incandescent |  | Standard A Lamp | 1 | 100 | Garage | 2071611 | Garage | 0.02845%
20716 | 11 | 2 |  | Manual | 3 | Ceiling Fixture | Linear Fluorescent | 48 | T-12 | 1 | 40 | Garage | 2071611 | Garage | 0.02845%
20716 | 12 | 1 |  | Manual | 1 | Ceiling Fixture | Incandescent |  | Standard A Lamp | 2 | 60 | Hall | 2071612 | Hall | 0.02845%
20716 | 13 | 1 |  | Manual | 1 | Ceiling Fixture | Incandescent |  | Reflector | 4 | 65 | Office | 2071613 | Office | 0.02845%
20716 | 13 | 2 |  | Manual | 1 | Floor lamp | Incandescent |  | Standard A Lamp | 1 | 60 | Office | 2071613 | Office | 0.02845%
20716 | 14 | 1 |  | Manual | 2 | Wall Mount | Incandescent |  | Reflector | 1 | 60 | Other | 2071614 | Other | 0.02845%
20746 | 1 | 1 |  | Manual | 1 | Ceiling Fixture | Linear Fluorescent | 96 | T-12 | 4 | 60 | Other | 207461 | Other | 0.05296%
20746 | 1 | 2 |  | Manual | 1 | Ceiling Fixture | Linear Fluorescent | 48 | T-12 | 4 | 40 | Other | 207461 | Other | 0.05296%
20746 | 1 | 3 |  | Manual | 1 | Ceiling Fixture | Linear Fluorescent | 36 | T-12 | 2 | 40 | Other | 207461 | Other | 0.05296%
20746 | 2 | 1 |  | Manual | 1 | Wall Mount | Compact Fluorescent |  | Globe | 6 | 22 | Bathroom | 207462 | Bathroom | 0.05296%
20746 | 3 | 1 |  | Manual | 1 | Wall Mount | Compact Fluorescent |  | Globe | 6 | 22 | Bathroom | 207463 | Bathroom | 0.05296%
20746 | 4 | 1 |  | Manual | 1 | Wall Mount | Incandescent |  | Standard A Lamp | 2 | 60 | Bathroom | 207464 | Bathroom | 0.05296%
20746 | 5 | 1 |  | Manual | 1 | Ceiling Fixture | Incandescent |  | Standard A Lamp | 2 | 60 | Bedroom | 207465 | Bedroom | 0.05296%
20746 | 5 | 2 |  | Manual | 1 | Table | Incandescent |  | Standard A Lamp | 1 | 25 | Bedroom | 207465 | Bedroom | 0.05296%
20746 | 6 | 1 |  | Manual | 1 | Ceiling Fixture | Incandescent |  | Standard A Lamp | 2 | 60 | Bedroom | 207466 | Bedroom | 0.05296%
20746 | 6 | 2 |  | Manual | 1 | Table | Incandescent |  | Standard A Lamp | 1 | 25 | Bedroom | 207466 | Bedroom | 0.05296%
20746 | 7 | 1 |  | Manual | 2 | Ceiling Fixture | Linear Fluorescent | 48 | T-12 | 2 | 40 | Family Room | 207467 | Family Room | 0.05296%
20746 | 8 | 1 |  | Manual | 3 | Recessed Can | Halogen |  | MR | 1 | 50 | Office | 207468 | Office | 0.05296%
20746 | 8 | 2 |  | Manual | 1 | Table | Compact Fluorescent |  | Twist | 2 | 15 | Office | 207468 | Office | 0.05296%
20746 | 8 | 3 |  | Manual | 2 | Floor lamp | Incandescent |  | Standard A Lamp | 1 | 75 | Office | 207468 | Office | 0.05296%
20746 | 9 | 1 |  | Manual | 1 | Ceiling Fixture | Incandescent |  | Standard A Lamp | 1 | 65 | Closet | 207469 | Closet | 0.05296%
20746 | 10 | 1 |  | Manual | 1 | Ceiling Fixture | Linear Fluorescent | 48 | T-12 | 2 | 40 | Closet | 2074610 | Closet | 0.05296%
20746 | 11 | 1 |  | Manual | 1 | Ceiling Fixture | Linear Fluorescent | 36 | T-12 | 2 | 40 | Dining Room | 2074611 | Dining Room | 0.05296%
20746 | 11 | 2 |  | Manual | 1 | Ceiling Fixture | Incandescent |  | Mini base | 3 | 40 | Dining Room | 2074611 | Dining Room | 0.05296%
20746 | 11 | 3 |  | Manual | 3 | Recessed Can | Incandescent |  | Reflector | 1 | 75 | Dining Room | 2074611 | Dining Room | 0.05296%
20746 | 11 | 4 |  | Manual | 1 | Floor lamp | Halogen |  | Quartz Tube | 3 | 30 | Dining Room | 2074611 | Dining Room | 0.05296%
20746 | 12 | 1 |  | Manual | 2 | Ceiling Fixture | Incandescent |  | Standard A Lamp | 1 | 60 | Hall | 2074612 | Hall | 0.05296%
20746 | 13 | 1 |  | Manual | 1 | Ceiling Fixture | Incandescent |  | Standard A Lamp | 1 | 65 | Living Room | 2074613 | Living Room | 0.05296%
20746 | 13 | 2 |  | Manual | 2 | Table | Incandescent |  | Standard A Lamp | 1 | 100 | Living Room | 2074613 | Living Room | 0.05296%
20746 | 13 | 3 |  | Manual | 1 | Floor lamp | Incandescent |  | Mini base | 6 | 25 | Living Room | 2074613 | Living Room | 0.05296%
20746 | 14 | 1 |  | Manual | 1 | Ceiling Fan | Incandescent |  | Clear | 3 | 60 | Master Bedroom | 2074614 | Master Bedroom | 0.05296%
20746 | 14 | 2 |  | Manual | 2 | Table | Incandescent |  | Standard A Lamp | 1 | 60 | Master Bedroom | 2074614 | Master Bedroom | 0.05296%
20746 | 15 | 1 |  | Manual | 1 | Ceiling Fixture | Incandescent |  | Standard A Lamp | 1 | 60 | Closet | 2074615 | Closet | 0.05296%
20746 | 16 | 1 |  | Manual | 1 | Ceiling Fixture | Linear Fluorescent | 48 | T-8 | 2 | 40 | Hall | 2074616 | Hall | 0.05296%
20748 | 1 | 1 |  | Manual | 1 | Ceiling Fixture | Incandescent |  | Standard A Lamp | 1 | 60 | Closet | 207481 | Closet | 0.02963%
20748 | 2 | 1 |  | Manual | 2 | Ceiling Fixture | Linear Fluorescent | 48 | T-8 | 2 | 32 | Garage | 207482 | Garage | 0.02963%
20748 | 3 | 1 |  | Manual | 3 | Ceiling Fixture | Linear Fluorescent | 48 | T-8 | 2 | 32 | Other | 207483 | Other | 0.02963%
20748 | 4 | 1 |  | Manual | 1 | Ceiling Fixture | Incandescent |  | Standard A Lamp | 1 | 100 | Other | 207484 | Other | 0.02963%
20748 | 5 | 1 |  | Manual | 4 | Ceiling Fixture | Linear Fluorescent | 48 | T-8 | 2 | 32 | Other | 207485 | Other | 0.02963%
20748 | 5 | 2 |  | Manual | 2 | Ceiling Fixture | Incandescent |  | Standard A Lamp | 1 | 60 | Other | 207485 | Other | 0.02963%
20748 | 6 | 1 |  | Manual | 1 | Ceiling Fan | Incandescent |  | Decorative | 3 | 60 | Bedroom | 207486 | Bedroom | 0.02963%
20748 | 7 | 1 |  | Manual | 3 | Recessed Can | Compact Fluorescent |  | Twist | 1 | 15 | Hall | 207487 | Hall | 0.02963%
20748 | 8 | 1 |  | Manual | 1 | Wall Mount | Incandescent |  | Standard A Lamp | 2 | 100 | Bathroom | 207488 | Bathroom | 0.02963%
20748 | 8 | 2 |  | Manual | 1 | Ceiling Fixture | Incandescent |  | Standard A Lamp | 1 | 60 | Bathroom | 207488 | Bathroom | 0.02963%
20748 | 9 | 1 |  | Manual | 1 | Ceiling Fixture | Incandescent |  | Standard A Lamp | 1 | 60 | Bedroom | 207489 | Bedroom | 0.02963%
20748 | 9 | 2 |  | Manual | 4 | Recessed Can | Incandescent |  | Reflector | 1 | 65 | Bedroom | 207489 | Bedroom | 0.02963%
20748 | 10 | 1 |  | Manual | 1 | Chandelier (Hanging) | Incandescent |  | Standard A Lamp | 5 | 100 | Living Room | 2074810 | Living Room | 0.02963%
20748 | 10 | 2 |  | Manual | 1 | Chandelier (Hanging) | Compact Fluorescent |  | Twist | 2 | 15 | Living Room | 2074810 | Living Room | 0.02963%
20748 | 10 | 3 |  | Manual | 8 | Recessed Can | Incandescent |  | Reflector | 1 | 65 | Living Room | 2074810 | Living Room | 0.02963%
20748 | 10 | 4 |  | Manual | 2 | Table | Incandescent |  | 3-Way Incandescent | 1 | 100 | Living Room | 2074810 | Living Room | 0.02963%
20748 | 10 | 5 |  | Manual | 1 | Table | Compact Fluorescent |  | Twist | 1 | 15 | Living Room | 2074810 | Living Room | 0.02963%
20748 | 11 | 1 |  | Manual | 1 | Ceiling Fixture | Incandescent |  | Standard A Lamp | 2 | 60 | Laundry Room | 2074811 | Laundry Room | 0.02963%
20748 | 12 | 1 |  | Manual | 1 | Ceiling Fan | Incandescent |  | Standard A Lamp | 1 | 60 | Master Bedroom | 2074812 | Master Bedroom | 0.02963%
20748 | 13 | 1 |  | Manual | 1 | Ceiling Fixture | Incandescent |  | Standard A Lamp | 1 | 60 | Bathroom | 2074813 | Bathroom | 0.02963%
20748 | 13 | 2 |  | Manual | 1 | Wall Mount | Incandescent |  | Standard A Lamp | 3 | 60 | Bathroom | 2074813 | Bathroom | 0.02963%
20753 | 1 | 1 |  | Manual | 1 | Ceiling Fixture | Compact Fluorescent |  | Twist | 5 | 15 | Bathroom | 207531 | Bathroom | 0.09408%
20753 | 1 | 2 |  | Manual | 1 | Wall Mount | Incandescent |  | Standard A Lamp | 2 | 100 | Bathroom | 207531 | Bathroom | 0.09408%
20753 | 2 | 1 |  | Manual | 1 | Ceiling Fixture | Compact Fluorescent |  | Twist | 2 | 13 | Bedroom | 207532 | Bedroom | 0.09408%
20753 | 3 | 1 |  | Manual | 1 | Ceiling Fixture | Incandescent |  | Decorative | 2 | 40 | Bedroom | 207533 | Bedroom | 0.09408%
20753 | 3 | 2 |  | Manual | 1 | Floor lamp | Incandescent |  | Decorative | 5 | 40 | Bedroom | 207533 | Bedroom | 0.09408%
20753 | 4 | 1 |  | Manual | 1 | Chandelier (Hanging) | Compact Fluorescent |  | Twist | 3 | 23 | Dining Room | 207534 | Dining Room | 0.09408%
20753 | 5 | 1 |  | Manual | 1 | Ceiling Fixture | Compact Fluorescent |  | Twist | 2 | 13 | Hall | 207535 | Hall | 0.09408%
20753 | 6 | 1 |  | Manual | 1 | Exterior | Incandescent |  | Standard A Lamp | 1 | 40 | Garage | 207536 | Garage | 0.09408%
20753 | 7 | 1 |  | Manual | 1 | Ceiling Fixture | Compact Fluorescent |  | Twist | 1 | 13 | Hall | 207537 | Hall | 0.09408%
20753 | 8 | 1 |  | Manual | 2 | Ceiling Fixture | Compact Fluorescent |  | Twist | 2 | 13 | Kitchen | 207538 | Kitchen | 0.09408%
20753 | 8 | 2 |  | Manual | 1 | Track | Halogen |  | Quartz Tube | 3 | 50 | Kitchen | 207538 | Kitchen | 0.09408%
20753 | 9 | 1 |  | Manual | 2 | Ceiling Fixture | Compact Fluorescent |  | Twist | 1 | 13 | Laundry Room | 207539 | Laundry Room | 0.09408%
20753 | 10 | 1 |  | Manual | 1 | Torchiere | Halogen |  | Quartz Tube | 1 | 300 | Living Room | 2075310 | Living Room | 0.09408%
20753 | 10 | 2 |  | Manual | 1 | Table | Compact Fluorescent |  | Twist | 1 | 13 | Living Room | 2075310 | Living Room | 0.09408%
20753 | 11 | 1 |  | Manual | 1 | Ceiling Fixture | Compact Fluorescent |  | Pin base | 1 | 42 | Bathroom | 2075311 | Bathroom | 0.09408%
20753 | 11 | 2 |  | Manual | 1 | Wall Mount | Compact Fluorescent |  | Twist | 2 | 15 | Bathroom | 2075311 | Bathroom | 0.09408%
20753 | 12 | 1 |  | Manual | 1 | Ceiling Fixture | Incandescent |  | Mini base | 2 | 40 | Master Bedroom | 2075312 | Master Bedroom | 0.09408%
20753 | 12 | 2 |  | Manual | 1 | Table | Compact Fluorescent |  | Twist | 1 | 14 | Master Bedroom | 2075312 | Master Bedroom | 0.09408%
20753 | 13 | 1 |  | Manual | 2 | Ceiling Fixture | Compact Fluorescent |  | Twist | 1 | 13 | Other | 2075313 | Other | 0.09408%
20758 | 1 | 1 |  | Manual | 1 | Wall Mount | Incandescent |  | Globe | 3 | 40 | Bathroom | 207581 | Bathroom | 0.04732%
20758 | 1 | 2 |  | Manual | 1 | Ceiling Fixture | Compact Fluorescent |  | Twist | 1 | 15 | Bathroom | 207581 | Bathroom | 0.04732%
20758 | 2 | 1 |  | Manual | 1 | Wall Mount | Incandescent |  | Globe | 3 | 40 | Bathroom | 207582 | Bathroom | 0.04732%
20758 | 2 | 2 |  | Manual | 1 | Ceiling Fixture | Compact Fluorescent |  | Twist | 1 | 15 | Bathroom | 207582 | Bathroom | 0.04732%
20758 | 3 | 1 |  | Manual | 1 | Ceiling Fan | Incandescent |  | Standard A Lamp | 2 | 40 | Master Bedroom | 207583 | Master Bedroom | 0.04732%
20758 | 3 | 2 |  | Manual | 1 | Table | Incandescent |  | Standard A Lamp | 1 | 60 | Master Bedroom | 207583 | Master Bedroom | 0.04732%
20758 | 3 | 3 |  | Manual | 1 | Table | Incandescent |  | Decorative | 1 | 40 | Master Bedroom | 207583 | Master Bedroom | 0.04732%
20758 | 4 | 1 |  | Manual | 1 | Ceiling Fan | Compact Fluorescent |  | Twist | 1 | 15 | Bedroom | 207584 | Bedroom | 0.04732%
20758 | 4 | 2 |  | Manual | 1 | Table | Compact Fluorescent |  | Twist | 1 | 15 | Bedroom | 207584 | Bedroom | 0.04732%
20758 | 5 | 1 |  | Manual | 1 | Ceiling Fan | Compact Fluorescent |  | Twist | 1 | 15 | Bedroom | 207585 | Bedroom | 0.04732%
20758 | 5 | 2 |  | Manual | 1 | Floor lamp | Incandescent |  | Standard A Lamp | 1 | 40 | Bedroom | 207585 | Bedroom | 0.04732%
20758 | 6 | 1 |  | Dimmer | 1 | Chandelier (Hanging) | Incandescent |  | Clear | 5 | 40 | Dining Room | 207586 | Dining Room | 0.04732%
20758 | 7 | 1 |  | Manual | 1 | Ceiling Fixture | Compact Fluorescent |  | Twist | 1 | 13 | Hall | 207587 | Hall | 0.04732%
20758 | 8 | 1 |  | Manual | 1 | Ceiling Fixture | Compact Fluorescent |  | Twist | 1 | 15 | Other | 207588 | Other | 0.04732%
20758 | 9 | 1 |  | Manual | 1 | Ceiling Fixture | Linear Fluorescent | 48 | T-12 | 2 | 40 | Kitchen | 207589 | Kitchen | 0.04732%
20758 | 10 | 1 |  | Manual | 1 | Ceiling Fixture | Compact Fluorescent |  | Twist | 1 | 15 | Laundry Room | 2075810 | Laundry Room | 0.04732%
20758 | 11 | 1 |  | Manual | 3 | Table | Compact Fluorescent |  | Twist | 1 | 15 | Living Room | 2075811 | Living Room | 0.04732%
20758 | 11 | 2 |  | Manual | 1 | Floor lamp | Halogen |  | Quartz Tube | 1 | 30 | Living Room | 2075811 | Living Room | 0.04732%
20758 | 12 | 1 |  | Manual | 1 | Ceiling Fixture | Compact Fluorescent |  | Twist | 2 | 15 | Office | 2075812 | Office | 0.04732%
20770 | 1 | 1 |  | Manual | 1 | Wall Mount | Incandescent |  | Globe | 4 | 40 | Bathroom | 207701 | Bathroom | 0.05169%
20770 | 1 | 2 |  | Manual | 1 | Ceiling Fixture | Incandescent |  | Heat Lamp | 1 | 250 | Bathroom | 207701 | Bathroom | 0.05169%
20770 | 2 | 1 |  | Manual | 1 | Wall Mount | Incandescent |  | Globe | 4 | 40 | Bathroom | 207702 | Bathroom | 0.05169%
20770 | 2 | 2 |  | Manual | 1 | Chandelier (Hanging) | Incandescent |  | Heat Lamp | 1 | 250 | Bathroom | 207702 | Bathroom | 0.05169%
20770 | 3 | 1 |  | Manual | 1 | Wall Mount | Incandescent |  | Globe | 4 | 40 | Bathroom | 207703 | Bathroom | 0.05169%
20770 | 3 | 2 |  | Manual | 1 | Ceiling Fixture | Incandescent |  | Heat Lamp | 1 | 250 | Bathroom | 207703 | Bathroom | 0.05169%
20770 | 4 | 1 |  | Manual | 1 | Ceiling Fixture | Compact Fluorescent |  | Twist | 2 | 22 | Master Bedroom | 207704 | Master Bedroom | 0.05169%
20770 | 5 | 1 |  | Manual | 1 | Ceiling Fan | Compact Fluorescent |  | Twist | 3 | 15 | Bedroom | 207705 | Bedroom | 0.05169%
20770 | 5 | 2 |  | Manual | 1 | Table | Incandescent |  | Standard A Lamp | 1 | 75 | Bedroom | 207705 | Bedroom | 0.05169%
20770 | 6 | 1 |  | Manual | 1 | Ceiling Fan | Incandescent |  | Standard A Lamp | 2 | 40 | Bedroom | 207706 | Bedroom | 0.05169%
20770 | 7 | 1 |  | Manual | 1 | Ceiling Fan | Linear Fluorescent |  | T-4 | 1 | 60 | Bedroom | 207707 | Bedroom | 0.05169%
20770 | 8 | 1 |  | Manual | 1 | Ceiling Fixture | Compact Fluorescent |  | Twist | 1 | 15 | Closet | 207708 | Closet | 0.05169%
20770 | 9 | 1 |  | Manual | 1 | Ceiling Fixture | Incandescent |  | Standard A Lamp | 2 | 60 | Dining Room | 207709 | Dining Room | 0.05169%
20770 | 10 | 1 |  | Manual | 1 | Ceiling Fixture | Incandescent |  | Standard A Lamp | 1 | 60 | Family Room | 2077010 | Family Room | 0.05169%
20770 | 11 | 1 |  | Manual | 2 | Ceiling Fixture | Compact Fluorescent |  | Twist | 1 | 22 | Garage | 2077011 | Garage | 0.05169%
20770 | 12 | 1 |  | Manual | 1 | Ceiling Fixture | Incandescent |  | Standard A Lamp | 1 | 60 | Hall | 2077012 | Hall | 0.05169%
20770 | 13 | 1 |  | Manual | 1 | Ceiling Fixture | Compact Fluorescent |  | Twist | 2 | 22 | Kitchen | 2077013 | Kitchen | 0.05169%
20770 | 13 | 2 |  | Manual | 1 | Ceiling Fixture | Incandescent |  | Standard A Lamp | 1 | 60 | Kitchen | 2077013 | Kitchen | 0.05169%
20770 | 14 | 1 |  | Manual | 1 | Floor lamp | Compact Fluorescent |  | Twist | 1 | 28 | Living Room | 2077014 | Living Room | 0.05169%
20770 | 14 | 2 |  | Manual | 1 | Ceiling Fixture | Incandescent |  | Standard A Lamp | 1 | 60 | Living Room | 2077014 | Living Room | 0.05169%
20770 | 15 | 1 |  | Manual | 2 | Ceiling Fixture | Compact Fluorescent |  | Twist | 1 | 22 | Hall | 2077015 | Hall | 0.05169%
20775 | 1 | 1 |  | Manual | 1 | Wall Mount | Incandescent |  | Globe | 3 | 60 | Bathroom | 207751 | Bathroom | 0.05296%
20775 | 2 | 1 |  | Manual | 1 | Wall Mount | Incandescent |  | Globe | 6 | 100 | Bathroom | 207752 | Bathroom | 0.05296%
20775 | 2 | 2 |  | Manual | 1 | Ceiling Fixture | Incandescent |  | Standard A Lamp | 1 | 60 | Bathroom | 207752 | Bathroom | 0.05296%
20775 | 3 | 1 |  | Manual | 1 | Ceiling Fan | Compact Fluorescent |  | Twist | 3 | 13 | Bedroom | 207753 | Bedroom | 0.05296%
20775 | 3 | 2 |  | Manual | 1 | Floor lamp | Incandescent |  | Mini base | 5 | 25 | Bedroom | 207753 | Bedroom | 0.05296%
20775 | 3 | 3 |  | Manual | 1 | Table | Incandescent |  | Decorative | 1 | 40 | Bedroom | 207753 | Bedroom | 0.05296%
20775 | 4 | 1 |  | Manual | 1 | Ceiling Fixture | Incandescent |  | Standard A Lamp | 2 | 75 | Bedroom | 207754 | Bedroom | 0.05296%
20775 | 4 | 2 |  | Manual | 1 | Table | Compact Fluorescent |  | Twist | 1 | 14 | Bedroom | 207754 | Bedroom | 0.05296%
20775 | 5 | 1 |  | Manual | 1 | Floor lamp | Incandescent |  | Mini base | 5 | 25 | Bedroom | 207755 | Bedroom | 0.05296%
20775 | 5 | 2 |  | Manual | 1 | Ceiling Fixture | Halogen |  | MR | 4 | 50 | Bedroom | 207755 | Bedroom | 0.05296%
20775 | 5 | 3 |  | Manual | 1 | Table | Compact Fluorescent |  | Twist | 1 | 23 | Bedroom | 207755 | Bedroom | 0.05296%
20775 | 6 | 1 |  | Manual | 1 | Chandelier (Hanging) | Compact Fluorescent |  | Twist | 6 | 13 | Dining Room | 207756 | Dining Room | 0.05296%
20775 | 6 | 2 |  | Manual | 4 | Recessed Can | Incandescent |  | Reflector | 1 | 40 | Dining Room | 207756 | Dining Room | 0.05296%
20775 | 7 | 1 |  | Manual | 1 | Chandelier (Hanging) | Compact Fluorescent |  | Twist | 3 | 14 | Hall | 207757 | Hall | 0.05296%
20775 | 7 | 2 |  | Manual | 1 | Ceiling Fixture | Compact Fluorescent |  | Twist | 1 | 19 | Hall | 207757 | Hall | 0.05296%
20775 | 8 | 1 |  | Manual | 2 | Recessed Can | Compact Fluorescent |  | Flood | 1 | 16 | Family Room | 207758 | Family Room | 0.05296%
20775 | 8 | 2 |  | Manual | 1 | Recessed Can | Compact Fluorescent |  | Flood | 1 | 18 | Family Room | 207758 | Family Room | 0.05296%
20775 | 8 | 3 |  | Manual | 1 | Recessed Can | Incandescent |  | Reflector | 1 | 75 | Family Room | 207758 | Family Room | 0.05296%
20775 | 8 | 4 |  | Manual | 2 | Wall Mount | Incandescent |  | Standard A Lamp | 1 | 75 | Family Room | 207758 | Family Room | 0.05296%
20775 | 8 | 5 |  | Manual | 1 | Table | Compact Fluorescent |  | Twist | 1 | 14 | Family Room | 207758 | Family Room | 0.05296%
20775 | 9 | 1 |  | Manual | 4 | Ceiling Fixture | Incandescent |  | Standard A Lamp | 1 | 100 | Hall | 207759 | Hall | 0.05296%
20775 | 10 | 1 |  | Manual | 2 | Ceiling Fixture | Compact Fluorescent |  | Twist | 1 | 14 | Hall | 2077510 | Hall | 0.05296%
20775 | 10 | 2 |  | Manual | 1 | Ceiling Fixture | Compact Fluorescent |  | Twist | 2 | 14 | Hall | 2077510 | Hall | 0.05296%
20775 | 11 | 1 |  | Manual | 3 | Chandelier (Hanging) | Compact Fluorescent |  | Twist | 1 | 13 | Kitchen | 2077511 | Kitchen | 0.05296%
20775 | 11 | 2 |  | Manual | 1 | Chandelier (Hanging) | Compact Fluorescent |  | Twist | 1 | 23 | Kitchen | 2077511 | Kitchen | 0.05296%
20775 | 11 | 3 |  | Manual | 6 | Recessed Can | Compact Fluorescent |  | Flood | 1 | 16 | Kitchen | 2077511 | Kitchen | 0.05296%
20775 | 12 | 1 |  | Manual | 2 | Ceiling Fixture | Linear Fluorescent | 48 | T-12 | 4 | 40 | Laundry Room | 2077512 | Laundry Room | 0.05296%
20775 | 13 | 1 |  | Manual | 6 | Recessed Can | Compact Fluorescent |  | Flood | 1 | 18 | Living Room | 2077513 | Living Room | 0.05296%
20775 | 13 | 2 |  | Manual | 2 | Recessed Can | Incandescent |  | Reflector | 1 | 40 | Living Room | 2077513 | Living Room | 0.05296%
20775 | 13 | 3 |  | Manual | 2 | Wall Mount | Incandescent |  | Standard A Lamp | 1 | 75 | Living Room | 2077513 | Living Room | 0.05296%
20775 | 14 | 1 |  | Manual | 2 | Wall Mount | Compact Fluorescent |  | Globe | 2 | 14 | Bathroom | 2077514 | Bathroom | 0.05296%
20775 | 14 | 2 |  | Manual | 2 | Recessed Can | Incandescent |  | Reflector | 1 | 65 | Bathroom | 2077514 | Bathroom | 0.05296%
20775 | 15 | 1 |  | Manual | 4 | Recessed Can | Compact Fluorescent |  | Flood | 1 | 18 | Master Bedroom | 2077515 | Master Bedroom | 0.05296%
20775 | 15 | 2 |  | Manual | 1 | Table | Compact Fluorescent |  | Twist | 1 | 14 | Master Bedroom | 2077515 | Master Bedroom | 0.05296%
20775 | 15 | 3 |  | Manual | 1 | Table | Compact Fluorescent |  | Twist | 1 | 23 | Master Bedroom | 2077515 | Master Bedroom | 0.05296%
20775 | 16 | 1 |  | Manual | 1 | Ceiling Fixture | Incandescent |  | Standard A Lamp | 2 | 75 | Closet | 2077516 | Closet | 0.05296%
20775 | 17 | 1 |  | Manual | 1 | Chandelier (Hanging) | Incandescent |  | Standard A Lamp | 4 | 75 | Office | 2077517 | Office | 0.05296%
20775 | 17 | 2 |  | Manual | 1 | Table | Incandescent |  | Clear | 1 | 40 | Office | 2077517 | Office | 0.05296%
20775 | 18 | 1 |  | Manual | 1 | Ceiling Fixture | Compact Fluorescent |  | Twist | 1 | 13 | Closet | 2077518 | Closet | 0.05296%
20775 | 19 | 1 |  | Manual | 1 | Chandelier (Hanging) | Incandescent |  | Globe | 1 | 150 | Hall | 2077519 | Hall | 0.05296%
20775 | 19 | 2 |  | Manual | 4 | Recessed - other | Compact Fluorescent |  | Twist | 1 | 14 | Hall | 2077519 | Hall | 0.05296%
20775 | 20 | 1 |  | Manual | 2 | Ceiling Fixture | Incandescent |  | Standard A Lamp | 1 | 100 | Other | 2077520 | Other | 0.05296%
20775 | 21 | 1 |  | Manual | 1 | Ceiling Fixture | Incandescent |  | Standard A Lamp | 1 | 100 | Closet | 2077521 | Closet | 0.05296%
20775 | 22 | 1 |  | Manual | 3 | Ceiling Fixture | Incandescent |  | Standard A Lamp | 1 | 100 | Other | 2077522 | Other | 0.05296%
20777 | 1 | 1 |  | Manual | 1 | Ceiling Fixture | Incandescent |  | Standard A Lamp | 1 | 60 | Bathroom | 207771 | Bathroom | 0.05169%
20777 | 2 | 1 |  | Manual | 1 | Ceiling Fixture | Incandescent |  | Standard A Lamp | 1 | 60 | Other | 207772 | Other | 0.05169%
20777 | 3 | 1 |  | Manual | 2 | Ceiling Fixture | Incandescent |  | Standard A Lamp | 1 | 60 | Other | 207773 | Other | 0.05169%
20777 | 4 | 1 |  | Manual | 1 | Ceiling Fixture | Incandescent |  | Standard A Lamp | 2 | 60 | Bathroom | 207774 | Bathroom | 0.05169%
20777 | 4 | 2 |  | Manual | 1 | Wall Mount | Incandescent |  | Standard A Lamp | 4 | 60 | Bathroom | 207774 | Bathroom | 0.05169%
20777 | 5 | 1 |  | Manual | 1 | Ceiling Fixture | Linear Fluorescent | 48 | T-8 | 1 | 40 | Bathroom | 207775 | Bathroom | 0.05169%
20777 | 6 | 1 |  | Manual | 1 | Ceiling Fixture | Incandescent |  | Standard A Lamp | 2 | 60 | Master Bedroom | 207776 | Master Bedroom | 0.05169%
20777 | 6 | 2 |  | Manual | 1 | Table | Incandescent |  | Standard A Lamp | 1 | 60 | Master Bedroom | 207776 | Master Bedroom | 0.05169%
20777 | 7 | 1 |  | Manual | 1 | Ceiling Fixture | Incandescent |  | Standard A Lamp | 2 | 60 | Office | 207777 | Office | 0.05169%
20777 | 8 | 1 |  | Manual | 1 | Ceiling Fixture | Incandescent |  | Standard A Lamp | 1 | 60 | Bedroom | 207778 | Bedroom | 0.05169%
20777 | 9 | 1 |  | Manual | 1 | Ceiling Fixture | Incandescent |  | Standard A Lamp | 2 | 60 | Bedroom | 207779 | Bedroom | 0.05169%
20777 | 10 | 1 |  | Manual | 1 | Ceiling Fixture | Linear Fluorescent | 48 | T-12 | 2 | 40 | Office | 2077710 | Office | 0.05169%
20777 | 11 | 1 |  | Manual | 2 | Ceiling Fixture | Incandescent |  | Standard A Lamp | 1 | 60 | Kitchen | 2077711 | Kitchen | 0.05169%
20777 | 11 | 2 |  | Manual | 1 | Architectural | Halogen |  | Quartz Tube | 1 | 30 | Kitchen | 2077711 | Kitchen | 0.05169%
20777 | 12 | 1 |  | Manual | 1 | Ceiling Fixture | Incandescent |  | Standard A Lamp | 1 | 60 | Laundry Room | 2077712 | Laundry Room | 0.05169%
20777 | 13 | 1 |  | Manual | 1 | Chandelier (Hanging) | Incandescent |  | Decorative | 5 | 25 | Living Room | 2077713 | Living Room | 0.05169%
20777 | 13 | 2 |  | Manual | 1 | Ceiling Fan | Incandescent |  | Standard A Lamp | 4 | 60 | Living Room | 2077713 | Living Room | 0.05169%
20777 | 13 | 3 |  | Manual | 1 | Table | Incandescent |  | Standard A Lamp | 1 | 60 | Living Room | 2077713 | Living Room | 0.05169%
20777 | 13 | 4 |  | Manual | 2 | Wall Mount | Incandescent |  | Decorative | 2 | 25 | Living Room | 2077713 | Living Room | 0.05169%
20777 | 13 | 5 |  | Manual | 1 | Other | Halogen |  | Quartz Tube | 1 | 20 | Living Room | 2077713 | Living Room | 0.05169%
20777 | 14 | 1 |  | Manual | 2 | Ceiling Fixture | Linear Fluorescent | 48 | T-8 | 2 | 32 | Other | 2077714 | Other | 0.05169%
20778 | 1 | 1 |  | Manual | 1 | Track | Incandescent |  | Standard A Lamp | 4 | 60 | Bedroom | 207781 | Bedroom | 0.02845%
20778 | 2 | 1 |  | Manual | 1 | Ceiling Fixture | Compact Fluorescent |  | Twist | 1 | 15 | Bedroom | 207782 | Bedroom | 0.02845%
20778 | 3 | 1 |  | Manual | 1 | Wall Mount | Incandescent |  | Standard A Lamp | 1 | 60 | Bedroom | 207783 | Bedroom | 0.02845%
20778 | 4 | 1 |  | Manual | 2 | Floor lamp | Incandescent |  | Standard A Lamp | 1 | 60 | Bedroom | 207784 | Bedroom | 0.02845%
20778 | 5 | 1 |  | Manual | 1 | Track | Incandescent |  | Reflector | 2 | 75 | Kitchen | 207785 | Kitchen | 0.02845%
20778 | 5 | 2 |  | Manual | 1 | Chandelier (Hanging) | Incandescent |  | Decorative | 5 | 60 | Kitchen | 207785 | Kitchen | 0.02845%
20778 | 5 | 3 |  | Manual | 1 | Ceiling Fixture | Compact Fluorescent |  | Twist | 1 | 15 | Kitchen | 207785 | Kitchen | 0.02845%
20778 | 6 | 1 |  | Manual | 1 | Ceiling Fixture | Incandescent |  | Standard A Lamp | 1 | 60 | Laundry Room | 207786 | Laundry Room | 0.02845%
20778 | 7 | 1 |  | Manual | 1 | Ceiling Fixture | Compact Fluorescent |  | Globe | 1 | 28 | Living Room | 207787 | Living Room | 0.02845%
20778 | 8 | 1 |  | Manual | 2 | Wall Mount | Incandescent |  | Standard A Lamp | 1 | 75 | Master Bedroom | 207788 | Master Bedroom | 0.02845%
20778 | 9 | 1 |  | Manual | 1 | Ceiling Fixture | Compact Fluorescent |  | Twist | 2 | 15 | Bathroom | 207789 | Bathroom | 0.02845%
20778 | 9 | 2 |  | Manual | 2 | Wall Mount | Incandescent |  | Standard A Lamp | 1 | 60 | Bathroom | 207789 | Bathroom | 0.02845%
20778 | 10 | 1 |  | Manual | 2 | Wall Mount | Compact Fluorescent |  | Twist | 1 | 15 | Bedroom | 2077810 | Bedroom | 0.02845%
20778 | 10 | 2 |  | Manual | 1 | Table | Compact Fluorescent |  | Twist | 1 | 15 | Bedroom | 2077810 | Bedroom | 0.02845%
20778 | 11 | 1 |  | Manual | 2 | Ceiling Fixture | Compact Fluorescent |  | Twist | 1 | 15 | Living Room | 2077811 | Living Room | 0.02845%
20778 | 12 | 1 |  | Manual | 2 | Ceiling Fixture | Compact Fluorescent |  | Twist | 1 | 15 | Kitchen | 2077812 | Kitchen | 0.02845%
20778 | 12 | 2 |  | Manual | 1 | Ceiling Fixture | Linear Fluorescent | 60 | T-5 | 1 | 20 | Kitchen | 2077812 | Kitchen | 0.02845%
20778 | 12 | 3 |  | Manual | 1 | Ceiling Fixture | Compact Fluorescent |  | Twist | 1 | 15 | Kitchen | 2077812 | Kitchen | 0.02845%
20778 | 13 | 1 |  | Manual | 6 | Ceiling Fixture | Incandescent |  | Decorative | 1 | 60 | Other | 2077813 | Other | 0.02845%
20779 | 1 | 1 |  | Manual | 1 | Wall Mount | Compact Fluorescent |  | Globe | 6 | 11 | Bathroom | 207791 | Bathroom | 0.05169%
20779 | 1 | 2 |  | Manual | 1 | Ceiling Fixture | Incandescent |  | Heat Lamp | 2 | 150 | Bathroom | 207791 | Bathroom | 0.05169%
20779 | 1 | 3 |  | Manual | 1 | Ceiling Fixture | Compact Fluorescent |  | Twist | 1 | 15 | Bathroom | 207791 | Bathroom | 0.05169%
20779 | 2 | 1 |  | Manual | 1 | Ceiling Fixture | Incandescent |  | Heat Lamp | 2 | 250 | Bathroom | 207792 | Bathroom | 0.05169%
20779 | 3 | 1 |  | Dimmer | 2 | Wall Mount | Incandescent |  | Standard A Lamp | 1 | 60 | Bedroom | 207793 | Bedroom | 0.05169%
20779 | 3 | 2 |  | Manual | 1 | Recessed Can | Incandescent |  | Standard A Lamp | 1 | 60 | Bedroom | 207793 | Bedroom | 0.05169%
20779 | 4 | 1 |  | Manual | 1 | Track | Compact Fluorescent |  | Twist | 3 | 20 | Bedroom | 207794 | Bedroom | 0.05169%
20779 | 4 | 2 |  | Manual | 1 | Floor lamp | Compact Fluorescent |  | Twist | 2 | 20 | Bedroom | 207794 | Bedroom | 0.05169%
20779 | 5 | 1 |  | Manual | 1 | Ceiling Fixture | Incandescent |  | Standard A Lamp | 1 | 60 | Bedroom | 207795 | Bedroom | 0.05169%
20779 | 5 | 2 |  | Manual | 1 | Wall Mount | Compact Fluorescent |  | Twist | 2 | 20 | Bedroom | 207795 | Bedroom | 0.05169%
20779 | 5 | 3 |  | Manual | 1 | Table | Incandescent |  | Decorative | 3 | 25 | Bedroom | 207795 | Bedroom | 0.05169%
20779 | 5 | 4 |  | Manual | 1 | Table | Compact Fluorescent |  | Twist | 1 | 13 | Bedroom | 207795 | Bedroom | 0.05169%
20779 | 6 | 1 |  | Manual | 1 | Recessed Can | Incandescent |  | Standard A Lamp | 1 | 60 | Closet | 207796 | Closet | 0.05169%
20779 | 7 | 1 |  | Manual | 3 | Wall Mount | Compact Fluorescent |  | Twist | 1 | 20 | Closet | 207797 | Closet | 0.05169%
20779 | 8 | 1 |  | Dimmer | 1 | Chandelier (Hanging) | Incandescent |  | Clear | 1 | 200 | Dining Room | 207798 | Dining Room | 0.05169%
20779 | 8 | 2 |  | Dimmer | 3 | Recessed Can | Incandescent |  | Standard A Lamp | 1 | 60 | Dining Room | 207798 | Dining Room | 0.05169%
20779 | 8 | 3 |  | Manual | 1 | Table | Halogen |  | MR | 1 | 35 | Dining Room | 207798 | Dining Room | 0.05169%
20779 | 9 | 1 |  | Dimmer | 2 | Track | Incandescent |  | Standard A Lamp | 3 | 60 | Family Room | 207799 | Family Room | 0.05169%
20779 | 9 | 2 |  | Timer | 1 | Floor lamp | Compact Fluorescent |  | Twist | 1 | 20 | Family Room | 207799 | Family Room | 0.05169%
20779 | 9 | 3 |  | Manual | 2 | Wall Mount | Compact Fluorescent |  | Twist | 1 | 22 | Family Room | 207799 | Family Room | 0.05169%
20779 | 10 | 1 |  | Manual | 2 | Wall Mount | Compact Fluorescent |  | Twist | 1 | 23 | Hall | 2077910 | Hall | 0.05169%
20779 | 10 | 2 |  | Manual | 1 | Recessed Can | Incandescent |  | Standard A Lamp | 1 | 60 | Hall | 2077910 | Hall | 0.05169%
20779 | 11 | 1 |  | Manual | 3 | Recessed Can | Compact Fluorescent |  | Twist | 1 | 13 | Hall | 2077911 | Hall | 0.05169%
20779 | 12 | 1 |  | Manual | 2 | Track | Halogen |  | MR | 5 | 20 | Kitchen | 2077912 | Kitchen | 0.05169%
20779 | 12 | 2 |  | Manual | 2 | Ceiling Fixture | Halogen |  | MR | 1 | 50 | Kitchen | 2077912 | Kitchen | 0.05169%
20779 | 12 | 3 |  | Manual | 1 | Ceiling Fixture | Halogen |  | MR | 3 | 50 | Kitchen | 2077912 | Kitchen | 0.05169%
20779 | 13 | 1 |  | Manual | 1 | Recessed Can | Compact Fluorescent |  | Twist | 1 | 20 | Laundry Room | 2077913 | Laundry Room | 0.05169%
20779 | 13 | 2 |  | Manual | 1 | Ceiling Fixture | Linear Fluorescent | 32 | T-12 | 1 | 30 | Laundry Room | 2077913 | Laundry Room | 0.05169%
20779 | 14 | 1 |  | Manual | 2 | Wall Mount | Compact Fluorescent |  | Straight Tube | 1 | 11 | Other | 2077914 | Other | 0.05169%
20779 | 14 | 2 |  | Manual | 1 | Floor lamp | Incandescent |  | Decorative | 4 | 25 | Other | 2077914 | Other | 0.05169%
20779 | 14 | 3 |  | Manual | 1 | Table | Incandescent |  | Standard A Lamp | 1 | 60 | Other | 2077914 | Other | 0.05169%
20779 | 15 | 1 |  | Manual | 1 | Wall Mount | Incandescent |  | Standard A Lamp | 1 | 60 | Other | 2077915 | Other | 0.05169%
20779 | 16 | 1 |  | Manual | 1 | Wall Mount | Incandescent |  | Standard A Lamp | 1 | 40 | Other | 2077916 | Other | 0.05169%
20779 | 17 | 1 |  | Manual | 1 | Table | Compact Fluorescent |  | Twist | 3 | 23 | Other | 2077917 | Other | 0.05169%
20779 | 17 | 2 |  | Manual | 1 | Table | Incandescent |  | Reflector | 4 | 75 | Other | 2077917 | Other | 0.05169%
20779 | 17 | 3 |  | Timer | 1 | Floor lamp | Compact Fluorescent |  | Twist | 2 | 13 | Other | 2077917 | Other | 0.05169%
20779 | 17 | 4 |  | Manual | 1 | Table | Compact Fluorescent |  | Twist | 1 | 13 | Other | 2077917 | Other | 0.05169%
20783 | 1 | 1 |  | Manual | 3 | Wall Mount | Incandescent |  | Globe | 3 | 60 | Bathroom | 207831 | Bathroom | 0.02845%
20783 | 2 | 1 |  | Manual | 1 | Wall Mount | Incandescent |  | Standard A Lamp | 2 | 60 | Bathroom | 207832 | Bathroom | 0.02845%
20783 | 3 | 1 |  | Manual | 1 | Ceiling Fixture | Incandescent |  | Standard A Lamp | 2 | 60 | Bedroom | 207833 | Bedroom | 0.02845%
20783 | 4 | 1 |  | Manual | 1 | Ceiling Fixture | Compact Fluorescent |  | Twist | 1 | 22 | Bedroom | 207834 | Bedroom | 0.02845%
20783 | 5 | 1 |  | Manual | 1 | Floor lamp | Incandescent |  | Standard A Lamp | 1 | 100 | Dining Room | 207835 | Dining Room | 0.02845%
20783 | 5 | 2 |  | Manual | 1 | Ceiling Fixture | Incandescent |  | Standard A Lamp | 1 | 60 | Dining Room | 207835 | Dining Room | 0.02845%
20783 | 6 | 1 |  | Manual | 1 | Recessed Can | Incandescent |  | Standard A Lamp | 1 | 60 | Kitchen | 207836 | Kitchen | 0.02845%
20783 | 7 | 1 |  | Manual | 1 | Recessed Can | Incandescent |  | Standard A Lamp | 1 | 60 | Hall | 207837 | Hall | 0.02845%
20783 | 8 | 1 |  | Manual | 1 | Ceiling Fixture | Incandescent |  | Standard A Lamp | 1 | 60 | Kitchen | 207838 | Kitchen | 0.02845%
20783 | 9 | 1 |  | Manual | 1 | Ceiling Fixture | Incandescent |  | Standard A Lamp | 1 | 100 | Laundry Room | 207839 | Laundry Room | 0.02845%
20783 | 10 | 1 |  | Manual | 1 | Ceiling Fixture | Compact Fluorescent |  | Twist | 3 | 22 | Living Room | 2078310 | Living Room | 0.02845%
20783 | 11 | 1 |  | Manual | 1 | Ceiling Fan | Compact Fluorescent |  | Twist | 1 | 15 | Master Bedroom | 2078311 | Master Bedroom | 0.02845%
20783 | 11 | 2 |  | Manual | 5 | Recessed Can | Compact Fluorescent |  | Twist | 1 | 22 | Master Bedroom | 2078311 | Master Bedroom | 0.02845%
20783 | 12 | 1 |  | Manual | 1 | Ceiling Fixture | Compact Fluorescent |  | Twist | 2 | 22 | Office | 2078312 | Office | 0.02845%
20792 | 1 | 1 |  | Manual | 6 | Ceiling Fixture | Incandescent |  | Standard A Lamp | 1 | 75 | Other | 207921 | Other | 0.02963%
20792 | 2 | 1 |  | Manual | 1 | Wall Mount | Incandescent |  | Decorative | 8 | 40 | Bathroom | 207922 | Bathroom | 0.02963%
20792 | 3 | 1 |  | Manual | 1 | Chandelier (Hanging) | Incandescent |  | Decorative | 7 | 60 | Kitchen | 207923 | Kitchen | 0.02963%
20792 | 3 | 2 |  | Manual | 4 | Ceiling Fixture | Linear Fluorescent | 48 | T-12 | 2 | 40 | Kitchen | 207923 | Kitchen | 0.02963%
20792 | 4 | 1 |  | Manual | 2 | Chandelier (Hanging) | Incandescent |  | Standard A Lamp | 1 | 75 | Garage | 207924 | Garage | 0.02963%
20792 | 4 | 2 |  | Motion | 1 | Garage door opener | Incandescent |  | Standard A Lamp | 1 | 60 | Garage | 207924 | Garage | 0.02963%
20792 | 5 | 1 |  | Manual | 3 | Ceiling Fixture | Incandescent |  | Standard A Lamp | 2 | 60 | Hall | 207925 | Hall | 0.02963%
20792 | 5 | 2 |  | Manual | 1 | Ceiling Fixture | Incandescent |  | Standard A Lamp | 1 | 60 | Hall | 207925 | Hall | 0.02963%
20792 | 5 | 3 |  | Photo | 1 | Other | Incandescent |  | Mini base | 1 | 5 | Hall | 207925 | Hall | 0.02963%
20792 | 6 | 1 |  | Manual | 3 | Floor lamp | Compact Fluorescent |  | Straight Tube | 3 | 22 | Living Room | 207926 | Living Room | 0.02963%
20792 | 7 | 1 |  | Manual | 1 | Wall Mount | Incandescent |  | Standard A Lamp | 2 | 60 | Bathroom | 207927 | Bathroom | 0.02963%
20792 | 8 | 1 |  | Manual | 1 | Ceiling Fan | Incandescent |  | Standard A Lamp | 1 | 60 | Bedroom | 207928 | Bedroom | 0.02963%
20792 | 8 | 2 |  | Manual | 1 | Floor lamp | Compact Fluorescent |  | Straight Tube | 2 | 22 | Bedroom | 207928 | Bedroom | 0.02963%
20792 | 9 | 1 |  | Manual | 1 | Table | Incandescent |  | Decorative | 1 | 60 | Bedroom | 207929 | Bedroom | 0.02963%
20792 | 9 | 2 |  | Manual | 1 | Other | Incandescent |  | Mini base | 1 | 25 | Bedroom | 207929 | Bedroom | 0.02963%
20792 | 10 | 1 |  | Manual | 1 | Ceiling Fixture | Incandescent |  | Standard A Lamp | 2 | 60 | Bedroom | 2079210 | Bedroom | 0.02963%
20792 | 11 | 1 |  | Manual | 1 | Wall Mount | Incandescent |  | Standard A Lamp | 1 | 100 | Hall | 2079211 | Hall | 0.02963%
20807 | 1 | 1 |  | Manual | 1 | Wall Mount | Compact Fluorescent |  | Globe | 4 | 11 | Bathroom | 208071 | Bathroom | 0.305%
20807 | 1 | 2 |  | Manual | 1 | Wall Mount | Incandescent |  | Globe | 4 | 40 | Bathroom | 208071 | Bathroom | 0.305%
20807 | 1 | 3 |  | Manual | 1 | Recessed Can | Halogen |  | PAR | 1 | 75 | Bathroom | 208071 | Bathroom | 0.305%
20807 | 1 | 4 |  | Manual | 1 | Ceiling Fixture | Incandescent |  | Standard A Lamp | 1 | 40 | Bathroom | 208071 | Bathroom | 0.305%
20807 | 2 | 1 |  | Manual | 2 | Chandelier (Hanging) | Compact Fluorescent |  | Twist | 1 | 13 | Bathroom | 208072 | Bathroom | 0.305%
20807 | 2 | 2 |  | Manual | 1 | Ceiling Fixture | Compact Fluorescent |  | Twist | 1 | 13 | Bathroom | 208072 | Bathroom | 0.305%
20807 | 3 | 1 |  | Manual | 1 | Ceiling Fixture | Incandescent |  | Standard A Lamp | 1 | 60 | Bathroom | 208073 | Bathroom | 0.305%
20807 | 3 | 2 |  | Manual | 1 | Wall Mount | Incandescent |  | Standard A Lamp | 1 | 60 | Bathroom | 208073 | Bathroom | 0.305%
20807 | 4 | 1 |  | Manual | 1 | Ceiling Fixture | Incandescent |  | Mini base | 3 | 40 | Bedroom | 208074 | Bedroom | 0.305%
20807 | 4 | 2 |  | Manual | 1 | Table | Compact Fluorescent |  | Twist | 1 | 13 | Bedroom | 208074 | Bedroom | 0.305%
20807 | 5 | 1 |  | Manual | 1 | Ceiling Fixture | Incandescent |  | Mini base | 3 | 40 | Bedroom | 208075 | Bedroom | 0.305%
20807 | 5 | 2 |  | Manual | 1 | Table | Incandescent |  | Decorative | 1 | 40 | Bedroom | 208075 | Bedroom | 0.305%
20807 | 6 | 1 |  | Manual | 4 | Recessed Can | Incandescent |  | Standard A Lamp | 1 | 60 | Other | 208076 | Other | 0.305%
20807 | 6 | 2 |  | Manual | 1 | Table | Incandescent |  | Standard A Lamp | 1 | 60 | Other | 208076 | Other | 0.305%
20807 | 7 | 1 |  | Manual | 1 | Chandelier (Hanging) | Incandescent |  | Decorative | 6 | 40 | Dining Room | 208077 | Dining Room | 0.305%
20807 | 8 | 1 |  | Manual | 3 | Recessed Can | Halogen |  | PAR | 1 | 75 | Hall | 208078 | Hall | 0.305%
20807 | 9 | 1 |  | Manual | 19 | Recessed Can | Incandescent |  | Standard A Lamp | 1 | 60 | Family Room | 208079 | Family Room | 0.305%
20807 | 10 | 1 |  | Dimmer | 5 | Recessed Can | Incandescent |  | Reflector | 1 | 65 | Family Room | 2080710 | Family Room | 0.305%
20807 | 10 | 2 |  | Manual | 1 | Table | Compact Fluorescent |  | Twist | 1 | 18 | Family Room | 2080710 | Family Room | 0.305%
20807 | 11 | 1 |  | Manual | 2 | Ceiling Fixture | Linear Fluorescent | 96 | T-12 | 2 | 100 | Garage | 2080711 | Garage | 0.305%
20807 | 12 | 1 |  | Manual | 12 | Recessed Can | Compact Fluorescent |  | Flood | 1 | 15 | Kitchen | 2080712 | Kitchen | 0.305%
20807 | 12 | 2 |  | Manual | 1 | Architectural | Incandescent |  | Reflector | 2 | 45 | Kitchen | 2080712 | Kitchen | 0.305%
20807 | 13 | 1 |  | Dimmer | 6 | Ceiling Fixture | Halogen |  | PAR | 1 | 75 | Living Room | 2080713 | Living Room | 0.305%
20807 | 14 | 1 |  | Manual | 2 | Ceiling Fixture | Incandescent |  | Mini base | 3 | 40 | Master Bedroom | 2080714 | Master Bedroom | 0.305%
20807 | 14 | 2 |  | Manual | 2 | Table | Compact Fluorescent |  | Twist | 1 | 13 | Master Bedroom | 2080714 | Master Bedroom | 0.305%
20807 | 14 | 3 |  | Manual | 1 | Floor lamp | Incandescent |  | Decorative | 1 | 40 | Master Bedroom | 2080714 | Master Bedroom | 0.305%
20807 | 15 | 1 |  | Manual | 1 | Ceiling Fixture | Linear Fluorescent | 96 | T-12 | 2 | 100 | Closet | 2080715 | Closet | 0.305%
20807 | 16 | 1 |  | Manual | 1 | Ceiling Fixture | Linear Fluorescent | 96 | T-12 | 2 | 100 | Office | 2080716 | Office | 0.305%
20807 | 17 | 1 |  | Manual | 1 | Ceiling Fixture | Incandescent |  | Standard A Lamp | 3 | 60 | Other | 2080717 | Other | 0.305%
20807 | 18 | 1 |  | Manual | 2 | Recessed Can | Incandescent |  | Reflector | 1 | 65 | Hall | 2080718 | Hall | 0.305%
20807 | 19 | 1 |  | Manual | 1 | Recessed - other | Compact Fluorescent |  | Twist | 1 | 13 | Hall | 2080719 | Hall | 0.305%
20807 | 20 | 1 |  | Manual | 1 | Ceiling Fixture | Incandescent |  | Standard A Lamp | 1 | 100 | Other | 2080720 | Other | 0.305%
20807 | 21 | 1 |  | Manual | 1 | Ceiling Fixture | Compact Fluorescent |  | Twist | 1 | 10 | Other | 2080721 | Other | 0.305%
20807 | 22 | 1 |  | Manual | 6 | Recessed Can | Incandescent |  | Standard A Lamp | 1 | 60 | Kitchen | 2080722 | Kitchen | 0.305%
20808 | 1 | 1 |  | Manual | 1 | Wall Mount | Incandescent |  | Standard A Lamp | 5 | 40 | Bathroom | 208081 | Bathroom | 0.09408%
20808 | 1 | 2 |  | Timer | 1 | Ceiling Fixture | Incandescent |  | Heat Lamp | 1 | 150 | Bathroom | 208081 | Bathroom | 0.09408%
20808 | 2 | 1 |  | Manual | 1 | Ceiling Fixture | Incandescent |  | Standard A Lamp | 2 | 60 | Bedroom | 208082 | Bedroom | 0.09408%
20808 | 3 | 1 |  | Manual | 1 | Ceiling Fan | Incandescent |  | Standard A Lamp | 1 | 60 | Bedroom | 208083 | Bedroom | 0.09408%
20808 | 3 | 2 |  | Manual | 1 | Ceiling Fixture | Incandescent |  | Standard A Lamp | 1 | 60 | Bedroom | 208083 | Bedroom | 0.09408%
20808 | 3 | 3 |  | Motion | 1 | Table | Incandescent |  | Standard A Lamp | 1 | 60 | Bedroom | 208083 | Bedroom | 0.09408%
20808 | 4 | 1 |  | Manual | 1 | Wall Mount | Incandescent |  | Standard A Lamp | 4 | 40 | Bathroom | 208084 | Bathroom | 0.09408%
20808 | 4 | 2 |  | Manual | 1 | Ceiling Fixture | Incandescent |  | Standard A Lamp | 1 | 60 | Bathroom | 208084 | Bathroom | 0.09408%
20808 | 5 | 1 |  | Manual | 1 | Ceiling Fixture | Incandescent |  | Standard A Lamp | 1 | 60 | Bedroom | 208085 | Bedroom | 0.09408%
20808 | 5 | 2 |  | Manual | 1 | Table | Incandescent |  | Standard A Lamp | 1 | 60 | Bedroom | 208085 | Bedroom | 0.09408%
20808 | 6 | 1 |  | Manual | 1 | Ceiling Fan | Incandescent |  | Standard A Lamp | 4 | 75 | Family Room | 208086 | Family Room | 0.09408%
20808 | 6 | 2 |  | Manual | 1 | Ceiling Fan | Incandescent |  | Standard A Lamp | 3 | 60 | Family Room | 208086 | Family Room | 0.09408%
20808 | 6 | 3 |  | Dimmer | 3 | Recessed Can | Incandescent |  | Standard A Lamp | 1 | 60 | Family Room | 208086 | Family Room | 0.09408%
20808 | 6 | 4 |  | Manual | 1 | Ceiling Fixture | Incandescent |  | Standard A Lamp | 1 | 60 | Family Room | 208086 | Family Room | 0.09408%
20808 | 7 | 1 |  | Manual | 1 | Ceiling Fixture | Incandescent |  | Standard A Lamp | 1 | 60 | Hall | 208087 | Hall | 0.09408%
20808 | 8 | 1 |  | Manual | 1 | Ceiling Fixture | Incandescent |  | Standard A Lamp | 1 | 60 | Kitchen | 208088 | Kitchen | 0.09408%
20808 | 8 | 2 |  | Manual | 2 | Ceiling Fixture | Linear Fluorescent | 24 | Fluorescent Unknown | 1 | 20 | Kitchen | 208088 | Kitchen | 0.09408%
20808 | 9 | 1 |  | Manual | 1 | Ceiling Fan | Incandescent |  | Decorative | 4 | 40 | Living Room | 208089 | Living Room | 0.09408%
20808 | 9 | 2 |  | Manual | 1 | Table | Incandescent |  | Standard A Lamp | 1 | 90 | Living Room | 208089 | Living Room | 0.09408%
20808 | 9 | 3 |  | Manual | 1 | Ceiling Fixture | Incandescent |  | Standard A Lamp | 1 | 60 | Living Room | 208089 | Living Room | 0.09408%
20808 | 10 | 1 |  | Manual | 1 | Ceiling Fixture | Incandescent |  | Standard A Lamp | 1 | 60 | Office | 2080810 | Office | 0.09408%
20808 | 11 | 1 |  | Manual | 1 | Garage door opener | Incandescent |  | Standard A Lamp | 1 | 60 | Garage | 2080811 | Garage | 0.09408%
20808 | 12 | 1 |  | Manual | 1 | Recessed Can | Incandescent |  | Reflector | 1 | 65 | Hall | 2080812 | Hall | 0.09408%
20809 | 1 | 1 |  | Manual | 1 | Wall Mount | Incandescent |  | Standard A Lamp | 2 | 60 | Bathroom | 208091 | Bathroom | 0.02963%
20809 | 2 | 1 |  | Manual | 1 | Wall Mount | Incandescent |  | Standard A Lamp | 2 | 60 | Bathroom | 208092 | Bathroom | 0.02963%
20809 | 3 | 1 |  | Manual | 2 | Table | Incandescent |  | Clear | 1 | 40 | Bedroom | 208093 | Bedroom | 0.02963%
20809 | 3 | 2 |  | Manual | 1 | Table | Compact Fluorescent |  | Twist | 1 | 13 | Bedroom | 208093 | Bedroom | 0.02963%
20809 | 3 | 3 |  | Manual | 1 | Ceiling Fan | Incandescent |  | Clear | 3 | 40 | Bedroom | 208093 | Bedroom | 0.02963%
20809 | 4 | 1 |  | Manual | 1 | Ceiling Fan | Compact Fluorescent |  | Twist | 3 | 13 | Bedroom | 208094 | Bedroom | 0.02963%
20809 | 5 | 1 |  | Manual | 1 | Ceiling Fixture | Incandescent |  | Standard A Lamp | 2 | 60 | Garage | 208095 | Garage | 0.02963%
20809 | 6 | 1 |  | Manual | 1 | Ceiling Fixture | Compact Fluorescent |  | Twist | 1 | 15 | Laundry Room | 208096 | Laundry Room | 0.02963%
20809 | 7 | 1 |  | Manual | 1 | Chandelier (Hanging) | Compact Fluorescent |  | Twist | 1 | 13 | Kitchen | 208097 | Kitchen | 0.02963%
20809 | 7 | 2 |  | Manual | 1 | Ceiling Fixture | Incandescent |  | Standard A Lamp | 2 | 60 | Kitchen | 208097 | Kitchen | 0.02963%
20809 | 7 | 3 |  | Manual | 1 | Ceiling Fixture | Incandescent |  | Standard A Lamp | 2 | 60 | Kitchen | 208097 | Kitchen | 0.02963%
20809 | 8 | 1 |  | Manual | 3 | Floor lamp | Compact Fluorescent |  | Twist | 1 | 13 | Living Room | 208098 | Living Room | 0.02963%
20809 | 8 | 2 |  | Manual | 1 | Chandelier (Hanging) | Compact Fluorescent |  | Twist | 1 | 15 | Living Room | 208098 | Living Room | 0.02963%
20809 | 9 | 1 |  | Manual | 1 | Ceiling Fan | Compact Fluorescent |  | Twist | 3 | 15 | Master Bedroom | 208099 | Master Bedroom | 0.02963%
20809 | 9 | 2 |  | Manual | 1 | Table | Compact Fluorescent |  | Twist | 1 | 13 | Master Bedroom | 208099 | Master Bedroom | 0.02963%
20814 | 1 | 1 |  | Manual | 1 | Wall Mount | Compact Fluorescent |  | Twist | 3 | 15 | Bathroom | 208141 | Bathroom | 0.05169%
20814 | 2 | 1 |  | Manual | 1 | Ceiling Fixture | Compact Fluorescent |  | Twist | 2 | 15 | Bedroom | 208142 | Bedroom | 0.05169%
20814 | 3 | 1 |  | Manual | 1 | Ceiling Fixture | Compact Fluorescent |  | Twist | 1 | 22 | Bedroom | 208143 | Bedroom | 0.05169%
20814 | 4 | 1 |  | Manual | 1 | Ceiling Fixture | Compact Fluorescent |  | Twist | 2 | 15 | Bedroom | 208144 | Bedroom | 0.05169%
20814 | 5 | 1 |  | Manual | 1 | Ceiling Fixture | Compact Fluorescent |  | Circline (Screw Base) | 1 | 28 | Bedroom | 208145 | Bedroom | 0.05169%
20814 | 6 | 1 |  | Manual | 3 | Ceiling Fixture | Linear Fluorescent | 48 | T-12 | 2 | 40 | Garage | 208146 | Garage | 0.05169%
20814 | 7 | 1 |  | Manual | 2 | Wall Mount | Compact Fluorescent |  | Twist | 1 | 15 | Hall | 208147 | Hall | 0.05169%
20814 | 8 | 1 |  | Manual | 1 | Ceiling Fixture | Linear Fluorescent | 48 | T-12 | 2 | 40 | Kitchen | 208148 | Kitchen | 0.05169%
20814 | 9 | 1 |  | Manual | 1 | Ceiling Fixture | Compact Fluorescent |  | Twist | 2 | 15 | Living Room | 208149 | Living Room | 0.05169%
20814 | 10 | 1 |  | Manual | 1 | Wall Mount | Compact Fluorescent |  | Twist | 3 | 15 | Bathroom | 2081410 | Bathroom | 0.05169%
20817 | 1 | 1 |  | Manual | 1 | Wall Mount | Compact Fluorescent |  | Twist | 1 | 13 | Bedroom | 208171 | Bedroom | 0.05169%
20817 | 2 | 1 |  | Manual | 1 | Wall Mount | Compact Fluorescent |  | Twist | 1 | 18 | Bedroom | 208172 | Bedroom | 0.05169%
20817 | 2 | 2 |  | Manual | 1 | Table | Incandescent |  | Standard A Lamp | 1 | 60 | Bedroom | 208172 | Bedroom | 0.05169%
20817 | 3 | 1 |  | Manual | 2 | Architectural | Incandescent |  | Standard A Lamp | 1 | 100 | Other | 208173 | Other | 0.05169%
20817 | 4 | 1 |  | Dimmer | 1 | Chandelier (Hanging) | Incandescent |  | Standard A Lamp | 3 | 60 | Dining Room | 208174 | Dining Room | 0.05169%
20817 | 5 | 1 |  | Manual | 1 | Wall Mount | Compact Fluorescent |  | Twist | 3 | 11 | Bedroom | 208175 | Bedroom | 0.05169%
20817 | 6 | 1 |  | Manual | 2 | Table | Compact Fluorescent |  | Twist | 1 | 26 | Family Room | 208176 | Family Room | 0.05169%
20817 | 7 | 1 |  | Manual | 1 | Track | Compact Fluorescent |  | Flood | 4 | 15 | Kitchen | 208177 | Kitchen | 0.05169%
20817 | 7 | 2 |  | Manual | 2 | Recessed Can | Compact Fluorescent |  | Flood | 1 | 15 | Kitchen | 208177 | Kitchen | 0.05169%
20817 | 8 | 1 |  | Manual | 1 | Ceiling Fixture | Incandescent |  | Standard A Lamp | 1 | 100 | Laundry Room | 208178 | Laundry Room | 0.05169%
20817 | 9 | 1 |  | Manual | 1 | Wall Mount | Compact Fluorescent |  | Globe | 3 | 11 | Bathroom | 208179 | Bathroom | 0.05169%
20817 | 10 | 1 |  | Manual | 2 | Table | Incandescent |  | Standard A Lamp | 1 | 60 | Master Bedroom | 2081710 | Master Bedroom | 0.05169%
20817 | 10 | 2 |  | Manual | 2 | Wall Mount | Incandescent |  | Standard A Lamp | 1 | 60 | Master Bedroom | 2081710 | Master Bedroom | 0.05169%
20817 | 11 | 1 |  | Manual | 8 | Recessed Can | Compact Fluorescent |  | Flood | 1 | 15 | Other | 2081711 | Other | 0.05169%
20817 | 11 | 2 |  | Manual | 1 | Floor lamp | Incandescent |  | 3-Way Incandescent | 2 | 150 | Other | 2081711 | Other | 0.05169%
20817 | 12 | 1 |  | Manual | 1 | Wall Mount | Compact Fluorescent |  | Twist | 1 | 18 | Hall | 2081712 | Hall | 0.05169%
20817 | 12 | 2 |  | Manual | 1 | Ceiling Fixture | Incandescent |  | Standard A Lamp | 1 | 100 | Hall | 2081712 | Hall | 0.05169%
20817 | 12 | 3 |  | Manual | 1 | Wall Mount | Compact Fluorescent |  | Twist | 1 | 11 | Hall | 2081712 | Hall | 0.05169%
20817 | 13 | 1 |  | Manual | 8 | Recessed Can | Compact Fluorescent |  | Flood | 1 | 15 | Other | 2081713 | Other | 0.05169%
20819 | 1 | 1 |  | Manual | 1 | Track | Incandescent |  | Reflector | 3 | 65 | Kitchen | 208191 | Kitchen | 0.02963%
20819 | 1 | 2 |  | Manual | 1 | Ceiling Fixture | Incandescent |  | Reflector | 2 | 50 | Kitchen | 208191 | Kitchen | 0.02963%
20819 | 1 | 3 |  | Dimmer | 1 | Chandelier (Hanging) | Incandescent |  | Standard A Lamp | 5 | 100 | Kitchen | 208191 | Kitchen | 0.02963%
20819 | 2 | 1 |  | Manual | 1 | Wall Mount | Incandescent |  | Globe | 4 | 60 | Bathroom | 208192 | Bathroom | 0.02963%
20819 | 3 | 1 |  | Manual | 1 | Ceiling Fixture | Incandescent |  | Standard A Lamp | 3 | 100 | Bedroom | 208193 | Bedroom | 0.02963%
20819 | 4 | 1 |  | Manual | 1 | Ceiling Fixture | Incandescent |  | Standard A Lamp | 3 | 40 | Bedroom | 208194 | Bedroom | 0.02963%
20819 | 5 | 1 |  | Manual | 2 | Ceiling Fixture | Incandescent |  | Standard A Lamp | 1 | 100 | Garage | 208195 | Garage | 0.02963%
20819 | 5 | 2 |  | Manual | 1 | Garage door opener | Incandescent |  | Standard A Lamp | 2 | 40 | Garage | 208195 | Garage | 0.02963%
20819 | 6 | 1 |  | Manual | 1 | Floor lamp | Incandescent |  | 3-Way Incandescent | 1 | 100 | Living Room | 208196 | Living Room | 0.02963%
20819 | 7 | 1 |  | Manual | 1 | Ceiling Fixture | Incandescent |  | Standard A Lamp | 1 | 100 | Hall | 208197 | Hall | 0.02963%
20819 | 8 | 1 |  | Manual | 1 | Wall Mount | Incandescent |  | Standard A Lamp | 4 | 100 | Bathroom | 208198 | Bathroom | 0.02963%
20819 | 9 | 1 |  | Manual | 1 | Ceiling Fixture | Incandescent |  | Standard A Lamp | 2 | 100 | Bedroom | 208199 | Bedroom | 0.02963%
20819 | 9 | 2 |  | Manual | 1 | Table | Incandescent |  | Mini base | 3 | 60 | Bedroom | 208199 | Bedroom | 0.02963%
20819 | 10 | 1 |  | Dimmer | 2 | Wall Mount | Incandescent |  | Mini base | 2 | 60 | Bedroom | 2081910 | Bedroom | 0.02963%
20819 | 10 | 2 |  | Manual | 1 | Table | Compact Fluorescent |  | Twist | 1 | 15 | Bedroom | 2081910 | Bedroom | 0.02963%
20819 | 11 | 1 |  | Manual | 2 | Ceiling Fixture | Incandescent |  | Standard A Lamp | 1 | 75 | Hall | 2081911 | Hall | 0.02963%
20819 | 12 | 1 |  | Manual | 2 | Ceiling Fixture | Incandescent |  | Standard A Lamp | 3 | 75 | Family Room | 2081912 | Family Room | 0.02963%
20819 | 12 | 2 |  | Manual | 1 | Chandelier (Hanging) | Compact Fluorescent |  | Twist | 1 | 22 | Family Room | 2081912 | Family Room | 0.02963%
20819 | 13 | 1 |  | Manual | 1 | Wall Mount | Compact Fluorescent |  | Twist | 1 | 22 | Laundry Room | 2081913 | Laundry Room | 0.02963%
20825 | 1 | 1 |  | Manual | 1 | Ceiling Fixture | Incandescent |  | Mini base | 3 | 60 | Bedroom | 208251 | Bedroom | 0.05169%
20825 | 1 | 2 |  | Manual | 1 | Table | Incandescent |  | Decorative | 1 | 25 | Bedroom | 208251 | Bedroom | 0.05169%
20825 | 2 | 1 |  | Manual | 1 | Ceiling Fixture | Incandescent |  | Mini base | 3 | 60 | Bedroom | 208252 | Bedroom | 0.05169%
20825 | 3 | 1 |  | Manual | 1 | Chandelier (Hanging) | Incandescent |  | Globe | 3 | 40 | Dining Room | 208253 | Dining Room | 0.05169%
20825 | 4 | 1 |  | Manual | 6 | High bay | Linear Fluorescent | 48 | T-12 | 2 | 40 | Garage | 208254 | Garage | 0.05169%
20825 | 5 | 1 |  | Manual | 1 | Wall Mount | Incandescent |  | Standard A Lamp | 3 | 60 | Bathroom | 208255 | Bathroom | 0.05169%
20825 | 6 | 1 |  | Manual | 1 | Ceiling Fixture | Incandescent |  | Standard A Lamp | 2 | 60 | Hall | 208256 | Hall | 0.05169%
20825 | 7 | 1 |  | Manual | 4 | Recessed Can | Compact Fluorescent |  | Reflector | 1 | 15 | Kitchen | 208257 | Kitchen | 0.05169%
20825 | 8 | 1 |  | Manual | 1 | Ceiling Fixture | Incandescent |  | Standard A Lamp | 2 | 60 | Laundry Room | 208258 | Laundry Room | 0.05169%
20825 | 9 | 1 |  | Manual | 1 | Ceiling Fan | Incandescent |  | Standard A Lamp | 3 | 60 | Living Room | 208259 | Living Room | 0.05169%
20825 | 9 | 2 |  | Manual | 1 | Chandelier (Hanging) | Incandescent |  | Standard A Lamp | 3 | 60 | Living Room | 208259 | Living Room | 0.05169%
20825 | 9 | 3 |  | Manual | 1 | Table | Incandescent |  | 3-Way Incandescent | 1 | 100 | Living Room | 208259 | Living Room | 0.05169%
20825 | 9 | 4 |  | Manual | 1 | Table | Compact Fluorescent |  | Twist | 1 | 15 | Living Room | 208259 | Living Room | 0.05169%
20825 | 10 | 1 |  | Manual | 1 | Wall Mount | Incandescent |  | Standard A Lamp | 2 | 40 | Bathroom | 2082510 | Bathroom | 0.05169%
20825 | 10 | 2 |  | Manual | 1 | Wall Mount | Incandescent |  | Standard A Lamp | 2 | 60 | Bathroom | 2082510 | Bathroom | 0.05169%
20825 | 11 | 1 |  | Manual | 1 | Ceiling Fixture | Incandescent |  | Standard A Lamp | 3 | 60 | Bedroom | 2082511 | Bedroom | 0.05169%
20825 | 12 | 1 |  | Manual | 1 | Ceiling Fixture | Incandescent |  | Standard A Lamp | 2 | 60 | Closet | 2082512 | Closet | 0.05169%
20839 | 1 | 1 |  | Manual | 1 | Wall Mount | Incandescent |  | Globe | 4 | 40 | Bathroom | 208391 | Bathroom | 0.04732%
20839 | 2 | 1 |  | Manual | 1 | Wall Mount | Incandescent |  | Globe | 6 | 40 | Bathroom | 208392 | Bathroom | 0.04732%
20839 | 2 | 2 |  | Manual | 2 | Ceiling Fixture | Incandescent |  | Standard A Lamp | 1 | 60 | Bathroom | 208392 | Bathroom | 0.04732%
20839 | 3 | 1 |  | Manual | 3 | Ceiling Fixture | Incandescent |  | Decorative | 1 | 40 | Bedroom | 208393 | Bedroom | 0.04732%
20839 | 3 | 2 |  | Manual | 2 | Recessed Can | Halogen |  | PAR | 1 | 30 | Bedroom | 208393 | Bedroom | 0.04732%
20839 | 4 | 1 |  | Manual | 2 | Ceiling Fixture | Linear Fluorescent | 48 | T-12 | 2 | 32 | Bedroom | 208394 | Bedroom | 0.04732%
20839 | 5 | 1 |  | Manual | 1 | Ceiling Fixture | Linear Fluorescent | 48 | T-12 | 2 | 40 | Office | 208395 | Office | 0.04732%
20839 | 6 | 1 |  | Manual | 2 | Recessed Can | Halogen |  | PAR | 1 | 30 | Closet | 208396 | Closet | 0.04732%
20839 | 7 | 1 |  | Manual | 1 | Recessed Can | Halogen |  | PAR | 1 | 20 | Closet | 208397 | Closet | 0.04732%
20839 | 8 | 1 |  | Manual | 5 | Ceiling Fixture | Compact Fluorescent |  | Twist | 1 | 22 | Garage | 208398 | Garage | 0.04732%
20839 | 9 | 1 |  | Manual | 3 | Recessed Can | Halogen |  | PAR | 1 | 30 | Hall | 208399 | Hall | 0.04732%
20839 | 10 | 1 |  | Manual | 1 | Ceiling Fixture | Incandescent |  | Standard A Lamp | 4 | 40 | Kitchen | 2083910 | Kitchen | 0.04732%
20839 | 10 | 2 |  | Manual | 6 | Recessed Can | Halogen |  | PAR | 1 | 30 | Kitchen | 2083910 | Kitchen | 0.04732%
20839 | 11 | 1 |  | Manual | 3 | Recessed Can | Halogen |  | PAR | 1 | 20 | Laundry Room | 2083911 | Laundry Room | 0.04732%
20839 | 12 | 1 |  | Dimmer | 8 | Recessed Can | Halogen |  | PAR | 1 | 30 | Living Room | 2083912 | Living Room | 0.04732%
20839 | 13 | 1 |  | Manual | 4 | Recessed Can | Incandescent |  | Reflector | 1 | 40 | Master Bedroom | 2083913 | Master Bedroom | 0.04732%
20839 | 14 | 1 |  | Manual | 2 | Ceiling Fixture | Incandescent |  | Standard A Lamp | 1 | 60 | Bathroom | 2083914 | Bathroom | 0.04732%
20839 | 15 | 1 |  | Manual | 5 | Recessed Can | Incandescent |  | Reflector | 1 | 65 | Kitchen | 2083915 | Kitchen | 0.04732%
20839 | 16 | 1 |  | Manual | 4 | Ceiling Fixture | Linear Fluorescent | 48 | T-12 | 2 | 32 | Other | 2083916 | Other | 0.04732%
20839 | 17 | 1 |  | Manual | 2 | Recessed Can | Halogen |  | PAR | 1 | 30 | Office | 2083917 | Office | 0.04732%
20839 | 17 | 2 |  | Manual | 1 | Table | Compact Fluorescent |  | Twist | 1 | 15 | Office | 2083917 | Office | 0.04732%
20853 | 1 | 1 |  | Manual | 2 | Ceiling Fixture | Incandescent |  | Standard A Lamp | 1 | 60 | Bathroom | 208531 | Bathroom | 0.04008%
20853 | 2 | 1 |  | Manual | 6 | Recessed Can | Incandescent |  | Standard A Lamp | 1 | 65 | Family Room | 208532 | Family Room | 0.04008%
20853 | 3 | 1 |  | Manual | 1 | Chandelier (Hanging) | Incandescent |  | Standard A Lamp | 6 | 60 | Dining Room | 208533 | Dining Room | 0.04008%
20853 | 4 | 1 |  | Manual | 2 | Ceiling Fixture | Incandescent |  | Standard A Lamp | 1 | 60 | Hall | 208534 | Hall | 0.04008%
20853 | 5 | 1 |  | Manual | 2 | Recessed - other | Incandescent |  | Standard A Lamp | 1 | 60 | Living Room | 208535 | Living Room | 0.04008%
20853 | 5 | 2 |  | Manual | 2 | Ceiling Fixture | Incandescent |  | Standard A Lamp | 1 | 60 | Living Room | 208535 | Living Room | 0.04008%
20853 | 5 | 3 |  | Manual | 1 | Table | Incandescent |  | Standard A Lamp | 1 | 65 | Living Room | 208535 | Living Room | 0.04008%
20853 | 6 | 1 |  | Manual | 1 | Ceiling Fixture | Incandescent |  | Standard A Lamp | 1 | 60 | Bedroom | 208536 | Bedroom | 0.04008%
20853 | 6 | 2 |  | Manual | 1 | Table | Incandescent |  | Standard A Lamp | 1 | 60 | Bedroom | 208536 | Bedroom | 0.04008%
20853 | 7 | 1 |  | Manual | 1 | Ceiling Fixture | Incandescent |  | Standard A Lamp | 1 | 60 | Hall | 208537 | Hall | 0.04008%
20853 | 8 | 1 |  | Manual | 1 | High bay | Incandescent |  | Standard A Lamp | 2 | 60 | Kitchen | 208538 | Kitchen | 0.04008%
20853 | 8 | 2 |  | Manual | 2 | Recessed - other | Incandescent |  | Standard A Lamp | 1 | 65 | Kitchen | 208538 | Kitchen | 0.04008%
20853 | 9 | 1 |  | Manual | 1 | Track | Incandescent |  | Standard A Lamp | 3 | 65 | Bedroom | 208539 | Bedroom | 0.04008%
20853 | 10 | 1 |  | Manual | 1 | Ceiling Fixture | Incandescent |  | Decorative | 1 | 60 | Bedroom | 2085310 | Bedroom | 0.04008%
20853 | 10 | 2 |  | Manual | 1 | Table | Incandescent |  | Standard A Lamp | 1 | 60 | Bedroom | 2085310 | Bedroom | 0.04008%
20853 | 11 | 1 |  | Manual | 10 | Recessed Can | Incandescent |  | Decorative | 1 | 40 | Bathroom | 2085311 | Bathroom | 0.04008%
20853 | 12 | 1 |  | Manual | 1 | Ceiling Fixture | Incandescent |  | Standard A Lamp | 1 | 60 | Closet | 2085312 | Closet | 0.04008%
20853 | 13 | 1 |  | Manual | 1 | Ceiling Fixture | Incandescent |  | Standard A Lamp | 1 | 60 | Other | 2085313 | Other | 0.04008%
20853 | 14 | 1 |  | Manual | 1 | Ceiling Fixture | Incandescent |  | Standard A Lamp | 1 | 60 | Bedroom | 2085314 | Bedroom | 0.04008%
20853 | 14 | 2 |  | Manual | 1 | Table | Incandescent |  | Standard A Lamp | 1 | 60 | Bedroom | 2085314 | Bedroom | 0.04008%
20853 | 15 | 1 |  | Manual | 1 | Recessed - other | Incandescent |  | Standard A Lamp | 1 | 60 | Closet | 2085315 | Closet | 0.04008%
20853 | 16 | 1 |  | Manual | 1 | Ceiling Fixture | Incandescent |  | Standard A Lamp | 1 | 60 | Laundry Room | 2085316 | Laundry Room | 0.04008%
20859 | 1 | 1 |  | Manual | 1 | Wall Mount | Compact Fluorescent |  | Twist | 5 | 22 | Bathroom | 208591 | Bathroom | 0.05169%
20859 | 1 | 2 |  | Photo | 1 | Other | Other |  | LED Interior | 1 | 12 | Bathroom | 208591 | Bathroom | 0.05169%
20859 | 2 | 1 |  | Manual | 1 | Ceiling Fixture | Compact Fluorescent |  | Twist | 2 | 22 | Bedroom | 208592 | Bedroom | 0.05169%
20859 | 2 | 2 |  | Manual | 2 | Table | Incandescent |  | Standard A Lamp | 1 | 60 | Bedroom | 208592 | Bedroom | 0.05169%
20859 | 3 | 1 |  | Manual | 1 | Ceiling Fixture | Compact Fluorescent |  | Twist | 2 | 22 | Bedroom | 208593 | Bedroom | 0.05169%
20859 | 3 | 2 |  | Manual | 1 | Table | Incandescent |  | Standard A Lamp | 1 | 75 | Bedroom | 208593 | Bedroom | 0.05169%
20859 | 4 | 1 |  | Manual | 4 | Recessed Can | Incandescent |  | Reflector | 1 | 65 | Family Room | 208594 | Family Room | 0.05169%
20859 | 4 | 2 |  | Manual | 1 | Table | Incandescent |  | Other | 1 | 10 | Family Room | 208594 | Family Room | 0.05169%
20859 | 4 | 3 |  | Manual | 1 | Table | Compact Fluorescent |  | A shape bulb | 1 | 22 | Family Room | 208594 | Family Room | 0.05169%
20859 | 5 | 1 |  | Manual | 2 | Torchiere | Compact Fluorescent |  | Twist | 1 | 22 | Hall | 208595 | Hall | 0.05169%
20859 | 6 | 1 |  | Manual | 5 | Recessed Can | Compact Fluorescent |  | Twist | 1 | 22 | Kitchen | 208596 | Kitchen | 0.05169%
20859 | 6 | 2 |  | Manual | 1 | Ceiling Fan | Incandescent |  | Globe | 4 | 40 | Kitchen | 208596 | Kitchen | 0.05169%
20859 | 7 | 1 |  | Manual | 4 | Recessed Can | Compact Fluorescent |  | Twist | 1 | 22 | Living Room | 208597 | Living Room | 0.05169%
20859 | 7 | 2 |  | Manual | 1 | Floor lamp | Incandescent |  | Standard A Lamp | 1 | 75 | Living Room | 208597 | Living Room | 0.05169%
20859 | 8 | 1 |  | Manual | 1 | Ceiling Fixture | Compact Fluorescent |  | Twist | 2 | 22 | Office | 208598 | Office | 0.05169%
20859 | 8 | 2 |  | Manual | 1 | Table | Incandescent |  | Decorative | 1 | 25 | Office | 208598 | Office | 0.05169%
20861 | 1 | 1 |  | Manual | 2 | Ceiling Fixture | Incandescent |  | Standard A Lamp | 1 | 60 | Other | 208611 | Other | 0.05296%
20861 | 2 | 1 |  | Manual | 1 | Wall Mount | Compact Fluorescent |  | Twist | 2 | 22 | Bathroom | 208612 | Bathroom | 0.05296%
20861 | 2 | 2 |  | Manual | 2 | Ceiling Fixture | Incandescent |  | Standard A Lamp | 1 | 100 | Bathroom | 208612 | Bathroom | 0.05296%
20861 | 3 | 1 |  | Manual | 1 | Table | Incandescent |  | Decorative | 1 | 40 | Bedroom | 208613 | Bedroom | 0.05296%
20861 | 3 | 2 |  | Dimmer | 1 | Table | Compact Fluorescent |  | Twist | 1 | 22 | Bedroom | 208613 | Bedroom | 0.05296%
20861 | 4 | 1 |  | Manual | 1 | Ceiling Fixture | Compact Fluorescent |  | Twist | 1 | 15 | Closet | 208614 | Closet | 0.05296%
20861 | 5 | 1 |  | Manual | 1 | Ceiling Fan | Incandescent |  | Decorative | 4 | 40 | Family Room | 208615 | Family Room | 0.05296%
20861 | 5 | 2 |  | Manual | 5 | Wall Mount | Incandescent |  | Decorative | 1 | 40 | Family Room | 208615 | Family Room | 0.05296%
20861 | 5 | 3 |  | Manual | 1 | Floor lamp | Compact Fluorescent |  | Twist | 1 | 22 | Family Room | 208615 | Family Room | 0.05296%
20861 | 5 | 4 |  | Manual | 1 | Wall Mount | Incandescent |  | Standard A Lamp | 2 | 40 | Family Room | 208615 | Family Room | 0.05296%
20861 | 6 | 1 |  | Dimmer | 1 | Ceiling Fixture | Incandescent |  | Standard A Lamp | 2 | 75 | Kitchen | 208616 | Kitchen | 0.05296%
20861 | 7 | 1 |  | Manual | 1 | Ceiling Fixture | Linear Fluorescent | 48 | T-12 | 2 | 40 | Laundry Room | 208617 | Laundry Room | 0.05296%
20861 | 8 | 1 |  | Manual | 1 | Table | Compact Fluorescent |  | Twist | 1 | 28 | Living Room | 208618 | Living Room | 0.05296%
20861 | 9 | 1 |  | Manual | 1 | Floor lamp | Compact Fluorescent |  | Twist | 2 | 22 | Office | 208619 | Office | 0.05296%
20861 | 10 | 1 |  | Manual | 2 | Ceiling Fixture | Incandescent |  | Standard A Lamp | 2 | 40 | Bedroom | 2086110 | Bedroom | 0.05296%
20861 | 11 | 1 |  | Manual | 1 | Wall Mount | Incandescent |  | Standard A Lamp | 2 | 60 | Bathroom | 2086111 | Bathroom | 0.05296%
20861 | 12 | 1 |  | Manual | 2 | Ceiling Fixture | Incandescent |  | Standard A Lamp | 1 | 60 | Hall | 2086112 | Hall | 0.05296%
20861 | 13 | 1 |  | Manual | 1 | Wall Mount | Compact Fluorescent |  | Twist | 1 | 22 | Office | 2086113 | Office | 0.05296%
20861 | 13 | 2 |  | Manual | 1 | Ceiling Fixture | Incandescent |  | Standard A Lamp | 2 | 40 | Office | 2086113 | Office | 0.05296%
20863 | 1 | 1 |  | Manual | 1 | Ceiling Fixture | Incandescent |  | Globe | 6 | 60 | Bathroom | 208631 | Bathroom | 0.2127%
20863 | 1 | 2 |  | Manual | 1 | Ceiling Fixture | Incandescent |  | Standard A Lamp | 1 | 60 | Bathroom | 208631 | Bathroom | 0.2127%
20863 | 2 | 1 |  | Manual | 3 | Table | Incandescent |  | Standard A Lamp | 1 | 60 | Bedroom | 208632 | Bedroom | 0.2127%
20863 | 2 | 2 |  | Manual | 1 | Ceiling Fan | Incandescent |  | Standard A Lamp | 1 | 60 | Bedroom | 208632 | Bedroom | 0.2127%
20863 | 3 | 1 |  | Manual | 1 | Ceiling Fan | Compact Fluorescent |  | Twist | 3 | 15 | Bedroom | 208633 | Bedroom | 0.2127%
20863 | 3 | 2 |  | Manual | 2 | Table | Incandescent |  | Standard A Lamp | 1 | 60 | Bedroom | 208633 | Bedroom | 0.2127%
20863 | 4 | 1 |  | Manual | 3 | Ceiling Fixture | Incandescent |  | Standard A Lamp | 1 | 65 | Family Room | 208634 | Family Room | 0.2127%
20863 | 4 | 2 |  | Manual | 3 | Table | Incandescent |  | Standard A Lamp | 1 | 75 | Family Room | 208634 | Family Room | 0.2127%
20863 | 5 | 1 |  | Manual | 1 | Table | Incandescent |  | Standard A Lamp | 1 | 60 | Hall | 208635 | Hall | 0.2127%
20863 | 6 | 1 |  | Manual | 1 | Ceiling Fixture | Linear Fluorescent | 48 | T-8 | 4 | 32 | Kitchen | 208636 | Kitchen | 0.2127%
20863 | 6 | 2 |  | Manual | 1 | Ceiling Fixture | Linear Fluorescent | 48 | T-12 | 2 | 40 | Kitchen | 208636 | Kitchen | 0.2127%
20863 | 7 | 1 |  | Manual | 1 | Ceiling Fixture | Incandescent |  | Standard A Lamp | 1 | 60 | Laundry Room | 208637 | Laundry Room | 0.2127%
20863 | 8 | 1 |  | Manual | 1 | Ceiling Fixture | Compact Fluorescent |  | Twist | 2 | 15 | Living Room | 208638 | Living Room | 0.2127%
20863 | 8 | 2 |  | Manual | 3 | Table | Incandescent |  | Standard A Lamp | 1 | 75 | Living Room | 208638 | Living Room | 0.2127%
20863 | 8 | 3 |  | Manual | 1 | Ceiling Fan | Compact Fluorescent |  | Twist | 2 | 15 | Living Room | 208638 | Living Room | 0.2127%
20863 | 8 | 4 |  | Manual | 1 | Chandelier (Hanging) | Compact Fluorescent |  | Twist | 5 | 15 | Living Room | 208638 | Living Room | 0.2127%
20878 | 1 | 1 |  | Manual | 1 | Wall Mount | Compact Fluorescent |  | Twist | 1 | 22 | Bathroom | 208781 | Bathroom | 0.04732%
20878 | 2 | 1 |  | Manual | 1 | Ceiling Fan | Compact Fluorescent |  | Pin base | 4 | 15 | Bedroom | 208782 | Bedroom | 0.04732%
20878 | 2 | 2 |  | Manual | 1 | Table | Compact Fluorescent |  | A shape bulb | 1 | 15 | Bedroom | 208782 | Bedroom | 0.04732%
20878 | 2 | 3 |  | Manual | 1 | Table | Compact Fluorescent |  | Twist | 1 | 15 | Bedroom | 208782 | Bedroom | 0.04732%
20878 | 2 | 4 |  | Manual | 1 | Table | Incandescent |  | Standard A Lamp | 1 | 25 | Bedroom | 208782 | Bedroom | 0.04732%
20878 | 3 | 1 |  | Dimmer | 1 | Chandelier (Hanging) | Halogen |  | Quartz Tube | 1 | 150 | Dining Room | 208783 | Dining Room | 0.04732%
20878 | 3 | 2 |  | Manual | 1 | Floor lamp | Incandescent |  | Standard A Lamp | 1 | 25 | Dining Room | 208783 | Dining Room | 0.04732%
20878 | 3 | 3 |  | Manual | 1 | Table | Incandescent |  | Standard A Lamp | 1 | 40 | Dining Room | 208783 | Dining Room | 0.04732%
20878 | 3 | 4 |  | Manual | 1 | Floor lamp | Incandescent |  | 3-Way Incandescent | 1 | 100 | Dining Room | 208783 | Dining Room | 0.04732%
20878 | 4 | 1 |  | Manual | 2 | Table | Compact Fluorescent |  | Twist | 1 | 15 | Family Room | 208784 | Family Room | 0.04732%
20878 | 4 | 2 |  | Manual | 1 | Ceiling Fixture | Compact Fluorescent |  | Twist | 3 | 15 | Family Room | 208784 | Family Room | 0.04732%
20878 | 4 | 3 |  | Dimmer | 1 | Torchiere | Halogen |  | Quartz Tube | 1 | 150 | Family Room | 208784 | Family Room | 0.04732%
20878 | 4 | 4 |  | Dimmer | 1 | Floor lamp | Halogen |  | MR | 1 | 30 | Family Room | 208784 | Family Room | 0.04732%
20878 | 4 | 5 |  | Manual | 1 | Ceiling Fan | Compact Fluorescent |  | Twist | 2 | 15 | Family Room | 208784 | Family Room | 0.04732%
20878 | 4 | 6 |  | Dimmer | 1 | Table | Halogen |  | Quartz Tube | 1 | 75 | Family Room | 208784 | Family Room | 0.04732%
20878 | 5 | 1 |  | Manual | 1 | Ceiling Fixture | Incandescent |  | Standard A Lamp | 1 | 100 | Garage | 208785 | Garage | 0.04732%
20878 | 5 | 2 |  | Manual | 1 | Ceiling Fixture | Compact Fluorescent |  | Twist | 1 | 28 | Garage | 208785 | Garage | 0.04732%
20878 | 5 | 3 |  | Manual | 1 | Garage door opener | Compact Fluorescent |  | Twist | 2 | 15 | Garage | 208785 | Garage | 0.04732%
20878 | 6 | 1 |  | Manual | 1 | Ceiling Fixture | Incandescent |  | Mini base | 2 | 40 | Hall | 208786 | Hall | 0.04732%
20878 | 6 | 2 |  | Manual | 2 | Ceiling Fixture | Compact Fluorescent |  | Twist | 1 | 22 | Hall | 208786 | Hall | 0.04732%
20878 | 7 | 1 |  | Manual | 1 | Wall Mount | Compact Fluorescent |  | Twist | 4 | 15 | Living Room | 208787 | Living Room | 0.04732%
20878 | 7 | 2 |  | Manual | 1 | Floor lamp | Compact Fluorescent |  | Twist | 1 | 22 | Living Room | 208787 | Living Room | 0.04732%
20878 | 7 | 3 |  | Manual | 1 | Floor lamp | Incandescent |  | Standard A Lamp | 3 | 60 | Living Room | 208787 | Living Room | 0.04732%
20878 | 7 | 4 |  | Manual | 1 | Table | Incandescent |  | 3-Way Incandescent | 1 | 100 | Living Room | 208787 | Living Room | 0.04732%
20878 | 7 | 5 |  | Manual | 1 | Floor lamp | Compact Fluorescent |  | Pin base | 1 | 15 | Living Room | 208787 | Living Room | 0.04732%
20878 | 7 | 6 |  | Manual | 1 | Table | Halogen |  | Other | 1 | 30 | Living Room | 208787 | Living Room | 0.04732%
20878 | 8 | 1 |  | Manual | 1 | Wall Mount | Compact Fluorescent |  | Globe | 4 | 15 | Bathroom | 208788 | Bathroom | 0.04732%
20878 | 9 | 1 |  | Manual | 1 | Ceiling Fan | Compact Fluorescent |  | Twist | 3 | 15 | Master Bedroom | 208789 | Master Bedroom | 0.04732%
20878 | 9 | 2 |  | Manual | 1 | Table | Compact Fluorescent |  | Twist | 1 | 22 | Master Bedroom | 208789 | Master Bedroom | 0.04732%
20878 | 10 | 1 |  | Manual | 1 | Table | Linear Fluorescent | 24 | T-8 | 1 | 16 | Office | 2087810 | Office | 0.04732%
20878 | 10 | 2 |  | Manual | 1 | Ceiling Fixture | Compact Fluorescent |  | Twist | 3 | 22 | Office | 2087810 | Office | 0.04732%
20878 | 11 | 1 |  | Manual | 1 | Recessed Can | Compact Fluorescent |  | Flood | 1 | 22 | Kitchen | 2087811 | Kitchen | 0.04732%
20878 | 11 | 2 |  | Manual | 2 | Ceiling Fixture | Incandescent |  | Standard A Lamp | 1 | 75 | Kitchen | 2087811 | Kitchen | 0.04732%
20894 | 1 | 1 |  | Manual | 1 | Ceiling Fixture | Compact Fluorescent |  | Twist | 1 | 23 | Other | 208941 | Other | 0.05169%
20894 | 2 | 1 |  | Manual | 1 | Ceiling Fixture | Compact Fluorescent |  | Twist | 2 | 15 | Bathroom | 208942 | Bathroom | 0.05169%
20894 | 2 | 2 |  | Manual | 1 | Wall Mount | Compact Fluorescent |  | Twist | 1 | 13 | Bathroom | 208942 | Bathroom | 0.05169%
20894 | 3 | 1 |  | Manual | 1 | Ceiling Fixture | Compact Fluorescent |  | Twist | 2 | 13 | Bedroom | 208943 | Bedroom | 0.05169%
20894 | 4 | 1 |  | Manual | 2 | High bay | Linear Fluorescent | 48 | T-12 | 1 | 40 | Kitchen | 208944 | Kitchen | 0.05169%
20894 | 5 | 1 |  | Manual | 1 | Floor lamp | Compact Fluorescent |  | Twist | 1 | 23 | Living Room | 208945 | Living Room | 0.05169%
20894 | 5 | 2 |  | Manual | 1 | Table | Compact Fluorescent |  | Other | 1 | 11 | Living Room | 208945 | Living Room | 0.05169%
20894 | 5 | 3 |  | Manual | 1 | Floor lamp | Compact Fluorescent |  | Other | 1 | 11 | Living Room | 208945 | Living Room | 0.05169%
20894 | 6 | 1 |  | Manual | 1 | Table | Incandescent |  | Standard A Lamp | 1 | 60 | Master Bedroom | 208946 | Master Bedroom | 0.05169%
20894 | 6 | 2 |  | Manual | 1 | Ceiling Fixture | Incandescent |  | Standard A Lamp | 2 | 60 | Master Bedroom | 208946 | Master Bedroom | 0.05169%
20894 | 7 | 1 |  | Manual | 1 | Ceiling Fixture | Compact Fluorescent |  | Twist | 2 | 15 | Office | 208947 | Office | 0.05169%
20895 | 1 | 1 |  | Manual | 1 | Ceiling Fixture | Incandescent |  | Standard A Lamp | 1 | 60 | Bedroom | 208951 | Bedroom | 0.04008%
20895 | 2 | 1 |  | Manual | 1 | Ceiling Fixture | Incandescent |  | Standard A Lamp | 1 | 60 | Bedroom | 208952 | Bedroom | 0.04008%
20895 | 3 | 1 |  | Manual | 1 | Ceiling Fixture | Incandescent |  | Standard A Lamp | 1 | 60 | Bedroom | 208953 | Bedroom | 0.04008%
20895 | 4 | 1 |  | Manual | 1 | Wall Mount | Incandescent |  | Globe | 6 | 40 | Bathroom | 208954 | Bathroom | 0.04008%
20895 | 5 | 1 |  | Manual | 1 | Ceiling Fan | Compact Fluorescent |  | Twist | 4 | 15 | Kitchen | 208955 | Kitchen | 0.04008%
20895 | 5 | 2 |  | Dimmer | 1 | Other | Compact Fluorescent |  | Twist | 1 | 15 | Kitchen | 208955 | Kitchen | 0.04008%
20895 | 6 | 1 |  | Manual | 1 | Ceiling Fixture | Incandescent |  | Standard A Lamp | 1 | 60 | Laundry Room | 208956 | Laundry Room | 0.04008%
20895 | 7 | 1 |  | Manual | 1 | Ceiling Fixture | Incandescent |  | Standard A Lamp | 2 | 60 | Living Room | 208957 | Living Room | 0.04008%
20895 | 7 | 2 |  | Manual | 1 | Table | Halogen |  | MR | 1 | 50 | Living Room | 208957 | Living Room | 0.04008%
20902 | 1 | 1 |  | Manual | 1 | Ceiling Fixture | Incandescent |  | Standard A Lamp | 2 | 60 | Bathroom | 209021 | Bathroom | 0.05296%
20902 | 2 | 1 |  | Manual | 1 | Track | Incandescent |  | Globe | 6 | 40 | Bathroom | 209022 | Bathroom | 0.05296%
20902 | 2 | 2 |  | Manual | 1 | Recessed Can | Incandescent |  | Heat Lamp | 1 | 75 | Bathroom | 209022 | Bathroom | 0.05296%
20902 | 3 | 1 |  | Manual | 1 | Ceiling Fixture | Incandescent |  | Standard A Lamp | 2 | 65 | Bedroom | 209023 | Bedroom | 0.05296%
20902 | 4 | 1 |  | Manual | 1 | Ceiling Fixture | Incandescent |  | Standard A Lamp | 2 | 65 | Bedroom | 209024 | Bedroom | 0.05296%
20902 | 4 | 2 |  | Manual | 1 | Wall Mount | Incandescent |  | Globe | 1 | 40 | Bedroom | 209024 | Bedroom | 0.05296%
20902 | 5 | 1 |  | Manual | 2 | Ceiling Fixture | Incandescent |  | Standard A Lamp | 2 | 65 | Family Room | 209025 | Family Room | 0.05296%
20902 | 5 | 2 |  | Manual | 3 | Wall Mount | Incandescent |  | Globe | 2 | 40 | Family Room | 209025 | Family Room | 0.05296%
20902 | 6 | 1 |  | Manual | 1 | Ceiling Fixture | Incandescent |  | Standard A Lamp | 2 | 60 | Hall | 209026 | Hall | 0.05296%
20902 | 7 | 1 |  | Manual | 2 | Recessed Can | Incandescent |  | Reflector | 1 | 65 | Hall | 209027 | Hall | 0.05296%
20902 | 8 | 1 |  | Manual | 1 | Wall Mount | Incandescent |  | Globe | 1 | 40 | Hall | 209028 | Hall | 0.05296%
20902 | 9 | 1 |  | Dimmer | 1 | Chandelier (Hanging) | Incandescent |  | Globe | 5 | 40 | Kitchen | 209029 | Kitchen | 0.05296%
20902 | 9 | 2 |  | Dimmer | 9 | Recessed Can | Incandescent |  | Reflector | 1 | 60 | Kitchen | 209029 | Kitchen | 0.05296%
20902 | 9 | 3 |  | Manual | 1 | Ceiling Fixture | Incandescent |  | Standard A Lamp | 2 | 60 | Kitchen | 209029 | Kitchen | 0.05296%
20902 | 10 | 1 |  | Manual | 1 | Ceiling Fixture | Incandescent |  | Standard A Lamp | 2 | 60 | Laundry Room | 2090210 | Laundry Room | 0.05296%
20902 | 11 | 1 |  | Manual | 2 | Torchiere | Compact Fluorescent |  | Twist | 1 | 28 | Living Room | 2090211 | Living Room | 0.05296%
20902 | 11 | 2 |  | Manual | 2 | Table | Compact Fluorescent |  | Twist | 1 | 28 | Living Room | 2090211 | Living Room | 0.05296%
20902 | 11 | 3 |  | Manual | 1 | Ceiling Fixture | Incandescent |  | Standard A Lamp | 2 | 60 | Living Room | 2090211 | Living Room | 0.05296%
20902 | 11 | 4 |  | Manual | 1 | Ceiling Fan | Compact Fluorescent |  | Twist | 4 | 28 | Living Room | 2090211 | Living Room | 0.05296%
20902 | 12 | 1 |  | Manual | 1 | Ceiling Fan | Compact Fluorescent |  | Twist | 4 | 28 | Master Bedroom | 2090212 | Master Bedroom | 0.05296%
20902 | 12 | 2 |  | Manual | 2 | Table | Incandescent |  | Standard A Lamp | 1 | 60 | Master Bedroom | 2090212 | Master Bedroom | 0.05296%
20902 | 12 | 3 |  | Manual | 4 | Recessed Can | Incandescent |  | Reflector | 1 | 60 | Master Bedroom | 2090212 | Master Bedroom | 0.05296%
20902 | 12 | 4 |  | Manual | 2 | Wall Mount | Compact Fluorescent |  | Twist | 3 | 10 | Master Bedroom | 2090212 | Master Bedroom | 0.05296%
20902 | 13 | 1 |  | Manual | 1 | Ceiling Fixture | Incandescent |  | Standard A Lamp | 2 | 60 | Other | 2090213 | Other | 0.05296%
20902 | 13 | 2 |  | Manual | 2 | Floor lamp | Compact Fluorescent |  | Twist | 1 | 28 | Other | 2090213 | Other | 0.05296%
20902 | 14 | 1 |  | Manual | 1 | Ceiling Fixture | Incandescent |  | Standard A Lamp | 2 | 60 | Other | 2090214 | Other | 0.05296%
20902 | 14 | 2 |  | Manual | 1 | Table | Incandescent |  | Reflector | 1 | 60 | Other | 2090214 | Other | 0.05296%
20905 | 1 | 1 |  | Manual | 1 | Ceiling Fixture | Incandescent |  | Standard A Lamp | 1 | 40 | Bathroom | 209051 | Bathroom | 0.2054%
20905 | 1 | 2 |  | Manual | 1 | Wall Mount | Compact Fluorescent |  | Twist | 1 | 15 | Bathroom | 209051 | Bathroom | 0.2054%
20905 | 2 | 1 |  | Manual | 1 | Ceiling Fixture | Incandescent |  | Standard A Lamp | 1 | 60 | Bedroom | 209052 | Bedroom | 0.2054%
20905 | 2 | 2 |  | Manual | 1 | Table | Incandescent |  | Standard A Lamp | 1 | 60 | Bedroom | 209052 | Bedroom | 0.2054%
20905 | 3 | 1 |  | Manual | 1 | Ceiling Fixture | Compact Fluorescent |  | Twist | 2 | 15 | Bedroom | 209053 | Bedroom | 0.2054%
20905 | 4 | 1 |  | Manual | 1 | Ceiling Fixture | Compact Fluorescent |  | Twist | 1 | 15 | Hall | 209054 | Hall | 0.2054%
20905 | 5 | 1 |  | Manual | 1 | Ceiling Fixture | Compact Fluorescent |  | Twist | 2 | 15 | Kitchen | 209055 | Kitchen | 0.2054%
20905 | 5 | 2 |  | Manual | 1 | Ceiling Fixture | Compact Fluorescent |  | Twist | 2 | 15 | Kitchen | 209055 | Kitchen | 0.2054%
20905 | 6 | 1 |  | Manual | 2 | Ceiling Fixture | Incandescent |  | Standard A Lamp | 1 | 60 | Living Room | 209056 | Living Room | 0.2054%
20905 | 7 | 1 |  | Manual | 1 | Table | Incandescent |  | Standard A Lamp | 1 | 60 | Office | 209057 | Office | 0.2054%
20905 | 7 | 2 |  | Manual | 1 | Ceiling Fixture | Incandescent |  | Standard A Lamp | 1 | 60 | Office | 209057 | Office | 0.2054%
20905 | 8 | 1 |  | Manual | 1 | Ceiling Fixture | Incandescent |  | Standard A Lamp | 1 | 60 | Other | 209058 | Other | 0.2054%
20920 | 1 | 1 |  | Manual | 1 | Wall Mount | Incandescent |  | Clear | 3 | 40 | Bathroom | 209201 | Bathroom | 0.05169%
20920 | 1 | 2 |  | Manual | 1 | Ceiling Fan | Incandescent |  | Heat Lamp | 1 | 150 | Bathroom | 209201 | Bathroom | 0.05169%
20920 | 2 | 1 |  | Manual | 1 | Wall Mount | Incandescent |  | Standard A Lamp | 6 | 40 | Bathroom | 209202 | Bathroom | 0.05169%
20920 | 3 | 1 |  | Manual | 1 | Ceiling Fixture | Incandescent |  | Standard A Lamp | 2 | 60 | Bedroom | 209203 | Bedroom | 0.05169%
20920 | 4 | 1 |  | Manual | 1 | Ceiling Fixture | Incandescent |  | Standard A Lamp | 2 | 60 | Bedroom | 209204 | Bedroom | 0.05169%
20920 | 5 | 1 |  | Manual | 1 | Ceiling Fixture | Incandescent |  | Standard A Lamp | 1 | 60 | Closet | 209205 | Closet | 0.05169%
20920 | 6 | 1 |  | Manual | 1 | Ceiling Fan | Incandescent |  | Standard A Lamp | 5 | 40 | Dining Room | 209206 | Dining Room | 0.05169%
20920 | 7 | 1 |  | Manual | 2 | Ceiling Fixture | Incandescent |  | Standard A Lamp | 1 | 60 | Hall | 209207 | Hall | 0.05169%
20920 | 8 | 1 |  | Manual | 1 | Ceiling Fixture | Linear Fluorescent | 48 | T-12 | 2 | 32 | Kitchen | 209208 | Kitchen | 0.05169%
20920 | 9 | 1 |  | Manual | 1 | Floor lamp | Incandescent |  | Standard A Lamp | 1 | 100 | Living Room | 209209 | Living Room | 0.05169%
20920 | 10 | 1 |  | Manual | 1 | Ceiling Fan | Incandescent |  | Clear | 3 | 25 | Master Bedroom | 2092010 | Master Bedroom | 0.05169%
20920 | 10 | 2 |  | Manual | 1 | Table | Incandescent |  | Standard A Lamp | 1 | 100 | Master Bedroom | 2092010 | Master Bedroom | 0.05169%
20920 | 11 | 1 |  | Manual | 1 | Track | Compact Fluorescent |  | Twist | 3 | 15 | Office | 2092011 | Office | 0.05169%
20920 | 11 | 2 |  | Manual | 1 | Chandelier (Hanging) | Compact Fluorescent |  | Twist | 1 | 15 | Office | 2092011 | Office | 0.05169%
20930 | 1 | 1 |  | Manual | 1 | Wall Mount | Compact Fluorescent |  | Twist | 3 | 15 | Bathroom | 209301 | Bathroom | 0.04732%
20930 | 1 | 2 |  | Manual | 1 | Ceiling Fixture | Incandescent |  | Standard A Lamp | 1 | 60 | Bathroom | 209301 | Bathroom | 0.04732%
20930 | 2 | 1 |  | Manual | 2 | Ceiling Fixture | Compact Fluorescent |  | Twist | 2 | 15 | Bedroom | 209302 | Bedroom | 0.04732%
20930 | 3 | 1 |  | Dimmer | 6 | Recessed Can | Incandescent |  | Clear | 1 | 65 | Dining Room | 209303 | Dining Room | 0.04732%
20930 | 3 | 2 |  | Manual | 1 | Ceiling Fan | Compact Fluorescent |  | Twist | 4 | 15 | Dining Room | 209303 | Dining Room | 0.04732%
20930 | 4 | 1 |  | Manual | 1 | Ceiling Fixture | Compact Fluorescent |  | Twist | 2 | 15 | Hall | 209304 | Hall | 0.04732%
20930 | 5 | 1 |  | Manual | 1 | Ceiling Fixture | Linear Fluorescent | 24 | T-8 | 2 | 20 | Hall | 209305 | Hall | 0.04732%
20930 | 6 | 1 |  | Manual | 11 | Recessed Can | Incandescent |  | Reflector | 1 | 65 | Kitchen | 209306 | Kitchen | 0.04732%
20930 | 6 | 2 |  | Manual | 5 | Architectural | Halogen |  | MR | 1 | 20 | Kitchen | 209306 | Kitchen | 0.04732%
20930 | 7 | 1 |  | Manual | 2 | Ceiling Fixture | Linear Fluorescent | 48 | T-12 | 2 | 40 | Laundry Room | 209307 | Laundry Room | 0.04732%
20930 | 8 | 1 |  | Manual | 1 | Wall Mount | Compact Fluorescent |  | Globe | 6 | 15 | Bathroom | 209308 | Bathroom | 0.04732%
20930 | 8 | 2 |  | Manual | 1 | Wall Mount | Compact Fluorescent |  | Twist | 1 | 15 | Bathroom | 209308 | Bathroom | 0.04732%
20930 | 9 | 1 |  | Manual | 1 | Ceiling Fan | Incandescent |  | Standard A Lamp | 4 | 60 | Bedroom | 209309 | Bedroom | 0.04732%
20930 | 9 | 2 |  | Manual | 1 | Table | Incandescent |  | Decorative | 1 | 5 | Bedroom | 209309 | Bedroom | 0.04732%
20930 | 9 | 3 |  | Manual | 2 | Table | Incandescent |  | Standard A Lamp | 1 | 60 | Bedroom | 209309 | Bedroom | 0.04732%
20930 | 9 | 4 |  | Manual | 1 | Floor lamp | Compact Fluorescent |  | Twist | 1 | 22 | Bedroom | 209309 | Bedroom | 0.04732%
20930 | 9 | 5 |  | Manual | 1 | Table | Incandescent |  | Mini base | 1 | 5 | Bedroom | 209309 | Bedroom | 0.04732%
20930 | 10 | 1 |  | Manual | 1 | Ceiling Fixture | Linear Fluorescent | 48 | T-12 | 2 | 40 | Office | 2093010 | Office | 0.04732%
20930 | 10 | 2 |  | Manual | 1 | Table | Compact Fluorescent |  | Pin base | 1 | 22 | Office | 2093010 | Office | 0.04732%
20930 | 11 | 1 |  | Manual | 7 | Ceiling Fixture | Linear Fluorescent | 48 | T-12 | 2 | 40 | Office | 2093011 | Office | 0.04732%
20930 | 11 | 2 |  | Dimmer | 1 | Torchiere | Halogen |  | Quartz Tube | 1 | 100 | Office | 2093011 | Office | 0.04732%
20930 | 11 | 3 |  | Manual | 1 | Table | Incandescent |  | Standard A Lamp | 1 | 60 | Office | 2093011 | Office | 0.04732%
20930 | 11 | 4 |  | Manual | 1 | Table | Compact Fluorescent |  | Twist | 1 | 15 | Office | 2093011 | Office | 0.04732%
20930 | 12 | 1 |  | Manual | 2 | Ceiling Fixture | Compact Fluorescent |  | Twist | 1 | 15 | Other | 2093012 | Other | 0.04732%
20930 | 13 | 1 |  | Manual | 1 | Ceiling Fixture | Incandescent |  | Standard A Lamp | 2 | 60 | Hall | 2093013 | Hall | 0.04732%
20930 | 14 | 1 |  | Manual | 1 | Table | Compact Fluorescent |  | Twist | 1 | 15 | Family Room | 2093014 | Family Room | 0.04732%
20930 | 14 | 2 |  | Manual | 1 | Torchiere | Compact Fluorescent |  | Twist | 1 | 22 | Family Room | 2093014 | Family Room | 0.04732%
20930 | 14 | 3 |  | Manual | 1 | Floor lamp | Compact Fluorescent |  | Twist | 2 | 15 | Family Room | 2093014 | Family Room | 0.04732%
20930 | 14 | 4 |  | Dimmer | 1 | Torchiere | Halogen |  | Quartz Tube | 1 | 300 | Family Room | 2093014 | Family Room | 0.04732%
20930 | 15 | 1 |  | Manual | 1 | Ceiling Fixture | Incandescent |  | Standard A Lamp | 1 | 75 | Bathroom | 2093015 | Bathroom | 0.04732%
20930 | 16 | 1 |  | Manual | 1 | Ceiling Fixture | Compact Fluorescent |  | Twist | 1 | 15 | Hall | 2093016 | Hall | 0.04732%
20930 | 16 | 2 |  | Manual | 1 | Wall Mount | Incandescent |  | Standard A Lamp | 1 | 75 | Hall | 2093016 | Hall | 0.04732%
20930 | 17 | 1 |  | Manual | 1 | Ceiling Fan | Compact Fluorescent |  | Twist | 1 | 22 | Bedroom | 2093017 | Bedroom | 0.04732%
20930 | 17 | 2 |  | Manual | 1 | Wall Mount | Compact Fluorescent |  | Twist | 1 | 15 | Bedroom | 2093017 | Bedroom | 0.04732%
20930 | 18 | 1 |  | Manual | 1 | Ceiling Fixture | Compact Fluorescent |  | Twist | 1 | 22 | Hall | 2093018 | Hall | 0.04732%
20930 | 19 | 1 |  | Manual | 1 | Wall Mount | Compact Fluorescent |  | Twist | 2 | 22 | Bathroom | 2093019 | Bathroom | 0.04732%
20930 | 20 | 1 |  | Manual | 1 | Ceiling Fixture | Compact Fluorescent |  | Twist | 2 | 15 | Bedroom | 2093020 | Bedroom | 0.04732%
20930 | 20 | 2 |  | Manual | 2 | Recessed Can | Incandescent |  | Reflector | 1 | 42 | Bedroom | 2093020 | Bedroom | 0.04732%
20930 | 21 | 1 |  | Manual | 2 | Ceiling Fixture | Compact Fluorescent |  | Twist | 1 | 15 | Other | 2093021 | Other | 0.04732%
20930 | 21 | 2 |  | Manual | 1 | Ceiling Fixture | Incandescent |  | Standard A Lamp | 1 | 75 | Other | 2093021 | Other | 0.04732%
20930 | 22 | 1 |  | Manual | 2 | Ceiling Fixture | Compact Fluorescent |  | Twist | 1 | 15 | Family Room | 2093022 | Family Room | 0.04732%
20930 | 22 | 2 |  | Dimmer | 1 | Track | Halogen |  | MR | 3 | 30 | Family Room | 2093022 | Family Room | 0.04732%
20930 | 23 | 1 |  | Manual | 1 | Ceiling Fixture | Compact Fluorescent |  | Twist | 1 | 15 | Other | 2093023 | Other | 0.04732%
20930 | 24 | 1 |  | Manual | 3 | Ceiling Fixture | Compact Fluorescent |  | Twist | 1 | 15 | Family Room | 2093024 | Family Room | 0.04732%
20930 | 24 | 2 |  | Manual | 1 | Floor lamp | Compact Fluorescent |  | Twist | 2 | 15 | Family Room | 2093024 | Family Room | 0.04732%
20930 | 25 | 1 |  | Manual | 1 | Ceiling Fixture | Linear Fluorescent | 48 | T-12 | 2 | 40 | Other | 2093025 | Other | 0.04732%
20936 | 1 | 1 |  | Manual | 2 | Table | Compact Fluorescent |  | Twist | 1 | 15 | Master Bedroom | 209361 | Master Bedroom | 0.04732%
20936 | 1 | 2 |  | Manual | 1 | Ceiling Fan | Incandescent |  | Decorative | 4 | 60 | Master Bedroom | 209361 | Master Bedroom | 0.04732%
20936 | 2 | 1 |  | Manual | 1 | Ceiling Fixture | Compact Fluorescent |  | Twist | 3 | 15 | Kitchen | 209362 | Kitchen | 0.04732%
20936 | 2 | 2 |  | Manual | 1 | Chandelier (Hanging) | Compact Fluorescent |  | Twist | 4 | 15 | Kitchen | 209362 | Kitchen | 0.04732%
20936 | 3 | 1 |  | Manual | 5 | Table | Compact Fluorescent |  | Twist | 1 | 15 | Living Room | 209363 | Living Room | 0.04732%
20936 | 4 | 1 |  | Manual | 1 | Ceiling Fixture | Compact Fluorescent |  | Twist | 1 | 15 | Hall | 209364 | Hall | 0.04732%
20936 | 5 | 1 |  | Manual | 1 | Ceiling Fixture | Compact Fluorescent |  | Twist | 2 | 15 | Office | 209365 | Office | 0.04732%
20936 | 5 | 2 |  | Manual | 1 | Table | Incandescent |  | Standard A Lamp | 1 | 75 | Office | 209365 | Office | 0.04732%
20936 | 6 | 1 |  | Manual | 2 | Wall Mount | Compact Fluorescent |  | Twist | 2 | 15 | Bathroom | 209366 | Bathroom | 0.04732%
20936 | 6 | 2 |  | Manual | 1 | Ceiling Fixture | Compact Fluorescent |  | Twist | 1 | 15 | Bathroom | 209366 | Bathroom | 0.04732%
20936 | 7 | 1 |  | Manual | 1 | Ceiling Fixture | Compact Fluorescent |  | Twist | 2 | 15 | Bedroom | 209367 | Bedroom | 0.04732%
20936 | 7 | 2 |  | Manual | 1 | Table | Incandescent |  | Standard A Lamp | 1 | 60 | Bedroom | 209367 | Bedroom | 0.04732%
20936 | 8 | 1 |  | Manual | 1 | Ceiling Fixture | Compact Fluorescent |  | Twist | 2 | 15 | Bedroom | 209368 | Bedroom | 0.04732%
20936 | 9 | 1 |  | Manual | 1 | Wall Mount | Compact Fluorescent |  | A shape bulb | 5 | 15 | Bathroom | 209369 | Bathroom | 0.04732%
20936 | 9 | 2 |  | Manual | 1 | Wall Mount | Incandescent |  | Standard A Lamp | 5 | 60 | Bathroom | 209369 | Bathroom | 0.04732%
20936 | 9 | 3 |  | Manual | 1 | Ceiling Fixture | Compact Fluorescent |  | Twist | 2 | 15 | Bathroom | 209369 | Bathroom | 0.04732%
20936 | 9 | 4 |  | Manual | 5 | Recessed Can | Compact Fluorescent |  | Reflector | 1 | 15 | Bathroom | 209369 | Bathroom | 0.04732%
20936 | 10 | 1 |  | Manual | 1 | Chandelier (Hanging) | Incandescent |  | Mini base | 5 | 40 | Hall | 2093610 | Hall | 0.04732%
20936 | 10 | 2 |  | Manual | 2 | Ceiling Fixture | Compact Fluorescent |  | Twist | 1 | 15 | Hall | 2093610 | Hall | 0.04732%
20936 | 11 | 1 |  | Manual | 4 | Floor lamp | Compact Fluorescent |  | Twist | 1 | 15 | Family Room | 2093611 | Family Room | 0.04732%
20936 | 12 | 1 |  | Manual | 2 | Ceiling Fixture | Compact Fluorescent |  | Twist | 1 | 15 | Hall | 2093612 | Hall | 0.04732%
20936 | 13 | 1 |  | Manual | 1 | Ceiling Fixture | Compact Fluorescent |  | Twist | 1 | 15 | Bedroom | 2093613 | Bedroom | 0.04732%
20936 | 14 | 1 |  | Manual | 1 | Ceiling Fixture | Compact Fluorescent |  | Twist | 1 | 22 | Bedroom | 2093614 | Bedroom | 0.04732%
20936 | 15 | 1 |  | Manual | 1 | Ceiling Fixture | Incandescent |  | Standard A Lamp | 1 | 75 | Bathroom | 2093615 | Bathroom | 0.04732%
20936 | 15 | 2 |  | Manual | 1 | Wall Mount | Incandescent |  | Globe | 2 | 40 | Bathroom | 2093615 | Bathroom | 0.04732%
20936 | 15 | 3 |  | Manual | 1 | Wall Mount | Compact Fluorescent |  | Twist | 2 | 7 | Bathroom | 2093615 | Bathroom | 0.04732%
20936 | 16 | 1 |  | Manual | 2 | Ceiling Fixture | Compact Fluorescent |  | Twist | 2 | 15 | Laundry Room | 2093616 | Laundry Room | 0.04732%
20941 | 1 | 1 |  | Manual | 1 | Ceiling Fixture | Incandescent |  | Standard A Lamp | 1 | 60 | Bedroom | 209411 | Bedroom | 0.09408%
20941 | 1 | 2 |  | Manual | 1 | Floor lamp | Incandescent |  | Standard A Lamp | 1 | 75 | Bedroom | 209411 | Bedroom | 0.09408%
20941 | 1 | 3 |  | Manual | 1 | Table | Incandescent |  | Standard A Lamp | 1 | 60 | Bedroom | 209411 | Bedroom | 0.09408%
20941 | 2 | 1 |  | Manual | 1 | Ceiling Fixture | Compact Fluorescent |  | Twist | 1 | 13 | Bedroom | 209412 | Bedroom | 0.09408%
20941 | 3 | 1 |  | Manual | 1 | Ceiling Fan | Compact Fluorescent |  | Twist | 4 | 22 | Master Bedroom | 209413 | Master Bedroom | 0.09408%
20941 | 3 | 2 |  | Manual | 1 | Table | Incandescent |  | Standard A Lamp | 1 | 60 | Master Bedroom | 209413 | Master Bedroom | 0.09408%
20941 | 3 | 3 |  | Manual | 1 | Table | Compact Fluorescent |  | Twist | 1 | 13 | Master Bedroom | 209413 | Master Bedroom | 0.09408%
20941 | 4 | 1 |  | Motion | 1 | Garage door opener | Incandescent |  | Standard A Lamp | 1 | 60 | Garage | 209414 | Garage | 0.09408%
20941 | 4 | 2 |  | Manual | 1 | Ceiling Fixture | Incandescent |  | Standard A Lamp | 1 | 300 | Garage | 209414 | Garage | 0.09408%
20941 | 4 | 3 |  | Manual | 4 | Ceiling Fixture | Incandescent |  | Standard A Lamp | 1 | 150 | Garage | 209414 | Garage | 0.09408%
20941 | 4 | 4 |  | Motion | 1 | Wall Mount | Incandescent |  | Reflector | 2 | 150 | Garage | 209414 | Garage | 0.09408%
20941 | 5 | 1 |  | Manual | 1 | Ceiling Fixture | Incandescent |  | Standard A Lamp | 1 | 60 | Hall | 209415 | Hall | 0.09408%
20941 | 6 | 1 |  | Manual | 2 | Ceiling Fan | Compact Fluorescent |  | Twist | 3 | 22 | Hall | 209416 | Hall | 0.09408%
20941 | 6 | 2 |  | Manual | 1 | Ceiling Fixture | Incandescent |  | Standard A Lamp | 1 | 60 | Hall | 209416 | Hall | 0.09408%
20941 | 6 | 3 |  | Manual | 1 | Recessed Can | Incandescent |  | Reflector | 1 | 25 | Hall | 209416 | Hall | 0.09408%
20941 | 7 | 1 |  | Manual | 1 | Ceiling Fixture | Compact Fluorescent |  | Twist | 2 | 15 | Laundry Room | 209417 | Laundry Room | 0.09408%
20941 | 7 | 2 |  | Manual | 1 | Floor lamp | Incandescent |  | Standard A Lamp | 2 | 40 | Laundry Room | 209417 | Laundry Room | 0.09408%
20941 | 8 | 1 |  | Manual | 1 | Ceiling Fan | Incandescent |  | Clear | 4 | 40 | Living Room | 209418 | Living Room | 0.09408%
20941 | 8 | 2 |  | Manual | 2 | Table | Compact Fluorescent |  | Twist | 1 | 15 | Living Room | 209418 | Living Room | 0.09408%
20941 | 9 | 1 |  | Manual | 1 | Ceiling Fixture | Incandescent |  | Standard A Lamp | 1 | 75 | Other | 209419 | Other | 0.09408%
20941 | 10 | 1 |  | Manual | 1 | Ceiling Fixture | Incandescent |  | Standard A Lamp | 1 | 60 | Office | 2094110 | Office | 0.09408%
20941 | 10 | 2 | DESK LIGHT | Manual | 1 | Table | Incandescent |  | Other | 1 | 100 | Office | 2094110 | Office | 0.09408%
20941 | 11 | 1 |  | Manual | 1 | Ceiling Fixture | Incandescent |  | Standard A Lamp | 2 | 60 | Bathroom | 2094111 | Bathroom | 0.09408%
20941 | 11 | 2 |  | Manual | 2 | Wall Mount | Incandescent |  | Standard A Lamp | 1 | 60 | Bathroom | 2094111 | Bathroom | 0.09408%
20941 | 12 | 1 |  | Manual | 1 | Wall Mount | Compact Fluorescent |  | Twist | 1 | 22 | Hall | 2094112 | Hall | 0.09408%
20941 | 13 | 1 |  | Manual | 1 | Ceiling Fixture | Compact Fluorescent |  | Twist | 2 | 22 | Other | 2094113 | Other | 0.09408%
20946 | 1 | 1 |  | Manual | 1 | Wall Mount | Incandescent |  | Globe | 5 | 40 | Bathroom | 209461 | Bathroom | 0.05296%
20946 | 2 | 1 |  | Manual | 1 | Wall Mount | Incandescent |  | Globe | 6 | 40 | Bathroom | 209462 | Bathroom | 0.05296%
20946 | 3 | 1 |  | Manual | 2 | Ceiling Fixture | Incandescent |  | Standard A Lamp | 1 | 60 | Bedroom | 209463 | Bedroom | 0.05296%
20946 | 4 | 1 |  | Manual | 2 | Ceiling Fixture | Incandescent |  | Standard A Lamp | 1 | 65 | Bedroom | 209464 | Bedroom | 0.05296%
20946 | 5 | 1 |  | Manual | 1 | Wall Mount | Incandescent |  | Globe | 4 | 40 | Bedroom | 209465 | Bedroom | 0.05296%
20946 | 5 | 2 |  | Manual | 1 | Ceiling Fixture | Incandescent |  | Standard A Lamp | 1 | 60 | Bedroom | 209465 | Bedroom | 0.05296%
20946 | 6 | 1 |  | Manual | 1 | Ceiling Fixture | Incandescent |  | Standard A Lamp | 2 | 60 | Bedroom | 209466 | Bedroom | 0.05296%
20946 | 7 | 1 |  | Manual | 2 | Ceiling Fixture | Incandescent |  | Standard A Lamp | 2 | 60 | Office | 209467 | Office | 0.05296%
20946 | 8 | 1 |  | Manual | 2 | Ceiling Fixture | Compact Fluorescent |  | Twist | 2 | 22 | Family Room | 209468 | Family Room | 0.05296%
20946 | 8 | 2 |  | Manual | 1 | Table | Compact Fluorescent |  | Twist | 1 | 15 | Family Room | 209468 | Family Room | 0.05296%
20946 | 9 | 1 |  | Manual | 1 | Wall Mount | Incandescent |  | Standard A Lamp | 2 | 40 | Hall | 209469 | Hall | 0.05296%
20946 | 10 | 1 |  | Manual | 1 | Ceiling Fixture | Incandescent |  | Standard A Lamp | 1 | 65 | Closet | 2094610 | Closet | 0.05296%
20946 | 11 | 1 |  | Manual | 1 | Ceiling Fixture | Incandescent |  | Standard A Lamp | 2 | 60 | Closet | 2094611 | Closet | 0.05296%
20946 | 12 | 1 |  | Manual | 1 | Ceiling Fixture | Incandescent |  | Clear | 5 | 60 | Dining Room | 2094612 | Dining Room | 0.05296%
20946 | 13 | 1 |  | Manual | 1 | Ceiling Fixture | Incandescent |  | Decorative | 3 | 25 | Hall | 2094613 | Hall | 0.05296%
20946 | 14 | 1 |  | Manual | 6 | Recessed Can | Incandescent |  | Reflector | 1 | 75 | Kitchen | 2094614 | Kitchen | 0.05296%
20946 | 15 | 1 |  | Manual | 1 | Ceiling Fixture | Incandescent |  | Standard A Lamp | 1 | 60 | Laundry Room | 2094615 | Laundry Room | 0.05296%
20946 | 16 | 1 |  | Manual | 1 | Ceiling Fan | Incandescent |  | Clear | 4 | 60 | Living Room | 2094616 | Living Room | 0.05296%
20946 | 16 | 2 |  | Manual | 2 | Table | Compact Fluorescent |  | Twist | 1 | 15 | Living Room | 2094616 | Living Room | 0.05296%
20946 | 17 | 1 |  | Manual | 1 | Ceiling Fixture | Incandescent |  | Standard A Lamp | 1 | 65 | Master Bedroom | 2094617 | Master Bedroom | 0.05296%
20946 | 17 | 2 |  | Manual | 2 | Table | Compact Fluorescent |  | Twist | 1 | 15 | Master Bedroom | 2094617 | Master Bedroom | 0.05296%
20946 | 18 | 1 |  | Manual | 1 | Ceiling Fixture | Incandescent |  | Standard A Lamp | 1 | 60 | Hall | 2094618 | Hall | 0.05296%
20958 | 1 | 1 |  | Manual | 2 | Ceiling Fixture | Incandescent |  | Standard A Lamp | 1 | 60 | Bathroom | 209581 | Bathroom | 0.02963%
20958 | 1 | 2 |  | Manual | 1 | Recessed Can | Incandescent |  | Reflector | 1 | 65 | Bathroom | 209581 | Bathroom | 0.02963%
20958 | 2 | 1 |  | Manual | 1 | Chandelier (Hanging) | Incandescent |  | Standard A Lamp | 5 | 60 | Family Room | 209582 | Family Room | 0.02963%
20958 | 2 | 2 |  | Dimmer | 6 | Recessed Can | Incandescent |  | Reflector | 1 | 65 | Family Room | 209582 | Family Room | 0.02963%
20958 | 3 | 1 |  | Manual | 4 | Ceiling Fixture | Compact Fluorescent |  | Twist | 1 | 15 | Garage | 209583 | Garage | 0.02963%
20958 | 4 | 1 |  | Dimmer | 14 | Recessed Can | Incandescent |  | Reflector | 1 | 65 | Kitchen | 209584 | Kitchen | 0.02963%
20958 | 4 | 2 |  | Manual | 1 | Wall Mount | Linear Fluorescent | 24 | T-12 | 1 | 20 | Kitchen | 209584 | Kitchen | 0.02963%
20958 | 5 | 1 |  | Manual | 1 | Ceiling Fixture | Linear Fluorescent | 48 | T-12 | 4 | 40 | Laundry Room | 209585 | Laundry Room | 0.02963%
20958 | 6 | 1 |  | Dimmer | 6 | Recessed Can | Incandescent |  | Reflector | 1 | 65 | Living Room | 209586 | Living Room | 0.02963%
20958 | 7 | 1 |  | Dimmer | 4 | Recessed Can | Incandescent |  | Reflector | 1 | 65 | Master Bedroom | 209587 | Master Bedroom | 0.02963%
20958 | 7 | 2 |  | Dimmer | 1 | Ceiling Fan | Incandescent |  | Standard A Lamp | 2 | 60 | Master Bedroom | 209587 | Master Bedroom | 0.02963%
20958 | 8 | 1 |  | Manual | 4 | Recessed Can | Incandescent |  | Reflector | 1 | 65 | Bathroom | 209588 | Bathroom | 0.02963%
20958 | 8 | 2 |  | Manual | 1 | Ceiling Fixture | Incandescent |  | Standard A Lamp | 1 | 60 | Bathroom | 209588 | Bathroom | 0.02963%
20958 | 9 | 1 |  | Manual | 1 | Ceiling Fixture | Linear Fluorescent | 48 | T-12 | 4 | 40 | Closet | 209589 | Closet | 0.02963%
20958 | 10 | 1 |  | Manual | 2 | Exterior | Incandescent |  | Standard A Lamp | 1 | 100 | Other | 2095810 | Other | 0.02963%
20958 | 10 | 2 |  | Manual | 1 | Ceiling Fixture | Linear Fluorescent | 48 | T-12 | 4 | 40 | Other | 2095810 | Other | 0.02963%
20958 | 10 | 3 |  | Manual | 1 | Ceiling Fixture | Incandescent |  | Standard A Lamp | 1 | 60 | Other | 2095810 | Other | 0.02963%
20958 | 11 | 1 |  | Dimmer | 1 | Chandelier (Hanging) | Incandescent |  | Standard A Lamp | 4 | 60 | Bedroom | 2095811 | Bedroom | 0.02963%
20958 | 11 | 2 |  | Dimmer | 1 | Recessed Can | Incandescent |  | Reflector | 1 | 65 | Bedroom | 2095811 | Bedroom | 0.02963%
20958 | 12 | 1 |  | Manual | 1 | Ceiling Fixture | Incandescent |  | Standard A Lamp | 1 | 60 | Bathroom | 2095812 | Bathroom | 0.02963%
20958 | 12 | 2 |  | Manual | 1 | Wall Mount | Incandescent |  | Standard A Lamp | 4 | 60 | Bathroom | 2095812 | Bathroom | 0.02963%
20965 | 1 | 1 |  | Manual | 1 | Ceiling Fixture | Incandescent |  | Standard A Lamp | 1 | 60 | Bedroom | 209651 | Bedroom | 0.09408%
20965 | 2 | 1 |  | Manual | 1 | Wall Mount | Compact Fluorescent |  | Twist | 6 | 15 | Bathroom | 209652 | Bathroom | 0.09408%
20965 | 3 | 1 |  | Dimmer | 1 | Chandelier (Hanging) | Incandescent |  | Globe | 1 | 100 | Dining Room | 209653 | Dining Room | 0.09408%
20965 | 4 | 1 |  | Manual | 1 | Ceiling Fixture | Compact Fluorescent |  | Twist | 2 | 15 | Family Room | 209654 | Family Room | 0.09408%
20965 | 4 | 2 |  | Manual | 1 | Table | Incandescent |  | Standard A Lamp | 1 | 75 | Family Room | 209654 | Family Room | 0.09408%
20965 | 4 | 3 |  | Manual | 1 | Other | Halogen |  | Quartz Tube | 1 | 150 | Family Room | 209654 | Family Room | 0.09408%
20965 | 5 | 1 |  | Manual | 1 | Garage door opener | Incandescent |  | Standard A Lamp | 1 | 60 | Garage | 209655 | Garage | 0.09408%
20965 | 5 | 2 |  | Manual | 3 | Ceiling Fixture | Linear Fluorescent | 48 | T-12 | 2 | 40 | Garage | 209655 | Garage | 0.09408%
20965 | 5 | 3 |  |  | 1 | Other | Other |  | Other | 1 | 12 | Garage | 209655 | Garage | 0.09408%
20965 | 6 | 1 |  | Manual | 2 | Ceiling Fixture | Incandescent |  | Mini base | 3 | 25 | Hall | 209656 | Hall | 0.09408%
20965 | 7 | 1 |  | Manual | 1 | Ceiling Fixture | Incandescent |  | Standard A Lamp | 2 | 60 | Bedroom | 209657 | Bedroom | 0.09408%
20965 | 8 | 1 |  | Manual | 2 | Ceiling Fixture | Linear Fluorescent | 48 | T-12 | 2 | 40 | Kitchen | 209658 | Kitchen | 0.09408%
20965 | 9 | 1 |  | Manual | 1 | Ceiling Fixture | Linear Fluorescent | 24 | T-12 | 2 | 20 | Laundry Room | 209659 | Laundry Room | 0.09408%
20965 | 10 | 1 |  | Manual | 1 | Table | Compact Fluorescent |  | Pin base | 1 | 28 | Living Room | 2096510 | Living Room | 0.09408%
20965 | 10 | 2 |  | Manual | 2 | Table | Incandescent |  | 3-Way Incandescent | 1 | 100 | Living Room | 2096510 | Living Room | 0.09408%
20965 | 11 | 1 |  | Manual | 1 | Ceiling Fan | Incandescent |  | Globe | 3 | 40 | Master Bedroom | 2096511 | Master Bedroom | 0.09408%
20965 | 12 | 1 |  | Manual | 1 | Wall Mount | Incandescent |  | Clear | 3 | 60 | Bathroom | 2096512 | Bathroom | 0.09408%
20968 | 1 | 1 |  | Manual | 1 | Wall Mount | Compact Fluorescent |  | Twist | 3 | 13 | Bathroom | 209681 | Bathroom | 0.04008%
20968 | 2 | 1 |  | Manual | 1 | Ceiling Fixture | Incandescent |  | Standard A Lamp | 1 | 40 | Bathroom | 209682 | Bathroom | 0.04008%
20968 | 2 | 2 |  | Manual | 1 | Wall Mount | Incandescent |  | Standard A Lamp | 2 | 60 | Bathroom | 209682 | Bathroom | 0.04008%
20968 | 2 | 3 |  | Manual | 1 | Wall Mount | Compact Fluorescent |  | Twist | 2 | 13 | Bathroom | 209682 | Bathroom | 0.04008%
20968 | 3 | 1 |  | Manual | 1 | Chandelier (Hanging) | Compact Fluorescent |  | Twist | 2 | 13 | Bedroom | 209683 | Bedroom | 0.04008%
20968 | 4 | 1 |  | Manual | 1 | Ceiling Fixture | Incandescent |  | Standard A Lamp | 1 | 60 | Bedroom | 209684 | Bedroom | 0.04008%
20968 | 5 | 1 |  | Manual | 3 | Recessed Can | Incandescent |  | Reflector | 1 | 65 | Other | 209685 | Other | 0.04008%
20968 | 6 | 1 |  | Manual | 2 | Ceiling Fixture | Linear Fluorescent | 48 | T-8 | 4 | 32 | Garage | 209686 | Garage | 0.04008%
20968 | 6 | 2 |  | Manual | 1 | Ceiling Fixture | Incandescent |  | Standard A Lamp | 1 | 60 | Garage | 209686 | Garage | 0.04008%
20968 | 6 | 3 |  | Manual | 1 | Ceiling Fixture | Linear Fluorescent | 48 | T-12 | 2 | 40 | Garage | 209686 | Garage | 0.04008%
20968 | 6 | 4 |  | Manual | 1 | Garage door opener | Incandescent |  | Standard A Lamp | 1 | 60 | Garage | 209686 | Garage | 0.04008%
20968 | 7 | 1 |  | Manual | 3 | Recessed Can | Incandescent |  | Reflector | 1 | 65 | Hall | 209687 | Hall | 0.04008%
20968 | 8 | 1 |  | Manual | 5 | Recessed Can | Incandescent |  | Reflector | 1 | 65 | Kitchen | 209688 | Kitchen | 0.04008%
20968 | 8 | 2 |  | Manual | 3 | Recessed Can | Compact Fluorescent |  | Reflector | 1 | 15 | Kitchen | 209688 | Kitchen | 0.04008%
20968 | 9 | 1 |  | Manual | 2 | Floor lamp | Incandescent |  | Standard A Lamp | 1 | 60 | Laundry Room | 209689 | Laundry Room | 0.04008%
20968 | 9 | 2 |  | Manual | 1 | Ceiling Fixture | Incandescent |  | Standard A Lamp | 1 | 60 | Laundry Room | 209689 | Laundry Room | 0.04008%
20968 | 10 | 1 |  | Dimmer | 1 | Chandelier (Hanging) | Incandescent |  | Standard A Lamp | 3 | 60 | Living Room | 2096810 | Living Room | 0.04008%
20968 | 11 | 1 |  | Manual | 1 | Chandelier (Hanging) | Incandescent |  | Standard A Lamp | 3 | 60 | Master Bedroom | 2096811 | Master Bedroom | 0.04008%
20968 | 11 | 2 |  | Manual | 2 | Floor lamp | Compact Fluorescent |  | Twist | 1 | 13 | Master Bedroom | 2096811 | Master Bedroom | 0.04008%
20968 | 12 | 1 |  | Manual | 1 | Ceiling Fixture | Incandescent |  | Standard A Lamp | 1 | 60 | Other | 2096812 | Other | 0.04008%
20968 | 13 | 1 |  | Manual | 6 | Ceiling Fixture | Incandescent |  | Standard A Lamp | 1 | 60 | Garage | 2096813 | Garage | 0.04008%
20970 | 1 | 1 |  | Manual | 1 | Ceiling Fixture | Compact Fluorescent |  | Twist | 1 | 22 | Bedroom | 209701 | Bedroom | 0.05169%
20970 | 2 | 1 |  | Manual | 1 | Ceiling Fixture | Incandescent |  | Standard A Lamp | 1 | 60 | Bedroom | 209702 | Bedroom | 0.05169%
20970 | 3 | 1 |  | Manual | 1 | Floor lamp | Compact Fluorescent |  | Twist | 2 | 28 | Dining Room | 209703 | Dining Room | 0.05169%
20970 | 4 | 1 |  | Manual | 2 | Ceiling Fixture | Compact Fluorescent |  | A shape bulb | 1 | 22 | Garage | 209704 | Garage | 0.05169%
20970 | 4 | 2 |  | Manual | 1 | Low bay | Linear Fluorescent | 48 | T-8 | 2 | 32 | Garage | 209704 | Garage | 0.05169%
20970 | 5 | 1 |  | Manual | 2 | Ceiling Fixture | Compact Fluorescent |  | Twist | 1 | 22 | Hall | 209705 | Hall | 0.05169%
20970 | 6 | 1 |  | Manual | 5 | Recessed Can | Incandescent |  | Reflector | 1 | 65 | Kitchen | 209706 | Kitchen | 0.05169%
20970 | 6 | 2 |  | Dimmer | 1 | Track | Halogen |  | PAR | 1 | 30 | Kitchen | 209706 | Kitchen | 0.05169%
20970 | 7 | 1 |  | Dimmer | 1 | Chandelier (Hanging) | Incandescent |  | Decorative | 6 | 40 | Living Room | 209707 | Living Room | 0.05169%
20970 | 8 | 1 |  | Manual | 1 | Ceiling Fixture | Incandescent |  | Standard A Lamp | 1 | 60 | Bathroom | 209708 | Bathroom | 0.05169%
20970 | 9 | 1 |  | Manual | 1 | Chandelier (Hanging) | Compact Fluorescent |  | Twist | 2 | 15 | Master Bedroom | 209709 | Master Bedroom | 0.05169%
20970 | 9 | 2 |  | Manual | 2 | Table | Compact Fluorescent |  | Twist | 1 | 15 | Master Bedroom | 209709 | Master Bedroom | 0.05169%
20970 | 10 | 1 |  | Manual | 1 | Chandelier (Hanging) | Compact Fluorescent |  | Twist | 2 | 15 | Bedroom | 2097010 | Bedroom | 0.05169%
20970 | 10 | 2 |  | Manual | 1 | Table | Compact Fluorescent |  | Twist | 1 | 22 | Bedroom | 2097010 | Bedroom | 0.05169%
20970 | 11 | 1 |  | Manual | 1 | Table | Compact Fluorescent |  | Twist | 1 | 22 | Laundry Room | 2097011 | Laundry Room | 0.05169%
20970 | 12 | 1 |  | Manual | 2 | Wall Mount | Incandescent |  | Globe | 6 | 40 | Closet | 2097012 | Closet | 0.05169%
20974 | 1 | 1 |  | Manual | 1 | Wall Mount | Incandescent |  | Globe | 3 | 40 | Bathroom | 209741 | Bathroom | 0.09408%
20974 | 1 | 2 |  | Manual | 1 | Ceiling Fixture | Compact Fluorescent |  | Twist | 2 | 15 | Bathroom | 209741 | Bathroom | 0.09408%
20974 | 2 | 1 |  | Manual | 1 | Ceiling Fixture | Compact Fluorescent |  | Twist | 2 | 15 | Master Bedroom | 209742 | Master Bedroom | 0.09408%
20974 | 2 | 2 |  | Manual | 2 | Table | Incandescent |  | Decorative | 1 | 150 | Master Bedroom | 209742 | Master Bedroom | 0.09408%
20974 | 2 | 3 |  | Manual | 1 | Floor lamp | Incandescent |  | Standard A Lamp | 3 | 100 | Master Bedroom | 209742 | Master Bedroom | 0.09408%
20974 | 2 | 4 |  | Manual | 1 | Table | Incandescent |  | Decorative | 3 | 40 | Master Bedroom | 209742 | Master Bedroom | 0.09408%
20974 | 2 | 5 |  | Manual | 1 | Table | Incandescent |  | Standard A Lamp | 1 | 100 | Master Bedroom | 209742 | Master Bedroom | 0.09408%
20974 | 3 | 1 |  | Manual | 1 | Ceiling Fixture | Compact Fluorescent |  | Twist | 2 | 15 | Bedroom | 209743 | Bedroom | 0.09408%
20974 | 3 | 2 |  | Manual | 2 | Table | Incandescent |  | Standard A Lamp | 1 | 40 | Bedroom | 209743 | Bedroom | 0.09408%
20974 | 3 | 3 |  | Manual | 1 | Table | Compact Fluorescent |  | Twist | 1 | 15 | Bedroom | 209743 | Bedroom | 0.09408%
20974 | 4 | 1 |  | Manual | 2 | Ceiling Fixture | Compact Fluorescent |  | Twist | 1 | 22 | Garage | 209744 | Garage | 0.09408%
20974 | 4 | 2 |  | Manual | 1 | Ceiling Fixture | Linear Fluorescent | 48 | T-8 | 2 | 32 | Garage | 209744 | Garage | 0.09408%
20974 | 4 | 3 |  | Manual | 1 | Garage door opener | Incandescent |  | Standard A Lamp | 1 | 100 | Garage | 209744 | Garage | 0.09408%
20974 | 5 | 1 |  | Manual | 2 | Ceiling Fixture | Compact Fluorescent |  | Twist | 2 | 15 | Hall | 209745 | Hall | 0.09408%
20974 | 5 | 2 |  | Photo | 2 | Wall Mount | Incandescent |  | Mini base | 1 | 25 | Hall | 209745 | Hall | 0.09408%
20974 | 6 | 1 |  | Manual | 4 | Ceiling Fixture | Compact Fluorescent |  | Twist | 2 | 15 | Kitchen | 209746 | Kitchen | 0.09408%
20974 | 6 | 2 |  | Manual | 1 | Ceiling Fixture | Incandescent |  | Standard A Lamp | 1 | 100 | Kitchen | 209746 | Kitchen | 0.09408%
20974 | 6 | 3 |  | Manual | 6 | Other | Incandescent |  | Reflector | 2 | 25 | Kitchen | 209746 | Kitchen | 0.09408%
20974 | 6 | 4 |  | Motion | 1 | Wall Mount | Incandescent |  | Mini base | 1 | 25 | Kitchen | 209746 | Kitchen | 0.09408%
20974 | 7 | 1 |  | Manual | 1 | Ceiling Fixture | Compact Fluorescent |  | Twist | 2 | 15 | Laundry Room | 209747 | Laundry Room | 0.09408%
20974 | 8 | 1 |  | Manual | 1 | Ceiling Fixture | Compact Fluorescent |  | Twist | 2 | 15 | Living Room | 209748 | Living Room | 0.09408%
20974 | 8 | 2 |  | Manual | 2 | Table | Incandescent |  | Standard A Lamp | 1 | 100 | Living Room | 209748 | Living Room | 0.09408%
20974 | 8 | 3 |  | Dimmer | 2 | Torchiere | Incandescent |  | Standard A Lamp | 1 | 100 | Living Room | 209748 | Living Room | 0.09408%
20974 | 9 | 1 |  | Manual | 1 | Wall Mount | Incandescent |  | Globe | 3 | 40 | Bathroom | 209749 | Bathroom | 0.09408%
20974 | 10 | 1 |  | Manual | 2 | Ceiling Fixture | Compact Fluorescent |  | Twist | 2 | 15 | Other | 2097410 | Other | 0.09408%
20974 | 11 | 1 |  | Manual | 1 | Ceiling Fixture | Compact Fluorescent |  | Twist | 2 | 22 | Other | 2097411 | Other | 0.09408%
20974 | 12 | 1 |  | Manual | 2 | Ceiling Fixture | Linear Fluorescent | 48 | T-8 | 2 | 32 | Office | 2097412 | Office | 0.09408%
20974 | 12 | 2 |  | Manual | 2 | Table | Incandescent |  | Standard A Lamp | 1 | 40 | Office | 2097412 | Office | 0.09408%
20974 | 13 | 1 |  | Manual | 2 | Ceiling Fixture | Linear Fluorescent | 48 | T-8 | 2 | 32 | Other | 2097413 | Other | 0.09408%
20976 | 1 | 1 |  | Manual | 1 | Wall Mount | Incandescent |  | Standard A Lamp | 2 | 65 | Bathroom | 209761 | Bathroom | 0.02963%
20976 | 2 | 1 |  | Manual | 1 | Ceiling Fixture | Incandescent |  | Standard A Lamp | 2 | 65 | Bedroom | 209762 | Bedroom | 0.02963%
20976 | 3 | 1 |  | Manual | 1 | Ceiling Fixture | Incandescent |  | Standard A Lamp | 1 | 65 | Bedroom | 209763 | Bedroom | 0.02963%
20976 | 4 | 1 |  | Manual | 2 | Ceiling Fixture | Incandescent |  | Standard A Lamp | 1 | 65 | Bedroom | 209764 | Bedroom | 0.02963%
20976 | 5 | 1 |  | Manual | 1 | Chandelier (Hanging) | Incandescent |  | Standard A Lamp | 5 | 65 | Dining Room | 209765 | Dining Room | 0.02963%
20976 | 6 | 1 |  | Manual | 2 | Ceiling Fixture | Linear Fluorescent | 48 | T-12 | 4 | 40 | Hall | 209766 | Hall | 0.02963%
20976 | 7 | 1 |  | Manual | 1 | Ceiling Fixture | Incandescent |  | Standard A Lamp | 1 | 60 | Laundry Room | 209767 | Laundry Room | 0.02963%
20976 | 8 | 1 |  | Manual | 2 | Table | Compact Fluorescent |  | Twist | 1 | 22 | Living Room | 209768 | Living Room | 0.02963%
20976 | 8 | 2 |  | Manual | 1 | Floor lamp | Incandescent |  | Standard A Lamp | 1 | 75 | Living Room | 209768 | Living Room | 0.02963%
20976 | 9 | 1 |  | Manual | 1 | Ceiling Fixture | Incandescent |  | Standard A Lamp | 1 | 60 | Closet | 209769 | Closet | 0.02963%
20976 | 10 | 1 |  | Manual | 6 | Ceiling Fixture | Linear Fluorescent | 48 | T-12 | 4 | 40 | Garage | 2097610 | Garage | 0.02963%
20995 | 1 | 1 |  | Manual | 2 | Wall Mount | Incandescent |  | Standard A Lamp | 2 | 60 | Bathroom | 209951 | Bathroom | 0.05296%
20995 | 2 | 1 |  | Manual | 1 | Ceiling Fixture | Incandescent |  | Standard A Lamp | 1 | 60 | Bedroom | 209952 | Bedroom | 0.05296%
20995 | 2 | 2 |  | Manual | 1 | Table | Incandescent |  | Standard A Lamp | 1 | 60 | Bedroom | 209952 | Bedroom | 0.05296%
20995 | 3 | 1 |  | Manual | 1 | Ceiling Fixture | Incandescent |  | Standard A Lamp | 1 | 60 | Bedroom | 209953 | Bedroom | 0.05296%
20995 | 3 | 2 |  | Manual | 1 | Floor lamp | Incandescent |  | Standard A Lamp | 1 | 60 | Bedroom | 209953 | Bedroom | 0.05296%
20995 | 4 | 1 |  | Manual | 1 | Ceiling Fixture | Incandescent |  | Standard A Lamp | 1 | 60 | Garage | 209954 | Garage | 0.05296%
20995 | 5 | 1 |  | Manual | 1 | Ceiling Fixture | Incandescent |  | Standard A Lamp | 2 | 60 | Kitchen | 209955 | Kitchen | 0.05296%
20995 | 6 | 1 |  | Manual | 1 | Ceiling Fixture | Incandescent |  | Standard A Lamp | 1 | 60 | Laundry Room | 209956 | Laundry Room | 0.05296%
20995 | 7 | 1 |  | Manual | 3 | Table | Incandescent |  | Standard A Lamp | 1 | 60 | Living Room | 209957 | Living Room | 0.05296%
20998 | 1 | 1 |  | Manual | 1 | Ceiling Fixture | Halogen |  | Other | 2 | 60 | Bathroom | 209981 | Bathroom | 0.09408%
20998 | 2 | 1 |  | Manual | 1 | Ceiling Fixture | Compact Fluorescent |  | Pin base | 1 | 27 | Bathroom | 209982 | Bathroom | 0.09408%
20998 | 2 | 2 |  | Manual | 1 | Wall Mount | Incandescent |  | Standard A Lamp | 4 | 80 | Bathroom | 209982 | Bathroom | 0.09408%
20998 | 3 | 1 |  | Manual | 1 | Ceiling Fan | Incandescent |  | Decorative | 3 | 60 | Bedroom | 209983 | Bedroom | 0.09408%
20998 | 4 | 1 |  | Manual | 1 | Ceiling Fan | Incandescent |  | Decorative | 3 | 60 | Bedroom | 209984 | Bedroom | 0.09408%
20998 | 5 | 1 |  | Manual | 1 | Ceiling Fan | Incandescent |  | Decorative | 3 | 60 | Bedroom | 209985 | Bedroom | 0.09408%
20998 | 6 | 1 |  | Manual | 1 | Wall Mount | Linear Fluorescent | 12 | T-8 | 1 | 15 | Closet | 209986 | Closet | 0.09408%
20998 | 7 | 1 |  | Manual | 1 | Chandelier (Hanging) | Compact Fluorescent |  | Globe | 3 | 11 | Dining Room | 209987 | Dining Room | 0.09408%
20998 | 8 | 1 |  | Manual | 1 | Chandelier (Hanging) | Incandescent |  | Standard A Lamp | 2 | 100 | Hall | 209988 | Hall | 0.09408%
20998 | 9 | 1 |  | Manual | 2 | Chandelier (Hanging) | Incandescent |  | Clear | 3 | 60 | Family Room | 209989 | Family Room | 0.09408%
20998 | 9 | 2 |  | Manual | 1 | Table | Incandescent |  | Other | 1 | 40 | Family Room | 209989 | Family Room | 0.09408%
20998 | 9 | 3 |  | Manual | 1 | Table | Incandescent |  | 3-Way Incandescent | 1 | 100 | Family Room | 209989 | Family Room | 0.09408%
20998 | 10 | 1 |  | Manual | 4 | Ceiling Fixture | Incandescent |  | Standard A Lamp | 1 | 60 | Garage | 2099810 | Garage | 0.09408%
20998 | 11 | 1 |  | Manual | 2 | Ceiling Fixture | Incandescent |  | Standard A Lamp | 2 | 75 | Hall | 2099811 | Hall | 0.09408%
20998 | 12 | 1 |  | Manual | 1 | Ceiling Fixture | Incandescent |  | Standard A Lamp | 2 | 60 | Hall | 2099812 | Hall | 0.09408%
20998 | 13 | 1 |  | Manual | 9 | Recessed Can | Incandescent |  | Reflector | 1 | 65 | Kitchen | 2099813 | Kitchen | 0.09408%
20998 | 13 | 2 |  | Manual | 1 | Recessed Can | Compact Fluorescent |  | Straight Tube | 1 | 11 | Kitchen | 2099813 | Kitchen | 0.09408%
20998 | 13 | 3 |  | Manual | 11 | Architectural | Halogen |  | Other | 1 | 20 | Kitchen | 2099813 | Kitchen | 0.09408%
20998 | 14 | 1 |  | Manual | 1 | Ceiling Fixture | Compact Fluorescent |  | Twist | 2 | 19 | Laundry Room | 2099814 | Laundry Room | 0.09408%
20998 | 14 | 2 |  | Manual | 1 | Ceiling Fixture | Compact Fluorescent |  | Twist | 1 | 23 | Laundry Room | 2099814 | Laundry Room | 0.09408%
20998 | 15 | 1 |  | Dimmer | 6 | Recessed Can | Incandescent |  | Reflector | 1 | 65 | Living Room | 2099815 | Living Room | 0.09408%
20998 | 15 | 2 |  | Manual | 1 | Floor lamp | Incandescent |  | Standard A Lamp | 1 | 60 | Living Room | 2099815 | Living Room | 0.09408%
20998 | 15 | 3 |  | Manual | 1 | Table | Incandescent |  | Clear | 1 | 100 | Living Room | 2099815 | Living Room | 0.09408%
20998 | 16 | 1 |  | Manual | 1 | Ceiling Fixture | Incandescent |  | Standard A Lamp | 2 | 100 | Bathroom | 2099816 | Bathroom | 0.09408%
20998 | 16 | 2 |  | Manual | 1 | Wall Mount | Incandescent |  | Standard A Lamp | 3 | 100 | Bathroom | 2099816 | Bathroom | 0.09408%
20998 | 17 | 1 |  | Manual | 1 | Ceiling Fan | Incandescent |  | Decorative | 4 | 60 | Master Bedroom | 2099817 | Master Bedroom | 0.09408%
20998 | 17 | 2 |  | Dimmer | 1 | Architectural | Incandescent |  | Mini base | 3 | 40 | Master Bedroom | 2099817 | Master Bedroom | 0.09408%
20998 | 18 | 1 |  | Manual | 4 | Ceiling Fixture | Linear Fluorescent | 48 | T-8 | 4 | 32 | Office | 2099818 | Office | 0.09408%
21002 | 1 | 1 |  | Manual | 5 | Ceiling Fixture | Compact Fluorescent |  | Twist | 1 | 28 | Other | 210021 | Other | 0.02845%
21002 | 1 | 2 |  | Manual | 4 | Ceiling Fixture | Compact Fluorescent |  | Circline (Screw Base) | 1 | 28 | Other | 210021 | Other | 0.02845%
21002 | 1 | 3 |  | Manual | 1 | Ceiling Fixture | Incandescent |  | Standard A Lamp | 1 | 65 | Other | 210021 | Other | 0.02845%
21002 | 1 | 4 |  | Manual | 4 | Ceiling Fixture | Incandescent |  | Standard A Lamp | 1 | 100 | Other | 210021 | Other | 0.02845%
21002 | 1 | 5 |  | Manual | 5 | Table | Incandescent |  | Standard A Lamp | 1 | 65 | Other | 210021 | Other | 0.02845%
21002 | 2 | 1 |  | Manual | 1 | Ceiling Fixture | Incandescent |  | Reflector | 1 | 60 | Bathroom | 210022 | Bathroom | 0.02845%
21002 | 3 | 1 |  | Manual | 2 | Table | Incandescent |  | Standard A Lamp | 1 | 65 | Bedroom | 210023 | Bedroom | 0.02845%
21002 | 3 | 2 |  | Manual | 1 | Ceiling Fan | Incandescent |  | Standard A Lamp | 1 | 75 | Bedroom | 210023 | Bedroom | 0.02845%
21002 | 4 | 1 |  | Manual | 1 | Ceiling Fixture | Compact Fluorescent |  | Twist | 1 | 28 | Bedroom | 210024 | Bedroom | 0.02845%
21002 | 5 | 1 |  | Manual | 1 | Ceiling Fixture | Incandescent |  | Standard A Lamp | 4 | 60 | Dining Room | 210025 | Dining Room | 0.02845%
21002 | 6 | 1 |  | Manual | 2 | Ceiling Fixture | Incandescent |  | Reflector | 1 | 65 | Other | 210026 | Other | 0.02845%
21002 | 7 | 1 |  | Manual | 2 | Floor lamp | Compact Fluorescent |  | Twist | 5 | 22 | Family Room | 210027 | Family Room | 0.02845%
21002 | 7 | 2 |  | Manual | 1 | Floor lamp | Incandescent |  | Globe | 3 | 100 | Family Room | 210027 | Family Room | 0.02845%
21002 | 7 | 3 |  | Manual | 1 | Ceiling Fixture | Incandescent |  | Standard A Lamp | 1 | 100 | Family Room | 210027 | Family Room | 0.02845%
21002 | 8 | 1 |  | Manual | 12 | Ceiling Fixture | Linear Fluorescent | 48 | T-4 | 2 | 40 | Garage | 210028 | Garage | 0.02845%
21002 | 9 | 1 |  | Manual | 3 | Ceiling Fixture | Incandescent |  | Standard A Lamp | 1 | 75 | Kitchen | 210029 | Kitchen | 0.02845%
21003 | 1 | 1 |  | Manual | 1 | Ceiling Fixture | Incandescent |  | Standard A Lamp | 3 | 60 | Bedroom | 210031 | Bedroom | 0.05169%
21003 | 1 | 2 |  | Manual | 1 | Table | Incandescent |  | 3-Way Incandescent | 1 | 70 | Bedroom | 210031 | Bedroom | 0.05169%
21003 | 2 | 1 |  | Manual | 1 | Ceiling Fixture | Incandescent |  | Decorative | 3 | 40 | Bedroom | 210032 | Bedroom | 0.05169%
21003 | 3 | 1 |  | Dimmer | 1 | Chandelier (Hanging) | Incandescent |  | Standard A Lamp | 5 | 60 | Dining Room | 210033 | Dining Room | 0.05169%
21003 | 4 | 1 |  | Manual | 1 | Ceiling Fixture | Incandescent |  | Standard A Lamp | 1 | 60 | Closet | 210034 | Closet | 0.05169%
21003 | 5 | 1 |  | Manual | 1 | Wall Mount | Incandescent |  | Standard A Lamp | 1 | 60 | Closet | 210035 | Closet | 0.05169%
21003 | 6 | 1 |  | Manual | 1 | Ceiling Fixture | Incandescent |  | Standard A Lamp | 1 | 60 | Bedroom | 210036 | Bedroom | 0.05169%
21003 | 7 | 1 |  | Manual | 1 | Chandelier (Hanging) | Incandescent |  | Standard A Lamp | 6 | 60 | Dining Room | 210037 | Dining Room | 0.05169%
21003 | 8 | 1 |  | Manual | 1 | Wall Mount | Incandescent |  | Standard A Lamp | 3 | 60 | Bathroom | 210038 | Bathroom | 0.05169%
21003 | 9 | 1 |  | Manual | 1 | Table | Incandescent |  | Standard A Lamp | 1 | 60 | Office | 210039 | Office | 0.05169%
21003 | 9 | 2 |  | Manual | 1 | Ceiling Fixture | Compact Fluorescent |  | Twist | 2 | 15 | Office | 210039 | Office | 0.05169%
21003 | 10 | 1 |  | Manual | 1 | Ceiling Fixture | Incandescent |  | Decorative | 3 | 40 | Family Room | 2100310 | Family Room | 0.05169%
21003 | 11 | 1 |  | Manual | 1 | Chandelier (Hanging) | Incandescent |  | Standard A Lamp | 3 | 60 | Hall | 2100311 | Hall | 0.05169%
21003 | 12 | 1 |  | Manual | 3 | Ceiling Fixture | Incandescent |  | Standard A Lamp | 1 | 60 | Garage | 2100312 | Garage | 0.05169%
21003 | 12 | 2 |  | Manual | 2 | Garage door opener | Incandescent |  | Standard A Lamp | 1 | 60 | Garage | 2100312 | Garage | 0.05169%
21003 | 13 | 1 |  | Manual | 1 | Recessed Can | Compact Fluorescent |  | Reflector | 1 | 23 | Hall | 2100313 | Hall | 0.05169%
21003 | 13 | 2 |  | Manual | 3 | Recessed Can | Incandescent |  | Reflector | 1 | 65 | Hall | 2100313 | Hall | 0.05169%
21003 | 14 | 1 |  | Manual | 5 | Recessed Can | Incandescent |  | Reflector | 1 | 65 | Kitchen | 2100314 | Kitchen | 0.05169%
21003 | 14 | 2 |  | Manual | 4 | Recessed Can | Compact Fluorescent |  | Reflector | 1 | 15 | Kitchen | 2100314 | Kitchen | 0.05169%
21003 | 15 | 1 |  | Manual | 1 | Ceiling Fixture | Incandescent |  | Standard A Lamp | 2 | 60 | Laundry Room | 2100315 | Laundry Room | 0.05169%
21003 | 16 | 1 |  | Manual | 1 | Ceiling Fan | Incandescent |  | Standard A Lamp | 3 | 60 | Living Room | 2100316 | Living Room | 0.05169%
21003 | 16 | 2 |  | Manual | 1 | Table | Incandescent |  | Clear | 1 | 60 | Living Room | 2100316 | Living Room | 0.05169%
21003 | 16 | 3 |  | Manual | 1 | Table | Compact Fluorescent |  | Twist | 2 | 13 | Living Room | 2100316 | Living Room | 0.05169%
21003 | 17 | 1 |  | Manual | 1 | Wall Mount | Incandescent |  | Mini base | 3 | 40 | Bathroom | 2100317 | Bathroom | 0.05169%
21003 | 17 | 2 |  | Manual | 1 | Recessed Can | Halogen |  | PAR | 1 | 90 | Bathroom | 2100317 | Bathroom | 0.05169%
21003 | 18 | 1 |  | Manual | 1 | Ceiling Fixture | Compact Fluorescent |  | Twist | 2 | 15 | Master Bedroom | 2100318 | Master Bedroom | 0.05169%
21003 | 18 | 2 |  | Manual | 2 | Table | Compact Fluorescent |  | Twist | 1 | 15 | Master Bedroom | 2100318 | Master Bedroom | 0.05169%
21003 | 19 | 1 |  | Manual | 1 | Ceiling Fixture | Incandescent |  | Standard A Lamp | 1 | 60 | Closet | 2100319 | Closet | 0.05169%
21003 | 20 | 1 |  | Manual | 1 | Ceiling Fixture | Incandescent |  | Standard A Lamp | 1 | 60 | Closet | 2100320 | Closet | 0.05169%
21003 | 21 | 1 |  | Manual | 1 | Wall Mount | Incandescent |  | Standard A Lamp | 2 | 60 | Bathroom | 2100321 | Bathroom | 0.05169%
21003 | 21 | 2 |  | Manual | 1 | Wall Mount | Compact Fluorescent |  | Twist | 2 | 15 | Bathroom | 2100321 | Bathroom | 0.05169%
21003 | 22 | 1 |  | Manual | 2 | Recessed Can | Compact Fluorescent |  | Reflector | 1 | 23 | Hall | 2100322 | Hall | 0.05169%
21003 | 23 | 1 | not able to access lamp wattage of 50 was entered by applying average wattage based on lamp type selected per ecotopes instructions. | Manual | 1 | Ceiling Fixture | Halogen |  | MR | 3 | 50 | Hall | 2100323 | Hall | 0.05169%
21003 | 24 | 1 |  | Manual | 1 | Ceiling Fixture | Incandescent |  | Standard A Lamp | 2 | 60 | Bathroom | 2100324 | Bathroom | 0.05169%
21006 | 1 | 1 |  | Manual | 1 | Ceiling Fan | Compact Fluorescent |  | Twist | 2 | 15 | Living Room | 210061 | Living Room | 0.02963%
21006 | 1 | 2 |  | Manual | 5 | Recessed Can | Incandescent |  | Reflector | 1 | 60 | Living Room | 210061 | Living Room | 0.02963%
21006 | 1 | 3 |  | Manual | 1 | Table | Compact Fluorescent |  | Twist | 1 | 15 | Living Room | 210061 | Living Room | 0.02963%
21006 | 2 | 1 |  | Manual | 1 | Wall Mount | Compact Fluorescent |  | Twist | 1 | 15 | Bathroom | 210062 | Bathroom | 0.02963%
21006 | 3 | 1 |  | Manual | 1 | Ceiling Fan | Compact Fluorescent |  | Twist | 2 | 15 | Bedroom | 210063 | Bedroom | 0.02963%
21006 | 3 | 2 |  | Manual | 3 | Table | Compact Fluorescent |  | Twist | 1 | 15 | Bedroom | 210063 | Bedroom | 0.02963%
21006 | 3 | 3 |  | Manual | 2 | Table | Incandescent |  | Standard A Lamp | 1 | 100 | Bedroom | 210063 | Bedroom | 0.02963%
21006 | 4 | 1 |  | Manual | 1 | Ceiling Fixture | Linear Fluorescent | 48 | T-8 | 2 | 32 | Closet | 210064 | Closet | 0.02963%
21006 | 5 | 1 |  | Manual | 2 | Wall Mount | Linear Fluorescent | 21 | T-5 | 1 | 8 | Closet | 210065 | Closet | 0.02963%
21006 | 6 | 1 |  | Manual | 1 | Chandelier (Hanging) | Incandescent |  | Standard A Lamp | 2 | 60 | Family Room | 210066 | Family Room | 0.02963%
21006 | 6 | 2 |  | Manual | 1 | Ceiling Fan | Compact Fluorescent |  | Twist | 3 | 15 | Family Room | 210066 | Family Room | 0.02963%
21006 | 6 | 3 |  | Manual | 3 | Table | Compact Fluorescent |  | Twist | 1 | 15 | Family Room | 210066 | Family Room | 0.02963%
21006 | 6 | 4 |  | Manual | 1 | Table | Compact Fluorescent |  | Straight Tube | 1 | 28 | Family Room | 210066 | Family Room | 0.02963%
21006 | 6 | 5 |  | Manual | 1 | Torchiere | Incandescent |  | 3-Way Incandescent | 1 | 100 | Family Room | 210066 | Family Room | 0.02963%
21006 | 7 | 1 |  | Manual | 1 | Ceiling Fixture | Linear Fluorescent | 48 | T-8 | 2 | 32 | Laundry Room | 210067 | Laundry Room | 0.02963%
21006 | 8 | 1 |  | Manual | 6 | Ceiling Fixture | Linear Fluorescent | 48 | T-12 | 2 | 40 | Garage | 210068 | Garage | 0.02963%
21006 | 9 | 1 |  | Manual | 5 | Recessed Can | Incandescent |  | Reflector | 1 | 60 | Kitchen | 210069 | Kitchen | 0.02963%
21006 | 9 | 2 |  | Manual | 1 | Ceiling Fixture | Halogen |  | MR | 3 | 50 | Kitchen | 210069 | Kitchen | 0.02963%
21006 | 10 | 1 |  | Manual | 1 | Chandelier (Hanging) | Incandescent |  | Standard A Lamp | 5 | 60 | Dining Room | 2100610 | Dining Room | 0.02963%
21006 | 11 | 1 |  | Manual | 1 | Ceiling Fixture | Incandescent |  | Standard A Lamp | 1 | 40 | Hall | 2100611 | Hall | 0.02963%
21006 | 12 | 1 |  | Manual | 1 | Wall Mount | Compact Fluorescent |  | Twist | 4 | 15 | Bathroom | 2100612 | Bathroom | 0.02963%
21006 | 13 | 1 |  | Manual | 1 | Ceiling Fixture | Incandescent |  | Standard A Lamp | 1 | 40 | Closet | 2100613 | Closet | 0.02963%
21006 | 14 | 1 |  | Manual | 1 | Ceiling Fan | Incandescent |  | Standard A Lamp | 1 | 60 | Bedroom | 2100614 | Bedroom | 0.02963%
21006 | 14 | 2 |  | Manual | 3 | Table | Incandescent |  | Standard A Lamp | 1 | 60 | Bedroom | 2100614 | Bedroom | 0.02963%
21006 | 15 | 1 |  | Manual | 1 | Ceiling Fan | Compact Fluorescent |  | Twist | 1 | 15 | Bedroom | 2100615 | Bedroom | 0.02963%
21006 | 15 | 2 |  | Manual | 1 | Floor lamp | Incandescent |  | Standard A Lamp | 1 | 100 | Bedroom | 2100615 | Bedroom | 0.02963%
21006 | 16 | 1 |  | Manual | 1 | Chandelier (Hanging) | Incandescent |  | Standard A Lamp | 1 | 60 | Hall | 2100616 | Hall | 0.02963%
21006 | 16 | 2 |  | Manual | 1 | Chandelier (Hanging) | Incandescent |  | Standard A Lamp | 5 | 60 | Hall | 2100616 | Hall | 0.02963%
21012 | 1 | 1 |  | Dimmer | 1 | Wall Mount | Incandescent |  | Globe | 4 | 40 | Bathroom | 210121 | Bathroom | 0.09408%
21012 | 2 | 1 |  | Manual | 1 | Wall Mount | Other |  | LED Interior | 3 | 12 | Bathroom | 210122 | Bathroom | 0.09408%
21012 | 2 | 2 |  | Manual | 1 | Recessed Can | Other |  | LED Interior | 1 | 12 | Bathroom | 210122 | Bathroom | 0.09408%
21012 | 2 | 3 |  | Manual | 2 | Recessed Can | Incandescent |  | Reflector | 1 | 65 | Bathroom | 210122 | Bathroom | 0.09408%
21012 | 3 | 1 |  | Manual | 1 | Ceiling Fan | Compact Fluorescent |  | Twist | 4 | 15 | Bedroom | 210123 | Bedroom | 0.09408%
21012 | 3 | 2 |  | Manual | 1 | Table | Compact Fluorescent |  | Twist | 1 | 15 | Bedroom | 210123 | Bedroom | 0.09408%
21012 | 3 | 3 |  | Manual | 1 | Table | Incandescent |  | Standard A Lamp | 1 | 60 | Bedroom | 210123 | Bedroom | 0.09408%
21012 | 4 | 1 |  | Manual | 1 | Ceiling Fixture | Incandescent |  | Standard A Lamp | 1 | 100 | Garage | 210124 | Garage | 0.09408%
21012 | 4 | 2 |  | Manual | 2 | Ceiling Fixture | Linear Fluorescent | 48 | T-12 | 2 | 40 | Garage | 210124 | Garage | 0.09408%
21012 | 4 | 3 |  | Manual | 1 | Garage door opener | Incandescent |  | Standard A Lamp | 1 | 100 | Garage | 210124 | Garage | 0.09408%
21012 | 5 | 1 |  | Manual | 1 | Ceiling Fixture | Incandescent |  | Mini base | 3 | 40 | Hall | 210125 | Hall | 0.09408%
21012 | 6 | 1 |  | Manual | 1 | Ceiling Fixture | Incandescent |  | Mini base | 3 | 40 | Kitchen | 210126 | Kitchen | 0.09408%
21012 | 6 | 2 |  | Manual | 1 | Ceiling Fixture | Compact Fluorescent |  | Twist | 2 | 15 | Kitchen | 210126 | Kitchen | 0.09408%
21012 | 7 | 1 |  | Manual | 2 | Table | Incandescent |  | Standard A Lamp | 1 | 75 | Living Room | 210127 | Living Room | 0.09408%
21012 | 7 | 2 |  | Manual | 1 | Ceiling Fan | Other |  | LED Interior | 4 | 12 | Living Room | 210127 | Living Room | 0.09408%
21012 | 8 | 1 |  | Manual | 13 | Recessed Can | Compact Fluorescent |  | Reflector | 1 | 15 | Bedroom | 210128 | Bedroom | 0.09408%
21012 | 8 | 2 |  | Manual | 2 | Wall Mount | Incandescent |  | Heat Lamp | 1 | 40 | Bedroom | 210128 | Bedroom | 0.09408%
21012 | 8 | 3 |  | Manual | 1 | Ceiling Fixture | Compact Fluorescent |  | Circline (Screw Base) | 1 | 22 | Bedroom | 210128 | Bedroom | 0.09408%
21012 | 9 | 1 |  | Manual | 4 | Recessed Can | Compact Fluorescent |  | Reflector | 1 | 15 | Laundry Room | 210129 | Laundry Room | 0.09408%
21012 | 9 | 2 |  | Manual | 1 | Wall Mount | Compact Fluorescent |  | Twist | 1 | 15 | Laundry Room | 210129 | Laundry Room | 0.09408%
21012 | 10 | 1 |  | Manual | 1 | Ceiling Fixture | Incandescent |  | Mini base | 3 | 40 | Bedroom | 2101210 | Bedroom | 0.09408%
21012 | 11 | 1 |  | Manual | 3 | Recessed Can | Compact Fluorescent |  | Reflector | 1 | 15 | Hall | 2101211 | Hall | 0.09408%
21016 | 1 | 1 |  | Manual | 1 | Ceiling Fixture | Compact Fluorescent |  | Twist | 1 | 22 | Bedroom | 210161 | Bedroom | 0.09408%
21016 | 2 | 1 |  | Manual | 5 | Ceiling Fixture | Compact Fluorescent |  | Twist | 1 | 22 | Living Room | 210162 | Living Room | 0.09408%
21016 | 2 | 2 |  | Manual | 1 | Table | Compact Fluorescent |  | Twist | 1 | 22 | Living Room | 210162 | Living Room | 0.09408%
21016 | 2 | 3 |  | Manual | 1 | Floor lamp | Incandescent |  | Standard A Lamp | 1 | 150 | Living Room | 210162 | Living Room | 0.09408%
21016 | 3 | 1 |  | Manual | 1 | Wall Mount | Incandescent |  | Globe | 8 | 60 | Bathroom | 210163 | Bathroom | 0.09408%
21016 | 4 | 1 |  | Dimmer | 1 | Wall Mount | Incandescent |  | Globe | 4 | 60 | Bathroom | 210164 | Bathroom | 0.09408%
21016 | 5 | 1 |  | Manual | 1 | Ceiling Fixture | Compact Fluorescent |  | Twist | 1 | 15 | Bedroom | 210165 | Bedroom | 0.09408%
21016 | 5 | 2 |  | Manual | 1 | Table | Incandescent |  | Standard A Lamp | 1 | 40 | Bedroom | 210165 | Bedroom | 0.09408%
21016 | 6 | 1 |  | Manual | 1 | Ceiling Fixture | Compact Fluorescent |  | Twist | 1 | 15 | Bedroom | 210166 | Bedroom | 0.09408%
21016 | 6 | 2 |  | Manual | 1 | Table | Incandescent |  | Standard A Lamp | 1 | 40 | Bedroom | 210166 | Bedroom | 0.09408%
21016 | 6 | 3 |  | Photo | 1 | Other | Other |  | LED Interior | 1 | 12 | Bedroom | 210166 | Bedroom | 0.09408%
21016 | 7 | 1 |  | Manual | 4 | Ceiling Fixture | Linear Fluorescent | 48 | T-12 | 2 | 32 | Garage | 210167 | Garage | 0.09408%
21016 | 7 | 2 |  | Manual | 2 | Ceiling Fixture | Linear Fluorescent | 96 | T-5 | 4 | 20 | Garage | 210167 | Garage | 0.09408%
21016 | 7 | 3 |  | Manual | 1 | Ceiling Fixture | Incandescent |  | Standard A Lamp | 1 | 100 | Garage | 210167 | Garage | 0.09408%
21016 | 7 | 4 |  | Manual | 1 | Garage door opener | Incandescent |  | Standard A Lamp | 1 | 60 | Garage | 210167 | Garage | 0.09408%
21016 | 8 | 1 |  | Manual | 2 | Ceiling Fixture | Compact Fluorescent |  | Twist | 1 | 15 | Hall | 210168 | Hall | 0.09408%
21016 | 9 | 1 |  | Dimmer | 1 | Ceiling Fixture | Compact Fluorescent |  | Twist | 6 | 15 | Kitchen | 210169 | Kitchen | 0.09408%
21016 | 9 | 2 |  | Manual | 4 | Recessed Can | Incandescent |  | Reflector | 1 | 75 | Kitchen | 210169 | Kitchen | 0.09408%
21016 | 9 | 3 |  | Manual | 4 | Recessed Can | Compact Fluorescent |  | Reflector | 1 | 15 | Kitchen | 210169 | Kitchen | 0.09408%
21016 | 10 | 1 |  | Manual | 1 | Ceiling Fixture | Compact Fluorescent |  | Twist | 2 | 22 | Laundry Room | 2101610 | Laundry Room | 0.09408%
21016 | 11 | 1 |  | Manual | 1 | Table | Incandescent |  | Standard A Lamp | 1 | 100 | Living Room | 2101611 | Living Room | 0.09408%
21016 | 11 | 2 |  | Manual | 1 | Ceiling Fan | Incandescent |  | Standard A Lamp | 1 | 60 | Living Room | 2101611 | Living Room | 0.09408%
21016 | 12 | 1 |  | Manual | 4 | Recessed Can | Incandescent |  | Reflector | 1 | 65 | Bedroom | 2101612 | Bedroom | 0.09408%
21016 | 12 | 2 |  | Manual | 1 | Table | Halogen |  | Quartz Tube | 1 | 100 | Bedroom | 2101612 | Bedroom | 0.09408%
21016 | 13 | 1 |  | Manual | 1 | Ceiling Fixture | Compact Fluorescent |  | Twist | 2 | 22 | Other | 2101613 | Other | 0.09408%
21016 | 13 | 2 |  | Photo | 2 | Other | Incandescent |  | Decorative | 1 | 25 | Other | 2101613 | Other | 0.09408%
21016 | 14 | 1 |  | Manual | 1 | Ceiling Fixture | Compact Fluorescent |  | Twist | 1 | 22 | Other | 2101614 | Other | 0.09408%
21016 | 14 | 2 |  | Manual | 1 | Ceiling Fixture | Compact Fluorescent |  | Twist | 1 | 15 | Other | 2101614 | Other | 0.09408%
21018 | 1 | 1 |  | Manual | 1 | Ceiling Fixture | Incandescent |  | Standard A Lamp | 2 | 40 | Bedroom | 210181 | Bedroom | 0.05296%
21018 | 2 | 1 |  | Manual | 1 | Ceiling Fixture | Incandescent |  | Standard A Lamp | 2 | 40 | Bedroom | 210182 | Bedroom | 0.05296%
21018 | 2 | 2 |  | Manual | 1 | Table | Incandescent |  | Standard A Lamp | 1 | 75 | Bedroom | 210182 | Bedroom | 0.05296%
21018 | 3 | 1 |  | Manual | 1 | Ceiling Fixture | Incandescent |  | Standard A Lamp | 2 | 60 | Bedroom | 210183 | Bedroom | 0.05296%
21018 | 3 | 2 |  | Manual | 1 | Table | Incandescent |  | Standard A Lamp | 1 | 60 | Bedroom | 210183 | Bedroom | 0.05296%
21018 | 4 | 1 |  | Manual | 1 | Wall Mount | Incandescent |  | Clear | 4 | 20 | Bathroom | 210184 | Bathroom | 0.05296%
21018 | 4 | 2 |  | Manual | 1 | Ceiling Fan | Incandescent |  | Standard A Lamp | 1 | 40 | Bathroom | 210184 | Bathroom | 0.05296%
21018 | 5 | 1 |  | Manual | 1 | Ceiling Fixture | Incandescent |  | Standard A Lamp | 3 | 60 | Family Room | 210185 | Family Room | 0.05296%
21018 | 5 | 2 |  | Manual | 1 | Ceiling Fixture | Incandescent |  | Standard A Lamp | 1 | 40 | Family Room | 210185 | Family Room | 0.05296%
21018 | 6 | 1 |  | Manual | 1 | Ceiling Fixture | Incandescent |  | Standard A Lamp | 1 | 40 | Hall | 210186 | Hall | 0.05296%
21018 | 7 | 1 |  | Manual | 4 | Ceiling Fixture | Linear Fluorescent | 48 | T-12 | 2 | 34 | Other | 210187 | Other | 0.05296%
21018 | 7 | 2 |  | Manual | 1 | Ceiling Fixture | Incandescent |  | Standard A Lamp | 1 | 40 | Other | 210187 | Other | 0.05296%
21018 | 8 | 1 |  | Manual | 1 | Chandelier (Hanging) | Incandescent |  | Clear | 4 | 40 | Kitchen | 210188 | Kitchen | 0.05296%
21018 | 8 | 2 |  | Manual | 1 | Ceiling Fixture | Incandescent |  | Standard A Lamp | 1 | 40 | Kitchen | 210188 | Kitchen | 0.05296%
21018 | 8 | 3 |  | Manual | 1 | Wall Mount | Incandescent |  | Standard A Lamp | 1 | 40 | Kitchen | 210188 | Kitchen | 0.05296%
21018 | 9 | 1 |  | Manual | 2 | Table | Incandescent |  | Standard A Lamp | 1 | 75 | Living Room | 210189 | Living Room | 0.05296%
21018 | 9 | 2 |  | Manual | 1 | Table | Compact Fluorescent |  | Twist | 1 | 22 | Living Room | 210189 | Living Room | 0.05296%
21018 | 10 | 1 |  | Manual | 1 | Ceiling Fixture | Incandescent |  | Standard A Lamp | 2 | 60 | Office | 2101810 | Office | 0.05296%
21018 | 11 | 1 |  | Manual | 1 | Ceiling Fixture | Incandescent |  | Standard A Lamp | 1 | 40 | Hall | 2101811 | Hall | 0.05296%
21018 | 12 | 1 |  | Manual | 1 | Ceiling Fan | Incandescent |  | Standard A Lamp | 1 | 40 | Bathroom | 2101812 | Bathroom | 0.05296%
21018 | 12 | 2 |  | Manual | 1 | Wall Mount | Incandescent |  | Decorative | 4 | 25 | Bathroom | 2101812 | Bathroom | 0.05296%
21018 | 13 | 1 |  | Manual | 1 | Ceiling Fixture | Incandescent |  | Standard A Lamp | 1 | 60 | Hall | 2101813 | Hall | 0.05296%
21021 | 1 | 1 |  | Manual | 1 | Ceiling Fixture | Incandescent |  | Standard A Lamp | 3 | 60 | Bedroom | 210211 | Bedroom | 0.2054%
21021 | 2 | 1 |  | Manual | 1 | Ceiling Fixture | Compact Fluorescent |  | Twist | 1 | 22 | Bathroom | 210212 | Bathroom | 0.2054%
21021 | 3 | 1 |  | Manual | 1 | Recessed - other | Linear Fluorescent | 36 | T-8 | 2 | 20 | Bathroom | 210213 | Bathroom | 0.2054%
21021 | 3 | 2 |  | Manual | 1 | Wall Mount | Incandescent |  | Globe | 3 | 40 | Bathroom | 210213 | Bathroom | 0.2054%
21021 | 4 | 1 |  | Manual | 1 | Ceiling Fan | Incandescent |  | Globe | 3 | 40 | Bedroom | 210214 | Bedroom | 0.2054%
21021 | 4 | 2 |  | Manual | 1 | Table | Incandescent |  | Standard A Lamp | 2 | 25 | Bedroom | 210214 | Bedroom | 0.2054%
21021 | 5 | 1 |  | Manual | 1 | Ceiling Fan | Incandescent |  | Decorative | 3 | 40 | Bedroom | 210215 | Bedroom | 0.2054%
21021 | 5 | 2 |  | Manual | 1 | Table | Compact Fluorescent |  | Twist | 1 | 22 | Bedroom | 210215 | Bedroom | 0.2054%
21021 | 5 | 3 |  | Manual | 1 | Table | Incandescent |  | Standard A Lamp | 1 | 60 | Bedroom | 210215 | Bedroom | 0.2054%
21021 | 6 | 1 |  | Manual | 1 | Floor lamp | Compact Fluorescent |  | Twist | 1 | 22 | Family Room | 210216 | Family Room | 0.2054%
21021 | 6 | 2 |  | Manual | 1 | Table | Incandescent |  | Standard A Lamp | 1 | 40 | Family Room | 210216 | Family Room | 0.2054%
21021 | 6 | 3 |  | Manual | 1 | Table | Incandescent |  | Standard A Lamp | 1 | 60 | Family Room | 210216 | Family Room | 0.2054%
21021 | 7 | 1 |  | Manual | 1 | Ceiling Fixture | Incandescent |  | Standard A Lamp | 1 | 60 | Garage | 210217 | Garage | 0.2054%
21021 | 7 | 2 |  | Manual | 1 | Garage door opener | Incandescent |  | Standard A Lamp | 1 | 25 | Garage | 210217 | Garage | 0.2054%
21021 | 7 | 3 |  | Manual | 1 | Ceiling Fixture | Incandescent |  | Other | 1 | 150 | Garage | 210217 | Garage | 0.2054%
21021 | 8 | 1 |  | Manual | 1 | Ceiling Fixture | Incandescent |  | Standard A Lamp | 1 | 60 | Hall | 210218 | Hall | 0.2054%
21021 | 9 | 1 |  | Manual | 2 | Ceiling Fixture | Halogen |  | PAR | 5 | 50 | Kitchen | 210219 | Kitchen | 0.2054%
21021 | 10 | 1 |  | Manual | 1 | Ceiling Fixture | Incandescent |  | Standard A Lamp | 1 | 60 | Laundry Room | 2102110 | Laundry Room | 0.2054%
21021 | 11 | 1 |  | Manual | 1 | Ceiling Fan | Incandescent |  | Standard A Lamp | 2 | 75 | Living Room | 2102111 | Living Room | 0.2054%
21021 | 11 | 2 |  | Manual | 1 | Chandelier (Hanging) | Compact Fluorescent |  | Globe | 1 | 15 | Living Room | 2102111 | Living Room | 0.2054%
21021 | 11 | 3 |  | Manual | 1 | Floor lamp | Compact Fluorescent |  | 3-Way CFL | 1 | 22 | Living Room | 2102111 | Living Room | 0.2054%
21021 | 11 | 4 |  | Manual | 1 | Table | Compact Fluorescent |  | 3-Way CFL | 1 | 22 | Living Room | 2102111 | Living Room | 0.2054%
21021 | 12 | 1 |  | Manual | 2 | Chandelier (Hanging) | Incandescent |  | Other | 1 | 100 | Other | 2102112 | Other | 0.2054%
21021 | 13 | 1 |  | Manual | 1 | Ceiling Fixture | Incandescent |  | Standard A Lamp | 1 | 75 | Other | 2102113 | Other | 0.2054%
21021 | 14 | 1 |  | Manual | 4 | Ceiling Fixture | Incandescent |  | Other | 1 | 100 | Other | 2102114 | Other | 0.2054%
21021 | 15 | 1 |  | Manual | 1 | Ceiling Fixture | Incandescent |  | Standard A Lamp | 1 | 60 | Hall | 2102115 | Hall | 0.2054%
21026 | 1 | 1 |  | Manual | 1 | Wall Mount | Compact Fluorescent |  | Twist | 2 | 15 | Bathroom | 210261 | Bathroom | 0.2054%
21026 | 1 | 2 |  | Manual | 2 | Ceiling Fixture | Incandescent |  | Heat Lamp | 2 | 150 | Bathroom | 210261 | Bathroom | 0.2054%
21026 | 2 | 1 |  | Manual | 1 | Ceiling Fixture | Incandescent |  | Standard A Lamp | 2 | 60 | Bedroom | 210262 | Bedroom | 0.2054%
21026 | 3 | 1 |  | Manual | 1 | Ceiling Fixture | Compact Fluorescent |  | A shape bulb | 2 | 9 | Bedroom | 210263 | Bedroom | 0.2054%
21026 | 3 | 2 |  | Manual | 2 | Table | Compact Fluorescent |  | Twist | 1 | 15 | Bedroom | 210263 | Bedroom | 0.2054%
21026 | 4 | 1 |  | Manual | 1 | Ceiling Fixture | Compact Fluorescent |  | Twist | 1 | 15 | Hall | 210264 | Hall | 0.2054%
21026 | 5 | 1 |  | Manual | 1 | Chandelier (Hanging) | Compact Fluorescent |  | A shape bulb | 5 | 9 | Kitchen | 210265 | Kitchen | 0.2054%
21026 | 5 | 2 |  | Manual | 1 | Ceiling Fixture | Compact Fluorescent |  | Twist | 1 | 9 | Kitchen | 210265 | Kitchen | 0.2054%
21026 | 5 | 3 |  | Manual | 1 | Recessed - other | Incandescent |  | Standard A Lamp | 1 | 60 | Kitchen | 210265 | Kitchen | 0.2054%
21026 | 6 | 1 |  | Manual | 1 | Table | Compact Fluorescent |  | Twist | 1 | 15 | Living Room | 210266 | Living Room | 0.2054%
21026 | 6 | 2 |  | Manual | 1 | Table | Compact Fluorescent |  | Twist | 2 | 15 | Living Room | 210266 | Living Room | 0.2054%
21038 | 1 | 1 |  | Manual | 1 | Ceiling Fixture | Compact Fluorescent |  | Twist | 3 | 15 | Kitchen | 210381 | Kitchen | 0.04732%
21038 | 2 | 1 |  | Manual | 1 | Ceiling Fixture | Incandescent |  | Standard A Lamp | 1 | 60 | Bedroom | 210382 | Bedroom | 0.04732%
21038 | 3 | 1 |  | Manual | 2 | Floor lamp | Incandescent |  | Standard A Lamp | 1 | 75 | Living Room | 210383 | Living Room | 0.04732%
21038 | 4 | 1 |  | Manual | 1 | Ceiling Fixture | Compact Fluorescent |  | Twist | 2 | 15 | Bedroom | 210384 | Bedroom | 0.04732%
21038 | 5 | 1 |  | Manual | 1 | Table | Compact Fluorescent |  | Twist | 1 | 15 | Bedroom | 210385 | Bedroom | 0.04732%
21038 | 5 | 2 |  | Manual | 1 | Table | Incandescent |  | Standard A Lamp | 1 | 60 | Bedroom | 210385 | Bedroom | 0.04732%
21038 | 5 | 3 |  | Manual | 1 | Ceiling Fixture | Incandescent |  | Standard A Lamp | 1 | 60 | Bedroom | 210385 | Bedroom | 0.04732%
21038 | 6 | 1 |  | Manual | 1 | Table | Compact Fluorescent |  | Straight Tube | 1 | 28 | Bedroom | 210386 | Bedroom | 0.04732%
21038 | 6 | 2 |  | Manual | 1 | Table | Incandescent |  | Standard A Lamp | 1 | 60 | Bedroom | 210386 | Bedroom | 0.04732%
21038 | 6 | 3 |  | Manual | 1 | Ceiling Fixture | Compact Fluorescent |  | Twist | 1 | 15 | Bedroom | 210386 | Bedroom | 0.04732%
21038 | 7 | 1 |  | Manual | 1 | Ceiling Fixture | Compact Fluorescent |  | Twist | 1 | 15 | Laundry Room | 210387 | Laundry Room | 0.04732%
21038 | 8 | 1 |  | Manual | 1 | Ceiling Fixture | Compact Fluorescent |  | Twist | 1 | 15 | Family Room | 210388 | Family Room | 0.04732%
21038 | 9 | 1 |  | Manual | 1 | Ceiling Fixture | Incandescent |  | Standard A Lamp | 1 | 100 | Other | 210389 | Other | 0.04732%
21038 | 9 | 2 |  | Manual | 1 | Ceiling Fixture | Compact Fluorescent |  | Twist | 1 | 22 | Other | 210389 | Other | 0.04732%
21038 | 9 | 3 |  | Manual | 1 | Ceiling Fixture | Linear Fluorescent | 24 | T-8 | 1 | 20 | Other | 210389 | Other | 0.04732%
21038 | 10 | 1 |  | Manual | 1 | Wall Mount | Compact Fluorescent |  | Twist | 1 | 15 | Hall | 2103810 | Hall | 0.04732%
21038 | 10 | 2 |  | Manual | 1 | Wall Mount | Incandescent |  | Standard A Lamp | 1 | 60 | Hall | 2103810 | Hall | 0.04732%
21045 | 1 | 1 |  | Manual | 1 | Ceiling Fixture | Incandescent |  | Standard A Lamp | 1 | 60 | Bathroom | 210451 | Bathroom | 0.05296%
21045 | 2 | 1 |  | Manual | 1 | Ceiling Fixture | Incandescent |  | Standard A Lamp | 2 | 60 | Bedroom | 210452 | Bedroom | 0.05296%
21045 | 3 | 1 |  | Manual | 1 | Ceiling Fixture | Incandescent |  | Standard A Lamp | 1 | 60 | Closet | 210453 | Closet | 0.05296%
21045 | 4 | 1 |  | Manual | 1 | Ceiling Fixture | Incandescent |  | Standard A Lamp | 2 | 60 | Kitchen | 210454 | Kitchen | 0.05296%
21045 | 5 | 1 |  | Manual | 7 | Recessed Can | Incandescent |  | Reflector | 1 | 65 | Kitchen | 210455 | Kitchen | 0.05296%
21045 | 6 | 1 |  | Manual | 1 | Ceiling Fixture | Incandescent |  | Standard A Lamp | 2 | 60 | Laundry Room | 210456 | Laundry Room | 0.05296%
21045 | 7 | 1 |  | Manual | 1 | Table | Compact Fluorescent |  | Straight Tube | 1 | 15 | Living Room | 210457 | Living Room | 0.05296%
21045 | 7 | 2 |  | Manual | 1 | Table | Incandescent |  | Standard A Lamp | 1 | 100 | Living Room | 210457 | Living Room | 0.05296%
21045 | 8 | 1 |  | Manual | 1 | Ceiling Fixture | Incandescent |  | Standard A Lamp | 2 | 60 | Office | 210458 | Office | 0.05296%
21049 | 1 | 1 |  | Manual | 2 | Ceiling Fixture | Incandescent |  | Standard A Lamp | 2 | 40 | Bathroom | 210491 | Bathroom | 0.05296%
21049 | 1 | 2 |  | Manual | 1 | Wall Mount | Incandescent |  | Clear | 4 | 40 | Bathroom | 210491 | Bathroom | 0.05296%
21049 | 2 | 1 |  | Dimmer | 1 | Ceiling Fixture | Incandescent |  | Standard A Lamp | 2 | 40 | Bedroom | 210492 | Bedroom | 0.05296%
21049 | 2 | 2 |  | Manual | 1 | Floor lamp | Incandescent |  | Standard A Lamp | 1 | 75 | Bedroom | 210492 | Bedroom | 0.05296%
21049 | 3 | 1 |  | Dimmer | 2 | Ceiling Fixture | Incandescent |  | Standard A Lamp | 2 | 60 | Family Room | 210493 | Family Room | 0.05296%
21049 | 3 | 2 |  | Dimmer | 4 | Wall Mount | Incandescent |  | Standard A Lamp | 1 | 75 | Family Room | 210493 | Family Room | 0.05296%
21049 | 3 | 3 |  | Manual | 1 | Ceiling Fixture | Incandescent |  | Globe | 1 | 90 | Family Room | 210493 | Family Room | 0.05296%
21049 | 4 | 1 |  | Manual | 2 | Ceiling Fixture | Incandescent |  | Standard A Lamp | 2 | 65 | Other | 210494 | Other | 0.05296%
21049 | 5 | 1 |  | Manual | 4 | Recessed Can | Incandescent |  | Reflector | 1 | 75 | Family Room | 210495 | Family Room | 0.05296%
21049 | 5 | 2 |  | Manual | 2 | Ceiling Fixture | Incandescent |  | Standard A Lamp | 2 | 60 | Family Room | 210495 | Family Room | 0.05296%
21049 | 6 | 1 |  | Manual | 2 | Ceiling Fixture | Incandescent |  | Standard A Lamp | 2 | 60 | Hall | 210496 | Hall | 0.05296%
21049 | 7 | 1 |  | Manual | 1 | Ceiling Fixture | Linear Fluorescent | 48 | T-12 | 2 | 40 | Kitchen | 210497 | Kitchen | 0.05296%
21049 | 8 | 1 |  | Manual | 2 | Ceiling Fixture | Incandescent |  | Standard A Lamp | 2 | 60 | Laundry Room | 210498 | Laundry Room | 0.05296%
21049 | 9 | 1 |  | Manual | 1 | Ceiling Fixture | Compact Fluorescent |  | Twist | 2 | 22 | Living Room | 210499 | Living Room | 0.05296%
21049 | 9 | 2 |  | Manual | 1 | Torchiere | Incandescent |  | Globe | 1 | 60 | Living Room | 210499 | Living Room | 0.05296%
21049 | 9 | 3 |  | Manual | 1 | Floor lamp | Incandescent |  | Standard A Lamp | 1 | 40 | Living Room | 210499 | Living Room | 0.05296%
21049 | 9 | 4 |  | Manual | 1 | Ceiling Fan | Compact Fluorescent |  | Twist | 2 | 22 | Living Room | 210499 | Living Room | 0.05296%
21049 | 10 | 1 |  | Manual | 2 | Recessed Can | Incandescent |  | Reflector | 1 | 75 | Bathroom | 2104910 | Bathroom | 0.05296%
21049 | 10 | 2 |  | Manual | 1 | Ceiling Fixture | Incandescent |  | Standard A Lamp | 1 | 60 | Bathroom | 2104910 | Bathroom | 0.05296%
21049 | 11 | 1 |  | Dimmer | 2 | Ceiling Fixture | Incandescent |  | Standard A Lamp | 3 | 40 | Master Bedroom | 2104911 | Master Bedroom | 0.05296%
21049 | 12 | 1 |  | Manual | 1 | Ceiling Fixture | Linear Fluorescent | 48 | T-12 | 2 | 40 | Other | 2104912 | Other | 0.05296%
21049 | 13 | 1 |  | Dimmer | 1 | Table | Incandescent |  | Standard A Lamp | 1 | 40 | Office | 2104913 | Office | 0.05296%
21049 | 13 | 2 |  | Manual | 1 | Floor lamp | Incandescent |  | Standard A Lamp | 1 | 60 | Office | 2104913 | Office | 0.05296%
21049 | 13 | 3 |  | Manual | 1 | Torchiere | Incandescent |  | Standard A Lamp | 1 | 75 | Office | 2104913 | Office | 0.05296%
21049 | 14 | 1 |  | Dimmer | 2 | Ceiling Fixture | Incandescent |  | Standard A Lamp | 1 | 60 | Hall | 2104914 | Hall | 0.05296%
21049 | 15 | 1 |  | Manual | 4 | Recessed Can | Incandescent |  | Reflector | 1 | 75 | Other | 2104915 | Other | 0.05296%
21049 | 16 | 1 |  | Manual | 2 | Ceiling Fixture | Incandescent |  | Standard A Lamp | 2 | 60 | Closet | 2104916 | Closet | 0.05296%
21070 | 1 | 1 |  | Manual | 1 | Wall Mount | Incandescent |  | Globe | 4 | 40 | Bathroom | 210701 | Bathroom | 0.04732%
21070 | 2 | 1 |  | Manual | 1 | Wall Mount | Incandescent |  | Globe | 4 | 60 | Bathroom | 210702 | Bathroom | 0.04732%
21070 | 3 | 1 |  | Manual | 1 | Wall Mount | Incandescent |  | Globe | 6 | 60 | Bathroom | 210703 | Bathroom | 0.04732%
21070 | 4 | 1 |  | Manual | 2 | Ceiling Fixture | Incandescent |  | Standard A Lamp | 2 | 40 | Bedroom | 210704 | Bedroom | 0.04732%
21070 | 4 | 2 |  | Manual | 1 | Table | Compact Fluorescent |  | Twist | 1 | 15 | Bedroom | 210704 | Bedroom | 0.04732%
21070 | 5 | 1 |  | Manual | 1 | Ceiling Fixture | Incandescent |  | Standard A Lamp | 2 | 40 | Bedroom | 210705 | Bedroom | 0.04732%
21070 | 5 | 2 |  | Manual | 1 | Table | Incandescent |  | Standard A Lamp | 1 | 60 | Bedroom | 210705 | Bedroom | 0.04732%
21070 | 6 | 1 |  | Manual | 2 | Table | Compact Fluorescent |  | Twist | 1 | 15 | Bedroom | 210706 | Bedroom | 0.04732%
21070 | 6 | 2 |  | Manual | 1 | Ceiling Fixture | Incandescent |  | Standard A Lamp | 1 | 60 | Bedroom | 210706 | Bedroom | 0.04732%
21070 | 7 | 1 |  | Manual | 1 | Ceiling Fixture | Compact Fluorescent |  | Twist | 2 | 15 | Bedroom | 210707 | Bedroom | 0.04732%
21070 | 7 | 2 |  | Manual | 3 | Table | Incandescent |  | Standard A Lamp | 1 | 60 | Bedroom | 210707 | Bedroom | 0.04732%
21070 | 8 | 1 |  | Manual | 1 | Ceiling Fixture | Incandescent |  | Standard A Lamp | 1 | 60 | Closet | 210708 | Closet | 0.04732%
21070 | 9 | 1 |  | Manual | 2 | Ceiling Fixture | Compact Fluorescent |  | Twist | 2 | 15 | Dining Room | 210709 | Dining Room | 0.04732%
21070 | 9 | 2 |  | Manual | 2 | Table | Incandescent |  | Decorative | 2 | 60 | Dining Room | 210709 | Dining Room | 0.04732%
21070 | 10 | 1 |  | Manual | 2 | Garage door opener | Incandescent |  | Standard A Lamp | 2 | 60 | Garage | 2107010 | Garage | 0.04732%
21070 | 10 | 2 |  | Manual | 3 | Ceiling Fixture | Compact Fluorescent |  | Twist | 1 | 15 | Garage | 2107010 | Garage | 0.04732%
21070 | 11 | 1 |  | Manual | 4 | Recessed Can | Incandescent |  | Reflector | 1 | 60 | Hall | 2107011 | Hall | 0.04732%
21070 | 12 | 1 |  | Manual | 5 | Recessed Can | Compact Fluorescent |  | Reflector | 1 | 15 | Kitchen | 2107012 | Kitchen | 0.04732%
21070 | 12 | 2 |  | Manual | 1 | Recessed - other | Incandescent |  | Standard A Lamp | 1 | 40 | Kitchen | 2107012 | Kitchen | 0.04732%
21070 | 13 | 1 |  | Manual | 2 | Ceiling Fixture | Incandescent |  | Standard A Lamp | 1 | 60 | Laundry Room | 2107013 | Laundry Room | 0.04732%
21070 | 14 | 1 |  | Manual | 2 | Recessed Can | Compact Fluorescent |  | Twist | 1 | 22 | Living Room | 2107014 | Living Room | 0.04732%
21085 | 1 | 1 |  | Dimmer | 3 | Ceiling Fixture | Incandescent |  | Clear | 1 | 60 | Bathroom | 210851 | Bathroom | 0.09408%
21085 | 2 | 1 |  | Manual | 1 | Ceiling Fixture | Compact Fluorescent |  | Twist | 2 | 15 | Master Bedroom | 210852 | Master Bedroom | 0.09408%
21085 | 2 | 2 |  | Manual | 1 | Wall Mount | Compact Fluorescent |  | Twist | 1 | 15 | Master Bedroom | 210852 | Master Bedroom | 0.09408%
21085 | 2 | 3 |  | Dimmer | 1 | Table | Incandescent |  | Mini base | 3 | 40 | Master Bedroom | 210852 | Master Bedroom | 0.09408%
21085 | 3 | 1 |  | Manual | 1 | Wall Mount | Compact Fluorescent |  | Twist | 3 | 15 | Bathroom | 210853 | Bathroom | 0.09408%
21085 | 3 | 2 |  | Manual | 1 | Wall Mount | Incandescent |  | Standard A Lamp | 2 | 60 | Bathroom | 210853 | Bathroom | 0.09408%
21085 | 3 | 3 |  | Manual | 1 | Ceiling Fixture | Compact Fluorescent |  | Twist | 1 | 15 | Bathroom | 210853 | Bathroom | 0.09408%
21085 | 4 | 1 |  | Manual | 1 | Ceiling Fixture | Compact Fluorescent |  | Twist | 2 | 15 | Bedroom | 210854 | Bedroom | 0.09408%
21085 | 4 | 2 |  | Manual | 1 | Wall Mount | Incandescent |  | Clear | 1 | 60 | Bedroom | 210854 | Bedroom | 0.09408%
21085 | 4 | 3 |  | Manual | 1 | Track | Incandescent |  | Standard A Lamp | 3 | 60 | Bedroom | 210854 | Bedroom | 0.09408%
21085 | 4 | 4 |  | Manual | 1 | Floor lamp | Incandescent |  | Standard A Lamp | 1 | 100 | Bedroom | 210854 | Bedroom | 0.09408%
21085 | 5 | 1 |  | Manual | 1 | Ceiling Fixture | Compact Fluorescent |  | Twist | 1 | 15 | Hall | 210855 | Hall | 0.09408%
21085 | 5 | 2 |  | Manual | 1 | Ceiling Fixture | Incandescent |  | Standard A Lamp | 1 | 60 | Hall | 210855 | Hall | 0.09408%
21085 | 6 | 1 |  | Manual | 1 | Ceiling Fixture | Linear Fluorescent | 48 | T-12 | 4 | 40 | Office | 210856 | Office | 0.09408%
21085 | 7 | 1 |  | Manual | 1 | Wall Mount | Incandescent |  | Standard A Lamp | 4 | 40 | Living Room | 210857 | Living Room | 0.09408%
21085 | 7 | 2 |  | Manual | 2 | Ceiling Fixture | Linear Fluorescent | 40 | T-12 | 4 | 40 | Living Room | 210857 | Living Room | 0.09408%
21085 | 7 | 3 |  | Manual | 1 | Ceiling Fan | Compact Fluorescent |  | Twist | 3 | 15 | Living Room | 210857 | Living Room | 0.09408%
21085 | 7 | 4 |  | Manual | 1 | Table | Incandescent |  | Standard A Lamp | 1 | 100 | Living Room | 210857 | Living Room | 0.09408%
21085 | 7 | 5 |  | Manual | 1 | Floor lamp | Incandescent |  | Standard A Lamp | 1 | 75 | Living Room | 210857 | Living Room | 0.09408%
21085 | 7 | 6 |  | Manual | 1 | Floor lamp | Incandescent |  | 3-Way Incandescent | 1 | 200 | Living Room | 210857 | Living Room | 0.09408%
21085 | 7 | 7 |  | Manual | 1 | Floor lamp | Incandescent |  | Standard A Lamp | 1 | 60 | Living Room | 210857 | Living Room | 0.09408%
21085 | 7 | 8 |  | Manual | 1 | Wall Mount | Incandescent |  | Standard A Lamp | 1 | 100 | Living Room | 210857 | Living Room | 0.09408%
21085 | 7 | 9 |  | Manual | 1 | Table | Incandescent |  | Standard A Lamp | 1 | 40 | Living Room | 210857 | Living Room | 0.09408%
21085 | 8 | 1 |  | Manual | 1 | Ceiling Fixture | Linear Fluorescent | 48 | T-12 | 2 | 40 | Laundry Room | 210858 | Laundry Room | 0.09408%
21089 | 1 | 1 |  | Manual | 4 | Recessed Can | Compact Fluorescent |  | Globe | 1 | 15 | Kitchen | 210891 | Kitchen | 0.09408%
21089 | 2 | 1 |  | Manual | 1 | Ceiling Fixture | Incandescent |  | Standard A Lamp | 1 | 40 | Living Room | 210892 | Living Room | 0.09408%
21089 | 2 | 2 |  | Manual | 2 | Table | Compact Fluorescent |  | A shape bulb | 1 | 15 | Living Room | 210892 | Living Room | 0.09408%
21089 | 2 | 3 |  | Manual | 2 | Table | Incandescent |  | Standard A Lamp | 1 | 60 | Living Room | 210892 | Living Room | 0.09408%
21089 | 3 | 1 |  | Manual | 2 | Ceiling Fixture | Incandescent |  | Standard A Lamp | 2 | 40 | Hall | 210893 | Hall | 0.09408%
21089 | 4 | 1 |  | Manual | 1 | Ceiling Fixture | Incandescent |  | Standard A Lamp | 1 | 40 | Office | 210894 | Office | 0.09408%
21089 | 4 | 2 |  | Manual | 1 | Table | Incandescent |  | 3-Way Incandescent | 1 | 100 | Office | 210894 | Office | 0.09408%
21089 | 5 | 1 |  | Manual | 1 | Ceiling Fixture | Incandescent |  | Standard A Lamp | 2 | 40 | Bedroom | 210895 | Bedroom | 0.09408%
21089 | 5 | 2 |  | Manual | 1 | Table | Incandescent |  | 3-Way Incandescent | 1 | 100 | Bedroom | 210895 | Bedroom | 0.09408%
21089 | 5 | 3 |  | Manual | 1 | Table | Incandescent |  | Standard A Lamp | 1 | 25 | Bedroom | 210895 | Bedroom | 0.09408%
21089 | 6 | 1 |  | Manual | 1 | Wall Mount | Incandescent |  | Globe | 1 | 40 | Bathroom | 210896 | Bathroom | 0.09408%
21089 | 7 | 1 |  | Manual | 1 | Ceiling Fan | Incandescent |  | Standard A Lamp | 3 | 40 | Master Bedroom | 210897 | Master Bedroom | 0.09408%
21089 | 7 | 2 |  | Manual | 2 | Table | Compact Fluorescent |  | Twist | 1 | 15 | Master Bedroom | 210897 | Master Bedroom | 0.09408%
21089 | 8 | 1 |  | Manual | 1 | Wall Mount | Incandescent |  | Globe | 4 | 40 | Bathroom | 210898 | Bathroom | 0.09408%
21091 | 1 | 1 |  | Manual | 1 | Ceiling Fan | Incandescent |  | Standard A Lamp | 3 | 60 | Bedroom | 210911 | Bedroom | 0.2127%
21091 | 1 | 2 |  | Manual | 1 | Table | Incandescent |  | Mini base | 1 | 25 | Bedroom | 210911 | Bedroom | 0.2127%
21091 | 1 | 3 |  | Manual | 1 | Table | Incandescent |  | Standard A Lamp | 1 | 40 | Bedroom | 210911 | Bedroom | 0.2127%
21091 | 2 | 1 |  | Manual | 1 | Wall Mount | Halogen |  | PAR | 3 | 75 | Bathroom | 210912 | Bathroom | 0.2127%
21091 | 2 | 2 |  | Manual | 1 | Ceiling Fixture | Incandescent |  | Standard A Lamp | 2 | 60 | Bathroom | 210912 | Bathroom | 0.2127%
21091 | 3 | 1 |  | Manual | 2 | Ceiling Fixture | Linear Fluorescent | 96 | T-12 | 2 | 100 | Garage | 210913 | Garage | 0.2127%
21091 | 4 | 1 |  | Manual | 1 | Recessed Can | Halogen |  | PAR | 1 | 75 | Hall | 210914 | Hall | 0.2127%
21091 | 5 | 1 |  | Manual | 1 | Track | Halogen |  | MR | 4 | 75 | Hall | 210915 | Hall | 0.2127%
21091 | 6 | 1 |  | Manual | 1 | Track | Halogen |  | MR | 3 | 75 | Kitchen | 210916 | Kitchen | 0.2127%
21091 | 6 | 2 |  | Manual | 2 | Recessed Can | Halogen |  | PAR | 1 | 75 | Kitchen | 210916 | Kitchen | 0.2127%
21091 | 6 | 3 |  | Manual | 2 | Recessed - other | Linear Fluorescent | 36 | Fluorescent Other | 2 | 32 | Kitchen | 210916 | Kitchen | 0.2127%
21091 | 7 | 1 |  | Manual | 1 | Recessed Can | Incandescent |  | Reflector | 1 | 65 | Laundry Room | 210917 | Laundry Room | 0.2127%
21091 | 8 | 1 |  | Manual | 5 | Recessed Can | Halogen |  | PAR | 1 | 75 | Living Room | 210918 | Living Room | 0.2127%
21091 | 8 | 2 |  | Manual | 1 | Table | Incandescent |  | Standard A Lamp | 1 | 40 | Living Room | 210918 | Living Room | 0.2127%
21091 | 8 | 3 |  | Manual | 1 | Floor lamp | Compact Fluorescent |  | Twist | 1 | 15 | Living Room | 210918 | Living Room | 0.2127%
21091 | 8 | 4 |  | Manual | 1 | Track | Halogen |  | MR | 3 | 75 | Living Room | 210918 | Living Room | 0.2127%
21091 | 9 | 1 |  | Manual | 1 | Ceiling Fan | Incandescent |  | Standard A Lamp | 1 | 75 | Master Bedroom | 210919 | Master Bedroom | 0.2127%
21091 | 9 | 2 |  | Manual | 2 | Table | Incandescent |  | Standard A Lamp | 1 | 60 | Master Bedroom | 210919 | Master Bedroom | 0.2127%
21091 | 10 | 1 |  | Manual | 1 | Wall Mount | Halogen |  | Other | 4 | 50 | Bathroom | 2109110 | Bathroom | 0.2127%
21091 | 10 | 2 |  | Manual | 1 | Ceiling Fixture | Incandescent |  | Standard A Lamp | 2 | 60 | Bathroom | 2109110 | Bathroom | 0.2127%
21091 | 11 | 1 |  | Manual | 1 | Ceiling Fixture | Incandescent |  | Standard A Lamp | 1 | 60 | Closet | 2109111 | Closet | 0.2127%
21091 | 12 | 1 |  | Manual | 1 | Ceiling Fan | Halogen |  | MR | 3 | 75 | Office | 2109112 | Office | 0.2127%
21091 | 12 | 2 |  | Manual | 1 | Other | Halogen |  | Quartz Tube | 1 | 100 | Office | 2109112 | Office | 0.2127%
21091 | 13 | 1 |  | Manual | 1 | Recessed Can | Incandescent |  | Reflector | 1 | 65 | Closet | 2109113 | Closet | 0.2127%
21091 | 14 | 1 |  | Manual | 1 | Ceiling Fan | Incandescent |  | Standard A Lamp | 1 | 60 | Other | 2109114 | Other | 0.2127%
21103 | 1 | 1 |  | Manual | 1 | Ceiling Fixture | Compact Fluorescent |  | Twist | 1 | 15 | Bathroom | 211031 | Bathroom | 0.05169%
21103 | 2 | 1 |  | Manual | 1 | Ceiling Fixture | Compact Fluorescent |  | Twist | 3 | 22 | Bedroom | 211032 | Bedroom | 0.05169%
21103 | 2 | 2 |  | Manual | 1 | Table | Incandescent |  | Standard A Lamp | 1 | 100 | Bedroom | 211032 | Bedroom | 0.05169%
21103 | 3 | 1 |  | Manual | 1 | Ceiling Fixture | Compact Fluorescent |  | Twist | 1 | 15 | Bedroom | 211033 | Bedroom | 0.05169%
21103 | 3 | 2 |  | Manual | 1 | Table | Incandescent |  | Standard A Lamp | 1 | 75 | Bedroom | 211033 | Bedroom | 0.05169%
21103 | 4 | 1 |  | Manual | 1 | Ceiling Fixture | Incandescent |  | Standard A Lamp | 1 | 60 | Dining Room | 211034 | Dining Room | 0.05169%
21103 | 5 | 1 |  | Manual | 1 | Ceiling Fixture | Compact Fluorescent |  | Twist | 1 | 15 | Other | 211035 | Other | 0.05169%
21103 | 6 | 1 |  | Manual | 3 | Low bay | Linear Fluorescent | 45 | T-12 | 2 | 40 | Garage | 211036 | Garage | 0.05169%
21103 | 6 | 2 |  | Manual | 1 | Garage door opener | Incandescent |  | Standard A Lamp | 1 | 60 | Garage | 211036 | Garage | 0.05169%
21103 | 7 | 1 |  | Manual | 1 | Ceiling Fixture | Compact Fluorescent |  | Twist | 2 | 15 | Hall | 211037 | Hall | 0.05169%
21103 | 8 | 1 |  | Manual | 1 | Ceiling Fixture | Incandescent |  | Standard A Lamp | 2 | 60 | Kitchen | 211038 | Kitchen | 0.05169%
21103 | 8 | 2 |  | Manual | 1 | Ceiling Fixture | Compact Fluorescent |  | Twist | 1 | 22 | Kitchen | 211038 | Kitchen | 0.05169%
21103 | 9 | 1 |  | Manual | 1 | Ceiling Fixture | Incandescent |  | Standard A Lamp | 2 | 60 | Laundry Room | 211039 | Laundry Room | 0.05169%
21103 | 10 | 1 |  | Manual | 1 | Floor lamp | Compact Fluorescent |  | 3-Way CFL | 1 | 15 | Living Room | 2110310 | Living Room | 0.05169%
21103 | 10 | 2 |  | Manual | 1 | Table | Compact Fluorescent |  | Twist | 1 | 18 | Living Room | 2110310 | Living Room | 0.05169%
21107 | 1 | 1 |  | Manual | 1 | Ceiling Fan | Incandescent |  | Standard A Lamp | 1 | 25 | Bathroom | 211071 | Bathroom | 0.02845%
21107 | 1 | 2 |  | Manual | 2 | Track | Incandescent |  | Standard A Lamp | 2 | 60 | Bathroom | 211071 | Bathroom | 0.02845%
21107 | 2 | 1 |  | Manual | 1 | Wall Mount | Incandescent |  | Decorative | 4 | 40 | Bathroom | 211072 | Bathroom | 0.02845%
21107 | 3 | 1 |  | Manual | 1 | Ceiling Fixture | Incandescent |  | Standard A Lamp | 1 | 60 | Master Bedroom | 211073 | Master Bedroom | 0.02845%
21107 | 3 | 2 |  | Manual | 1 | Table | Incandescent |  | Standard A Lamp | 1 | 100 | Master Bedroom | 211073 | Master Bedroom | 0.02845%
21107 | 4 | 1 |  | Manual | 1 | Ceiling Fixture | Incandescent |  | Standard A Lamp | 2 | 100 | Bedroom | 211074 | Bedroom | 0.02845%
21107 | 4 | 2 |  | Manual | 2 | Table | Compact Fluorescent |  | Twist | 2 | 15 | Bedroom | 211074 | Bedroom | 0.02845%
21107 | 5 | 1 |  | Manual | 1 | Chandelier (Hanging) | Incandescent |  | Decorative | 3 | 40 | Bedroom | 211075 | Bedroom | 0.02845%
21107 | 5 | 2 |  | Manual | 1 | Table | Incandescent |  | Standard A Lamp | 2 | 25 | Bedroom | 211075 | Bedroom | 0.02845%
21107 | 6 | 1 |  | Manual | 2 | Recessed Can | Incandescent |  | Standard A Lamp | 1 | 60 | Other | 211076 | Other | 0.02845%
21107 | 6 | 2 |  | Manual | 3 | Chandelier (Hanging) | Incandescent |  | Standard A Lamp | 1 | 60 | Other | 211076 | Other | 0.02845%
21107 | 6 | 3 |  | Manual | 1 | Ceiling Fixture | Incandescent |  | Globe | 1 | 100 | Other | 211076 | Other | 0.02845%
21107 | 7 | 1 |  | Manual | 1 | Ceiling Fixture | Incandescent |  | Standard A Lamp | 2 | 60 | Hall | 211077 | Hall | 0.02845%
21107 | 8 | 1 |  | Manual | 2 | Ceiling Fixture | Incandescent |  | Standard A Lamp | 2 | 60 | Hall | 211078 | Hall | 0.02845%
21107 | 9 | 1 |  | Manual | 1 | Ceiling Fixture | Incandescent |  | Standard A Lamp | 2 | 60 | Kitchen | 211079 | Kitchen | 0.02845%
21107 | 9 | 2 |  | Manual | 2 | Ceiling Fixture | Incandescent |  | Globe | 1 | 100 | Kitchen | 211079 | Kitchen | 0.02845%
21107 | 9 | 3 |  | Manual | 1 | Other | Incandescent |  | Standard A Lamp | 1 | 75 | Kitchen | 211079 | Kitchen | 0.02845%
21107 | 10 | 1 |  | Manual | 1 | Ceiling Fixture | Incandescent |  | Standard A Lamp | 1 | 60 | Laundry Room | 2110710 | Laundry Room | 0.02845%
21107 | 11 | 1 |  | Manual | 1 | Ceiling Fan | Incandescent |  | Standard A Lamp | 4 | 60 | Living Room | 2110711 | Living Room | 0.02845%
21107 | 11 | 2 |  | Manual | 1 | Ceiling Fixture | Incandescent |  | Globe | 3 | 25 | Living Room | 2110711 | Living Room | 0.02845%
21107 | 11 | 3 |  | Manual | 5 | Table | Incandescent |  | Standard A Lamp | 1 | 100 | Living Room | 2110711 | Living Room | 0.02845%
21109 | 1 | 1 |  | Manual | 1 | Wall Mount | Incandescent |  | Globe | 4 | 40 | Bathroom | 211091 | Bathroom | 0.04784%
21109 | 1 | 2 |  | Manual | 1 | Architectural | Incandescent |  | Standard A Lamp | 1 | 40 | Bathroom | 211091 | Bathroom | 0.04784%
21109 | 2 | 1 |  | Manual | 1 | Ceiling Fixture | Compact Fluorescent |  | Twist | 1 | 15 | Bedroom | 211092 | Bedroom | 0.04784%
21109 | 2 | 2 |  | Manual | 1 | Floor lamp | Incandescent |  | Standard A Lamp | 1 | 75 | Bedroom | 211092 | Bedroom | 0.04784%
21109 | 2 | 3 |  | Manual | 1 | Floor lamp | Compact Fluorescent |  | Twist | 1 | 15 | Bedroom | 211092 | Bedroom | 0.04784%
21109 | 2 | 4 |  | Manual | 1 | Table | Incandescent |  | Standard A Lamp | 1 | 25 | Bedroom | 211092 | Bedroom | 0.04784%
21109 | 3 | 1 |  | Manual | 1 | Ceiling Fixture | Compact Fluorescent |  | Twist | 3 | 15 | Dining Room | 211093 | Dining Room | 0.04784%
21109 | 4 | 1 |  | Manual | 1 | Table | Compact Fluorescent |  | Twist | 1 | 15 | Family Room | 211094 | Family Room | 0.04784%
21109 | 4 | 2 |  | Manual | 1 | Table | Compact Fluorescent |  | Twist | 1 | 15 | Family Room | 211094 | Family Room | 0.04784%
21109 | 4 | 3 |  | Manual | 1 | Table | Incandescent |  | 3-Way Incandescent | 1 | 100 | Family Room | 211094 | Family Room | 0.04784%
21109 | 4 | 4 |  | Manual | 1 | Ceiling Fan | Incandescent |  | Decorative | 4 | 40 | Family Room | 211094 | Family Room | 0.04784%
21109 | 5 | 1 |  | Manual | 3 | Ceiling Fixture | Incandescent |  | Standard A Lamp | 1 | 150 | Garage | 211095 | Garage | 0.04784%
21109 | 5 | 2 |  | Manual | 5 | Ceiling Fixture | Linear Fluorescent | 48 | T-12 | 2 | 40 | Garage | 211095 | Garage | 0.04784%
21109 | 5 | 3 |  | Manual | 2 | Garage door opener | Incandescent |  | Standard A Lamp | 1 | 40 | Garage | 211095 | Garage | 0.04784%
21109 | 6 | 1 |  | Dimmer | 1 | Ceiling Fixture | Incandescent |  | Standard A Lamp | 2 | 65 | Hall | 211096 | Hall | 0.04784%
21109 | 7 | 1 |  | Manual | 1 | Ceiling Fixture | Compact Fluorescent |  | Twist | 3 | 15 | Kitchen | 211097 | Kitchen | 0.04784%
21109 | 8 | 1 |  | Manual | 1 | Ceiling Fixture | Incandescent |  | Standard A Lamp | 2 | 65 | Laundry Room | 211098 | Laundry Room | 0.04784%
21109 | 9 | 1 |  | Manual | 1 | Floor lamp | Incandescent |  | Standard A Lamp | 1 | 75 | Living Room | 211099 | Living Room | 0.04784%
21109 | 9 | 2 |  | Manual | 2 | Table | Incandescent |  | 3-Way Incandescent | 1 | 100 | Living Room | 211099 | Living Room | 0.04784%
21109 | 10 | 1 |  | Manual | 1 | Ceiling Fixture | Compact Fluorescent |  | Twist | 2 | 15 | Master Bedroom | 2110910 | Master Bedroom | 0.04784%
21109 | 10 | 2 |  | Manual | 1 | Table | Incandescent |  | 3-Way Incandescent | 1 | 100 | Master Bedroom | 2110910 | Master Bedroom | 0.04784%
21109 | 11 | 1 |  | Manual | 1 | Ceiling Fixture | Incandescent |  | Standard A Lamp | 2 | 75 | Bedroom | 2110911 | Bedroom | 0.04784%
21112 | 1 | 1 |  | Manual | 1 | Wall Mount | Incandescent |  | Clear | 3 | 40 | Bathroom | 211121 | Bathroom | 0.04008%
21112 | 2 | 1 |  | Manual | 1 | Wall Mount | Incandescent |  | Standard A Lamp | 4 | 40 | Bathroom | 211122 | Bathroom | 0.04008%
21112 | 2 | 2 |  | Manual | 1 | Recessed Can | Incandescent |  | Heat Lamp | 2 | 150 | Bathroom | 211122 | Bathroom | 0.04008%
21112 | 3 | 1 |  | Manual | 1 | Wall Mount | Incandescent |  | Standard A Lamp | 3 | 40 | Bathroom | 211123 | Bathroom | 0.04008%
21112 | 3 | 2 |  | Timer | 1 | Recessed Can | Incandescent |  | Heat Lamp | 2 | 150 | Bathroom | 211123 | Bathroom | 0.04008%
21112 | 4 | 1 |  | Dimmer | 1 | Ceiling Fixture | Incandescent |  | Standard A Lamp | 3 | 60 | Bathroom | 211124 | Bathroom | 0.04008%
21112 | 4 | 2 |  | Manual | 1 | Wall Mount | Incandescent |  | Standard A Lamp | 1 | 60 | Bathroom | 211124 | Bathroom | 0.04008%
21112 | 4 | 3 |  | Manual | 1 | Floor lamp | Incandescent |  | Clear | 1 | 40 | Bathroom | 211124 | Bathroom | 0.04008%
21112 | 5 | 1 |  | Manual | 1 | Ceiling Fixture | Incandescent |  | Standard A Lamp | 3 | 60 | Bedroom | 211125 | Bedroom | 0.04008%
21112 | 5 | 2 |  | Manual | 1 | Table | Halogen |  | MR | 1 | 50 | Bedroom | 211125 | Bedroom | 0.04008%
21112 | 6 | 1 |  | Manual | 1 | Table | Incandescent |  | Standard A Lamp | 1 | 75 | Master Bedroom | 211126 | Master Bedroom | 0.04008%
21112 | 6 | 2 |  | Manual | 1 | Table | Incandescent |  | 3-Way Incandescent | 1 | 100 | Master Bedroom | 211126 | Master Bedroom | 0.04008%
21112 | 6 | 3 |  | Dimmer | 1 | Ceiling Fixture | Incandescent |  | Mini base | 5 | 40 | Master Bedroom | 211126 | Master Bedroom | 0.04008%
21112 | 7 | 1 |  | Manual | 1 | Chandelier (Hanging) | Incandescent |  | Decorative | 4 | 40 | Dining Room | 211127 | Dining Room | 0.04008%
21112 | 8 | 1 |  | Manual | 1 | Floor lamp | Incandescent |  | 3-Way Incandescent | 1 | 100 | Family Room | 211128 | Family Room | 0.04008%
21112 | 8 | 2 |  | Manual | 2 | Table | Incandescent |  | 3-Way Incandescent | 1 | 100 | Family Room | 211128 | Family Room | 0.04008%
21112 | 8 | 3 |  | Manual | 1 | Table | Halogen |  | MR | 2 | 30 | Family Room | 211128 | Family Room | 0.04008%
21112 | 9 | 1 |  | Manual | 3 | Ceiling Fixture | Incandescent |  | Standard A Lamp | 1 | 60 | Garage | 211129 | Garage | 0.04008%
21112 | 9 | 2 |  | Manual | 2 | Garage door opener | Incandescent |  | Standard A Lamp | 1 | 60 | Garage | 211129 | Garage | 0.04008%
21112 | 10 | 1 |  | Dimmer | 4 | Ceiling Fixture | Incandescent |  | Reflector | 1 | 65 | Kitchen | 2111210 | Kitchen | 0.04008%
21112 | 10 | 2 |  | Manual | 1 | Table | Incandescent |  | Clear | 1 | 60 | Kitchen | 2111210 | Kitchen | 0.04008%
21112 | 10 | 3 |  | Dimmer | 4 | Recessed Can | Incandescent |  | Reflector | 1 | 65 | Kitchen | 2111210 | Kitchen | 0.04008%
21112 | 10 | 4 |  | Manual | 3 | Recessed Can | Incandescent |  | Reflector | 1 | 65 | Kitchen | 2111210 | Kitchen | 0.04008%
21112 | 10 | 5 |  | Manual | 3 | Recessed Can | Compact Fluorescent |  | Reflector | 1 | 22 | Kitchen | 2111210 | Kitchen | 0.04008%
21112 | 10 | 6 |  | Manual | 1 | Architectural | Incandescent |  | Standard A Lamp | 1 | 25 | Kitchen | 2111210 | Kitchen | 0.04008%
21112 | 11 | 1 |  | Manual | 1 | Table | Incandescent |  | 3-Way Incandescent | 1 | 100 | Living Room | 2111211 | Living Room | 0.04008%
21112 | 11 | 2 |  | Manual | 1 | Floor lamp | Incandescent |  | 3-Way Incandescent | 1 | 100 | Living Room | 2111211 | Living Room | 0.04008%
21112 | 11 | 3 |  | Manual | 1 | Table | Incandescent |  | Decorative | 1 | 40 | Living Room | 2111211 | Living Room | 0.04008%
21112 | 12 | 1 |  | Manual | 1 | Wall Mount | Incandescent |  | 3-Way Incandescent | 1 | 100 | Family Room | 2111212 | Family Room | 0.04008%
21112 | 12 | 2 |  | Manual | 1 | Table | Incandescent |  | Standard A Lamp | 1 | 60 | Family Room | 2111212 | Family Room | 0.04008%
21122 | 1 | 1 |  | Manual | 1 | Track | Incandescent |  | Globe | 5 | 60 | Bathroom | 211221 | Bathroom | 0.04732%
21122 | 2 | 1 |  | Manual | 1 | Wall Mount | Incandescent |  | Globe | 5 | 60 | Bathroom | 211222 | Bathroom | 0.04732%
21122 | 3 | 1 |  | Manual | 1 | Ceiling Fixture | Compact Fluorescent |  | Twist | 1 | 15 | Bedroom | 211223 | Bedroom | 0.04732%
21122 | 4 | 1 |  | Manual | 1 | Ceiling Fixture | Incandescent |  | Standard A Lamp | 2 | 25 | Bedroom | 211224 | Bedroom | 0.04732%
21122 | 4 | 2 |  | Manual | 1 | Table | Compact Fluorescent |  | Twist | 1 | 15 | Bedroom | 211224 | Bedroom | 0.04732%
21122 | 5 | 1 |  | Manual | 1 | Ceiling Fixture | Compact Fluorescent |  | Twist | 2 | 15 | Bedroom | 211225 | Bedroom | 0.04732%
21122 | 5 | 2 |  | Manual | 1 | Table | Compact Fluorescent |  | Twist | 1 | 15 | Bedroom | 211225 | Bedroom | 0.04732%
21122 | 6 | 1 |  | Manual | 9 | Ceiling Fixture | Linear Fluorescent | 48 | T-8 | 2 | 32 | Garage | 211226 | Garage | 0.04732%
21122 | 6 | 2 |  | Manual | 8 | Recessed Can | Incandescent |  | Reflector | 1 | 65 | Garage | 211226 | Garage | 0.04732%
21122 | 7 | 1 |  | Manual | 2 | Ceiling Fixture | Incandescent |  | Standard A Lamp | 2 | 60 | Hall | 211227 | Hall | 0.04732%
21122 | 8 | 1 |  | Manual | 1 | Ceiling Fixture | Compact Fluorescent |  | Twist | 2 | 15 | Kitchen | 211228 | Kitchen | 0.04732%
21122 | 8 | 2 |  | Manual | 1 | Ceiling Fixture | Linear Fluorescent | 48 | T-8 | 2 | 32 | Kitchen | 211228 | Kitchen | 0.04732%
21122 | 8 | 3 |  | Manual | 1 | Recessed - other | Incandescent |  | Standard A Lamp | 1 | 40 | Kitchen | 211228 | Kitchen | 0.04732%
21122 | 8 | 4 |  | Manual | 1 | Recessed Can | Compact Fluorescent |  | Reflector | 1 | 22 | Kitchen | 211228 | Kitchen | 0.04732%
21122 | 9 | 1 |  | Manual | 1 | Ceiling Fixture | Incandescent |  | Standard A Lamp | 1 | 60 | Laundry Room | 211229 | Laundry Room | 0.04732%
21122 | 10 | 1 |  | Manual | 1 | Table | Compact Fluorescent |  | Twist | 1 | 15 | Living Room | 2112210 | Living Room | 0.04732%
21132 | 1 | 1 |  | Manual | 1 | Wall Mount | Incandescent |  | Standard A Lamp | 2 | 65 | Bathroom | 211321 | Bathroom | 0.05169%
21132 | 2 | 1 |  | Manual | 1 | Chandelier (Hanging) | Incandescent |  | Standard A Lamp | 2 | 60 | Dining Room | 211322 | Dining Room | 0.05169%
21132 | 3 | 1 |  | Manual | 1 | Ceiling Fixture | Incandescent |  | Standard A Lamp | 2 | 60 | Hall | 211323 | Hall | 0.05169%
21132 | 4 | 1 |  | Manual | 2 | Table | Incandescent |  | Standard A Lamp | 1 | 65 | Family Room | 211324 | Family Room | 0.05169%
21132 | 4 | 2 |  | Manual | 1 | Recessed - other | Incandescent |  | Reflector | 1 | 65 | Family Room | 211324 | Family Room | 0.05169%
21132 | 5 | 1 |  | Manual | 2 | Low bay | Linear Fluorescent | 48 | T-12 | 2 | 40 | Garage | 211325 | Garage | 0.05169%
21132 | 6 | 1 |  | Manual | 1 | Ceiling Fixture | Incandescent |  | Standard A Lamp | 1 | 65 | Bedroom | 211326 | Bedroom | 0.05169%
21132 | 6 | 2 |  | Manual | 1 | Table | Incandescent |  | Standard A Lamp | 1 | 65 | Bedroom | 211326 | Bedroom | 0.05169%
21132 | 7 | 1 |  | Manual | 2 | Recessed Can | Incandescent |  | Reflector | 1 | 65 | Hall | 211327 | Hall | 0.05169%
21132 | 8 | 1 |  | Manual | 4 | Recessed Can | Incandescent |  | Reflector | 1 | 65 | Kitchen | 211328 | Kitchen | 0.05169%
21132 | 9 | 1 |  | Manual | 1 | Ceiling Fixture | Incandescent |  | Standard A Lamp | 1 | 65 | Laundry Room | 211329 | Laundry Room | 0.05169%
21132 | 10 | 1 |  | Manual | 1 | Wall Mount | Incandescent |  | Standard A Lamp | 3 | 65 | Bathroom | 2113210 | Bathroom | 0.05169%
21132 | 11 | 1 |  | Manual | 1 | Ceiling Fan | Incandescent |  | Standard A Lamp | 4 | 65 | Master Bedroom | 2113211 | Master Bedroom | 0.05169%
21132 | 11 | 2 |  | Manual | 2 | Table | Compact Fluorescent |  | Twist | 1 | 15 | Master Bedroom | 2113211 | Master Bedroom | 0.05169%
21132 | 12 | 1 |  | Manual | 1 | Ceiling Fixture | Incandescent |  | Standard A Lamp | 2 | 65 | Bedroom | 2113212 | Bedroom | 0.05169%
21132 | 13 | 1 |  | Manual | 1 | Ceiling Fixture | Incandescent |  | Decorative | 1 | 65 | Closet | 2113213 | Closet | 0.05169%
21137 | 1 | 1 |  | Manual | 1 | Wall Mount | Compact Fluorescent |  | Twist | 8 | 15 | Bathroom | 211371 | Bathroom | 0.05296%
21137 | 1 | 2 |  | Manual | 1 | Ceiling Fixture | Incandescent |  | Standard A Lamp | 1 | 60 | Bathroom | 211371 | Bathroom | 0.05296%
21137 | 2 | 1 |  | Manual | 1 | Ceiling Fixture | Incandescent |  | Heat Lamp | 2 | 150 | Bathroom | 211372 | Bathroom | 0.05296%
21137 | 2 | 2 |  | Manual | 1 | Wall Mount | Compact Fluorescent |  | Twist | 3 | 15 | Bathroom | 211372 | Bathroom | 0.05296%
21137 | 3 | 1 |  | Manual | 1 | Ceiling Fixture | Compact Fluorescent |  | Twist | 2 | 22 | Bedroom | 211373 | Bedroom | 0.05296%
21137 | 3 | 2 |  | Manual | 2 | Table | Incandescent |  | Standard A Lamp | 1 | 150 | Bedroom | 211373 | Bedroom | 0.05296%
21137 | 4 | 1 |  | Manual | 1 | Ceiling Fixture | Incandescent |  | Standard A Lamp | 2 | 100 | Bedroom | 211374 | Bedroom | 0.05296%
21137 | 4 | 2 |  | Manual | 1 | Table | Incandescent |  | 3-Way Incandescent | 1 | 125 | Bedroom | 211374 | Bedroom | 0.05296%
21137 | 5 | 1 |  | Manual | 1 | Ceiling Fixture | Incandescent |  | Standard A Lamp | 2 | 100 | Bedroom | 211375 | Bedroom | 0.05296%
21137 | 5 | 2 |  | Manual | 1 | Table | Incandescent |  | 3-Way Incandescent | 1 | 150 | Bedroom | 211375 | Bedroom | 0.05296%
21137 | 6 | 1 |  | Manual | 2 | Garage door opener | Compact Fluorescent |  | Twist | 1 | 28 | Garage | 211376 | Garage | 0.05296%
21137 | 6 | 2 |  | Manual | 2 | Ceiling Fixture | Compact Fluorescent |  | Straight Tube | 1 | 28 | Garage | 211376 | Garage | 0.05296%
21137 | 7 | 1 |  | Manual | 1 | Ceiling Fixture | Incandescent |  | Standard A Lamp | 1 | 60 | Hall | 211377 | Hall | 0.05296%
21137 | 8 | 1 |  | Manual | 1 | Ceiling Fixture | Incandescent |  | Standard A Lamp | 2 | 60 | Hall | 211378 | Hall | 0.05296%
21137 | 8 | 2 |  | Manual | 1 | Wall Mount | Compact Fluorescent |  | Twist | 1 | 15 | Hall | 211378 | Hall | 0.05296%
21137 | 8 | 3 |  | Manual | 1 | Chandelier (Hanging) | Incandescent |  | Standard A Lamp | 1 | 100 | Hall | 211378 | Hall | 0.05296%
21137 | 9 | 1 |  | Manual | 1 | Ceiling Fixture | Incandescent |  | Standard A Lamp | 2 | 100 | Hall | 211379 | Hall | 0.05296%
21137 | 10 | 1 |  | Manual | 1 | Ceiling Fixture | Linear Fluorescent | 60 | T-12 | 2 | 60 | Kitchen | 2113710 | Kitchen | 0.05296%
21137 | 10 | 2 |  | Manual | 1 | Chandelier (Hanging) | Incandescent |  | Mini base | 5 | 40 | Kitchen | 2113710 | Kitchen | 0.05296%
21137 | 11 | 1 |  | Manual | 2 | Table | Incandescent |  | 3-Way Incandescent | 1 | 200 | Living Room | 2113711 | Living Room | 0.05296%
21137 | 12 | 1 |  | Manual | 1 | Ceiling Fixture | Incandescent |  | Standard A Lamp | 1 | 65 | Office | 2113712 | Office | 0.05296%
21137 | 12 | 2 |  | Manual | 1 | Chandelier (Hanging) | Incandescent |  | Standard A Lamp | 1 | 100 | Office | 2113712 | Office | 0.05296%
21137 | 12 | 3 |  | Manual | 1 | Floor lamp | Compact Fluorescent |  | Twist | 1 | 22 | Office | 2113712 | Office | 0.05296%
21137 | 13 | 1 |  | Manual | 1 | Ceiling Fixture | Incandescent |  | Standard A Lamp | 2 | 60 | Hall | 2113713 | Hall | 0.05296%
21137 | 14 | 1 |  | Manual | 1 | Ceiling Fixture | Incandescent |  | Standard A Lamp | 1 | 100 | Other | 2113714 | Other | 0.05296%
21137 | 15 | 1 |  | Manual | 1 | Ceiling Fixture | Incandescent |  | Standard A Lamp | 1 | 60 | Other | 2113715 | Other | 0.05296%
21143 | 1 | 1 |  | Manual | 1 | Ceiling Fixture | Incandescent |  | Heat Lamp | 2 | 250 | Bathroom | 211431 | Bathroom | 0.04008%
21143 | 1 | 2 |  | Manual | 1 | Wall Mount | Compact Fluorescent |  | Twist | 1 | 14 | Bathroom | 211431 | Bathroom | 0.04008%
21143 | 2 | 1 |  | Manual | 1 | Ceiling Fixture | Compact Fluorescent |  | Twist | 2 | 13 | Bedroom | 211432 | Bedroom | 0.04008%
21143 | 2 | 2 |  | Manual | 1 | Table | Incandescent |  | Standard A Lamp | 1 | 40 | Bedroom | 211432 | Bedroom | 0.04008%
21143 | 3 | 1 |  | Manual | 1 | Ceiling Fixture | Compact Fluorescent |  | Twist | 1 | 15 | Hall | 211433 | Hall | 0.04008%
21143 | 4 | 1 |  | Manual | 1 | Ceiling Fixture | Incandescent |  | Standard A Lamp | 3 | 60 | Family Room | 211434 | Family Room | 0.04008%
21143 | 4 | 2 |  | Manual | 2 | Table | Compact Fluorescent |  | Twist | 1 | 13 | Family Room | 211434 | Family Room | 0.04008%
21143 | 5 | 1 |  | Manual | 2 | Ceiling Fixture | Compact Fluorescent |  | Twist | 1 | 22 | Garage | 211435 | Garage | 0.04008%
21143 | 6 | 1 |  | Manual | 2 | Ceiling Fixture | Compact Fluorescent |  | Twist | 1 | 14 | Hall | 211436 | Hall | 0.04008%
21143 | 6 | 2 |  | Manual | 1 | Ceiling Fixture | Incandescent |  | Standard A Lamp | 1 | 150 | Hall | 211436 | Hall | 0.04008%
21143 | 7 | 1 |  | Manual | 1 | Recessed Can | Incandescent |  | Globe | 1 | 40 | Kitchen | 211437 | Kitchen | 0.04008%
21143 | 7 | 2 |  | Manual | 2 | Ceiling Fixture | Compact Fluorescent |  | Twist | 1 | 13 | Kitchen | 211437 | Kitchen | 0.04008%
21143 | 7 | 3 |  | Manual | 1 | Ceiling Fixture | Linear Fluorescent | 48 | T-12 | 2 | 40 | Kitchen | 211437 | Kitchen | 0.04008%
21143 | 8 | 1 |  | Manual | 1 | Table | Compact Fluorescent |  | A shape bulb | 1 | 15 | Living Room | 211438 | Living Room | 0.04008%
21143 | 9 | 1 |  | Manual | 1 | Wall Mount | Incandescent |  | Globe | 3 | 40 | Bathroom | 211439 | Bathroom | 0.04008%
21143 | 9 | 2 |  | Manual | 1 | Ceiling Fixture | Incandescent |  | Heat Lamp | 2 | 200 | Bathroom | 211439 | Bathroom | 0.04008%
21143 | 10 | 1 |  | Manual | 1 | Ceiling Fixture | Compact Fluorescent |  | Twist | 3 | 13 | Master Bedroom | 2114310 | Master Bedroom | 0.04008%
21143 | 10 | 2 |  | Manual | 2 | Table | Compact Fluorescent |  | Twist | 1 | 13 | Master Bedroom | 2114310 | Master Bedroom | 0.04008%
21143 | 11 | 1 |  | Manual | 1 | Ceiling Fixture | Compact Fluorescent |  | Twist | 1 | 13 | Closet | 2114311 | Closet | 0.04008%
21155 | 1 | 1 |  | Manual | 6 | Recessed Can | Incandescent |  | Reflector | 1 | 65 | Bedroom | 211551 | Bedroom | 0.02963%
21155 | 1 | 2 |  | Manual | 2 | Ceiling Fixture | Incandescent |  | Standard A Lamp | 1 | 60 | Bedroom | 211551 | Bedroom | 0.02963%
21155 | 2 | 1 |  | Manual | 1 | Ceiling Fixture | Incandescent |  | Standard A Lamp | 2 | 60 | Other | 211552 | Other | 0.02963%
21155 | 2 | 2 |  | Manual | 1 | Ceiling Fixture | Linear Fluorescent | 48 | T-12 | 2 | 60 | Other | 211552 | Other | 0.02963%
21155 | 3 | 1 |  | Manual | 3 | Ceiling Fixture | Linear Fluorescent | 48 | T-12 | 2 | 40 | Other | 211553 | Other | 0.02963%
21155 | 3 | 2 |  | Manual | 1 | Ceiling Fixture | Linear Fluorescent | 48 | T-12 | 4 | 40 | Other | 211553 | Other | 0.02963%
21155 | 3 | 3 |  | Manual | 3 | Table | Incandescent |  | Standard A Lamp | 1 | 60 | Other | 211553 | Other | 0.02963%
21155 | 3 | 4 |  | Manual | 1 | Table | Incandescent |  | Standard A Lamp | 1 | 60 | Other | 211553 | Other | 0.02963%
21155 | 3 | 5 |  | Manual | 1 | Table | Incandescent |  | Reflector | 1 | 65 | Other | 211553 | Other | 0.02963%
21155 | 3 | 6 |  | Manual | 1 | Ceiling Fixture | Incandescent |  | Standard A Lamp | 1 | 100 | Other | 211553 | Other | 0.02963%
21155 | 4 | 1 |  | Manual | 1 | Ceiling Fixture | Incandescent |  | Standard A Lamp | 1 | 100 | Other | 211554 | Other | 0.02963%
21155 | 4 | 2 |  | Manual | 1 | Ceiling Fixture | Linear Fluorescent | 48 | T-12 | 4 | 40 | Other | 211554 | Other | 0.02963%
21155 | 5 | 1 |  | Manual | 1 | Ceiling Fixture | Linear Fluorescent | 48 | T-12 | 4 | 40 | Bathroom | 211555 | Bathroom | 0.02963%
21155 | 5 | 2 |  | Manual | 1 | Wall Mount | Incandescent |  | Clear | 3 | 40 | Bathroom | 211555 | Bathroom | 0.02963%
21155 | 5 | 3 |  | Manual | 1 | Ceiling Fixture | Incandescent |  | Standard A Lamp | 1 | 60 | Bathroom | 211555 | Bathroom | 0.02963%
21155 | 6 | 1 |  | Manual | 1 | Ceiling Fan | Incandescent |  | Clear | 4 | 40 | Bedroom | 211556 | Bedroom | 0.02963%
21155 | 6 | 2 |  | Manual | 1 | Other | Linear Fluorescent | 24 | T-8 | 1 | 15 | Bedroom | 211556 | Bedroom | 0.02963%
21155 | 7 | 1 |  | Manual | 1 | Ceiling Fan | Incandescent |  | Clear | 4 | 40 | Bedroom | 211557 | Bedroom | 0.02963%
21155 | 7 | 2 |  | Manual | 1 | Ceiling Fixture | Incandescent |  | Standard A Lamp | 1 | 60 | Bedroom | 211557 | Bedroom | 0.02963%
21155 | 7 | 3 |  | Manual | 1 | Table | Incandescent |  | Standard A Lamp | 1 | 100 | Bedroom | 211557 | Bedroom | 0.02963%
21155 | 8 | 1 |  | Manual | 2 | Ceiling Fixture | Incandescent |  | Standard A Lamp | 1 | 100 | Other | 211558 | Other | 0.02963%
21155 | 8 | 2 |  | Manual | 1 | Ceiling Fixture | Compact Fluorescent |  | Twist | 1 | 22 | Other | 211558 | Other | 0.02963%
21155 | 9 | 1 |  | Manual | 1 | Table | Compact Fluorescent |  | Twist | 1 | 22 | Hall | 211559 | Hall | 0.02963%
21155 | 10 | 1 |  | Manual | 1 | Ceiling Fixture | Incandescent |  | Standard A Lamp | 1 | 100 | Garage | 2115510 | Garage | 0.02963%
21155 | 10 | 2 |  | Manual | 1 | Ceiling Fixture | Linear Fluorescent | 48 | T-12 | 2 | 40 | Garage | 2115510 | Garage | 0.02963%
21155 | 10 | 3 |  | Motion | 2 | Garage door opener | Incandescent |  | Standard A Lamp | 1 | 60 | Garage | 2115510 | Garage | 0.02963%
21155 | 11 | 1 |  | Manual | 1 | Ceiling Fan | Compact Fluorescent |  | Twist | 1 | 15 | Kitchen | 2115511 | Kitchen | 0.02963%
21155 | 11 | 2 |  | Manual | 4 | Chandelier (Hanging) | Compact Fluorescent |  | Twist | 1 | 22 | Kitchen | 2115511 | Kitchen | 0.02963%
21155 | 11 | 3 |  | Manual | 5 | Recessed Can | Incandescent |  | Reflector | 1 | 65 | Kitchen | 2115511 | Kitchen | 0.02963%
21155 | 12 | 1 |  | Manual | 2 | Table | Compact Fluorescent |  | Twist | 1 | 22 | Living Room | 2115512 | Living Room | 0.02963%
21155 | 12 | 2 |  | Manual | 1 | Floor lamp | Compact Fluorescent |  | Twist | 1 | 22 | Living Room | 2115512 | Living Room | 0.02963%
21155 | 12 | 3 |  | Manual | 1 | Ceiling Fan | Incandescent |  | Standard A Lamp | 1 | 60 | Living Room | 2115512 | Living Room | 0.02963%
21155 | 12 | 4 |  | Manual | 1 | Ceiling Fixture | Incandescent |  | Standard A Lamp | 1 | 60 | Living Room | 2115512 | Living Room | 0.02963%
21155 | 12 | 5 |  | Manual | 2 | Ceiling Fixture | Compact Fluorescent |  | Twist | 1 | 15 | Living Room | 2115512 | Living Room | 0.02963%
21155 | 13 | 1 |  | Manual | 1 | Ceiling Fixture | Linear Fluorescent | 48 | T-12 | 4 | 40 | Bathroom | 2115513 | Bathroom | 0.02963%
21155 | 13 | 2 |  | Manual | 1 | Wall Mount | Incandescent |  | Clear | 3 | 40 | Bathroom | 2115513 | Bathroom | 0.02963%
21155 | 13 | 3 |  | Manual | 1 | Ceiling Fixture | Incandescent |  | Standard A Lamp | 1 | 60 | Bathroom | 2115513 | Bathroom | 0.02963%
21155 | 14 | 1 |  | Manual | 1 | Ceiling Fixture | Compact Fluorescent |  | Twist | 2 | 15 | Master Bedroom | 2115514 | Master Bedroom | 0.02963%
21155 | 14 | 2 |  | Manual | 2 | Table | Compact Fluorescent |  | Twist | 1 | 22 | Master Bedroom | 2115514 | Master Bedroom | 0.02963%
21155 | 14 | 3 |  | Manual | 1 | Torchiere | Incandescent |  | Standard A Lamp | 3 | 60 | Master Bedroom | 2115514 | Master Bedroom | 0.02963%
21155 | 15 | 1 |  | Manual | 1 | Ceiling Fan | Incandescent |  | Standard A Lamp | 1 | 60 | Office | 2115515 | Office | 0.02963%
21155 | 15 | 2 |  | Manual | 1 | Table | Incandescent |  | Standard A Lamp | 1 | 150 | Office | 2115515 | Office | 0.02963%
21155 | 15 | 3 |  | Manual | 1 | Ceiling Fixture | Incandescent |  | Standard A Lamp | 1 | 60 | Office | 2115515 | Office | 0.02963%
21155 | 15 | 4 |  | Manual | 1 | Floor lamp | Incandescent |  | Standard A Lamp | 3 | 75 | Office | 2115515 | Office | 0.02963%
21155 | 16 | 1 |  | Manual | 1 | Ceiling Fixture | Incandescent |  | Mini base | 2 | 25 | Hall | 2115516 | Hall | 0.02963%
21155 | 16 | 2 |  | Manual | 2 | Ceiling Fixture | Incandescent |  | Standard A Lamp | 1 | 60 | Hall | 2115516 | Hall | 0.02963%
21155 | 17 | 1 |  | Manual | 2 | Chandelier (Hanging) | Incandescent |  | Globe | 1 | 40 | Other | 2115517 | Other | 0.02963%
21155 | 17 | 2 |  | Manual | 3 | Table | Incandescent |  | Standard A Lamp | 1 | 60 | Other | 2115517 | Other | 0.02963%
21160 | 1 | 1 |  | Manual | 1 | Ceiling Fixture | Incandescent |  | Standard A Lamp | 1 | 60 | Other | 211601 | Other | 0.04784%
21160 | 2 | 1 |  | Manual | 1 | Ceiling Fixture | Incandescent |  | Standard A Lamp | 1 | 60 | Other | 211602 | Other | 0.04784%
21160 | 3 | 1 |  | Manual | 1 | Ceiling Fixture | Incandescent |  | Standard A Lamp | 2 | 60 | Other | 211603 | Other | 0.04784%
21160 | 4 | 1 |  | Manual | 2 | Ceiling Fixture | Incandescent |  | Standard A Lamp | 1 | 60 | Bathroom | 211604 | Bathroom | 0.04784%
21160 | 5 | 1 |  | Manual | 2 | Ceiling Fixture | Incandescent |  | Standard A Lamp | 1 | 60 | Bathroom | 211605 | Bathroom | 0.04784%
21160 | 6 | 1 |  | Manual | 1 | Ceiling Fixture | Incandescent |  | Standard A Lamp | 2 | 60 | Bedroom | 211606 | Bedroom | 0.04784%
21160 | 7 | 1 |  | Manual | 1 | Ceiling Fixture | Incandescent |  | Standard A Lamp | 3 | 60 | Dining Room | 211607 | Dining Room | 0.04784%
21160 | 8 | 1 |  | Manual | 1 | Ceiling Fixture | Incandescent |  | Standard A Lamp | 1 | 60 | Hall | 211608 | Hall | 0.04784%
21160 | 9 | 1 |  | Manual | 1 | Wall Mount | Incandescent |  | Standard A Lamp | 1 | 60 | Hall | 211609 | Hall | 0.04784%
21160 | 10 | 1 |  | Manual | 1 | Ceiling Fixture | Incandescent |  | Standard A Lamp | 1 | 60 | Kitchen | 2116010 | Kitchen | 0.04784%
21160 | 10 | 2 |  | Manual | 1 | Ceiling Fixture | Compact Fluorescent |  | Twist | 1 | 15 | Kitchen | 2116010 | Kitchen | 0.04784%
21160 | 11 | 1 |  | Manual | 1 | Ceiling Fixture | Incandescent |  | Other | 3 | 60 | Living Room | 2116011 | Living Room | 0.04784%
21160 | 11 | 2 |  | Manual | 2 | Table | Compact Fluorescent |  | Twist | 1 | 15 | Living Room | 2116011 | Living Room | 0.04784%
21160 | 12 | 1 |  | Manual | 5 | Ceiling Fixture | Compact Fluorescent |  | Twist | 1 | 15 | Other | 2116012 | Other | 0.04784%
21160 | 12 | 2 |  | Manual | 4 | Ceiling Fixture | Incandescent |  | Standard A Lamp | 1 | 60 | Other | 2116012 | Other | 0.04784%
21160 | 13 | 1 |  | Manual | 1 | Ceiling Fixture | Incandescent |  | Standard A Lamp | 3 | 60 | Master Bedroom | 2116013 | Master Bedroom | 0.04784%
21160 | 13 | 2 |  | Manual | 1 | Table | Incandescent |  | Standard A Lamp | 1 | 60 | Master Bedroom | 2116013 | Master Bedroom | 0.04784%
21160 | 14 | 1 |  | Manual | 1 | Ceiling Fixture | Incandescent |  | Standard A Lamp | 1 | 60 | Closet | 2116014 | Closet | 0.04784%
21160 | 15 | 1 |  | Manual | 1 | Ceiling Fixture | Incandescent |  | Standard A Lamp | 2 | 60 | Office | 2116015 | Office | 0.04784%
21160 | 15 | 2 |  | Manual | 1 | Table | Incandescent |  | Standard A Lamp | 1 | 60 | Office | 2116015 | Office | 0.04784%
21160 | 16 | 1 |  | Manual | 1 | Ceiling Fixture | Incandescent |  | Standard A Lamp | 2 | 60 | Hall | 2116016 | Hall | 0.04784%
21176 | 1 | 1 |  | Manual | 1 | Ceiling Fixture | Incandescent |  | Standard A Lamp | 2 | 60 | Bathroom | 211761 | Bathroom | 0.02963%
21176 | 2 | 1 |  | Manual | 2 | Ceiling Fixture | Incandescent |  | Standard A Lamp | 2 | 60 | Bedroom | 211762 | Bedroom | 0.02963%
21176 | 2 | 2 |  | Manual | 1 | Table | Incandescent |  | Decorative | 1 | 40 | Bedroom | 211762 | Bedroom | 0.02963%
21176 | 3 | 1 |  | Manual | 1 | Ceiling Fixture | Incandescent |  | Standard A Lamp | 2 | 60 | Bedroom | 211763 | Bedroom | 0.02963%
21176 | 3 | 2 |  | Manual | 2 | Table | Compact Fluorescent |  | Twist | 1 | 13 | Bedroom | 211763 | Bedroom | 0.02963%
21176 | 3 | 3 |  | Manual | 1 | Ceiling Fixture | Incandescent |  | Standard A Lamp | 1 | 60 | Bedroom | 211763 | Bedroom | 0.02963%
21176 | 4 | 1 |  | Manual | 2 | Ceiling Fixture | Incandescent |  | Standard A Lamp | 2 | 60 | Family Room | 211764 | Family Room | 0.02963%
21176 | 5 | 1 |  | Manual | 3 | Ceiling Fixture | Incandescent |  | Standard A Lamp | 1 | 60 | Hall | 211765 | Hall | 0.02963%
21176 | 6 | 1 |  | Manual | 1 | Ceiling Fixture | Incandescent |  | Standard A Lamp | 1 | 60 | Bathroom | 211766 | Bathroom | 0.02963%
21176 | 6 | 2 |  | Manual | 1 | Wall Mount | Incandescent |  | Globe | 3 | 25 | Bathroom | 211766 | Bathroom | 0.02963%
21176 | 7 | 1 |  | Manual | 1 | Ceiling Fixture | Incandescent |  | Standard A Lamp | 2 | 60 | Bedroom | 211767 | Bedroom | 0.02963%
21176 | 7 | 2 |  | Manual | 1 | Table | Incandescent |  | Standard A Lamp | 1 | 150 | Bedroom | 211767 | Bedroom | 0.02963%
21176 | 8 | 1 |  | Motion | 2 | Garage door opener | Incandescent |  | Standard A Lamp | 1 | 60 | Garage | 211768 | Garage | 0.02963%
21176 | 8 | 2 |  | Manual | 3 | Ceiling Fixture | Compact Fluorescent |  | Twist | 1 | 22 | Garage | 211768 | Garage | 0.02963%
21176 | 9 | 1 |  | Manual | 1 | Chandelier (Hanging) | Incandescent |  | Standard A Lamp | 7 | 40 | Kitchen | 211769 | Kitchen | 0.02963%
21176 | 9 | 2 |  | Manual | 7 | Recessed Can | Incandescent |  | Reflector | 1 | 65 | Kitchen | 211769 | Kitchen | 0.02963%
21176 | 9 | 3 |  | Manual | 1 | Ceiling Fixture | Incandescent |  | Standard A Lamp | 1 | 60 | Kitchen | 211769 | Kitchen | 0.02963%
21176 | 10 | 1 |  | Manual | 1 | Ceiling Fixture | Incandescent |  | Standard A Lamp | 1 | 60 | Laundry Room | 2117610 | Laundry Room | 0.02963%
21176 | 11 | 1 |  | Manual | 3 | Table | Incandescent |  | Standard A Lamp | 1 | 150 | Living Room | 2117611 | Living Room | 0.02963%
21176 | 11 | 2 |  | Manual | 1 | Ceiling Fan | Incandescent |  | Standard A Lamp | 1 | 60 | Living Room | 2117611 | Living Room | 0.02963%
21176 | 11 | 3 |  | Manual | 1 | Table | Incandescent |  | Clear | 1 | 60 | Living Room | 2117611 | Living Room | 0.02963%
21176 | 11 | 4 |  | Manual | 2 | Recessed Can | Incandescent |  | Reflector | 1 | 75 | Living Room | 2117611 | Living Room | 0.02963%
21176 | 12 | 1 |  | Manual | 1 | Wall Mount | Incandescent |  | Globe | 7 | 25 | Bathroom | 2117612 | Bathroom | 0.02963%
21176 | 13 | 1 |  | Manual | 1 | Ceiling Fan | Incandescent |  | Standard A Lamp | 1 | 60 | Master Bedroom | 2117613 | Master Bedroom | 0.02963%
21176 | 13 | 2 |  | Manual | 1 | Ceiling Fixture | Linear Fluorescent | 24 | T-8 | 1 | 20 | Master Bedroom | 2117613 | Master Bedroom | 0.02963%
21176 | 13 | 3 |  | Manual | 2 | Table | Incandescent |  | Standard A Lamp | 1 | 40 | Master Bedroom | 2117613 | Master Bedroom | 0.02963%
21176 | 14 | 1 |  | Manual | 1 | Ceiling Fixture | Incandescent |  | Standard A Lamp | 1 | 60 | Other | 2117614 | Other | 0.02963%
21176 | 15 | 1 |  | Manual | 1 | Table | Compact Fluorescent |  | Twist | 1 | 13 | Hall | 2117615 | Hall | 0.02963%
21176 | 15 | 2 |  | Manual | 5 | Recessed Can | Incandescent |  | Reflector | 1 | 75 | Hall | 2117615 | Hall | 0.02963%
21176 | 15 | 3 |  | Manual | 2 | Ceiling Fixture | Incandescent |  | Standard A Lamp | 1 | 60 | Hall | 2117615 | Hall | 0.02963%
21176 | 16 | 1 |  | Dimmer | 1 | Ceiling Fixture | Incandescent |  | Standard A Lamp | 1 | 60 | Bedroom | 2117616 | Bedroom | 0.02963%
21176 | 16 | 2 |  | Manual | 1 | Table | Incandescent |  | Standard A Lamp | 1 | 60 | Bedroom | 2117616 | Bedroom | 0.02963%
21176 | 17 | 1 |  | Manual | 1 | Ceiling Fixture | Incandescent |  | Standard A Lamp | 1 | 60 | Bedroom | 2117617 | Bedroom | 0.02963%
21176 | 17 | 2 |  | Manual | 1 | Table | Incandescent |  | Standard A Lamp | 1 | 60 | Bedroom | 2117617 | Bedroom | 0.02963%
21176 | 18 | 1 |  | Manual | 1 | Ceiling Fixture | Incandescent |  | Standard A Lamp | 1 | 60 | Hall | 2117618 | Hall | 0.02963%
21176 | 19 | 1 |  | Manual | 1 | Ceiling Fixture | Incandescent |  | Standard A Lamp | 1 | 60 | Other | 2117619 | Other | 0.02963%
21176 | 20 | 1 |  | Manual | 2 | Ceiling Fixture | Incandescent |  | Standard A Lamp | 1 | 60 | Other | 2117620 | Other | 0.02963%
21180 | 1 | 1 |  | Manual | 1 | Wall Mount | Incandescent |  | Standard A Lamp | 2 | 60 | Bathroom | 211801 | Bathroom | 0.05169%
21180 | 2 | 1 |  | Manual | 2 | Wall Mount | Incandescent |  | Standard A Lamp | 2 | 100 | Bathroom | 211802 | Bathroom | 0.05169%
21180 | 2 | 2 |  | Manual | 1 | Recessed Can | Incandescent |  | Reflector | 1 | 75 | Bathroom | 211802 | Bathroom | 0.05169%
21180 | 2 | 3 |  | Manual | 1 | Recessed Can | Compact Fluorescent |  | Flood | 1 | 22 | Bathroom | 211802 | Bathroom | 0.05169%
21180 | 3 | 1 |  | Manual | 1 | Ceiling Fixture | Incandescent |  | Standard A Lamp | 2 | 60 | Bedroom | 211803 | Bedroom | 0.05169%
21180 | 3 | 2 |  | Manual | 1 | Floor lamp | Incandescent |  | 3-Way Incandescent | 1 | 150 | Bedroom | 211803 | Bedroom | 0.05169%
21180 | 3 | 3 |  | Manual | 1 | Floor lamp | Incandescent |  | Standard A Lamp | 1 | 60 | Bedroom | 211803 | Bedroom | 0.05169%
21180 | 4 | 1 |  | Manual | 1 | Wall Mount | Linear Fluorescent | 12 | T-8 | 1 | 18 | Closet | 211804 | Closet | 0.05169%
21180 | 5 | 1 |  | Manual | 1 | Ceiling Fixture | Incandescent |  | Standard A Lamp | 2 | 60 | Closet | 211805 | Closet | 0.05169%
21180 | 6 | 1 |  | Manual | 1 | Ceiling Fixture | Incandescent |  | Standard A Lamp | 1 | 60 | Closet | 211806 | Closet | 0.05169%
21180 | 7 | 1 |  | Manual | 1 | Chandelier (Hanging) | Incandescent |  | Standard A Lamp | 5 | 60 | Dining Room | 211807 | Dining Room | 0.05169%
21180 | 8 | 1 |  | Manual | 3 | Recessed Can | Incandescent |  | Reflector | 1 | 75 | Other | 211808 | Other | 0.05169%
21180 | 9 | 1 |  | Manual | 1 | Chandelier (Hanging) | Incandescent |  | Standard A Lamp | 9 | 60 | Other | 211809 | Other | 0.05169%
21180 | 10 | 1 |  | Manual | 3 | Ceiling Fixture | Incandescent |  | Standard A Lamp | 1 | 150 | Garage | 2118010 | Garage | 0.05169%
21180 | 11 | 1 |  | Manual | 1 | Ceiling Fixture | Compact Fluorescent |  | Twist | 2 | 14 | Bedroom | 2118011 | Bedroom | 0.05169%
21180 | 11 | 2 |  | Manual | 1 | Floor lamp | Incandescent |  | Standard A Lamp | 1 | 60 | Bedroom | 2118011 | Bedroom | 0.05169%
21180 | 12 | 1 |  | Manual | 1 | Ceiling Fixture | Incandescent |  | Standard A Lamp | 2 | 60 | Bedroom | 2118012 | Bedroom | 0.05169%
21180 | 13 | 1 |  | Manual | 6 | Recessed Can | Incandescent |  | Reflector | 1 | 75 | Kitchen | 2118013 | Kitchen | 0.05169%
21180 | 14 | 1 |  | Manual | 1 | Ceiling Fixture | Compact Fluorescent |  | Twist | 1 | 14 | Laundry Room | 2118014 | Laundry Room | 0.05169%
21180 | 15 | 1 |  | Manual | 5 | Recessed Can | Incandescent |  | Reflector | 1 | 75 | Living Room | 2118015 | Living Room | 0.05169%
21180 | 16 | 1 |  | Manual | 1 | Recessed Can | Incandescent |  | Reflector | 1 | 75 | Other | 2118016 | Other | 0.05169%
21180 | 17 | 1 |  | Manual | 2 | Wall Mount | Incandescent |  | Standard A Lamp | 3 | 75 | Bathroom | 2118017 | Bathroom | 0.05169%
21180 | 18 | 1 |  | Manual | 2 | Ceiling Fixture | Incandescent |  | Standard A Lamp | 2 | 60 | Master Bedroom | 2118018 | Master Bedroom | 0.05169%
21180 | 19 | 1 |  | Manual | 1 | Ceiling Fixture | Incandescent |  | Standard A Lamp | 1 | 75 | Closet | 2118019 | Closet | 0.05169%
21180 | 20 | 1 |  | Manual | 1 | Torchiere | Incandescent |  | Standard A Lamp | 1 | 100 | Office | 2118020 | Office | 0.05169%
21180 | 21 | 1 |  | Manual | 1 | Recessed Can | Incandescent |  | Reflector | 1 | 75 | Other | 2118021 | Other | 0.05169%
21180 | 21 | 2 |  | Manual | 1 | Ceiling Fixture | Compact Fluorescent |  | Twist | 2 | 14 | Other | 2118021 | Other | 0.05169%
21180 | 22 | 1 |  | Manual | 2 | Recessed Can | Incandescent |  | Reflector | 1 | 75 | Hall | 2118022 | Hall | 0.05169%
21180 | 23 | 1 |  | Manual | 1 | Ceiling Fixture | Compact Fluorescent |  | Flood | 1 | 22 | Bathroom | 2118023 | Bathroom | 0.05169%
21188 | 1 | 1 |  | Manual | 1 | Wall Mount | Incandescent |  | Standard A Lamp | 4 | 60 | Bathroom | 211881 | Bathroom | 0.1084%
21188 | 2 | 1 |  | Manual | 1 | Ceiling Fixture | Incandescent |  | Standard A Lamp | 1 | 60 | Bathroom | 211882 | Bathroom | 0.1084%
21188 | 3 | 1 |  | Manual | 2 | Chandelier (Hanging) | Incandescent |  | Standard A Lamp | 1 | 60 | Bedroom | 211883 | Bedroom | 0.1084%
21188 | 4 | 1 |  | Manual | 2 | Table | Incandescent |  | Standard A Lamp | 1 | 60 | Bedroom | 211884 | Bedroom | 0.1084%
21188 | 5 | 1 |  | Manual | 2 | Table | Incandescent |  | Standard A Lamp | 1 | 60 | Bedroom | 211885 | Bedroom | 0.1084%
21188 | 5 | 2 |  | Manual | 1 | Wall Mount | Incandescent |  | Globe | 4 | 60 | Bedroom | 211885 | Bedroom | 0.1084%
21188 | 6 | 1 |  | Manual | 1 | Ceiling Fixture | Incandescent |  | Standard A Lamp | 1 | 60 | Bedroom | 211886 | Bedroom | 0.1084%
21188 | 6 | 2 |  | Manual | 1 | Table | Incandescent |  | Standard A Lamp | 1 | 60 | Bedroom | 211886 | Bedroom | 0.1084%
21188 | 7 | 1 |  | Manual | 3 | Ceiling Fixture | Incandescent |  | Standard A Lamp | 1 | 60 | Bedroom | 211887 | Bedroom | 0.1084%
21188 | 8 | 1 |  | Manual | 1 | Ceiling Fixture | Incandescent |  | Standard A Lamp | 1 | 65 | Bedroom | 211888 | Bedroom | 0.1084%
21188 | 8 | 2 |  | Manual | 1 | Floor lamp | Incandescent |  | Standard A Lamp | 1 | 60 | Bedroom | 211888 | Bedroom | 0.1084%
21188 | 9 | 1 |  | Manual | 2 | Floor lamp | Incandescent |  | Standard A Lamp | 1 | 60 | Other | 211889 | Other | 0.1084%
21188 | 10 | 1 |  | Manual | 1 | Ceiling Fixture | Linear Fluorescent | 48 | T-12 | 2 | 40 | Garage | 2118810 | Garage | 0.1084%
21188 | 10 | 2 |  | Manual | 1 | Garage door opener | Incandescent |  | Standard A Lamp | 1 | 60 | Garage | 2118810 | Garage | 0.1084%
21188 | 11 | 1 |  | Manual | 2 | Wall Mount | Incandescent |  | Standard A Lamp | 2 | 60 | Hall | 2118811 | Hall | 0.1084%
21188 | 11 | 2 |  | Manual | 1 | Chandelier (Hanging) | Incandescent |  | Mini base | 9 | 25 | Hall | 2118811 | Hall | 0.1084%
21188 | 12 | 1 |  | Manual | 1 | Chandelier (Hanging) | Incandescent |  | Decorative | 6 | 40 | Kitchen | 2118812 | Kitchen | 0.1084%
21188 | 12 | 2 |  | Manual | 1 | Ceiling Fixture | Incandescent |  | Standard A Lamp | 1 | 60 | Kitchen | 2118812 | Kitchen | 0.1084%
21188 | 12 | 3 |  | Manual | 2 | Recessed Can | Incandescent |  | Reflector | 1 | 65 | Kitchen | 2118812 | Kitchen | 0.1084%
21188 | 13 | 1 |  | Manual | 1 | Chandelier (Hanging) | Incandescent |  | Decorative | 5 | 40 | Kitchen | 2118813 | Kitchen | 0.1084%
21188 | 13 | 2 |  | Manual | 1 | Ceiling Fixture | Incandescent |  | Standard A Lamp | 2 | 60 | Kitchen | 2118813 | Kitchen | 0.1084%
21188 | 14 | 1 |  | Manual | 2 | Floor lamp | Incandescent |  | Standard A Lamp | 4 | 60 | Living Room | 2118814 | Living Room | 0.1084%
21188 | 14 | 2 |  | Manual | 3 | Floor lamp | Incandescent |  | Standard A Lamp | 1 | 60 | Living Room | 2118814 | Living Room | 0.1084%
21201 | 1 | 1 |  | Manual | 2 | Ceiling Fixture | Compact Fluorescent |  | Twist | 1 | 15 | Bedroom | 212011 | Bedroom | 0.05169%
21201 | 1 | 2 |  | Manual | 1 | Table | Other |  | LED Interior | 1 | 12 | Bedroom | 212011 | Bedroom | 0.05169%
21201 | 2 | 1 |  | Manual | 3 | Wall Mount | Halogen |  | Quartz Tube | 1 | 100 | Bathroom | 212012 | Bathroom | 0.05169%
21201 | 3 | 1 |  | Manual | 3 | Wall Mount | Halogen |  |  | 1 | 30 | Bathroom | 212013 | Bathroom | 0.05169%
21201 | 3 | 2 |  | Manual | 1 | Ceiling Fixture | Incandescent |  | Heat Lamp | 1 | 125 | Bathroom | 212013 | Bathroom | 0.05169%
21201 | 4 | 1 |  | Dimmer | 3 | Track | Halogen |  | PAR | 1 | 50 | Dining Room | 212014 | Dining Room | 0.05169%
21201 | 5 | 1 |  | Manual | 1 | Floor lamp | Incandescent |  | Standard A Lamp | 1 | 60 | Bedroom | 212015 | Bedroom | 0.05169%
21201 | 5 | 2 |  | Manual | 2 | Ceiling Fixture | Compact Fluorescent |  | Twist | 1 | 15 | Bedroom | 212015 | Bedroom | 0.05169%
21201 | 6 | 1 |  | Manual | 4 | Chandelier (Hanging) | Compact Fluorescent |  | Twist | 1 | 22 | Family Room | 212016 | Family Room | 0.05169%
21201 | 6 | 2 |  | Manual | 6 | Floor lamp | Halogen |  | Quartz Tube | 1 | 50 | Family Room | 212016 | Family Room | 0.05169%
21201 | 6 | 3 |  | Manual | 1 | Table | Halogen |  | MR | 1 | 20 | Family Room | 212016 | Family Room | 0.05169%
21201 | 7 | 1 |  | Manual | 2 | Wall Mount | Incandescent |  | Standard A Lamp | 1 | 60 | Bedroom | 212017 | Bedroom | 0.05169%
21201 | 8 | 1 |  | Manual | 3 | Track | Halogen |  | PAR | 1 | 50 | Kitchen | 212018 | Kitchen | 0.05169%
21201 | 8 | 2 |  | Manual | 5 | Recessed Can | Compact Fluorescent |  | Flood | 1 | 22 | Kitchen | 212018 | Kitchen | 0.05169%
21201 | 9 | 1 |  | Dimmer | 1 | Floor lamp | Compact Fluorescent |  | Straight Tube | 1 | 22 | Living Room | 212019 | Living Room | 0.05169%
21201 | 9 | 2 |  | Manual | 2 | Floor lamp | Compact Fluorescent |  | Twist | 1 | 15 | Living Room | 212019 | Living Room | 0.05169%
21201 | 9 | 3 |  | Manual | 2 | Floor lamp | Compact Fluorescent |  | Twist | 1 | 15 | Living Room | 212019 | Living Room | 0.05169%
21201 | 9 | 4 |  | Manual | 1 | Floor lamp | Compact Fluorescent |  | Twist | 1 | 22 | Living Room | 212019 | Living Room | 0.05169%
21201 | 10 | 1 |  | Manual | 2 | Ceiling Fan | Compact Fluorescent |  | Twist | 1 | 22 | Office | 2120110 | Office | 0.05169%
21201 | 10 | 2 |  | Manual | 1 | Table | Compact Fluorescent |  | Straight Tube | 1 | 28 | Office | 2120110 | Office | 0.05169%
21201 | 10 | 3 |  | Manual | 1 | Table | Halogen |  | MR | 1 | 30 | Office | 2120110 | Office | 0.05169%
21201 | 11 | 1 |  | Dimmer | 3 | Track | Halogen |  | PAR | 1 | 50 | Hall | 2120111 | Hall | 0.05169%
21201 | 12 | 1 |  | Manual | 1 | Track | Halogen |  | PAR | 3 | 50 | Hall | 2120112 | Hall | 0.05169%
21201 | 12 | 2 |  | Manual | 1 | Chandelier (Hanging) | Compact Fluorescent |  | Twist | 1 | 22 | Hall | 2120112 | Hall | 0.05169%
21203 | 1 | 1 |  | Manual | 1 | Ceiling Fixture | Compact Fluorescent |  | Twist | 1 | 15 | Hall | 212031 | Hall | 0.05169%
21203 | 2 | 1 |  | Manual | 1 | Table | Compact Fluorescent |  | Straight Tube | 1 | 15 | Other | 212032 | Other | 0.05169%
21203 | 3 | 1 |  | Manual | 1 | Other | Other |  | Decorative | 1 | 15 | Family Room | 212033 | Family Room | 0.05169%
21203 | 3 | 2 |  | Manual | 2 | Recessed Can | Compact Fluorescent |  | Twist | 1 | 15 | Family Room | 212033 | Family Room | 0.05169%
21203 | 4 | 1 |  | Manual | 2 | High bay | Compact Fluorescent |  | Twist | 1 | 15 | Bathroom | 212034 | Bathroom | 0.05169%
21203 | 5 | 1 |  | Manual | 1 | Chandelier (Hanging) | Incandescent |  | Standard A Lamp | 1 | 5 | Dining Room | 212035 | Dining Room | 0.05169%
21203 | 6 | 1 |  | Manual | 1 | Ceiling Fixture | Linear Fluorescent | 48 | T-12 | 2 | 40 | Garage | 212036 | Garage | 0.05169%
21203 | 6 | 2 |  | Manual | 1 | Wall Mount | Compact Fluorescent |  | Twist | 1 | 15 | Garage | 212036 | Garage | 0.05169%
21203 | 7 | 1 |  | Manual | 1 | Ceiling Fixture | Compact Fluorescent |  | Twist | 1 | 22 | Bedroom | 212037 | Bedroom | 0.05169%
21203 | 8 | 1 |  | Manual | 1 | Ceiling Fixture | Halogen |  | MR | 1 | 50 | Kitchen | 212038 | Kitchen | 0.05169%
21203 | 8 | 2 |  | Manual | 1 | Architectural | Compact Fluorescent |  | Twist | 3 | 15 | Kitchen | 212038 | Kitchen | 0.05169%
21203 | 8 | 3 |  | Manual | 1 | Ceiling Fixture | Halogen |  | MR | 3 | 50 | Kitchen | 212038 | Kitchen | 0.05169%
21203 | 9 | 1 |  | Dimmer | 1 | Table | Compact Fluorescent |  | Twist | 1 | 13 | Living Room | 212039 | Living Room | 0.05169%
21203 | 9 | 2 |  | Manual | 1 | Floor lamp | Compact Fluorescent |  | Twist | 1 | 13 | Living Room | 212039 | Living Room | 0.05169%
21203 | 10 | 1 |  | Manual | 1 | Ceiling Fixture | Compact Fluorescent |  | Twist | 2 | 15 | Master Bedroom | 2120310 | Master Bedroom | 0.05169%
21203 | 10 | 2 |  | Manual | 1 | Table | Compact Fluorescent |  | Twist | 1 | 15 | Master Bedroom | 2120310 | Master Bedroom | 0.05169%
21203 | 11 | 1 |  | Manual | 1 | Ceiling Fixture | Incandescent |  | Standard A Lamp | 1 | 60 | Hall | 2120311 | Hall | 0.05169%
21214 | 1 | 1 |  | Manual | 1 | Ceiling Fixture | Incandescent |  | Standard A Lamp | 2 | 60 | Bathroom | 212141 | Bathroom | 0.02845%
21214 | 1 | 2 |  | Manual | 1 | Table | Incandescent |  | Standard A Lamp | 1 | 40 | Bathroom | 212141 | Bathroom | 0.02845%
21214 | 2 | 1 |  | Manual | 1 | Ceiling Fixture | Incandescent |  | Standard A Lamp | 2 | 60 | Bathroom | 212142 | Bathroom | 0.02845%
21214 | 2 | 2 |  | Manual | 1 | Wall Mount | Incandescent |  | Standard A Lamp | 3 | 60 | Bathroom | 212142 | Bathroom | 0.02845%
21214 | 2 | 3 |  | Manual | 1 | Architectural | Incandescent |  | Standard A Lamp | 1 | 40 | Bathroom | 212142 | Bathroom | 0.02845%
21214 | 3 | 1 |  | Manual | 1 | Recessed Can | Incandescent |  | Reflector | 1 | 60 | Bedroom | 212143 | Bedroom | 0.02845%
21214 | 4 | 1 |  | Manual | 1 | Recessed Can | Incandescent |  | Reflector | 1 | 60 | Bedroom | 212144 | Bedroom | 0.02845%
21214 | 4 | 2 |  | Manual | 3 | Table | Incandescent |  | Standard A Lamp | 1 | 60 | Bedroom | 212144 | Bedroom | 0.02845%
21214 | 5 | 1 |  | Manual | 1 | Chandelier (Hanging) | Incandescent |  | Standard A Lamp | 2 | 60 | Dining Room | 212145 | Dining Room | 0.02845%
21214 | 5 | 2 |  | Manual | 1 | Table | Incandescent |  | Standard A Lamp | 1 | 60 | Dining Room | 212145 | Dining Room | 0.02845%
21214 | 5 | 3 |  | Manual | 1 | Table | Incandescent |  | Standard A Lamp | 1 | 60 | Dining Room | 212145 | Dining Room | 0.02845%
21214 | 6 | 1 |  | Manual | 5 | Recessed Can | Incandescent |  | Reflector | 1 | 60 | Family Room | 212146 | Family Room | 0.02845%
21214 | 6 | 2 |  | Manual | 1 | Table | Incandescent |  | Standard A Lamp | 1 | 60 | Family Room | 212146 | Family Room | 0.02845%
21214 | 7 | 1 |  | Manual | 2 | Garage door opener | Incandescent |  | Standard A Lamp | 1 | 60 | Garage | 212147 | Garage | 0.02845%
21214 | 7 | 2 |  | Manual | 2 | Ceiling Fixture | Incandescent |  | Globe | 2 | 100 | Garage | 212147 | Garage | 0.02845%
21214 | 7 | 3 |  | Manual | 1 | Ceiling Fixture | Linear Fluorescent | 52 | T-5 | 2 | 40 | Garage | 212147 | Garage | 0.02845%
21214 | 8 | 1 |  | Manual | 1 | Garage door opener | Incandescent |  | Standard A Lamp | 1 | 60 | Garage | 212148 | Garage | 0.02845%
21214 | 8 | 2 |  | Manual | 1 | Ceiling Fixture | Incandescent |  | Standard A Lamp | 1 | 100 | Garage | 212148 | Garage | 0.02845%
21214 | 9 | 1 |  | Manual | 3 | Recessed - other | Incandescent |  | Reflector | 1 | 60 | Hall | 212149 | Hall | 0.02845%
21214 | 10 | 1 |  | Manual | 1 | Chandelier (Hanging) | Incandescent |  | Standard A Lamp | 4 | 60 | Hall | 2121410 | Hall | 0.02845%
21214 | 10 | 2 |  | Manual | 1 | Table | Incandescent |  | Decorative | 2 | 40 | Hall | 2121410 | Hall | 0.02845%
21214 | 11 | 1 |  | Manual | 5 | Recessed Can | Incandescent |  | Reflector | 1 | 60 | Kitchen | 2121411 | Kitchen | 0.02845%
21214 | 11 | 2 |  | Manual | 1 | Chandelier (Hanging) | Incandescent |  | Standard A Lamp | 1 | 100 | Kitchen | 2121411 | Kitchen | 0.02845%
21214 | 12 | 1 |  | Manual | 1 | Ceiling Fixture | Incandescent |  | Standard A Lamp | 2 | 60 | Laundry Room | 2121412 | Laundry Room | 0.02845%
21214 | 13 | 1 |  | Manual | 2 | Table | Incandescent |  | Standard A Lamp | 1 | 60 | Living Room | 2121413 | Living Room | 0.02845%
21214 | 14 | 1 |  | Manual | 1 | Ceiling Fixture | Incandescent |  | Standard A Lamp | 2 | 60 | Master Bedroom | 2121414 | Master Bedroom | 0.02845%
21214 | 14 | 2 |  | Manual | 2 | Table | Incandescent |  | Standard A Lamp | 1 | 60 | Master Bedroom | 2121414 | Master Bedroom | 0.02845%
21214 | 15 | 1 |  | Manual | 2 | Recessed Can | Incandescent |  | Reflector | 1 | 60 | Bathroom | 2121415 | Bathroom | 0.02845%
21214 | 15 | 2 |  | Manual | 4 | Wall Mount | Incandescent |  | Standard A Lamp | 1 | 60 | Bathroom | 2121415 | Bathroom | 0.02845%
21214 | 15 | 3 |  | Manual | 3 | Ceiling Fixture | Incandescent |  | Standard A Lamp | 2 | 65 | Bathroom | 2121415 | Bathroom | 0.02845%
21214 | 16 | 1 |  | Manual | 1 | Chandelier (Hanging) | Incandescent |  | Standard A Lamp | 1 | 60 | Other | 2121416 | Other | 0.02845%
21214 | 17 | 1 |  | Manual | 1 | Recessed Can | Incandescent |  | Reflector | 1 | 60 | Office | 2121417 | Office | 0.02845%
21214 | 17 | 2 |  | Manual | 1 | Ceiling Fixture | Incandescent |  | Standard A Lamp | 2 | 60 | Office | 2121417 | Office | 0.02845%
21214 | 17 | 3 |  | Manual | 1 | Table | Incandescent |  | Standard A Lamp | 1 | 60 | Office | 2121417 | Office | 0.02845%
21214 | 18 | 1 |  | Manual | 2 | Chandelier (Hanging) | Incandescent |  | Standard A Lamp | 3 | 60 | Other | 2121418 | Other | 0.02845%
21214 | 18 | 2 |  | Manual | 1 | Chandelier (Hanging) | Incandescent |  | Globe | 1 | 100 | Other | 2121418 | Other | 0.02845%
21214 | 18 | 3 |  | Manual | 2 | Table | Incandescent |  | Standard A Lamp | 2 | 60 | Other | 2121418 | Other | 0.02845%
21218 | 1 | 1 |  | Manual | 1 | Table | Halogen |  | MR | 1 | 50 | Living Room | 212181 | Living Room | 0.02963%
21218 | 1 | 2 |  | Manual | 1 | Table | Incandescent |  | Reflector | 1 | 75 | Living Room | 212181 | Living Room | 0.02963%
21218 | 2 | 1 |  | Manual | 1 | Recessed - other | Incandescent |  | Reflector | 1 | 65 | Bathroom | 212182 | Bathroom | 0.02963%
21218 | 2 | 2 |  | Manual | 1 | Recessed - other | Incandescent |  | Heat Lamp | 1 | 250 | Bathroom | 212182 | Bathroom | 0.02963%
21218 | 3 | 1 |  | Manual | 6 | Wall Mount | Halogen |  | Other | 1 | 50 | Bathroom | 212183 | Bathroom | 0.02963%
21218 | 3 | 2 |  | Manual | 2 | Recessed Can | Incandescent |  | Reflector | 1 | 65 | Bathroom | 212183 | Bathroom | 0.02963%
21218 | 4 | 1 |  | Manual | 3 | Ceiling Fixture | Linear Fluorescent | 48 | T-12 | 2 | 40 | Other | 212184 | Other | 0.02963%
21218 | 5 | 1 |  | Manual | 1 | Ceiling Fixture | Incandescent |  | Standard A Lamp | 1 | 60 | Bedroom | 212185 | Bedroom | 0.02963%
21218 | 5 | 2 |  | Manual | 2 | Wall Mount | Incandescent |  | Standard A Lamp | 1 | 60 | Bedroom | 212185 | Bedroom | 0.02963%
21218 | 5 | 3 |  | Manual | 1 | Table | Compact Fluorescent |  | Twist | 1 | 15 | Bedroom | 212185 | Bedroom | 0.02963%
21218 | 6 | 1 |  | Manual | 1 | Recessed Can | Incandescent |  | Reflector | 1 | 65 | Hall | 212186 | Hall | 0.02963%
21218 | 7 | 1 |  | Manual | 4 | Recessed Can | Incandescent |  | Reflector | 1 | 65 | Bathroom | 212187 | Bathroom | 0.02963%
21218 | 7 | 2 |  | Manual | 3 | Wall Mount | Halogen |  | MR | 1 | 50 | Bathroom | 212187 | Bathroom | 0.02963%
21218 | 8 | 1 |  | Manual | 1 | Recessed - other | Incandescent |  | Reflector | 1 | 65 | Bathroom | 212188 | Bathroom | 0.02963%
21218 | 8 | 2 |  | Manual | 1 | Recessed - other | Incandescent |  | Heat Lamp | 1 | 250 | Bathroom | 212188 | Bathroom | 0.02963%
21218 | 9 | 1 |  | Manual | 2 | Wall Mount | Incandescent |  | 3-Way Incandescent | 1 | 100 | Family Room | 212189 | Family Room | 0.02963%
21218 | 9 | 2 |  | Manual | 1 | Table | Incandescent |  | 3-Way Incandescent | 1 | 100 | Family Room | 212189 | Family Room | 0.02963%
21218 | 9 | 3 |  | Manual | 6 | Recessed Can | Incandescent |  | Reflector | 1 | 65 | Family Room | 212189 | Family Room | 0.02963%
21218 | 10 | 1 |  | Manual | 1 | Wall Mount | Incandescent |  | Standard A Lamp | 2 | 60 | Bathroom | 2121810 | Bathroom | 0.02963%
21218 | 11 | 1 |  | Manual | 9 | Recessed Can | Incandescent |  | Reflector | 1 | 65 | Living Room | 2121811 | Living Room | 0.02963%
21218 | 11 | 2 |  | Manual | 1 | Table | Halogen |  | MR | 1 | 50 | Living Room | 2121811 | Living Room | 0.02963%
21218 | 11 | 3 |  | Manual | 2 | Table | Compact Fluorescent |  | Twist | 1 | 15 | Living Room | 2121811 | Living Room | 0.02963%
21218 | 12 | 1 |  | Manual | 19 | Architectural | Halogen |  | MR | 1 | 20 | Kitchen | 2121812 | Kitchen | 0.02963%
21218 | 12 | 2 |  | Manual | 4 | Recessed Can | Incandescent |  | Reflector | 1 | 65 | Kitchen | 2121812 | Kitchen | 0.02963%
21218 | 13 | 1 |  | Manual | 1 | Recessed Can | Incandescent |  | Reflector | 1 | 65 | Hall | 2121813 | Hall | 0.02963%
21218 | 14 | 1 |  | Manual | 3 | Recessed Can | Incandescent |  | Standard A Lamp | 1 | 65 | Hall | 2121814 | Hall | 0.02963%
21218 | 15 | 1 |  | Manual | 2 | Ceiling Fixture | Linear Fluorescent | 48 | T-12 | 2 | 40 | Laundry Room | 2121815 | Laundry Room | 0.02963%
21218 | 16 | 1 |  | Manual | 3 | Table | Incandescent |  | 3-Way Incandescent | 1 | 100 | Bedroom | 2121816 | Bedroom | 0.02963%
21218 | 16 | 2 |  | Manual | 1 | Table | Incandescent |  | Standard A Lamp | 1 | 25 | Bedroom | 2121816 | Bedroom | 0.02963%
21218 | 16 | 3 |  | Manual | 1 | Table | Incandescent |  | Standard A Lamp | 1 | 60 | Bedroom | 2121816 | Bedroom | 0.02963%
21218 | 17 | 1 |  | Manual | 3 | Recessed Can | Compact Fluorescent |  | Flood | 1 | 22 | Bathroom | 2121817 | Bathroom | 0.02963%
21218 | 18 | 1 |  | Manual | 4 | Recessed Can | Compact Fluorescent |  | Flood | 1 | 22 | Laundry Room | 2121818 | Laundry Room | 0.02963%
21218 | 19 | 1 |  | Dimmer | 1 | Chandelier (Hanging) | Incandescent |  | Mini base | 6 | 40 | Dining Room | 2121819 | Dining Room | 0.02963%
21218 | 19 | 2 |  | Manual | 8 | Architectural | Halogen |  | MR | 1 | 50 | Dining Room | 2121819 | Dining Room | 0.02963%
21218 | 19 | 3 |  | Manual | 12 | Architectural | Halogen |  | MR | 1 | 20 | Dining Room | 2121819 | Dining Room | 0.02963%
21218 | 19 | 4 |  | Manual | 2 | Recessed Can | Incandescent |  | Reflector | 1 | 65 | Dining Room | 2121819 | Dining Room | 0.02963%
21218 | 20 | 1 |  | Manual | 1 | Recessed Can | Incandescent |  | Reflector | 1 | 65 | Bathroom | 2121820 | Bathroom | 0.02963%
21218 | 20 | 2 |  | Manual | 1 | Chandelier (Hanging) | Incandescent |  | Standard A Lamp | 1 | 60 | Bathroom | 2121820 | Bathroom | 0.02963%
21218 | 21 | 1 |  | Manual | 8 | Wall Mount | Incandescent |  | Mini base | 1 | 40 | Family Room | 2121821 | Family Room | 0.02963%
21218 | 21 | 2 |  | Manual | 2 | Table | Compact Fluorescent |  | Twist | 1 | 15 | Family Room | 2121821 | Family Room | 0.02963%
21218 | 21 | 3 |  | Manual | 1 | Floor lamp | Compact Fluorescent |  | Twist | 1 | 15 | Family Room | 2121821 | Family Room | 0.02963%
21218 | 22 | 1 |  | Manual | 2 | Wall Mount | Incandescent |  | Standard A Lamp | 1 | 60 | Hall | 2121822 | Hall | 0.02963%
21218 | 23 | 1 |  | Manual | 2 | Wall Mount | Incandescent |  | Standard A Lamp | 1 | 60 | Master Bedroom | 2121823 | Master Bedroom | 0.02963%
21218 | 23 | 2 |  | Manual | 1 | Floor lamp | Compact Fluorescent |  | Twist | 1 | 15 | Master Bedroom | 2121823 | Master Bedroom | 0.02963%
21218 | 23 | 3 |  | Manual | 2 | Recessed Can | Incandescent |  | Reflector | 1 | 65 | Master Bedroom | 2121823 | Master Bedroom | 0.02963%
21218 | 23 | 4 |  | Manual | 1 | Track | Incandescent |  | Reflector | 2 | 65 | Master Bedroom | 2121823 | Master Bedroom | 0.02963%
21218 | 23 | 5 |  | Manual | 1 | Table | Incandescent |  | Standard A Lamp | 1 | 60 | Master Bedroom | 2121823 | Master Bedroom | 0.02963%
21218 | 24 | 1 |  | Manual | 2 | Recessed Can | Incandescent |  | Standard A Lamp | 1 | 40 | Closet | 2121824 | Closet | 0.02963%
21219 | 1 | 1 |  | Manual | 1 | Wall Mount | Incandescent |  | Standard A Lamp | 2 | 75 | Bathroom | 212191 | Bathroom | 0.2127%
21219 | 2 | 1 |  | Manual | 3 | Wall Mount | Halogen |  | PAR | 1 | 30 | Bathroom | 212192 | Bathroom | 0.2127%
21219 | 2 | 2 |  | Manual | 1 | Ceiling Fixture | Incandescent |  | Heat Lamp | 2 | 250 | Bathroom | 212192 | Bathroom | 0.2127%
21219 | 3 | 1 |  | Manual | 1 | Wall Mount | Incandescent |  | Standard A Lamp | 3 | 75 | Bathroom | 212193 | Bathroom | 0.2127%
21219 | 4 | 1 |  | Manual | 1 | Ceiling Fixture | Incandescent |  | Standard A Lamp | 2 | 60 | Bedroom | 212194 | Bedroom | 0.2127%
21219 | 5 | 1 |  | Manual | 1 | Ceiling Fixture | Incandescent |  | Standard A Lamp | 1 | 60 | Bedroom | 212195 | Bedroom | 0.2127%
21219 | 6 | 1 |  | Manual | 1 | Ceiling Fixture | Incandescent |  | Standard A Lamp | 2 | 40 | Bedroom | 212196 | Bedroom | 0.2127%
21219 | 7 | 1 |  | Manual | 1 | Ceiling Fixture | Compact Fluorescent |  | Twist | 1 | 22 | Garage | 212197 | Garage | 0.2127%
21219 | 7 | 2 |  | Manual | 2 | Ceiling Fixture | Linear Fluorescent | 48 | T-12 | 2 | 40 | Garage | 212197 | Garage | 0.2127%
21219 | 7 | 3 |  | Manual | 1 | Garage door opener | Incandescent |  | Standard A Lamp | 2 | 60 | Garage | 212197 | Garage | 0.2127%
21219 | 8 | 1 |  | Manual | 3 | Ceiling Fixture | Incandescent |  | Standard A Lamp | 1 | 60 | Hall | 212198 | Hall | 0.2127%
21219 | 8 | 2 |  | Manual | 1 | Ceiling Fixture | Incandescent |  | Standard A Lamp | 2 | 60 | Hall | 212198 | Hall | 0.2127%
21219 | 9 | 1 |  | Manual | 8 | Track | Halogen |  | PAR | 1 | 30 | Kitchen | 212199 | Kitchen | 0.2127%
21219 | 9 | 2 |  | Manual | 1 | Recessed Can | Incandescent |  | Reflector | 1 | 60 | Kitchen | 212199 | Kitchen | 0.2127%
21219 | 9 | 3 |  | Manual | 2 | Recessed - other | Halogen |  | PAR | 1 | 30 | Kitchen | 212199 | Kitchen | 0.2127%
21219 | 10 | 1 |  | Manual | 4 | Recessed Can | Incandescent |  | Reflector | 1 | 65 | Living Room | 2121910 | Living Room | 0.2127%
21219 | 10 | 2 |  | Manual | 3 | Floor lamp | Incandescent |  | Standard A Lamp | 1 | 100 | Living Room | 2121910 | Living Room | 0.2127%
21219 | 11 | 1 |  | Manual | 2 | Table | Incandescent |  | Standard A Lamp | 1 | 60 | Other | 2121911 | Other | 0.2127%
21219 | 11 | 2 |  | Manual | 4 | Recessed Can | Compact Fluorescent |  | Reflector | 1 | 15 | Other | 2121911 | Other | 0.2127%
21219 | 12 | 1 |  | Manual | 1 | Wall Mount | Incandescent |  | Standard A Lamp | 1 | 60 | Other | 2121912 | Other | 0.2127%
21225 | 1 | 1 |  | Manual | 3 | Ceiling Fixture | Incandescent |  | Decorative | 2 | 40 | Bathroom | 212251 | Bathroom | 0.05296%
21225 | 2 | 1 |  | Manual | 2 | Ceiling Fixture | Incandescent |  | Decorative | 2 | 60 | Bedroom | 212252 | Bedroom | 0.05296%
21225 | 2 | 2 |  | Manual | 1 | Table | Incandescent |  | Standard A Lamp | 1 | 60 | Bedroom | 212252 | Bedroom | 0.05296%
21225 | 3 | 1 |  | Manual | 1 | Ceiling Fixture | Incandescent |  | Standard A Lamp | 1 | 60 | Other | 212253 | Other | 0.05296%
21225 | 4 | 1 |  | Manual | 2 | Floor lamp | Compact Fluorescent |  | Twist | 1 | 22 | Living Room | 212254 | Living Room | 0.05296%
21225 | 4 | 2 |  | Manual | 1 | Table | Compact Fluorescent |  | Twist | 1 | 22 | Living Room | 212254 | Living Room | 0.05296%
21225 | 5 | 1 |  | Manual | 6 | Ceiling Fixture | Incandescent |  | Standard A Lamp | 1 | 60 | Garage | 212255 | Garage | 0.05296%
21225 | 6 | 1 |  | Manual | 2 | Wall Mount | Incandescent |  | Decorative | 1 | 60 | Bathroom | 212256 | Bathroom | 0.05296%
21225 | 6 | 2 |  | Manual | 1 | Ceiling Fixture | Incandescent |  | Globe | 1 | 65 | Bathroom | 212256 | Bathroom | 0.05296%
21225 | 7 | 1 |  | Manual | 3 | Wall Mount | Incandescent |  | Globe | 1 | 60 | Bedroom | 212257 | Bedroom | 0.05296%
21225 | 7 | 2 |  | Manual | 1 | Floor lamp | Compact Fluorescent |  | Twist | 1 | 22 | Bedroom | 212257 | Bedroom | 0.05296%
21225 | 7 | 3 |  | Manual | 1 | Wall Mount | Incandescent |  | Standard A Lamp | 1 | 60 | Bedroom | 212257 | Bedroom | 0.05296%
21225 | 8 | 1 |  | Manual | 1 | Wall Mount | Compact Fluorescent |  | Twist | 1 | 22 | Hall | 212258 | Hall | 0.05296%
21225 | 9 | 1 |  | Manual | 2 | Ceiling Fixture | Incandescent |  | Reflector | 1 | 60 | Kitchen | 212259 | Kitchen | 0.05296%
21225 | 9 | 2 |  | Manual | 1 | Chandelier (Hanging) | Compact Fluorescent |  | Twist | 1 | 22 | Kitchen | 212259 | Kitchen | 0.05296%
21225 | 10 | 1 |  | Manual | 1 | Ceiling Fixture | Compact Fluorescent |  | Twist | 1 | 22 | Laundry Room | 2122510 | Laundry Room | 0.05296%
21225 | 11 | 1 |  | Manual | 1 | Table | Compact Fluorescent |  | Twist | 1 | 22 | Office | 2122511 | Office | 0.05296%
21225 | 11 | 2 |  | Manual | 2 | Wall Mount | Incandescent |  | Globe | 1 | 60 | Office | 2122511 | Office | 0.05296%
21228 | 1 | 1 |  | Manual | 1 | Ceiling Fixture | Incandescent |  | Standard A Lamp | 2 | 60 | Bedroom | 212281 | Bedroom | 0.09408%
21228 | 1 | 2 |  | Manual | 1 | Table | Incandescent |  | Standard A Lamp | 1 | 60 | Bedroom | 212281 | Bedroom | 0.09408%
21228 | 2 | 1 |  | Manual | 1 | Ceiling Fixture | Incandescent |  | Standard A Lamp | 2 | 60 | Bedroom | 212282 | Bedroom | 0.09408%
21228 | 3 | 1 |  | Manual | 2 | Ceiling Fixture | Linear Fluorescent | 96 | T-12 | 2 | 110 | Garage | 212283 | Garage | 0.09408%
21228 | 3 | 2 |  | Manual | 3 | Ceiling Fixture | Incandescent |  | Standard A Lamp | 1 | 75 | Garage | 212283 | Garage | 0.09408%
21228 | 4 | 1 |  | Manual | 1 | Wall Mount | Incandescent |  | Globe | 3 | 25 | Bathroom | 212284 | Bathroom | 0.09408%
21228 | 4 | 2 |  | Manual | 1 | Ceiling Fixture | Incandescent |  | Standard A Lamp | 1 | 40 | Bathroom | 212284 | Bathroom | 0.09408%
21228 | 5 | 1 |  | Manual | 1 | Ceiling Fixture | Incandescent |  | Standard A Lamp | 2 | 60 | Bedroom | 212285 | Bedroom | 0.09408%
21228 | 5 | 2 |  | Manual | 1 | Table | Incandescent |  | Standard A Lamp | 1 | 75 | Bedroom | 212285 | Bedroom | 0.09408%
21228 | 6 | 1 |  | Manual | 1 | Ceiling Fixture | Incandescent |  | Standard A Lamp | 1 | 60 | Hall | 212286 | Hall | 0.09408%
21228 | 7 | 1 |  | Manual | 1 | Ceiling Fan | Incandescent |  | Standard A Lamp | 3 | 40 | Living Room | 212287 | Living Room | 0.09408%
21228 | 7 | 2 |  | Manual | 2 | Table | Incandescent |  | Standard A Lamp | 1 | 60 | Living Room | 212287 | Living Room | 0.09408%
21228 | 8 | 1 |  | Manual | 1 | Chandelier (Hanging) | Compact Fluorescent |  | Twist | 1 | 15 | Kitchen | 212288 | Kitchen | 0.09408%
21228 | 8 | 2 |  | Manual | 1 | Chandelier (Hanging) | Incandescent |  | Standard A Lamp | 4 | 25 | Kitchen | 212288 | Kitchen | 0.09408%
21228 | 8 | 3 |  | Manual | 1 | Ceiling Fixture | Linear Fluorescent | 24 | T-12 | 2 | 20 | Kitchen | 212288 | Kitchen | 0.09408%
21228 | 9 | 1 |  | Manual | 1 | Ceiling Fixture | Incandescent |  | Standard A Lamp | 1 | 40 | Hall | 212289 | Hall | 0.09408%
21228 | 10 | 1 |  | Manual | 1 | Ceiling Fixture | Incandescent |  | Standard A Lamp | 2 | 75 | Bedroom | 2122810 | Bedroom | 0.09408%
21228 | 11 | 1 |  | Manual | 1 | Wall Mount | Incandescent |  | Globe | 6 | 25 | Bathroom | 2122811 | Bathroom | 0.09408%
21231 | 1 | 1 |  | Manual | 1 | Ceiling Fixture | Incandescent |  | Standard A Lamp | 1 | 100 | Bathroom | 212311 | Bathroom | 0.04008%
21231 | 1 | 2 |  | Manual | 1 | Wall Mount | Incandescent |  | Standard A Lamp | 1 | 90 | Bathroom | 212311 | Bathroom | 0.04008%
21231 | 2 | 1 |  | Manual | 1 | Ceiling Fixture | Incandescent |  | Standard A Lamp | 1 | 40 | Bathroom | 212312 | Bathroom | 0.04008%
21231 | 3 | 1 |  | Manual | 1 | Ceiling Fixture | Incandescent |  | Standard A Lamp | 2 | 60 | Bedroom | 212313 | Bedroom | 0.04008%
21231 | 4 | 1 |  | Manual | 1 | Ceiling Fixture | Incandescent |  | Standard A Lamp | 2 | 60 | Bedroom | 212314 | Bedroom | 0.04008%
21231 | 4 | 2 |  | Manual | 1 | Table | Incandescent |  | Standard A Lamp | 1 | 100 | Bedroom | 212314 | Bedroom | 0.04008%
21231 | 5 | 1 |  | Manual | 1 | Ceiling Fixture | Incandescent |  | Standard A Lamp | 2 | 75 | Bedroom | 212315 | Bedroom | 0.04008%
21231 | 5 | 2 |  | Manual | 2 | Table | Incandescent |  | Standard A Lamp | 1 | 100 | Bedroom | 212315 | Bedroom | 0.04008%
21231 | 5 | 3 |  | Manual | 1 | Chandelier (Hanging) | Incandescent |  | Standard A Lamp | 1 | 100 | Bedroom | 212315 | Bedroom | 0.04008%
21231 | 6 | 1 |  | Manual | 1 | Chandelier (Hanging) | Incandescent |  | Decorative | 3 | 60 | Dining Room | 212316 | Dining Room | 0.04008%
21231 | 7 | 1 |  | Manual | 1 | Ceiling Fixture | Incandescent |  | Standard A Lamp | 2 | 75 | Family Room | 212317 | Family Room | 0.04008%
21231 | 7 | 2 |  | Manual | 1 | Table | Incandescent |  | Standard A Lamp | 1 | 150 | Family Room | 212317 | Family Room | 0.04008%
21231 | 7 | 3 |  | Manual | 1 | Floor lamp | Compact Fluorescent |  | Twist | 3 | 15 | Family Room | 212317 | Family Room | 0.04008%
21231 | 8 | 1 |  | Manual | 1 | Chandelier (Hanging) | Incandescent |  | Decorative | 6 | 40 | Dining Room | 212318 | Dining Room | 0.04008%
21231 | 8 | 2 |  | Manual | 1 | Table | Compact Fluorescent |  | Twist | 1 | 15 | Dining Room | 212318 | Dining Room | 0.04008%
21231 | 9 | 1 |  | Manual | 1 | Ceiling Fixture | Linear Fluorescent | 48 | T-12 | 2 | 40 | Kitchen | 212319 | Kitchen | 0.04008%
21231 | 9 | 2 |  | Manual | 1 | High bay | Incandescent |  | Mini base | 2 | 40 | Kitchen | 212319 | Kitchen | 0.04008%
21231 | 10 | 1 |  | Manual | 1 | Ceiling Fan | Incandescent |  | Standard A Lamp | 4 | 75 | Living Room | 2123110 | Living Room | 0.04008%
21231 | 10 | 2 |  | Manual | 2 | Table | Incandescent |  | Standard A Lamp | 1 | 100 | Living Room | 2123110 | Living Room | 0.04008%
21231 | 11 | 1 |  | Manual | 1 | Ceiling Fixture | Incandescent |  | Standard A Lamp | 1 | 100 | Bathroom | 2123111 | Bathroom | 0.04008%
21231 | 11 | 2 |  | Manual | 2 | Wall Mount | Incandescent |  | Standard A Lamp | 1 | 60 | Bathroom | 2123111 | Bathroom | 0.04008%
21231 | 12 | 1 |  | Manual | 1 | Ceiling Fan | Incandescent |  | Standard A Lamp | 2 | 60 | Master Bedroom | 2123112 | Master Bedroom | 0.04008%
21231 | 12 | 2 |  | Manual | 2 | Table | Incandescent |  | Standard A Lamp | 1 | 100 | Master Bedroom | 2123112 | Master Bedroom | 0.04008%
21231 | 13 | 1 |  | Manual | 1 | Ceiling Fixture | Incandescent |  | Standard A Lamp | 2 | 65 | Closet | 2123113 | Closet | 0.04008%
21231 | 14 | 1 |  | Manual | 1 | Ceiling Fixture | Incandescent |  | Standard A Lamp | 1 | 100 | Hall | 2123114 | Hall | 0.04008%
21231 | 15 | 1 |  | Manual | 1 | Low bay | Linear Fluorescent | 48 | T-12 | 2 | 40 | Other | 2123115 | Other | 0.04008%
21231 | 16 | 1 |  | Manual | 2 | Chandelier (Hanging) | Incandescent |  | Standard A Lamp | 1 | 100 | Other | 2123116 | Other | 0.04008%
21231 | 17 | 1 |  | Manual | 1 | Ceiling Fixture | Incandescent |  | Standard A Lamp | 3 | 40 | Laundry Room | 2123117 | Laundry Room | 0.04008%
21233 | 1 | 1 |  | Manual | 1 | Wall Mount | Incandescent |  | Decorative | 6 | 40 | Bathroom | 212331 | Bathroom | 0.05296%
21233 | 2 | 1 |  | Manual | 1 | Wall Mount | Incandescent |  | Decorative | 4 | 40 | Bathroom | 212332 | Bathroom | 0.05296%
21233 | 3 | 1 |  | Manual | 1 | Ceiling Fixture | Incandescent |  | Decorative | 2 | 40 | Bedroom | 212333 | Bedroom | 0.05296%
21233 | 3 | 2 |  | Manual | 1 | Floor lamp | Incandescent |  | Standard A Lamp | 1 | 125 | Bedroom | 212333 | Bedroom | 0.05296%
21233 | 3 | 3 |  | Manual | 1 | Table | Incandescent |  | Decorative | 3 | 25 | Bedroom | 212333 | Bedroom | 0.05296%
21233 | 4 | 1 |  | Manual | 4 | Table | Incandescent |  | Standard A Lamp | 1 | 60 | Bedroom | 212334 | Bedroom | 0.05296%
21233 | 4 | 2 |  | Manual | 4 | Recessed Can | Incandescent |  | Reflector | 1 | 40 | Bedroom | 212334 | Bedroom | 0.05296%
21233 | 5 | 1 |  | Manual | 1 | Ceiling Fixture | Incandescent |  | Standard A Lamp | 1 | 60 | Closet | 212335 | Closet | 0.05296%
21233 | 6 | 1 |  | Manual | 2 | Ceiling Fixture | Incandescent |  | Standard A Lamp | 2 | 60 | Other | 212336 | Other | 0.05296%
21233 | 7 | 1 |  | Manual | 1 | Ceiling Fan | Incandescent |  | Standard A Lamp | 1 | 60 | Family Room | 212337 | Family Room | 0.05296%
21233 | 7 | 2 |  | Manual | 2 | Table | Incandescent |  | Decorative | 1 | 40 | Family Room | 212337 | Family Room | 0.05296%
21233 | 8 | 1 |  | Manual | 1 | Garage door opener | Incandescent |  | Clear | 2 | 40 | Garage | 212338 | Garage | 0.05296%
21233 | 8 | 2 |  | Manual | 2 | Ceiling Fixture | Incandescent |  | Standard A Lamp | 2 | 60 | Garage | 212338 | Garage | 0.05296%
21233 | 9 | 1 |  | Manual | 1 | Chandelier (Hanging) | Compact Fluorescent |  | Globe | 1 | 15 | Dining Room | 212339 | Dining Room | 0.05296%
21233 | 9 | 2 |  | Manual | 9 | Recessed Can | Compact Fluorescent |  | Reflector | 1 | 15 | Dining Room | 212339 | Dining Room | 0.05296%
21233 | 10 | 1 |  | Manual | 1 | Ceiling Fixture | Incandescent |  | Standard A Lamp | 2 | 60 | Laundry Room | 2123310 | Laundry Room | 0.05296%
21233 | 11 | 1 |  | Manual | 3 | Ceiling Fan | Incandescent |  | Decorative | 1 | 40 | Office | 2123311 | Office | 0.05296%
21238 | 1 | 1 |  | Manual | 5 | Ceiling Fixture | Incandescent |  | Standard A Lamp | 1 | 60 | Other | 212381 | Other | 0.05296%
21238 | 2 | 1 |  | Manual | 1 | Wall Mount | Incandescent |  | Standard A Lamp | 4 | 40 | Bathroom | 212382 | Bathroom | 0.05296%
21238 | 2 | 2 |  | Manual | 1 | Ceiling Fixture | Incandescent |  | Standard A Lamp | 2 | 40 | Bathroom | 212382 | Bathroom | 0.05296%
21238 | 3 | 1 |  | Manual | 2 | Chandelier (Hanging) | Incandescent |  | Standard A Lamp | 1 | 60 | Bathroom | 212383 | Bathroom | 0.05296%
21238 | 3 | 2 |  | Manual | 2 | Ceiling Fixture | Incandescent |  | Standard A Lamp | 3 | 60 | Bathroom | 212383 | Bathroom | 0.05296%
21238 | 4 | 1 |  | Manual | 1 | Ceiling Fixture | Incandescent |  | Standard A Lamp | 3 | 65 | Bedroom | 212384 | Bedroom | 0.05296%
21238 | 5 | 1 |  | Manual | 1 | Ceiling Fixture | Incandescent |  | Standard A Lamp | 3 | 60 | Bedroom | 212385 | Bedroom | 0.05296%
21238 | 6 | 1 |  | Manual | 1 | Ceiling Fan | Incandescent |  | Standard A Lamp | 2 | 60 | Dining Room | 212386 | Dining Room | 0.05296%
21238 | 7 | 1 |  | Manual | 1 | Ceiling Fixture | Compact Fluorescent |  | Twist | 1 | 22 | Hall | 212387 | Hall | 0.05296%
21238 | 8 | 1 |  | Manual | 1 | Ceiling Fixture | Incandescent |  | Standard A Lamp | 3 | 60 | Kitchen | 212388 | Kitchen | 0.05296%
21238 | 9 | 1 |  | Manual | 1 | Ceiling Fixture | Incandescent |  | Mini base | 3 | 40 | Living Room | 212389 | Living Room | 0.05296%
21238 | 10 | 1 |  | Manual | 1 | Ceiling Fixture | Incandescent |  | Standard A Lamp | 3 | 60 | Other | 2123810 | Other | 0.05296%
21242 | 1 | 1 |  | Manual | 1 | Wall Mount | Incandescent |  | Standard A Lamp | 1 | 100 | Bathroom | 212421 | Bathroom | 0.04784%
21242 | 2 | 1 |  | Manual | 1 | Ceiling Fixture | Incandescent |  | Clear | 4 | 40 | Laundry Room | 212422 | Laundry Room | 0.04784%
21242 | 3 | 1 |  | Manual | 1 | Ceiling Fixture | Incandescent |  | Decorative | 2 | 40 | Living Room | 212423 | Living Room | 0.04784%
21242 | 3 | 2 |  | Manual | 1 | Wall Mount | Halogen |  | PAR | 5 | 20 | Living Room | 212423 | Living Room | 0.04784%
21242 | 3 | 3 |  | Manual | 1 | Track | Incandescent |  | Reflector | 4 | 40 | Living Room | 212423 | Living Room | 0.04784%
21242 | 3 | 4 |  | Manual | 1 | Ceiling Fixture | Incandescent |  | Clear | 2 | 40 | Living Room | 212423 | Living Room | 0.04784%
21242 | 3 | 5 |  | Manual | 1 | Table | Incandescent |  | Decorative | 1 | 25 | Living Room | 212423 | Living Room | 0.04784%
21242 | 4 | 1 |  | Dimmer | 1 | Ceiling Fixture | Incandescent |  | Other | 3 | 60 | Office | 212424 | Office | 0.04784%
21242 | 4 | 2 |  | Dimmer | 1 | Track | Halogen |  | PAR | 3 | 30 | Office | 212424 | Office | 0.04784%
21242 | 4 | 3 |  | Manual | 1 | Wall Mount | Linear Fluorescent | 12 | T-5 | 2 | 16 | Office | 212424 | Office | 0.04784%
21242 | 4 | 4 |  | Manual | 1 | Table | Halogen |  | PAR | 1 | 30 | Office | 212424 | Office | 0.04784%
21242 | 4 | 5 |  | Manual | 1 | Table | Incandescent |  | Decorative | 1 | 25 | Office | 212424 | Office | 0.04784%
21242 | 5 | 1 |  | Manual | 1 | Ceiling Fan | Incandescent |  | Other | 4 | 60 | Dining Room | 212425 | Dining Room | 0.04784%
21242 | 5 | 2 |  | Manual | 1 | Other | Incandescent |  | Mini base | 1 | 25 | Dining Room | 212425 | Dining Room | 0.04784%
21242 | 6 | 1 |  | Manual | 1 | Ceiling Fixture | Incandescent |  | Standard A Lamp | 1 | 100 | Other | 212426 | Other | 0.04784%
21242 | 7 | 1 |  | Manual | 1 | Ceiling Fixture | Linear Fluorescent | 48 | T-12 | 2 | 42 | Garage | 212427 | Garage | 0.04784%
21242 | 7 | 2 |  | Manual | 1 | Ceiling Fixture | Incandescent |  | Reflector | 1 | 65 | Garage | 212427 | Garage | 0.04784%
21242 | 7 | 3 |  | Manual | 1 | Ceiling Fixture | Compact Fluorescent |  | Twist | 1 | 22 | Garage | 212427 | Garage | 0.04784%
21242 | 7 | 4 |  | Manual | 1 | Garage door opener | Incandescent |  | Standard A Lamp | 1 | 40 | Garage | 212427 | Garage | 0.04784%
21242 | 7 | 5 |  | Manual | 1 | Ceiling Fixture | Halogen |  | PAR | 1 | 75 | Garage | 212427 | Garage | 0.04784%
21242 | 8 | 1 |  | Manual | 1 | Recessed Can | Incandescent |  | Reflector | 1 | 150 | Kitchen | 212428 | Kitchen | 0.04784%
21242 | 8 | 2 |  | Manual | 1 | Recessed - other | Linear Fluorescent | 48 | T-12 | 4 | 40 | Kitchen | 212428 | Kitchen | 0.04784%
21242 | 9 | 1 |  | Manual | 1 | Ceiling Fixture | Incandescent |  | Clear | 4 | 25 | Living Room | 212429 | Living Room | 0.04784%
21242 | 9 | 2 |  | Manual | 1 | Chandelier (Hanging) | Incandescent |  | Mini base | 2 | 40 | Living Room | 212429 | Living Room | 0.04784%
21242 | 9 | 3 |  | Manual | 2 | Floor lamp | Compact Fluorescent |  | Twist | 1 | 22 | Living Room | 212429 | Living Room | 0.04784%
21242 | 9 | 4 |  | Manual | 1 | Floor lamp | Incandescent |  | Clear | 4 | 25 | Living Room | 212429 | Living Room | 0.04784%
21242 | 10 | 1 |  | Manual | 1 | Wall Mount | Incandescent |  | Clear | 8 | 40 | Bathroom | 2124210 | Bathroom | 0.04784%
21242 | 10 | 2 |  | Manual | 1 | Ceiling Fixture | Incandescent |  | Heat Lamp | 2 | 250 | Bathroom | 2124210 | Bathroom | 0.04784%
21242 | 11 | 1 |  | Manual | 1 | Ceiling Fan | Compact Fluorescent |  | Twist | 3 | 15 | Bedroom | 2124211 | Bedroom | 0.04784%
21242 | 11 | 2 |  | Manual | 1 | Table | Incandescent |  | Clear | 1 | 5 | Bedroom | 2124211 | Bedroom | 0.04784%
21242 | 12 | 1 |  | Manual | 1 | Ceiling Fan | Compact Fluorescent |  | Twist | 4 | 15 | Bedroom | 2124212 | Bedroom | 0.04784%
21242 | 13 | 1 |  | Manual | 1 | Ceiling Fan | Incandescent |  | Decorative | 3 | 60 | Bedroom | 2124213 | Bedroom | 0.04784%
21242 | 13 | 2 |  | Manual | 1 | Table | Incandescent |  | Standard A Lamp | 1 | 60 | Bedroom | 2124213 | Bedroom | 0.04784%
21242 | 13 | 3 |  | Manual | 1 | Floor lamp | Compact Fluorescent |  | Twist | 1 | 22 | Bedroom | 2124213 | Bedroom | 0.04784%
21242 | 14 | 1 |  | Manual | 1 | Ceiling Fixture | Incandescent |  | Standard A Lamp | 2 | 60 | Hall | 2124214 | Hall | 0.04784%
21242 | 14 | 2 |  | Manual | 1 | Ceiling Fan | Incandescent |  | Standard A Lamp | 1 | 60 | Hall | 2124214 | Hall | 0.04784%
21252 | 1 | 1 |  | Manual | 1 | Wall Mount | Halogen |  | Quartz Tube | 3 | 75 | Bathroom | 212521 | Bathroom | 0.04008%
21252 | 2 | 1 |  | Manual | 1 | Wall Mount | Incandescent |  | Standard A Lamp | 3 | 100 | Bathroom | 212522 | Bathroom | 0.04008%
21252 | 3 | 2 |  | Manual | 1 | Ceiling Fan | Compact Fluorescent |  | Twist | 2 | 22 | Family Room | 212523 | Family Room | 0.04008%
21252 | 3 | 3 |  | Manual | 2 | Floor lamp | Incandescent |  | Standard A Lamp | 1 | 60 | Family Room | 212523 | Family Room | 0.04008%
21252 | 4 | 1 |  | Dimmer | 10 | Recessed Can | Incandescent |  | Reflector | 1 | 65 | Family Room | 212524 | Family Room | 0.04008%
21252 | 4 | 2 |  | Manual | 3 | Wall Mount | Incandescent |  | Standard A Lamp | 1 | 60 | Family Room | 212524 | Family Room | 0.04008%
21252 | 4 | 3 |  | Manual | 3 | Table | Compact Fluorescent |  | Twist | 1 | 22 | Family Room | 212524 | Family Room | 0.04008%
21252 | 4 | 4 |  | Manual | 7 | Recessed Can | Incandescent |  | Reflector | 1 | 65 | Family Room | 212524 | Family Room | 0.04008%
21252 | 5 | 1 |  | Manual | 10 | Low bay | Linear Fluorescent | 96 | T-12 | 2 | 100 | Garage | 212525 | Garage | 0.04008%
21252 | 5 | 2 |  | Manual | 8 | Low bay | Linear Fluorescent | 96 | T-12 | 2 | 100 | Garage | 212525 | Garage | 0.04008%
21252 | 6 | 1 |  | Manual | 4 | Recessed Can | Incandescent |  | Reflector | 1 | 65 | Bedroom | 212526 | Bedroom | 0.04008%
21252 | 6 | 2 |  | Manual | 1 | Floor lamp | Incandescent |  | Standard A Lamp | 1 | 65 | Bedroom | 212526 | Bedroom | 0.04008%
21252 | 7 | 1 |  | Manual | 2 | Wall Mount | Incandescent |  | Standard A Lamp | 1 | 65 | Hall | 212527 | Hall | 0.04008%
21252 | 8 | 1 |  | Dimmer | 10 | Recessed Can | Incandescent |  | Reflector | 1 | 65 | Kitchen | 212528 | Kitchen | 0.04008%
21252 | 8 | 2 |  | Dimmer | 3 | Recessed Can | Incandescent |  | Reflector | 1 | 65 | Kitchen | 212528 | Kitchen | 0.04008%
21252 | 8 | 3 |  | Manual | 3 | Chandelier (Hanging) | Incandescent |  | Globe | 1 | 75 | Kitchen | 212528 | Kitchen | 0.04008%
21252 | 8 | 4 |  | Manual | 2 | High bay | Linear Fluorescent | 48 | T-12 | 1 | 40 | Kitchen | 212528 | Kitchen | 0.04008%
21252 | 9 | 1 |  | Manual | 6 | Recessed Can | Incandescent |  | Reflector | 1 | 65 | Bathroom | 212529 | Bathroom | 0.04008%
21252 | 10 | 1 |  | Manual | 10 | Recessed Can | Incandescent |  | Reflector | 1 | 65 | Master Bedroom | 2125210 | Master Bedroom | 0.04008%
21252 | 11 | 1 |  | Manual | 1 | Ceiling Fixture | Linear Fluorescent | 48 | T-12 | 2 | 40 | Closet | 2125211 | Closet | 0.04008%
21252 | 12 | 1 |  | Manual | 4 | Recessed Can | Incandescent |  | Reflector | 1 | 65 | Office | 2125212 | Office | 0.04008%
21252 | 12 | 2 |  | Manual | 1 | Floor lamp | Incandescent |  | Standard A Lamp | 1 | 60 | Office | 2125212 | Office | 0.04008%
21252 | 13 | 1 |  | Manual | 1 | Ceiling Fixture | Linear Fluorescent | 48 | T-12 | 2 | 40 | Closet | 2125213 | Closet | 0.04008%
21252 | 14 | 1 |  | Manual | 6 | Ceiling Fixture | Linear Fluorescent | 48 | T-8 | 2 | 32 | Other | 2125214 | Other | 0.04008%
21252 | 14 | 2 |  | Manual | 1 | Table | Compact Fluorescent |  | Mini base | 1 | 22 | Other | 2125214 | Other | 0.04008%
21252 | 14 | 3 |  | Manual | 2 | Table | Incandescent |  | Standard A Lamp | 2 | 75 | Other | 2125214 | Other | 0.04008%
21252 | 14 | 4 |  | Manual | 1 | Ceiling Fan | Incandescent |  | Standard A Lamp | 2 | 60 | Other | 2125214 | Other | 0.04008%
21252 | 15 | 1 |  | Manual | 2 | Wall Mount | Incandescent |  | Standard A Lamp | 1 | 65 | Hall | 2125215 | Hall | 0.04008%
21252 | 16 | 1 |  | Manual | 3 | Ceiling Fixture | Linear Fluorescent | 48 | T-12 | 2 | 40 | Laundry Room | 2125216 | Laundry Room | 0.04008%
21258 | 1 | 1 |  | Manual | 1 | Wall Mount | Incandescent |  | Mini base | 5 | 40 | Bathroom | 212581 | Bathroom | 0.04008%
21258 | 2 | 1 |  | Manual | 1 | Chandelier (Hanging) | Compact Fluorescent |  | Twist | 2 | 22 | Dining Room | 212582 | Dining Room | 0.04008%
21258 | 3 | 1 |  | Manual | 2 | Wall Mount | Incandescent |  | Decorative | 1 | 60 | Dining Room | 212583 | Dining Room | 0.04008%
21258 | 4 | 1 |  | Manual | 3 | Wall Mount | Compact Fluorescent |  | Twist | 1 | 22 | Garage | 212584 | Garage | 0.04008%
21258 | 5 | 1 |  | Manual | 1 | Chandelier (Hanging) | Compact Fluorescent |  | Twist | 1 | 22 | Bedroom | 212585 | Bedroom | 0.04008%
21258 | 6 | 1 |  | Manual | 3 | Recessed - other | Incandescent |  | Reflector | 1 | 60 | Hall | 212586 | Hall | 0.04008%
21258 | 7 | 1 |  | Manual | 2 | Ceiling Fixture | Linear Fluorescent | 48 | T-8 | 4 | 32 | Kitchen | 212587 | Kitchen | 0.04008%
21258 | 8 | 1 |  | Manual | 1 | Chandelier (Hanging) | Incandescent |  | Globe | 1 | 75 | Living Room | 212588 | Living Room | 0.04008%
21258 | 8 | 2 |  | Manual | 1 | Table | Compact Fluorescent |  | Twist | 1 | 22 | Living Room | 212588 | Living Room | 0.04008%
21258 | 9 | 1 |  | Manual | 1 | Wall Mount | Compact Fluorescent |  | Twist | 2 | 22 | Master Bedroom | 212589 | Master Bedroom | 0.04008%
21258 | 10 | 1 |  | Manual | 1 | Chandelier (Hanging) | Compact Fluorescent |  | Twist | 1 | 22 | Bedroom | 2125810 | Bedroom | 0.04008%
21258 | 10 | 2 |  | Manual | 2 | Table | Halogen |  | Quartz Tube | 1 | 50 | Bedroom | 2125810 | Bedroom | 0.04008%
21258 | 11 | 1 |  | Manual | 1 | Ceiling Fixture | Linear Fluorescent | 48 | T-12 | 2 | 40 | Closet | 2125811 | Closet | 0.04008%
21258 | 12 | 1 |  | Manual | 5 | Ceiling Fixture | Linear Fluorescent | 96 | T-12 | 2 | 100 | Other | 2125812 | Other | 0.04008%
21258 | 13 | 1 |  | Manual | 1 | Ceiling Fixture | Linear Fluorescent | 48 | T-8 | 2 | 32 | Bathroom | 2125813 | Bathroom | 0.04008%
21259 | 1 | 1 |  | Manual | 1 | Ceiling Fixture | Compact Fluorescent |  | Twist | 1 | 22 | Bathroom | 212591 | Bathroom | 0.09408%
21259 | 1 | 2 |  | Manual | 1 | Track | Incandescent |  | Clear | 4 | 40 | Bathroom | 212591 | Bathroom | 0.09408%
21259 | 2 | 1 |  | Manual | 1 | Ceiling Fixture | Compact Fluorescent |  | Twist | 1 | 22 | Hall | 212592 | Hall | 0.09408%
21259 | 3 | 1 |  | Manual | 2 | Ceiling Fixture | Compact Fluorescent |  | Twist | 4 | 15 | Family Room | 212593 | Family Room | 0.09408%
21259 | 4 | 1 |  | Manual | 1 | Wall Mount | Incandescent |  | Standard A Lamp | 2 | 75 | Bathroom | 212594 | Bathroom | 0.09408%
21259 | 4 | 2 |  | Manual | 1 | Track | Incandescent |  | Decorative | 4 | 40 | Bathroom | 212594 | Bathroom | 0.09408%
21259 | 5 | 1 |  | Manual | 2 | Ceiling Fixture | Incandescent |  | Standard A Lamp | 2 | 75 | Hall | 212595 | Hall | 0.09408%
21259 | 5 | 2 |  | Manual | 1 | Ceiling Fixture | Compact Fluorescent |  | Twist | 1 | 15 | Hall | 212595 | Hall | 0.09408%
21259 | 5 | 3 |  | Manual | 1 | Ceiling Fixture | Incandescent |  | Decorative | 1 | 90 | Hall | 212595 | Hall | 0.09408%
21259 | 6 | 1 |  | Manual | 1 | Ceiling Fixture | Incandescent |  | Standard A Lamp | 1 | 75 | Other | 212596 | Other | 0.09408%
21259 | 7 | 1 |  | Manual | 1 | Ceiling Fixture | Incandescent |  | Standard A Lamp | 3 | 60 | Other | 212597 | Other | 0.09408%
21259 | 8 | 1 |  | Manual | 1 | Ceiling Fixture | Incandescent |  | Standard A Lamp | 1 | 60 | Closet | 212598 | Closet | 0.09408%
21259 | 9 | 1 |  | Manual | 1 | Wall Mount | Linear Fluorescent | 24 | T-5 | 1 | 20 | Laundry Room | 212599 | Laundry Room | 0.09408%
21259 | 10 | 1 |  | Manual | 1 | Chandelier (Hanging) | Compact Fluorescent |  | Twist | 4 | 15 | Kitchen | 2125910 | Kitchen | 0.09408%
21259 | 10 | 2 |  | Manual | 4 | Recessed Can | Compact Fluorescent |  | Twist | 1 | 22 | Kitchen | 2125910 | Kitchen | 0.09408%
21259 | 11 | 1 |  | Manual | 2 | Ceiling Fixture | Incandescent |  | Standard A Lamp | 1 | 75 | Garage | 2125911 | Garage | 0.09408%
21259 | 11 | 2 |  | Manual | 1 | Garage door opener | Incandescent |  | Standard A Lamp | 2 | 60 | Garage | 2125911 | Garage | 0.09408%
21259 | 12 | 1 |  | Manual | 2 | Ceiling Fixture | Incandescent |  | Reflector | 1 | 65 | Living Room | 2125912 | Living Room | 0.09408%
21259 | 13 | 1 |  | Manual | 3 | Ceiling Fixture | Incandescent |  | Standard A Lamp | 2 | 75 | Hall | 2125913 | Hall | 0.09408%
21259 | 14 | 1 |  | Manual | 1 | Ceiling Fixture | Compact Fluorescent |  | Twist | 2 | 22 | Office | 2125914 | Office | 0.09408%
21259 | 15 | 1 |  | Manual | 1 | Ceiling Fixture | Compact Fluorescent |  | Twist | 3 | 22 | Bedroom | 2125915 | Bedroom | 0.09408%
21259 | 16 | 1 |  | Manual | 1 | Ceiling Fixture | Compact Fluorescent |  | Twist | 1 | 22 | Bathroom | 2125916 | Bathroom | 0.09408%
21259 | 16 | 2 |  | Manual | 1 | Wall Mount | Incandescent |  | Decorative | 2 | 40 | Bathroom | 2125916 | Bathroom | 0.09408%
21259 | 17 | 1 |  | Manual | 1 | Ceiling Fan | Compact Fluorescent |  | Twist | 3 | 15 | Bedroom | 2125917 | Bedroom | 0.09408%
21259 | 17 | 2 |  | Manual | 1 | Table | Incandescent |  | Standard A Lamp | 1 | 40 | Bedroom | 2125917 | Bedroom | 0.09408%
21263 | 1 | 1 |  | Manual | 1 | Wall Mount | Incandescent |  | Globe | 4 | 60 | Bathroom | 212631 | Bathroom | 0.04732%
21263 | 2 | 1 |  | Manual | 1 | Ceiling Fixture | Incandescent |  | Standard A Lamp | 2 | 60 | Bedroom | 212632 | Bedroom | 0.04732%
21263 | 3 | 1 |  | Manual | 1 | Chandelier (Hanging) | Incandescent |  | Mini base | 6 | 40 | Dining Room | 212633 | Dining Room | 0.04732%
21263 | 4 | 1 |  | Manual | 1 | Ceiling Fixture | Incandescent |  | Globe | 1 | 60 | Garage | 212634 | Garage | 0.04732%
21263 | 4 | 2 |  | Manual | 1 | Ceiling Fixture | Incandescent |  | Standard A Lamp | 1 | 75 | Garage | 212634 | Garage | 0.04732%
21263 | 4 | 3 |  | Manual | 4 | Ceiling Fixture | Linear Fluorescent | 48 | T-12 | 2 | 40 | Garage | 212634 | Garage | 0.04732%
21263 | 5 | 1 |  | Manual | 1 | Ceiling Fixture | Compact Fluorescent |  | Twist | 2 | 15 | Hall | 212635 | Hall | 0.04732%
21263 | 5 | 2 |  | Manual | 1 | Ceiling Fixture | Incandescent |  | Standard A Lamp | 2 | 40 | Hall | 212635 | Hall | 0.04732%
21263 | 6 | 1 |  | Manual | 2 | Table | Compact Fluorescent |  | Twist | 1 | 15 | Living Room | 212636 | Living Room | 0.04732%
21263 | 6 | 2 |  | Manual | 1 | Floor lamp | Compact Fluorescent |  | Twist | 1 | 15 | Living Room | 212636 | Living Room | 0.04732%
21263 | 7 | 1 |  | Manual | 1 | Ceiling Fixture | Incandescent |  | Standard A Lamp | 2 | 40 | Master Bedroom | 212637 | Master Bedroom | 0.04732%
21263 | 7 | 2 |  | Manual | 1 | Floor lamp | Incandescent |  | Other | 1 | 40 | Master Bedroom | 212637 | Master Bedroom | 0.04732%
21263 | 7 | 3 |  | Manual | 1 | Table | Incandescent |  | Mini base | 1 | 5 | Master Bedroom | 212637 | Master Bedroom | 0.04732%
21263 | 8 | 1 |  | Manual | 1 | Ceiling Fixture | Halogen |  | MR | 4 | 50 | Office | 212638 | Office | 0.04732%
21263 | 9 | 1 |  | Manual | 1 | Ceiling Fixture | Incandescent |  | Standard A Lamp | 2 | 60 | Hall | 212639 | Hall | 0.04732%
21263 | 10 | 1 |  | Manual | 1 | Ceiling Fixture | Compact Fluorescent |  | Pin base | 1 | 22 | Laundry Room | 2126310 | Laundry Room | 0.04732%
21263 | 11 | 1 |  | Manual | 2 | Ceiling Fixture | Compact Fluorescent |  | Twist | 1 | 15 | Hall | 2126311 | Hall | 0.04732%
21263 | 12 | 1 |  | Manual | 1 | Wall Mount | Incandescent |  | Mini base | 4 | 40 | Bathroom | 2126312 | Bathroom | 0.04732%
21263 | 13 | 1 |  | Manual | 1 | Ceiling Fixture | Incandescent |  | Standard A Lamp | 2 | 60 | Bedroom | 2126313 | Bedroom | 0.04732%
21263 | 13 | 2 |  | Manual | 1 | Table | Incandescent |  | Standard A Lamp | 1 | 40 | Bedroom | 2126313 | Bedroom | 0.04732%
21263 | 14 | 1 |  | Manual | 1 | Ceiling Fixture | Incandescent |  | Standard A Lamp | 2 | 60 | Bedroom | 2126314 | Bedroom | 0.04732%
21263 | 15 | 1 |  | Manual | 1 | Ceiling Fixture | Incandescent |  | Standard A Lamp | 1 | 75 | Other | 2126315 | Other | 0.04732%
21263 | 16 | 1 |  | Manual | 3 | Ceiling Fixture | Compact Fluorescent |  | Twist | 1 | 15 | Family Room | 2126316 | Family Room | 0.04732%
21263 | 16 | 2 |  | Manual | 1 | Ceiling Fixture | Incandescent |  | Standard A Lamp | 1 | 60 | Family Room | 2126316 | Family Room | 0.04732%
21263 | 17 | 1 |  | Manual | 2 | Ceiling Fixture | Incandescent |  | Standard A Lamp | 1 | 60 | Other | 2126317 | Other | 0.04732%
21263 | 18 | 1 |  | Manual | 1 | Wall Mount | Incandescent |  | Globe | 4 | 40 | Bathroom | 2126318 | Bathroom | 0.04732%
21263 | 19 | 1 |  | Manual | 1 | Ceiling Fixture | Linear Fluorescent | 48 | T-12 | 4 | 40 | Kitchen | 2126319 | Kitchen | 0.04732%
21263 | 20 | 1 |  | Dimmer | 1 | Ceiling Fixture | Incandescent |  | Standard A Lamp | 5 | 60 | Family Room | 2126320 | Family Room | 0.04732%
21264 | 1 | 1 |  | Manual | 2 | Recessed Can | Compact Fluorescent |  | A shape bulb | 1 | 15 | Bathroom | 212641 | Bathroom | 0.04732%
21264 | 2 | 1 |  | Manual | 1 | Wall Mount | Incandescent |  | Decorative | 3 | 40 | Bathroom | 212642 | Bathroom | 0.04732%
21264 | 3 | 1 |  | Manual | 1 | Ceiling Fixture | Compact Fluorescent |  | Twist | 2 | 15 | Bedroom | 212643 | Bedroom | 0.04732%
21264 | 3 | 2 |  | Manual | 1 | Table | Compact Fluorescent |  | Twist | 1 | 15 | Bedroom | 212643 | Bedroom | 0.04732%
21264 | 4 | 1 |  | Manual | 2 | Recessed Can | Compact Fluorescent |  | Flood | 1 | 22 | Dining Room | 212644 | Dining Room | 0.04732%
21264 | 4 | 2 |  | Dimmer | 1 | Torchiere | Halogen |  | Quartz Tube | 1 | 150 | Dining Room | 212644 | Dining Room | 0.04732%
21264 | 5 | 1 |  | Manual | 1 | Chandelier (Hanging) | Compact Fluorescent |  | Twist | 3 | 15 | Hall | 212645 | Hall | 0.04732%
21264 | 5 | 2 |  | Manual | 1 | Ceiling Fixture | Compact Fluorescent |  | Twist | 1 | 15 | Hall | 212645 | Hall | 0.04732%
21264 | 6 | 1 |  | Dimmer | 12 | Recessed Can | Incandescent |  | Standard A Lamp | 1 | 60 | Family Room | 212646 | Family Room | 0.04732%
21264 | 6 | 2 |  | Manual | 2 | Wall Mount | Compact Fluorescent |  | Pin base | 1 | 22 | Family Room | 212646 | Family Room | 0.04732%
21264 | 7 | 1 |  | Manual | 2 | Ceiling Fixture | Compact Fluorescent |  | Twist | 1 | 22 | Hall | 212647 | Hall | 0.04732%
21264 | 7 | 2 |  | Manual | 1 | Wall Mount | Compact Fluorescent |  | Twist | 1 | 15 | Hall | 212647 | Hall | 0.04732%
21264 | 8 | 1 |  | Manual | 5 | Recessed Can | Compact Fluorescent |  | A shape bulb | 1 | 22 | Kitchen | 212648 | Kitchen | 0.04732%
21264 | 9 | 1 |  | Manual | 1 | Ceiling Fixture | Compact Fluorescent |  | A shape bulb | 2 | 22 | Laundry Room | 212649 | Laundry Room | 0.04732%
21264 | 10 | 1 |  | Manual | 1 | Floor lamp | Compact Fluorescent |  | Twist | 1 | 22 | Living Room | 2126410 | Living Room | 0.04732%
21264 | 10 | 2 |  | Manual | 1 | Table | Compact Fluorescent |  | Twist | 1 | 15 | Living Room | 2126410 | Living Room | 0.04732%
21264 | 11 | 1 |  | Manual | 1 | Ceiling Fixture | Compact Fluorescent |  | Twist | 2 | 15 | Bathroom | 2126411 | Bathroom | 0.04732%
21264 | 11 | 2 |  | Manual | 1 | Wall Mount | Incandescent |  | Mini base | 3 | 25 | Bathroom | 2126411 | Bathroom | 0.04732%
21264 | 12 | 1 |  | Manual | 1 | Table | Compact Fluorescent |  | Twist | 1 | 15 | Master Bedroom | 2126412 | Master Bedroom | 0.04732%
21264 | 12 | 2 |  | Dimmer | 1 | Ceiling Fixture | Compact Fluorescent |  | Twist | 2 | 15 | Master Bedroom | 2126412 | Master Bedroom | 0.04732%
21264 | 12 | 3 |  | Manual | 1 | Wall Mount | Compact Fluorescent |  | Twist | 1 | 15 | Master Bedroom | 2126412 | Master Bedroom | 0.04732%
21264 | 13 | 1 |  | Manual | 3 | Track | Incandescent |  | Standard A Lamp | 1 | 60 | Master Bedroom | 2126413 | Master Bedroom | 0.04732%
21264 | 13 | 2 |  | Manual | 1 | Table | Compact Fluorescent |  | Twist | 1 | 15 | Master Bedroom | 2126413 | Master Bedroom | 0.04732%
21264 | 14 | 1 |  | Manual | 1 | Ceiling Fan | Incandescent |  | Decorative | 3 | 40 | Office | 2126414 | Office | 0.04732%
21264 | 14 | 2 |  | Manual | 1 | Table | Incandescent |  | Standard A Lamp | 1 | 60 | Office | 2126414 | Office | 0.04732%
21264 | 15 | 1 |  | Manual | 4 | Ceiling Fixture | Linear Fluorescent | 48 | T-8 | 2 | 32 | Garage | 2126415 | Garage | 0.04732%
21277 | 1 | 1 |  | Manual | 1 | Ceiling Fan | Incandescent |  | Standard A Lamp | 4 | 60 | Master Bedroom | 212771 | Master Bedroom | 0.04008%
21277 | 1 | 2 |  | Manual | 1 | Table | Incandescent |  | Decorative | 1 | 40 | Master Bedroom | 212771 | Master Bedroom | 0.04008%
21277 | 2 | 1 |  | Manual | 1 | Wall Mount | Incandescent |  | Standard A Lamp | 3 | 60 | Bathroom | 212772 | Bathroom | 0.04008%
21277 | 2 | 2 |  | Manual | 1 | Wall Mount | Compact Fluorescent |  | A shape bulb | 1 | 15 | Bathroom | 212772 | Bathroom | 0.04008%
21277 | 3 | 1 |  | Manual | 1 | Chandelier (Hanging) | Incandescent |  | Decorative | 3 | 40 | Dining Room | 212773 | Dining Room | 0.04008%
21277 | 3 | 2 |  | Manual | 1 | Chandelier (Hanging) | Compact Fluorescent |  | Decorative | 1 | 22 | Dining Room | 212773 | Dining Room | 0.04008%
21277 | 4 | 1 |  | Manual | 2 | Ceiling Fixture | Compact Fluorescent |  | Twist | 1 | 15 | Hall | 212774 | Hall | 0.04008%
21277 | 5 | 1 |  | Manual | 1 | Ceiling Fixture | Incandescent |  | Standard A Lamp | 1 | 60 | Hall | 212775 | Hall | 0.04008%
21277 | 5 | 2 |  | Manual | 1 | Ceiling Fixture | Compact Fluorescent |  | Twist | 1 | 15 | Hall | 212775 | Hall | 0.04008%
21277 | 6 | 1 |  | Manual | 1 | Chandelier (Hanging) | Incandescent |  | Decorative | 2 | 40 | Hall | 212776 | Hall | 0.04008%
21277 | 7 | 1 |  | Manual | 9 | Track | Halogen |  | MR | 1 | 50 | Kitchen | 212777 | Kitchen | 0.04008%
21277 | 7 | 2 |  | Dimmer | 1 | Other | Incandescent |  | Clear | 1 | 25 | Kitchen | 212777 | Kitchen | 0.04008%
21277 | 8 | 1 |  | Manual | 1 | Ceiling Fixture | Incandescent |  | Reflector | 3 | 65 | Living Room | 212778 | Living Room | 0.04008%
21277 | 8 | 2 |  | Manual | 1 | Wall Mount | Compact Fluorescent |  | Reflector | 3 | 28 | Living Room | 212778 | Living Room | 0.04008%
21277 | 8 | 3 |  | Manual | 2 | Table | Compact Fluorescent |  | Twist | 1 | 15 | Living Room | 212778 | Living Room | 0.04008%
21277 | 9 | 1 |  | Manual | 1 | Ceiling Fixture | Incandescent |  | Standard A Lamp | 3 | 60 | Office | 212779 | Office | 0.04008%
21277 | 9 | 2 |  | Manual | 1 | Ceiling Fixture | Compact Fluorescent |  | Twist | 1 | 15 | Office | 212779 | Office | 0.04008%
21277 | 9 | 3 |  | Manual | 1 | Table | Linear Fluorescent | 18 | T-8 | 2 | 16 | Office | 212779 | Office | 0.04008%
21277 | 9 | 4 |  | Manual | 1 | Table | Incandescent |  | Mini base | 1 | 25 | Office | 212779 | Office | 0.04008%
21277 | 10 | 1 |  | Manual | 1 | Wall Mount | Incandescent |  | Standard A Lamp | 4 | 40 | Bathroom | 2127710 | Bathroom | 0.04008%
21277 | 10 | 2 |  | Manual | 1 | Ceiling Fixture | Compact Fluorescent |  | Twist | 1 | 15 | Bathroom | 2127710 | Bathroom | 0.04008%
21277 | 11 | 1 |  | Manual | 1 | Ceiling Fixture | Incandescent |  | Standard A Lamp | 4 | 60 | Bedroom | 2127711 | Bedroom | 0.04008%
21277 | 11 | 2 |  | Manual | 1 | Table | Compact Fluorescent |  | Twist | 1 | 15 | Bedroom | 2127711 | Bedroom | 0.04008%
21277 | 12 | 1 |  | Manual | 1 | Ceiling Fixture | Incandescent |  | Standard A Lamp | 1 | 60 | Closet | 2127712 | Closet | 0.04008%
21291 | 1 | 1 |  | Manual | 1 | Ceiling Fixture | Compact Fluorescent |  | Twist | 1 | 22 | Kitchen | 212911 | Kitchen | 0.05169%
21291 | 1 | 2 |  | Manual | 1 | Ceiling Fixture | Linear Fluorescent | 48 | T-12 | 2 | 32 | Kitchen | 212911 | Kitchen | 0.05169%
21291 | 2 | 1 |  | Manual | 1 | Ceiling Fixture | Compact Fluorescent |  | Twist | 2 | 22 | Hall | 212912 | Hall | 0.05169%
21291 | 2 | 2 |  | Manual | 1 | Ceiling Fixture | Compact Fluorescent |  | Twist | 3 | 22 | Hall | 212912 | Hall | 0.05169%
21291 | 3 | 1 |  | Manual | 1 | Ceiling Fixture | Incandescent |  | Standard A Lamp | 1 | 60 | Bedroom | 212913 | Bedroom | 0.05169%
21291 | 3 | 2 |  | Manual | 1 | Table | Incandescent |  | Standard A Lamp | 1 | 60 | Bedroom | 212913 | Bedroom | 0.05169%
21291 | 3 | 3 |  | Manual | 1 | Table | Incandescent |  | Standard A Lamp | 1 | 65 | Bedroom | 212913 | Bedroom | 0.05169%
21291 | 4 | 1 |  | Manual | 6 | Recessed Can | Halogen |  | MR | 1 | 50 | Living Room | 212914 | Living Room | 0.05169%
21291 | 4 | 2 |  | Manual | 1 | Ceiling Fixture | Compact Fluorescent |  | Twist | 1 | 15 | Living Room | 212914 | Living Room | 0.05169%
21291 | 4 | 3 |  | Manual | 1 | Table | Incandescent |  | Standard A Lamp | 1 | 75 | Living Room | 212914 | Living Room | 0.05169%
21291 | 5 | 1 |  | Manual | 1 | Ceiling Fixture | Incandescent |  | Standard A Lamp | 2 | 60 | Bedroom | 212915 | Bedroom | 0.05169%
21291 | 5 | 2 |  | Manual | 1 | Table | Incandescent |  | Standard A Lamp | 1 | 60 | Bedroom | 212915 | Bedroom | 0.05169%
21291 | 6 | 1 |  | Manual | 2 | Ceiling Fixture | Incandescent |  | Standard A Lamp | 1 | 60 | Bathroom | 212916 | Bathroom | 0.05169%
21291 | 6 | 2 |  | Manual | 1 | Ceiling Fan | Incandescent |  | Standard A Lamp | 1 | 40 | Bathroom | 212916 | Bathroom | 0.05169%
21291 | 7 | 1 |  | Manual | 1 | Ceiling Fixture | Compact Fluorescent |  | Twist | 1 | 15 | Office | 212917 | Office | 0.05169%
21291 | 8 | 1 |  | Manual | 3 | Recessed Can | Incandescent |  | Reflector | 1 | 65 | Bathroom | 212918 | Bathroom | 0.05169%
21291 | 8 | 2 |  | Manual | 1 | Ceiling Fixture | Incandescent |  | Standard A Lamp | 1 | 60 | Bathroom | 212918 | Bathroom | 0.05169%
21291 | 8 | 3 |  | Manual | 1 | Ceiling Fixture | Incandescent |  | Standard A Lamp | 1 | 40 | Bathroom | 212918 | Bathroom | 0.05169%
21291 | 9 | 1 |  | Manual | 2 | Ceiling Fixture | Compact Fluorescent |  | Twist | 3 | 22 | Master Bedroom | 212919 | Master Bedroom | 0.05169%
21291 | 9 | 2 |  | Manual | 1 | Table | Incandescent |  | Standard A Lamp | 1 | 60 | Master Bedroom | 212919 | Master Bedroom | 0.05169%
21291 | 9 | 3 |  | Manual | 1 | Table | Incandescent |  | Standard A Lamp | 1 | 100 | Master Bedroom | 212919 | Master Bedroom | 0.05169%
21291 | 10 | 1 |  | Manual | 2 | Ceiling Fixture | Compact Fluorescent |  | Twist | 1 | 15 | Garage | 2129110 | Garage | 0.05169%
21291 | 10 | 2 |  | Manual | 1 | Garage door opener | Compact Fluorescent |  | Twist | 2 | 15 | Garage | 2129110 | Garage | 0.05169%
21291 | 11 | 1 |  | Manual | 1 | Ceiling Fixture | Compact Fluorescent |  | Twist | 2 | 15 | Hall | 2129111 | Hall | 0.05169%
21291 | 12 | 1 |  | Manual | 1 | Ceiling Fixture | Linear Fluorescent | 48 | T-12 | 2 | 40 | Closet | 2129112 | Closet | 0.05169%
21291 | 13 | 1 |  | Manual | 2 | Ceiling Fixture | Compact Fluorescent |  | Twist | 2 | 16 | Family Room | 2129113 | Family Room | 0.05169%
21291 | 13 | 2 |  | Manual | 1 | Floor lamp | Incandescent |  | Standard A Lamp | 1 | 200 | Family Room | 2129113 | Family Room | 0.05169%
21291 | 13 | 3 |  | Manual | 1 | Table | Compact Fluorescent |  | Twist | 1 | 22 | Family Room | 2129113 | Family Room | 0.05169%
21291 | 14 | 1 |  | Manual | 1 | Ceiling Fixture | Incandescent |  | Standard A Lamp | 1 | 60 | Kitchen | 2129114 | Kitchen | 0.05169%
21291 | 14 | 2 |  | Manual | 1 | Ceiling Fixture | Compact Fluorescent |  | Twist | 1 | 22 | Kitchen | 2129114 | Kitchen | 0.05169%
21291 | 14 | 3 |  | Manual | 2 | Other | Linear Fluorescent | 12 | T-4 | 1 | 16 | Kitchen | 2129114 | Kitchen | 0.05169%
21291 | 15 | 1 |  | Manual | 1 | Chandelier (Hanging) | Compact Fluorescent |  | Twist | 5 | 15 | Other | 2129115 | Other | 0.05169%
21291 | 15 | 2 |  | Dimmer | 2 | Wall Mount | Incandescent |  | Mini base | 1 | 25 | Other | 2129115 | Other | 0.05169%
21291 | 16 | 1 |  | Manual | 1 | Wall Mount | Incandescent |  | Standard A Lamp | 2 | 75 | Bathroom | 2129116 | Bathroom | 0.05169%
21291 | 17 | 1 |  | Dimmer | 1 | Chandelier (Hanging) | Compact Fluorescent |  | Twist | 3 | 22 | Dining Room | 2129117 | Dining Room | 0.05169%
21291 | 18 | 1 |  | Manual | 2 | Floor lamp | Incandescent |  | Standard A Lamp | 2 | 40 | Living Room | 2129118 | Living Room | 0.05169%
21291 | 18 | 2 |  | Manual | 2 | Table | Incandescent |  | Standard A Lamp | 1 | 40 | Living Room | 2129118 | Living Room | 0.05169%
21291 | 18 | 3 |  | Manual | 1 | Table | Incandescent |  | Heat Lamp | 2 | 40 | Living Room | 2129118 | Living Room | 0.05169%
21291 | 19 | 1 |  | Manual | 1 | Wall Mount | Incandescent |  | Standard A Lamp | 1 | 40 | Closet | 2129119 | Closet | 0.05169%
21291 | 20 | 1 |  | Manual | 1 | Ceiling Fixture | Compact Fluorescent |  | Twist | 1 | 15 | Hall | 2129120 | Hall | 0.05169%
21291 | 21 | 1 |  | Manual | 1 | Ceiling Fixture | Compact Fluorescent |  | Twist | 2 | 15 | Bedroom | 2129121 | Bedroom | 0.05169%
21291 | 21 | 2 |  | Manual | 2 | Table | Incandescent |  | Standard A Lamp | 1 | 40 | Bedroom | 2129121 | Bedroom | 0.05169%
21291 | 21 | 3 |  | Manual | 1 | Table | Incandescent |  | Standard A Lamp | 1 | 60 | Bedroom | 2129121 | Bedroom | 0.05169%
21293 | 1 | 1 |  | Manual | 1 | Ceiling Fixture | Incandescent |  | Standard A Lamp | 3 | 60 | Bedroom | 212931 | Bedroom | 0.09408%
21293 | 2 | 1 |  | Manual | 1 | Ceiling Fixture | Incandescent |  | Standard A Lamp | 1 | 100 | Hall | 212932 | Hall | 0.09408%
21293 | 3 | 1 |  | Manual | 1 | Ceiling Fixture | Incandescent |  | Standard A Lamp | 2 | 65 | Bedroom | 212933 | Bedroom | 0.09408%
21293 | 4 | 1 |  | Manual | 1 | Ceiling Fixture | Incandescent |  | Standard A Lamp | 1 | 75 | Other | 212934 | Other | 0.09408%
21293 | 4 | 2 |  | Manual | 1 | Ceiling Fixture | Compact Fluorescent |  | Twist | 1 | 15 | Other | 212934 | Other | 0.09408%
21293 | 5 | 1 |  | Manual | 2 | Ceiling Fixture | Compact Fluorescent |  | Twist | 1 | 28 | Living Room | 212935 | Living Room | 0.09408%
21293 | 5 | 2 |  | Manual | 1 | Ceiling Fixture | Incandescent |  | Standard A Lamp | 1 | 75 | Living Room | 212935 | Living Room | 0.09408%
21293 | 6 | 1 |  | Manual | 2 | Ceiling Fixture | Linear Fluorescent | 48 | T-8 | 2 | 32 | Family Room | 212936 | Family Room | 0.09408%
21293 | 7 | 1 |  | Manual | 2 | Ceiling Fixture | Compact Fluorescent |  | Twist | 1 | 15 | Bedroom | 212937 | Bedroom | 0.09408%
21293 | 8 | 1 |  | Manual | 1 | Wall Mount | Incandescent |  | Standard A Lamp | 1 | 100 | Bathroom | 212938 | Bathroom | 0.09408%
21293 | 10 | 1 |  | Manual | 1 | Ceiling Fan | Compact Fluorescent |  | Twist | 3 | 28 | Dining Room | 2129310 | Dining Room | 0.09408%
21293 | 11 | 1 |  | Manual | 1 | Ceiling Fan | Compact Fluorescent |  | Twist | 1 | 22 | Kitchen | 2129311 | Kitchen | 0.09408%
21293 | 12 | 1 |  | Manual | 1 | Ceiling Fixture | Compact Fluorescent |  | Twist | 1 | 28 | Laundry Room | 2129312 | Laundry Room | 0.09408%
21293 | 12 | 2 |  | Manual | 1 | Wall Mount | Compact Fluorescent |  | Twist | 1 | 22 | Laundry Room | 2129312 | Laundry Room | 0.09408%
21293 | 13 | 1 |  | Manual | 1 | Ceiling Fixture | Incandescent |  | Standard A Lamp | 1 | 75 | Garage | 2129313 | Garage | 0.09408%
21293 | 14 | 1 |  | Manual | 2 | Ceiling Fan | Compact Fluorescent |  | Twist | 2 | 28 | Living Room | 2129314 | Living Room | 0.09408%
21293 | 15 | 1 |  | Manual | 1 | Ceiling Fixture | Compact Fluorescent |  | Twist | 1 | 22 | Hall | 2129315 | Hall | 0.09408%
21293 | 16 | 1 |  | Manual | 1 | Ceiling Fan | Compact Fluorescent |  | Twist | 3 | 28 | Master Bedroom | 2129316 | Master Bedroom | 0.09408%
21293 | 16 | 2 |  | Dimmer | 1 | Ceiling Fixture | Incandescent |  | Standard A Lamp | 2 | 60 | Master Bedroom | 2129316 | Master Bedroom | 0.09408%
21293 | 17 | 1 |  | Manual | 2 | Ceiling Fixture | Incandescent |  | Standard A Lamp | 1 | 75 | Bedroom | 2129317 | Bedroom | 0.09408%
21294 | 1 | 1 |  | Manual | 1 | Ceiling Fixture | Incandescent |  | Mini base | 5 | 40 | Dining Room | 212941 | Dining Room | 0.05169%
21294 | 2 | 1 |  | Manual | 7 | Recessed Can | Compact Fluorescent |  | Reflector | 1 | 15 | Kitchen | 212942 | Kitchen | 0.05169%
21294 | 3 | 1 |  | Manual | 2 | Ceiling Fixture | Incandescent |  | Mini base | 3 | 60 | Closet | 212943 | Closet | 0.05169%
21294 | 4 | 1 |  | Manual | 1 | Recessed Can | Compact Fluorescent |  | Reflector | 1 | 15 | Bathroom | 212944 | Bathroom | 0.05169%
21294 | 4 | 2 |  | Manual | 1 | Wall Mount | Incandescent |  | Standard A Lamp | 3 | 100 | Bathroom | 212944 | Bathroom | 0.05169%
21294 | 4 | 3 |  | Manual | 1 | Chandelier (Hanging) | Incandescent |  | Mini base | 4 | 60 | Bathroom | 212944 | Bathroom | 0.05169%
21294 | 5 | 1 |  | Manual | 1 | Wall Mount | Incandescent |  | Standard A Lamp | 3 | 100 | Bathroom | 212945 | Bathroom | 0.05169%
21294 | 6 | 1 |  | Manual | 1 | Table | Compact Fluorescent |  | Twist | 1 | 15 | Office | 212946 | Office | 0.05169%
21294 | 6 | 2 |  | Manual | 1 | Architectural | Other |  | Other | 1 | 50 | Office | 212946 | Office | 0.05169%
21294 | 7 | 1 |  | Manual | 1 | Wall Mount | Incandescent |  | Clear | 5 | 50 | Bathroom | 212947 | Bathroom | 0.05169%
21294 | 8 | 1 |  | Manual | 2 | Track | Incandescent |  | Reflector | 3 | 75 | Bedroom | 212948 | Bedroom | 0.05169%
21294 | 9 | 1 |  | Manual | 4 | Ceiling Fixture | Linear Fluorescent | 48 | T-12 | 2 | 40 | Garage | 212949 | Garage | 0.05169%
21294 | 9 | 2 |  | Motion | 1 | Wall Mount | Incandescent |  | Reflector | 2 | 75 | Garage | 212949 | Garage | 0.05169%
21294 | 10 | 1 |  | Manual | 1 | Ceiling Fixture | Incandescent |  | Clear | 3 | 40 | Closet | 2129410 | Closet | 0.05169%
21294 | 11 | 1 |  | Manual | 1 | Ceiling Fixture | Incandescent |  | Reflector | 1 | 75 | Living Room | 2129411 | Living Room | 0.05169%
21294 | 11 | 2 |  | Manual | 1 | Table | Incandescent |  | Standard A Lamp | 1 | 100 | Living Room | 2129411 | Living Room | 0.05169%
21294 | 11 | 3 |  | Manual | 1 | Floor lamp | Incandescent |  | Standard A Lamp | 1 | 100 | Living Room | 2129411 | Living Room | 0.05169%
21294 | 12 | 1 |  | Manual | 1 | Chandelier (Hanging) | Incandescent |  | Mini base | 3 | 40 | Hall | 2129412 | Hall | 0.05169%
21294 | 12 | 2 |  | Manual | 1 | Ceiling Fixture | Incandescent |  | Clear | 3 | 25 | Hall | 2129412 | Hall | 0.05169%
21294 | 13 | 1 |  | Manual | 1 | Table | Incandescent |  | Standard A Lamp | 1 | 75 | Family Room | 2129413 | Family Room | 0.05169%
21294 | 13 | 2 |  | Manual | 1 | Ceiling Fixture | Compact Fluorescent |  | Reflector | 1 | 15 | Family Room | 2129413 | Family Room | 0.05169%
21294 | 13 | 3 |  | Manual | 5 | Recessed Can | Compact Fluorescent |  | Reflector | 1 | 15 | Family Room | 2129413 | Family Room | 0.05169%
21294 | 14 | 1 |  | Manual | 1 | Wall Mount | Incandescent |  | Standard A Lamp | 1 | 65 | Closet | 2129414 | Closet | 0.05169%
21294 | 15 | 1 |  | Manual | 1 | Ceiling Fixture | Incandescent |  | Standard A Lamp | 1 | 75 | Laundry Room | 2129415 | Laundry Room | 0.05169%
21294 | 16 | 1 |  | Manual | 1 | Table | Compact Fluorescent |  | Twist | 1 | 15 | Master Bedroom | 2129416 | Master Bedroom | 0.05169%
21294 | 16 | 2 |  | Manual | 1 | Table | Incandescent |  | Standard A Lamp | 2 | 75 | Master Bedroom | 2129416 | Master Bedroom | 0.05169%
21294 | 16 | 3 |  | Manual | 1 | Table | Incandescent |  | Standard A Lamp | 1 | 60 | Master Bedroom | 2129416 | Master Bedroom | 0.05169%
21295 | 1 | 1 |  | Dimmer | 1 | Ceiling Fixture | Incandescent |  | Standard A Lamp | 1 | 60 | Bathroom | 212951 | Bathroom | 0.04008%
21295 | 2 | 1 |  | Manual | 1 | Table | Halogen |  | PAR | 1 | 30 | Bedroom | 212952 | Bedroom | 0.04008%
21295 | 2 | 2 |  | Dimmer | 1 | Chandelier (Hanging) | Incandescent |  | Standard A Lamp | 1 | 60 | Bedroom | 212952 | Bedroom | 0.04008%
21295 | 3 | 1 |  | Manual | 1 | Ceiling Fixture | Incandescent |  | Standard A Lamp | 1 | 60 | Closet | 212953 | Closet | 0.04008%
21295 | 4 | 1 |  | Manual | 1 | Ceiling Fixture | Incandescent |  | Standard A Lamp | 1 | 60 | Hall | 212954 | Hall | 0.04008%
21295 | 5 | 1 |  | Manual | 3 | Recessed Can | Incandescent |  | Reflector | 1 | 65 | Kitchen | 212955 | Kitchen | 0.04008%
21295 | 5 | 2 |  | Manual | 1 | Wall Mount | Halogen |  | PAR | 1 | 20 | Kitchen | 212955 | Kitchen | 0.04008%
21295 | 5 | 3 |  | Dimmer | 2 | Wall Mount | Incandescent |  | Standard A Lamp | 1 | 60 | Kitchen | 212955 | Kitchen | 0.04008%
21295 | 6 | 1 |  | Manual | 1 | Ceiling Fixture | Incandescent |  | Standard A Lamp | 1 | 60 | Laundry Room | 212956 | Laundry Room | 0.04008%
21295 | 7 | 1 |  | Manual | 1 | Ceiling Fixture | Incandescent |  | Standard A Lamp | 1 | 60 | Laundry Room | 212957 | Laundry Room | 0.04008%
21296 | 1 | 1 |  | Manual | 1 | Ceiling Fixture | Compact Fluorescent |  | Twist | 1 | 15 | Bathroom | 212961 | Bathroom | 0.04784%
21296 | 2 | 1 |  | Manual | 1 | Ceiling Fixture | Compact Fluorescent |  | Twist | 1 | 15 | Bedroom | 212962 | Bedroom | 0.04784%
21296 | 3 | 1 |  | Manual | 1 | Ceiling Fixture | Compact Fluorescent |  | Twist | 1 | 15 | Kitchen | 212963 | Kitchen | 0.04784%
21296 | 4 | 1 |  | Manual | 1 | Ceiling Fixture | Compact Fluorescent |  | Straight Tube | 1 | 15 | Laundry Room | 212964 | Laundry Room | 0.04784%
21296 | 5 | 1 |  | Manual | 1 | Ceiling Fixture | Compact Fluorescent |  | Twist | 1 | 15 | Living Room | 212965 | Living Room | 0.04784%
21296 | 6 | 1 |  | Manual | 1 | Ceiling Fixture | Compact Fluorescent |  | Twist | 1 | 15 | Master Bedroom | 212966 | Master Bedroom | 0.04784%
21298 | 1 | 1 |  | Manual | 1 | Wall Mount | Incandescent |  | Globe | 4 | 60 | Bathroom | 212981 | Bathroom | 0.09408%
21298 | 2 | 1 |  | Manual | 1 | Wall Mount | Incandescent |  | Globe | 8 | 40 | Bathroom | 212982 | Bathroom | 0.09408%
21298 | 3 | 1 |  | Manual | 1 | Wall Mount | Compact Fluorescent |  | Twist | 3 | 23 | Bathroom | 212983 | Bathroom | 0.09408%
21298 | 4 | 1 |  | Manual | 1 | Ceiling Fixture | Compact Fluorescent |  | Twist | 4 | 13 | Bedroom | 212984 | Bedroom | 0.09408%
21298 | 4 | 2 |  | Manual | 1 | Table | Incandescent |  | Mini base | 1 | 40 | Bedroom | 212984 | Bedroom | 0.09408%
21298 | 5 | 1 |  | Manual | 1 | Ceiling Fixture | Compact Fluorescent |  | Twist | 2 | 26 | Bedroom | 212985 | Bedroom | 0.09408%
21298 | 5 | 2 |  | Manual | 1 | Table | Incandescent |  | Standard A Lamp | 1 | 60 | Bedroom | 212985 | Bedroom | 0.09408%
21298 | 6 | 1 |  | Manual | 1 | Ceiling Fan | Compact Fluorescent |  | Twist | 3 | 23 | Bedroom | 212986 | Bedroom | 0.09408%
21298 | 6 | 2 |  | Manual | 2 | Table | Halogen |  | Other | 1 | 50 | Bedroom | 212986 | Bedroom | 0.09408%
21298 | 6 | 3 |  | Manual | 1 | Table | Incandescent |  | Clear | 1 | 60 | Bedroom | 212986 | Bedroom | 0.09408%
21298 | 7 | 1 |  | Motion | 1 | Ceiling Fixture | Compact Fluorescent |  | Pin base | 1 | 22 | Bedroom | 212987 | Bedroom | 0.09408%
21298 | 7 | 2 |  | Manual | 1 | Table | Compact Fluorescent |  | Twist | 1 | 23 | Bedroom | 212987 | Bedroom | 0.09408%
21298 | 7 | 3 |  | Manual | 1 | Table | Halogen |  | Other | 1 | 20 | Bedroom | 212987 | Bedroom | 0.09408%
21298 | 8 | 1 |  | Manual | 1 | Ceiling Fixture | Linear Fluorescent | 48 | T-8 | 2 | 32 | Bedroom | 212988 | Bedroom | 0.09408%
21298 | 9 | 1 |  | Manual | 1 | Chandelier (Hanging) | Compact Fluorescent |  | Twist | 5 | 26 | Dining Room | 212989 | Dining Room | 0.09408%
21298 | 10 | 1 |  | Manual | 2 | Wall Mount | Compact Fluorescent |  | Twist | 1 | 23 | Hall | 2129810 | Hall | 0.09408%
21298 | 10 | 2 |  | Manual | 1 | Ceiling Fixture | Incandescent |  | Clear | 1 | 60 | Hall | 2129810 | Hall | 0.09408%
21298 | 10 | 3 |  | Manual | 1 | Ceiling Fixture | Compact Fluorescent |  | Twist | 1 | 23 | Hall | 2129810 | Hall | 0.09408%
21298 | 11 | 1 |  | Manual | 1 | Ceiling Fixture | Linear Fluorescent | 48 | T-8 | 4 | 32 | Family Room | 2129811 | Family Room | 0.09408%
21298 | 11 | 2 |  | Manual | 1 | Ceiling Fixture | Compact Fluorescent |  | Twist | 1 | 15 | Family Room | 2129811 | Family Room | 0.09408%
21298 | 11 | 3 |  | Manual | 1 | Floor lamp | Incandescent |  | 3-Way Incandescent | 1 | 70 | Family Room | 2129811 | Family Room | 0.09408%
21298 | 12 | 1 |  | Manual | 3 | Ceiling Fixture | Incandescent |  | Standard A Lamp | 1 | 75 | Other | 2129812 | Other | 0.09408%
21298 | 13 | 1 |  | Manual | 2 | Ceiling Fixture | Linear Fluorescent | 48 | T-12 | 4 | 40 | Kitchen | 2129813 | Kitchen | 0.09408%
21298 | 14 | 1 |  | Manual | 1 | Ceiling Fixture | Linear Fluorescent | 48 | T-8 | 4 | 32 | Kitchen | 2129814 | Kitchen | 0.09408%
21298 | 14 | 2 |  | Manual | 2 | Ceiling Fixture | Linear Fluorescent | 12 | T-8 | 1 | 15 | Kitchen | 2129814 | Kitchen | 0.09408%
21298 | 15 | 1 |  | Manual | 1 | Ceiling Fan | Compact Fluorescent |  | Twist | 3 | 13 | Laundry Room | 2129815 | Laundry Room | 0.09408%
21298 | 16 | 1 |  | Manual | 1 | Floor lamp | Compact Fluorescent |  | Twist | 1 | 32 | Living Room | 2129816 | Living Room | 0.09408%
21298 | 16 | 2 |  | Manual | 1 | Table | Incandescent |  | 3-Way Incandescent | 1 | 70 | Living Room | 2129816 | Living Room | 0.09408%
21298 | 16 | 3 |  | Manual | 1 | Table | Compact Fluorescent |  | Twist | 1 | 15 | Living Room | 2129816 | Living Room | 0.09408%
21298 | 16 | 4 |  | Manual | 1 | Floor lamp | Compact Fluorescent |  | Pin base | 1 | 27 | Living Room | 2129816 | Living Room | 0.09408%
21305 | 1 | 1 |  | Manual | 1 | Ceiling Fixture | Incandescent |  | Standard A Lamp | 1 | 60 | Bathroom | 213051 | Bathroom | 0.04008%
21305 | 2 | 1 |  | Manual | 2 | Table | Incandescent |  | Standard A Lamp | 1 | 40 | Bedroom | 213052 | Bedroom | 0.04008%
21305 | 2 | 2 |  | Manual | 1 | Ceiling Fixture | Incandescent |  | Standard A Lamp | 1 | 60 | Bedroom | 213052 | Bedroom | 0.04008%
21305 | 3 | 1 |  | Manual | 1 | Ceiling Fixture | Incandescent |  | Standard A Lamp | 1 | 100 | Kitchen | 213053 | Kitchen | 0.04008%
21305 | 3 | 2 |  | Manual | 1 | Ceiling Fixture | Compact Fluorescent |  | Twist | 2 | 15 | Kitchen | 213053 | Kitchen | 0.04008%
21305 | 3 | 3 |  | Manual | 1 | Table | Incandescent |  | Decorative | 1 | 25 | Kitchen | 213053 | Kitchen | 0.04008%
21305 | 4 | 1 |  | Manual | 1 | Table | Incandescent |  | Decorative | 2 | 40 | Living Room | 213054 | Living Room | 0.04008%
21305 | 4 | 2 |  | Manual | 1 | Table | Incandescent |  | Standard A Lamp | 1 | 60 | Living Room | 213054 | Living Room | 0.04008%
21305 | 4 | 3 |  | Manual | 1 | Ceiling Fixture | Compact Fluorescent |  | Straight Tube | 1 | 28 | Living Room | 213054 | Living Room | 0.04008%
21305 | 4 | 4 |  | Manual | 1 | Table | Compact Fluorescent |  | Twist | 1 | 15 | Living Room | 213054 | Living Room | 0.04008%
21305 | 5 | 1 |  | Manual | 1 | Table | Incandescent |  | Standard A Lamp | 1 | 25 | Other | 213055 | Other | 0.04008%
21316 | 1 | 1 |  | Manual | 1 | Ceiling Fixture | Compact Fluorescent |  | Twist | 1 | 13 | Bathroom | 213161 | Bathroom | 0.09408%
21316 | 2 | 1 |  | Manual | 1 | Ceiling Fixture | Compact Fluorescent |  | Twist | 2 | 15 | Bedroom | 213162 | Bedroom | 0.09408%
21316 | 2 | 2 |  | Manual | 1 | Table | Compact Fluorescent |  | Twist | 1 | 13 | Bedroom | 213162 | Bedroom | 0.09408%
21316 | 4 | 1 |  | Manual | 1 | Ceiling Fixture | Compact Fluorescent |  | Twist | 2 | 15 | Dining Room | 213164 | Dining Room | 0.09408%
21316 | 5 | 1 |  | Manual | 1 | Ceiling Fan | Incandescent |  | Standard A Lamp | 1 | 60 | Kitchen | 213165 | Kitchen | 0.09408%
21316 | 6 | 1 |  | Manual | 1 | Ceiling Fixture | Compact Fluorescent |  | Twist | 1 | 15 | Laundry Room | 213166 | Laundry Room | 0.09408%
21316 | 7 | 1 |  | Manual | 1 | Ceiling Fan | Compact Fluorescent |  | Twist | 1 | 22 | Living Room | 213167 | Living Room | 0.09408%
21316 | 8 | 1 |  | Manual | 1 | Ceiling Fixture | Compact Fluorescent |  | Twist | 1 | 13 | Bedroom | 213168 | Bedroom | 0.09408%
21319 | 1 | 1 |  | Manual | 2 | Ceiling Fixture | Incandescent |  | Standard A Lamp | 1 | 60 | Other | 213191 | Other | 0.05296%
21319 | 2 | 1 |  | Manual | 1 | Ceiling Fixture | Incandescent |  | Standard A Lamp | 1 | 60 | Bathroom | 213192 | Bathroom | 0.05296%
21319 | 2 | 2 |  | Manual | 1 | Track | Incandescent |  | Globe | 5 | 40 | Bathroom | 213192 | Bathroom | 0.05296%
21319 | 3 | 1 |  | Manual | 1 | Ceiling Fixture | Incandescent |  | Clear | 3 | 60 | Bedroom | 213193 | Bedroom | 0.05296%
21319 | 4 | 1 |  | Manual | 1 | Ceiling Fixture | Incandescent |  | Standard A Lamp | 1 | 60 | Bedroom | 213194 | Bedroom | 0.05296%
21319 | 5 | 1 |  | Manual | 1 | Ceiling Fixture | Incandescent |  | Standard A Lamp | 1 | 60 | Bedroom | 213195 | Bedroom | 0.05296%
21319 | 6 | 1 |  | Manual | 2 | Ceiling Fixture | Incandescent |  | Standard A Lamp | 1 | 60 | Hall | 213196 | Hall | 0.05296%
21319 | 7 | 1 |  | Manual | 1 | Ceiling Fixture | Compact Fluorescent |  | Twist | 2 | 15 | Hall | 213197 | Hall | 0.05296%
21319 | 8 | 1 |  | Manual | 1 | Ceiling Fixture | Incandescent |  | Standard A Lamp | 1 | 60 | Hall | 213198 | Hall | 0.05296%
21319 | 9 | 1 |  | Manual | 1 | Ceiling Fixture | Incandescent |  | Standard A Lamp | 3 | 60 | Kitchen | 213199 | Kitchen | 0.05296%
21319 | 10 | 1 |  | Manual | 1 | Ceiling Fan | Incandescent |  | Standard A Lamp | 3 | 60 | Living Room | 2131910 | Living Room | 0.05296%
21319 | 10 | 2 |  | Manual | 2 | Floor lamp | Incandescent |  | Standard A Lamp | 1 | 60 | Living Room | 2131910 | Living Room | 0.05296%
21319 | 11 | 1 |  | Manual | 1 | Ceiling Fan | Incandescent |  | Standard A Lamp | 2 | 60 | Office | 2131911 | Office | 0.05296%
21319 | 12 | 1 |  | Manual | 1 | Ceiling Fan | Incandescent |  | Standard A Lamp | 4 | 60 | Other | 2131912 | Other | 0.05296%
21319 | 12 | 2 |  | Manual | 2 | Ceiling Fixture | Linear Fluorescent | 60 | T-12 | 4 | 40 | Other | 2131912 | Other | 0.05296%
21320 | 1 | 1 |  | Manual | 1 | Ceiling Fixture | Incandescent |  | Heat Lamp | 1 | 250 | Bathroom | 213201 | Bathroom | 0.05169%
21320 | 1 | 2 |  | Manual | 1 | Wall Mount | Incandescent |  | Standard A Lamp | 2 | 60 | Bathroom | 213201 | Bathroom | 0.05169%
21320 | 2 | 1 |  | Manual | 1 | Ceiling Fixture | Compact Fluorescent |  | Twist | 1 | 15 | Bathroom | 213202 | Bathroom | 0.05169%
21320 | 2 | 2 |  | Manual | 1 | Wall Mount | Incandescent |  | Globe | 4 | 60 | Bathroom | 213202 | Bathroom | 0.05169%
21320 | 3 | 1 |  | Dimmer | 1 | Wall Mount | Halogen |  | Quartz Tube | 1 | 150 | Bedroom | 213203 | Bedroom | 0.05169%
21320 | 3 | 2 |  | Manual | 1 | Table | Incandescent |  | Standard A Lamp | 1 | 75 | Bedroom | 213203 | Bedroom | 0.05169%
21320 | 4 | 1 |  | Manual | 1 | Wall Mount | Incandescent |  | Standard A Lamp | 1 | 60 | Bedroom | 213204 | Bedroom | 0.05169%
21320 | 4 | 2 |  | Manual | 1 | Table | Incandescent |  | Standard A Lamp | 1 | 60 | Bedroom | 213204 | Bedroom | 0.05169%
21320 | 5 | 1 |  | Manual | 1 | Chandelier (Hanging) | Incandescent |  | Standard A Lamp | 4 | 60 | Dining Room | 213205 | Dining Room | 0.05169%
21320 | 6 | 1 |  | Manual | 1 | Torchiere | Incandescent |  | 3-Way Incandescent | 1 | 100 | Family Room | 213206 | Family Room | 0.05169%
21320 | 6 | 2 |  | Manual | 1 | Floor lamp | Incandescent |  | Standard A Lamp | 1 | 75 | Family Room | 213206 | Family Room | 0.05169%
21320 | 6 | 3 |  | Manual | 1 | Table | Incandescent |  | Standard A Lamp | 1 | 60 | Family Room | 213206 | Family Room | 0.05169%
21320 | 7 | 1 |  | Manual | 2 | Ceiling Fixture | Compact Fluorescent |  | Twist | 1 | 23 | Garage | 213207 | Garage | 0.05169%
21320 | 7 | 2 |  | Manual | 1 | Garage door opener | Incandescent |  | Standard A Lamp | 2 | 40 | Garage | 213207 | Garage | 0.05169%
21320 | 8 | 1 |  | Dimmer | 2 | Ceiling Fixture | Incandescent |  | Standard A Lamp | 1 | 60 | Hall | 213208 | Hall | 0.05169%
21320 | 9 | 1 |  | Manual | 1 | Ceiling Fixture | Linear Fluorescent |  | Fluorescent Other | 1 | 60 | Laundry Room | 213209 | Laundry Room | 0.05169%
21320 | 10 | 1 |  | Dimmer | 1 | Wall Mount | Halogen |  | Quartz Tube | 1 | 150 | Master Bedroom | 2132010 | Master Bedroom | 0.05169%
21320 | 10 | 2 |  | Manual | 2 | Architectural | Incandescent |  | Colored | 1 | 70 | Master Bedroom | 2132010 | Master Bedroom | 0.05169%
21320 | 11 | 1 |  | Manual | 8 | Recessed Can | Incandescent |  | Reflector | 1 | 65 | Kitchen | 2132011 | Kitchen | 0.05169%
21320 | 11 | 2 |  | Manual | 2 | Architectural | Linear Fluorescent | 24 | T-5 | 1 | 13 | Kitchen | 2132011 | Kitchen | 0.05169%
21320 | 11 | 3 |  | Manual | 2 | Architectural | Linear Fluorescent | 12 | T-5 | 1 | 8 | Kitchen | 2132011 | Kitchen | 0.05169%
21320 | 12 | 1 |  | Manual | 1 | Ceiling Fixture | Incandescent |  | Standard A Lamp | 1 | 60 | Other | 2132012 | Other | 0.05169%
21326 | 1 | 1 |  | Manual | 1 | Wall Mount | Incandescent |  | Standard A Lamp | 4 | 40 | Bathroom | 213261 | Bathroom | 0.04784%
21326 | 1 | 2 |  | Manual | 1 | Ceiling Fixture | Incandescent |  | Reflector | 2 | 65 | Bathroom | 213261 | Bathroom | 0.04784%
21326 | 2 | 1 |  | Manual | 1 | Wall Mount | Compact Fluorescent |  | Twist | 4 | 22 | Bathroom | 213262 | Bathroom | 0.04784%
21326 | 2 | 2 |  | Manual | 1 | Ceiling Fixture | Incandescent |  | Reflector | 2 | 125 | Bathroom | 213262 | Bathroom | 0.04784%
21326 | 3 | 1 |  | Manual | 1 | Ceiling Fixture | Incandescent |  | Standard A Lamp | 3 | 60 | Bedroom | 213263 | Bedroom | 0.04784%
21326 | 3 | 2 |  | Manual | 2 | Table | Incandescent |  | Decorative | 1 | 40 | Bedroom | 213263 | Bedroom | 0.04784%
21326 | 4 | 1 |  | Manual | 1 | Recessed Can | Incandescent |  | Reflector | 1 | 40 | Bedroom | 213264 | Bedroom | 0.04784%
21326 | 4 | 2 |  | Manual | 1 | Chandelier (Hanging) | Incandescent |  | Standard A Lamp | 1 | 100 | Bedroom | 213264 | Bedroom | 0.04784%
21326 | 4 | 3 |  | Manual | 1 | Table | Incandescent |  | Standard A Lamp | 1 | 60 | Bedroom | 213264 | Bedroom | 0.04784%
21326 | 5 | 1 |  | Manual | 2 | Ceiling Fixture | Incandescent |  | Standard A Lamp | 1 | 60 | Garage | 213265 | Garage | 0.04784%
21326 | 6 | 1 | added a lamp wattage of 75 by applying average wattage based on lamp type selected per ecotopes instructions. Converted lamp length from inches to feet. | Manual | 1 | Ceiling Fixture | Incandescent |  | Standard A Lamp | 1 | 75 | Hall | 213266 | Hall | 0.04784%
21326 | 7 | 1 |  | Manual | 1 | Chandelier (Hanging) | Incandescent |  | Decorative | 12 | 40 | Kitchen | 213267 | Kitchen | 0.04784%
21326 | 7 | 2 |  | Manual | 6 | Recessed Can | Incandescent |  | Reflector | 1 | 65 | Kitchen | 213267 | Kitchen | 0.04784%
21326 | 7 | 3 |  | Manual | 2 | Recessed - other | Linear Fluorescent | 12 | T-5 | 1 | 16 | Kitchen | 213267 | Kitchen | 0.04784%
21326 | 8 | 1 |  | Manual | 2 | Table | Incandescent |  | Standard A Lamp | 1 | 100 | Living Room | 213268 | Living Room | 0.04784%
21326 | 8 | 2 |  | Manual | 1 | Table | Compact Fluorescent |  | Twist | 1 | 22 | Living Room | 213268 | Living Room | 0.04784%
21326 | 9 | 1 |  | Manual | 1 | Ceiling Fan | Incandescent |  | Reflector | 3 | 40 | Bedroom | 213269 | Bedroom | 0.04784%
21326 | 9 | 2 |  | Manual | 5 | Track | Incandescent |  | Reflector | 1 | 40 | Bedroom | 213269 | Bedroom | 0.04784%
21326 | 9 | 3 |  | Manual | 3 | Table | Incandescent |  | Standard A Lamp | 1 | 60 | Bedroom | 213269 | Bedroom | 0.04784%
21334 | 1 | 1 |  | Manual | 1 | Floor lamp | Incandescent |  | Standard A Lamp | 1 | 75 | Living Room | 213341 | Living Room | 0.305%
21334 | 2 | 1 |  | Dimmer | 1 | Ceiling Fan | Incandescent |  | Standard A Lamp | 3 | 60 | Kitchen | 213342 | Kitchen | 0.305%
21334 | 2 | 2 |  | Manual | 1 | Ceiling Fixture | Incandescent |  | Standard A Lamp | 3 | 60 | Kitchen | 213342 | Kitchen | 0.305%
21334 | 2 | 3 |  | Manual | 1 | Architectural | Incandescent |  | Standard A Lamp | 1 | 40 | Kitchen | 213342 | Kitchen | 0.305%
21334 | 3 | 1 |  | Manual | 2 | Ceiling Fixture | Compact Fluorescent |  | Twist | 1 | 15 | Hall | 213343 | Hall | 0.305%
21334 | 4 | 1 |  | Manual | 1 | Ceiling Fixture | Compact Fluorescent |  | Twist | 2 | 15 | Bedroom | 213344 | Bedroom | 0.305%
21334 | 4 | 2 |  | Manual | 1 | Table | Compact Fluorescent |  | Twist | 1 | 15 | Bedroom | 213344 | Bedroom | 0.305%
21334 | 5 | 1 |  | Manual | 1 | Wall Mount | Incandescent |  | Mini base | 8 | 25 | Bathroom | 213345 | Bathroom | 0.305%
21334 | 6 | 1 |  | Manual | 2 | Ceiling Fixture | Compact Fluorescent |  | Twist | 2 | 15 | Bathroom | 213346 | Bathroom | 0.305%
21334 | 7 | 1 |  | Manual | 1 | Ceiling Fan | Incandescent |  | Standard A Lamp | 1 | 60 | Bedroom | 213347 | Bedroom | 0.305%
21334 | 8 | 1 |  | Manual | 1 | Ceiling Fixture | Compact Fluorescent |  | Twist | 1 | 22 | Bedroom | 213348 | Bedroom | 0.305%
21334 | 8 | 2 |  | Manual | 1 | Floor lamp | Incandescent |  | Standard A Lamp | 1 | 60 | Bedroom | 213348 | Bedroom | 0.305%
21343 | 1 | 1 |  | Manual | 1 | Ceiling Fixture | Compact Fluorescent |  | Twist | 2 | 14 | Bathroom | 213431 | Bathroom | 0.2054%
21343 | 1 | 2 |  | Manual | 2 | Wall Mount | Compact Fluorescent |  | Twist | 1 | 13 | Bathroom | 213431 | Bathroom | 0.2054%
21343 | 2 | 1 |  | Manual | 1 | Ceiling Fan | Incandescent |  | Standard A Lamp | 3 | 60 | Bedroom | 213432 | Bedroom | 0.2054%
21343 | 2 | 2 |  | Manual | 1 | Table | Compact Fluorescent |  | Twist | 1 | 13 | Bedroom | 213432 | Bedroom | 0.2054%
21343 | 3 | 1 |  | Manual | 1 | Ceiling Fixture | Incandescent |  | Standard A Lamp | 2 | 60 | Bedroom | 213433 | Bedroom | 0.2054%
21343 | 4 | 1 |  | Manual | 1 | Ceiling Fixture | Linear Fluorescent | 48 | T-12 | 2 | 40 | Office | 213434 | Office | 0.2054%
21343 | 4 | 2 |  | Manual | 1 | Floor lamp | Incandescent |  | Standard A Lamp | 9 | 60 | Office | 213434 | Office | 0.2054%
21343 | 4 | 3 |  | Manual | 1 | Floor lamp | Compact Fluorescent |  | Twist | 1 | 15 | Office | 213434 | Office | 0.2054%
21343 | 5 | 1 |  | Manual | 1 | Ceiling Fan | Incandescent |  | Standard A Lamp | 4 | 60 | Dining Room | 213435 | Dining Room | 0.2054%
21343 | 6 | 1 |  | Manual | 1 | Ceiling Fixture | Incandescent |  | Standard A Lamp | 1 | 60 | Hall | 213436 | Hall | 0.2054%
21343 | 6 | 2 |  | Manual | 1 | Ceiling Fixture | Incandescent |  | Mini base | 3 | 40 | Hall | 213436 | Hall | 0.2054%
21343 | 7 | 1 |  | Manual | 1 | Chandelier (Hanging) | Incandescent |  | Standard A Lamp | 1 | 60 | Kitchen | 213437 | Kitchen | 0.2054%
21343 | 7 | 2 |  | Manual | 1 | Ceiling Fixture | Compact Fluorescent |  | Twist | 3 | 18 | Kitchen | 213437 | Kitchen | 0.2054%
21343 | 7 | 3 |  | Manual | 1 | Ceiling Fixture | Incandescent |  | Standard A Lamp | 1 | 60 | Kitchen | 213437 | Kitchen | 0.2054%
21343 | 8 | 1 |  | Manual | 1 | Ceiling Fixture | Compact Fluorescent |  | Circline (Screw Base) | 2 | 27 | Laundry Room | 213438 | Laundry Room | 0.2054%
21343 | 9 | 1 |  | Manual | 1 | Floor lamp | Compact Fluorescent |  | Twist | 3 | 15 | Living Room | 213439 | Living Room | 0.2054%
21343 | 9 | 2 |  | Manual | 1 | Floor lamp | Incandescent |  | Standard A Lamp | 7 | 60 | Living Room | 213439 | Living Room | 0.2054%
21343 | 10 | 1 |  | Manual | 1 | Wall Mount | Incandescent |  | Globe | 6 | 60 | Bathroom | 2134310 | Bathroom | 0.2054%
21343 | 10 | 2 |  | Manual | 1 | Ceiling Fixture | Compact Fluorescent |  | Twist | 1 | 15 | Bathroom | 2134310 | Bathroom | 0.2054%
21343 | 11 | 1 |  | Manual | 1 | Ceiling Fan | Incandescent |  | Decorative | 3 | 50 | Master Bedroom | 2134311 | Master Bedroom | 0.2054%
21343 | 11 | 2 |  | Manual | 2 | Table | Incandescent |  | Clear | 1 | 60 | Master Bedroom | 2134311 | Master Bedroom | 0.2054%
21343 | 12 | 1 |  | Manual | 1 | Ceiling Fan | Incandescent |  | Standard A Lamp | 1 | 75 | Office | 2134312 | Office | 0.2054%
21345 | 1 | 1 |  | Manual | 1 | Wall Mount | Incandescent |  | Globe | 3 | 40 | Bathroom | 213451 | Bathroom | 0.04008%
21345 | 2 | 1 |  | Manual | 1 | Ceiling Fixture | Incandescent |  | Standard A Lamp | 2 | 60 | Bedroom | 213452 | Bedroom | 0.04008%
21345 | 3 | 1 |  | Manual | 1 | Ceiling Fixture | Incandescent |  | Standard A Lamp | 2 | 60 | Hall | 213453 | Hall | 0.04008%
21345 | 4 | 1 |  | Manual | 1 | Ceiling Fixture | Halogen |  | PAR | 3 | 75 | Kitchen | 213454 | Kitchen | 0.04008%
21345 | 4 | 2 |  | Manual | 1 | Ceiling Fixture | Incandescent |  | Standard A Lamp | 2 | 60 | Kitchen | 213454 | Kitchen | 0.04008%
21345 | 5 | 1 |  | Manual | 2 | Floor lamp | Incandescent |  | Standard A Lamp | 1 | 60 | Living Room | 213455 | Living Room | 0.04008%
21350 | 1 | 1 |  | Manual | 1 | Wall Mount | Incandescent |  | Clear | 2 | 25 | Bathroom | 213501 | Bathroom | 0.2054%
21350 | 1 | 2 |  | Manual | 1 | Ceiling Fixture | Incandescent |  | Standard A Lamp | 1 | 40 | Bathroom | 213501 | Bathroom | 0.2054%
21350 | 2 | 1 |  | Manual | 1 | Wall Mount | Halogen |  | Quartz Tube | 2 | 100 | Bathroom | 213502 | Bathroom | 0.2054%
21350 | 3 | 1 |  | Manual | 1 | Chandelier (Hanging) | Compact Fluorescent |  | Twist | 3 | 22 | Hall | 213503 | Hall | 0.2054%
21350 | 3 | 2 |  | Manual | 1 | Recessed Can | Incandescent |  | Reflector | 1 | 65 | Hall | 213503 | Hall | 0.2054%
21350 | 3 | 3 |  | Manual | 1 | Ceiling Fan | Compact Fluorescent |  | Decorative | 1 | 36 | Hall | 213503 | Hall | 0.2054%
21350 | 4 | 1 |  | Manual | 1 | Chandelier (Hanging) | Compact Fluorescent |  | Twist | 1 | 22 | Bedroom | 213504 | Bedroom | 0.2054%
21350 | 4 | 2 |  | Manual | 1 | Table | Incandescent |  | Decorative | 1 | 5 | Bedroom | 213504 | Bedroom | 0.2054%
21350 | 5 | 1 |  | Manual | 10 | Recessed Can | Compact Fluorescent |  | Twist | 1 | 22 | Kitchen | 213505 | Kitchen | 0.2054%
21350 | 5 | 2 |  | Manual | 2 | Chandelier (Hanging) | Halogen |  | PAR | 1 | 50 | Kitchen | 213505 | Kitchen | 0.2054%
21350 | 6 | 1 |  | Manual | 4 | Recessed Can | Compact Fluorescent |  | Twist | 1 | 22 | Laundry Room | 213506 | Laundry Room | 0.2054%
21350 | 6 | 2 |  | Manual | 2 | Track | Halogen |  | PAR | 3 | 50 | Laundry Room | 213506 | Laundry Room | 0.2054%
21350 | 7 | 1 |  | Manual | 10 | Recessed Can | Compact Fluorescent |  | Twist | 1 | 22 | Living Room | 213507 | Living Room | 0.2054%
21350 | 7 | 2 |  | Manual | 2 | Track | Halogen |  | PAR | 3 | 50 | Living Room | 213507 | Living Room | 0.2054%
21350 | 8 | 1 |  | Manual | 2 | Wall Mount | Halogen | 24 | Quartz Tube | 2 | 30 | Bathroom | 213508 | Bathroom | 0.2054%
21350 | 8 | 2 |  | Manual | 2 | Ceiling Fixture | Compact Fluorescent |  | Twist | 1 | 15 | Bathroom | 213508 | Bathroom | 0.2054%
21350 | 9 | 1 |  | Manual | 3 | Track | Halogen |  | PAR | 3 | 50 | Master Bedroom | 213509 | Master Bedroom | 0.2054%
21350 | 9 | 2 |  | Manual | 1 | Ceiling Fan | Compact Fluorescent |  | Circline (Screw Base) | 1 | 28 | Master Bedroom | 213509 | Master Bedroom | 0.2054%
21350 | 9 | 3 |  | Manual | 2 | Table | Incandescent |  | Decorative | 2 | 5 | Master Bedroom | 213509 | Master Bedroom | 0.2054%
21350 | 10 | 1 |  | Manual | 1 | Ceiling Fixture | Linear Fluorescent | 48 | T-8 | 2 | 20 | Master Bedroom | 2135010 | Master Bedroom | 0.2054%
21350 | 11 | 1 |  | Manual | 4 | Recessed Can | Compact Fluorescent |  | Twist | 1 | 22 | Office | 2135011 | Office | 0.2054%
21350 | 11 | 2 |  | Manual | 1 | Ceiling Fixture | Incandescent |  | Decorative | 2 | 25 | Office | 2135011 | Office | 0.2054%
21350 | 12 | 1 |  | Manual | 5 | Low bay | Linear Fluorescent | 60 | T-12 | 2 | 40 | Garage | 2135012 | Garage | 0.2054%
21350 | 12 | 2 |  | Manual | 4 | Ceiling Fixture | Compact Fluorescent |  | Twist | 1 | 22 | Garage | 2135012 | Garage | 0.2054%
21350 | 13 | 1 |  | Manual | 1 | Chandelier (Hanging) | Compact Fluorescent |  | Twist | 1 | 22 | Bedroom | 2135013 | Bedroom | 0.2054%
21350 | 13 | 2 |  | Manual | 2 | Ceiling Fixture | Halogen |  | PAR | 1 | 50 | Bedroom | 2135013 | Bedroom | 0.2054%
21353 | 1 | 1 |  | Manual | 1 | Wall Mount | Linear Fluorescent | 24 | T-8 | 2 | 20 | Bathroom | 213531 | Bathroom | 0.02963%
21353 | 2 | 1 |  | Manual | 1 | Ceiling Fixture | Compact Fluorescent |  | Twist | 2 | 22 | Closet | 213532 | Closet | 0.02963%
21353 | 3 | 1 |  | Manual | 2 | Ceiling Fixture | Compact Fluorescent |  | Circline (Screw Base) | 1 | 22 | Family Room | 213533 | Family Room | 0.02963%
21353 | 3 | 2 |  | Manual | 1 | Table | Incandescent |  | Standard A Lamp | 1 | 150 | Family Room | 213533 | Family Room | 0.02963%
21353 | 3 | 3 |  | Manual | 2 | Wall Mount | Compact Fluorescent |  | Decorative | 1 | 13 | Family Room | 213533 | Family Room | 0.02963%
21353 | 3 | 4 |  | Manual | 1 | Table | Linear Fluorescent | 24 | T-8 | 1 | 16 | Family Room | 213533 | Family Room | 0.02963%
21353 | 4 | 1 |  | Manual | 3 | Ceiling Fixture | Compact Fluorescent |  | Twist | 1 | 22 | Other | 213534 | Other | 0.02963%
21353 | 4 | 2 |  | Manual | 1 | Ceiling Fixture | Compact Fluorescent |  | Reflector | 1 | 15 | Other | 213534 | Other | 0.02963%
21353 | 4 | 3 |  | Manual | 1 | Ceiling Fixture | Linear Fluorescent | 48 | T-12 | 1 | 40 | Other | 213534 | Other | 0.02963%
21353 | 5 | 1 |  | Manual | 1 | Ceiling Fixture | Incandescent |  | Standard A Lamp | 2 | 60 | Bedroom | 213535 | Bedroom | 0.02963%
21353 | 5 | 2 |  | Manual | 2 | Table | Compact Fluorescent |  | Twist | 1 | 15 | Bedroom | 213535 | Bedroom | 0.02963%
21353 | 5 | 3 |  | Manual | 1 | Table | Incandescent |  | Standard A Lamp | 1 | 40 | Bedroom | 213535 | Bedroom | 0.02963%
21353 | 6 | 1 |  | Manual | 1 | Ceiling Fixture | Compact Fluorescent |  | Twist | 2 | 13 | Bedroom | 213536 | Bedroom | 0.02963%
21353 | 6 | 2 |  | Manual | 1 | Table | Compact Fluorescent |  | Pin base | 1 | 22 | Bedroom | 213536 | Bedroom | 0.02963%
21353 | 6 | 3 |  | Manual | 1 | Ceiling Fixture | Compact Fluorescent |  | Twist | 1 | 15 | Bedroom | 213536 | Bedroom | 0.02963%
21353 | 7 | 1 |  | Manual | 1 | Ceiling Fixture | Incandescent |  | Standard A Lamp | 2 | 60 | Bedroom | 213537 | Bedroom | 0.02963%
21353 | 7 | 2 |  | Manual | 1 | Wall Mount | Linear Fluorescent | 24 | T-12 | 1 | 20 | Bedroom | 213537 | Bedroom | 0.02963%
21353 | 8 | 1 |  | Manual | 1 | Ceiling Fixture | Compact Fluorescent |  | Twist | 1 | 15 | Hall | 213538 | Hall | 0.02963%
21353 | 9 | 1 |  | Manual | 1 | Chandelier (Hanging) | Compact Fluorescent |  | Twist | 5 | 15 | Kitchen | 213539 | Kitchen | 0.02963%
21353 | 9 | 2 |  | Dimmer | 1 | Ceiling Fixture | Incandescent |  | Standard A Lamp | 1 | 60 | Kitchen | 213539 | Kitchen | 0.02963%
21353 | 10 | 1 |  | Manual | 1 | Chandelier (Hanging) | Incandescent |  | Decorative | 4 | 40 | Living Room | 2135310 | Living Room | 0.02963%
21353 | 10 | 2 |  | Manual | 1 | Floor lamp | Incandescent |  | Standard A Lamp | 1 | 150 | Living Room | 2135310 | Living Room | 0.02963%
21353 | 10 | 3 |  | Manual | 1 | Table | Incandescent |  | Standard A Lamp | 1 | 60 | Living Room | 2135310 | Living Room | 0.02963%
21353 | 10 | 4 |  | Manual | 1 | Ceiling Fixture | Compact Fluorescent |  | Twist | 1 | 22 | Living Room | 2135310 | Living Room | 0.02963%
21353 | 11 | 1 |  | Manual | 1 | Wall Mount | Incandescent |  | Standard A Lamp | 2 | 40 | Bathroom | 2135311 | Bathroom | 0.02963%
21353 | 12 | 1 |  | Manual | 2 | Table | Incandescent |  | Standard A Lamp | 1 | 60 | Bedroom | 2135312 | Bedroom | 0.02963%
21353 | 12 | 2 |  | Manual | 1 | Ceiling Fixture | Incandescent |  | Standard A Lamp | 2 | 60 | Bedroom | 2135312 | Bedroom | 0.02963%
21353 | 12 | 3 |  | Manual | 1 | Ceiling Fixture | Linear Fluorescent | 24 | T-8 | 2 | 20 | Bedroom | 2135312 | Bedroom | 0.02963%
21353 | 13 | 1 |  | Manual | 1 | Ceiling Fixture | Incandescent |  | Standard A Lamp | 1 | 60 | Bathroom | 2135313 | Bathroom | 0.02963%
21353 | 13 | 2 |  | Manual | 2 | Wall Mount | Linear Fluorescent | 24 | T-8 | 2 | 20 | Bathroom | 2135313 | Bathroom | 0.02963%
21353 | 13 | 3 |  | Manual | 1 | Wall Mount | Compact Fluorescent |  | Twist | 1 | 15 | Bathroom | 2135313 | Bathroom | 0.02963%
21353 | 14 | 1 |  | Manual | 1 | Ceiling Fixture | Compact Fluorescent |  | Twist | 2 | 15 | Bedroom | 2135314 | Bedroom | 0.02963%
21353 | 14 | 2 |  | Manual | 1 | Floor lamp | Halogen |  | Quartz Tube | 1 | 100 | Bedroom | 2135314 | Bedroom | 0.02963%
21353 | 15 | 1 |  | Manual | 2 | Ceiling Fixture | Compact Fluorescent |  | Twist | 1 | 22 | Hall | 2135315 | Hall | 0.02963%
21355 | 1 | 1 |  | Manual | 1 | Wall Mount | Incandescent |  | Globe | 1 | 60 | Bathroom | 213551 | Bathroom | 0.2054%
21355 | 1 | 2 |  | Manual | 1 | Wall Mount | Incandescent |  | Globe | 3 | 40 | Bathroom | 213551 | Bathroom | 0.2054%
21355 | 1 | 3 |  | Manual | 1 | Wall Mount | Incandescent |  | Mini base | 1 | 4 | Bathroom | 213551 | Bathroom | 0.2054%
21355 | 2 | 1 |  | Manual | 1 | Ceiling Fixture | Incandescent |  | Standard A Lamp | 2 | 60 | Bedroom | 213552 | Bedroom | 0.2054%
21355 | 3 | 1 |  | Manual | 1 | Chandelier (Hanging) | Incandescent |  | Mini base | 4 | 40 | Dining Room | 213553 | Dining Room | 0.2054%
21355 | 4 | 1 |  | Dimmer | 1 | Recessed - other | Incandescent |  | Reflector | 1 | 65 | Hall | 213554 | Hall | 0.2054%
21355 | 5 | 1 |  | Manual | 1 | Other | Incandescent |  | Standard A Lamp | 1 | 60 | Kitchen | 213555 | Kitchen | 0.2054%
21355 | 5 | 2 |  | Manual | 1 | Chandelier (Hanging) | Incandescent |  | Mini base | 1 | 40 | Kitchen | 213555 | Kitchen | 0.2054%
21355 | 5 | 3 |  | Dimmer | 4 | Recessed Can | Incandescent |  | Reflector | 1 | 65 | Kitchen | 213555 | Kitchen | 0.2054%
21355 | 5 | 4 |  | Dimmer | 1 | Recessed Can | Incandescent |  | Reflector | 1 | 55 | Kitchen | 213555 | Kitchen | 0.2054%
21355 | 6 | 1 |  | Manual | 1 | Ceiling Fixture | Incandescent |  | Standard A Lamp | 2 | 60 | Laundry Room | 213556 | Laundry Room | 0.2054%
21355 | 7 | 1 |  | Manual | 1 | Floor lamp | Incandescent |  | Standard A Lamp | 2 | 75 | Living Room | 213557 | Living Room | 0.2054%
21355 | 7 | 2 |  | Manual | 1 | Table | Incandescent |  | Standard A Lamp | 1 | 75 | Living Room | 213557 | Living Room | 0.2054%
21355 | 7 | 3 |  | Manual | 1 | Table | Incandescent |  | 3-Way Incandescent | 1 | 100 | Living Room | 213557 | Living Room | 0.2054%
21355 | 8 | 1 |  | Dimmer | 1 | Ceiling Fixture | Halogen |  | MR | 4 | 50 | Master Bedroom | 213558 | Master Bedroom | 0.2054%
21355 | 9 | 1 |  | Manual | 1 | Ceiling Fixture | Incandescent |  | Standard A Lamp | 2 | 60 | Office | 213559 | Office | 0.2054%
21355 | 9 | 2 |  | Manual | 1 | Table | Incandescent |  | Standard A Lamp | 1 | 40 | Office | 213559 | Office | 0.2054%
21366 | 1 | 1 |  | Manual | 1 | Ceiling Fixture | Linear Fluorescent | 24 | T-8 | 1 | 32 | Closet | 213661 | Closet | 0.05296%
21366 | 2 | 1 |  | Manual | 1 | Wall Mount | Linear Fluorescent | 48 | T-8 | 1 | 32 | Closet | 213662 | Closet | 0.05296%
21366 | 3 | 1 |  | Manual | 2 | Wall Mount | Incandescent |  | Standard A Lamp | 1 | 40 | Bathroom | 213663 | Bathroom | 0.05296%
21366 | 3 | 2 |  | Manual | 2 | Recessed Can | Incandescent |  | Standard A Lamp | 1 | 60 | Bathroom | 213663 | Bathroom | 0.05296%
21366 | 3 | 3 |  | Manual | 1 | Recessed Can | Halogen |  | PAR | 1 | 50 | Bathroom | 213663 | Bathroom | 0.05296%
21366 | 4 | 1 |  | Manual | 1 | Wall Mount | Incandescent |  | Standard A Lamp | 2 | 60 | Bedroom | 213664 | Bedroom | 0.05296%
21366 | 5 | 1 |  | Manual | 1 | Ceiling Fan | Compact Fluorescent |  | Twist | 2 | 15 | Bedroom | 213665 | Bedroom | 0.05296%
21366 | 5 | 2 |  | Manual | 1 | Floor lamp | Halogen |  | MR | 1 | 150 | Bedroom | 213665 | Bedroom | 0.05296%
21366 | 6 | 1 |  | Manual | 2 | Ceiling Fan | Incandescent |  | Standard A Lamp | 4 | 60 | Bedroom | 213666 | Bedroom | 0.05296%
21366 | 6 | 2 |  | Manual | 2 | Table | Incandescent |  | Standard A Lamp | 1 | 100 | Bedroom | 213666 | Bedroom | 0.05296%
21366 | 7 | 1 |  | Manual | 1 | Ceiling Fixture | Incandescent |  | Standard A Lamp | 2 | 60 | Closet | 213667 | Closet | 0.05296%
21366 | 8 | 1 |  | Manual | 1 | Chandelier (Hanging) | Incandescent |  | Standard A Lamp | 3 | 100 | Hall | 213668 | Hall | 0.05296%
21366 | 9 | 1 |  | Manual | 1 | Wall Mount | Linear Fluorescent | 96 | T-4 | 1 | 20 | Closet | 213669 | Closet | 0.05296%
21366 | 10 | 1 |  | Manual | 6 | Ceiling Fixture | Linear Fluorescent | 48 | T-12 | 2 | 40 | Garage | 2136610 | Garage | 0.05296%
21366 | 10 | 2 |  | Timer | 1 | Garage door opener | Incandescent |  | Standard A Lamp | 1 | 60 | Garage | 2136610 | Garage | 0.05296%
21366 | 11 | 1 |  | Manual | 1 | Recessed - other | Incandescent |  | Standard A Lamp | 1 | 60 | Hall | 2136611 | Hall | 0.05296%
21366 | 12 | 1 |  | Manual | 9 | Recessed Can | Compact Fluorescent |  | Reflector | 1 | 15 | Living Room | 2136612 | Living Room | 0.05296%
21366 | 12 | 2 |  | Manual | 11 | Recessed Can | Incandescent |  | Reflector | 1 | 65 | Living Room | 2136612 | Living Room | 0.05296%
21366 | 12 | 3 |  | Dimmer | 1 | Chandelier (Hanging) | Incandescent |  | Standard A Lamp | 5 | 100 | Living Room | 2136612 | Living Room | 0.05296%
21366 | 12 | 4 |  | Manual | 2 | Chandelier (Hanging) | Incandescent |  | Standard A Lamp | 1 | 100 | Living Room | 2136612 | Living Room | 0.05296%
21366 | 12 | 5 |  | Manual | 1 | Ceiling Fan | Incandescent |  | Standard A Lamp | 2 | 60 | Living Room | 2136612 | Living Room | 0.05296%
21366 | 12 | 6 |  | Manual | 2 | Table | Incandescent |  | Standard A Lamp | 1 | 100 | Living Room | 2136612 | Living Room | 0.05296%
21366 | 12 | 7 |  | Manual | 7 | Wall Mount | Halogen |  | Other | 2 | 30 | Living Room | 2136612 | Living Room | 0.05296%
21366 | 12 | 8 |  | Manual | 3 | Recessed Can | Halogen |  | Quartz Tube | 1 | 30 | Living Room | 2136612 | Living Room | 0.05296%
21366 | 13 | 1 |  | Manual | 3 | Wall Mount | Incandescent |  | Standard A Lamp | 3 | 60 | Bathroom | 2136613 | Bathroom | 0.05296%
21366 | 13 | 2 |  | Manual | 3 | Recessed Can | Incandescent |  | Reflector | 1 | 65 | Bathroom | 2136613 | Bathroom | 0.05296%
21366 | 13 | 3 |  | Manual | 2 | Recessed Can | Halogen |  | PAR | 1 | 50 | Bathroom | 2136613 | Bathroom | 0.05296%
21366 | 14 | 1 |  | Manual | 4 | Recessed Can | Incandescent |  | Reflector | 1 | 65 | Bedroom | 2136614 | Bedroom | 0.05296%
21366 | 14 | 2 |  | Dimmer | 2 | Table | Incandescent |  | 3-Way Incandescent | 1 | 75 | Bedroom | 2136614 | Bedroom | 0.05296%
21366 | 14 | 3 |  | Manual | 1 | Ceiling Fixture | Incandescent |  | Standard A Lamp | 3 | 100 | Bedroom | 2136614 | Bedroom | 0.05296%
21366 | 15 | 1 |  | Manual | 1 | Ceiling Fixture | Linear Fluorescent | 48 | T-8 | 2 | 40 | Other | 2136615 | Other | 0.05296%
21366 | 16 | 1 |  | Manual | 4 | Recessed Can | Compact Fluorescent |  | Reflector | 1 | 15 | Other | 2136616 | Other | 0.05296%
21366 | 16 | 2 |  | Manual | 1 | Floor lamp | Incandescent |  | Standard A Lamp | 3 | 60 | Other | 2136616 | Other | 0.05296%
21366 | 16 | 3 |  | Manual | 1 | Table | Incandescent |  | Standard A Lamp | 1 | 75 | Other | 2136616 | Other | 0.05296%
21366 | 17 | 1 |  | Manual | 1 | Wall Mount | Linear Fluorescent | 24 | T-4 | 1 | 20 | Closet | 2136617 | Closet | 0.05296%
21366 | 18 | 1 |  | Manual | 1 | Ceiling Fixture | Linear Fluorescent | 48 | T-12 | 4 | 32 | Laundry Room | 2136618 | Laundry Room | 0.05296%
21366 | 19 | 1 |  | Manual | 1 | Ceiling Fixture | Linear Fluorescent | 48 | T-12 | 2 | 60 | Other | 2136619 | Other | 0.05296%
21367 | 1 | 1 |  | Manual | 3 | Ceiling Fixture | Incandescent |  | Standard A Lamp | 1 | 60 | Other | 213671 | Other | 0.05296%
21367 | 2 | 1 |  | Manual | 1 | Wall Mount | Incandescent |  | Standard A Lamp | 2 | 60 | Bathroom | 213672 | Bathroom | 0.05296%
21367 | 3 | 1 |  | Manual | 1 | Ceiling Fixture | Incandescent |  | Standard A Lamp | 2 | 65 | Bedroom | 213673 | Bedroom | 0.05296%
21367 | 3 | 2 |  | Manual | 2 | Table | Incandescent |  | Standard A Lamp | 1 | 60 | Bedroom | 213673 | Bedroom | 0.05296%
21367 | 4 | 1 |  | Manual | 1 | Ceiling Fixture | Incandescent |  | Standard A Lamp | 2 | 60 | Bedroom | 213674 | Bedroom | 0.05296%
21367 | 5 | 1 |  | Manual | 3 | Ceiling Fan | Incandescent |  | Standard A Lamp | 1 | 60 | Kitchen | 213675 | Kitchen | 0.05296%
21367 | 6 | 1 |  | Manual | 1 | Garage door opener | Incandescent |  | Clear | 2 | 25 | Garage | 213676 | Garage | 0.05296%
21367 | 6 | 2 |  | Manual | 4 | Ceiling Fixture | Linear Fluorescent | 72 | T-12 | 2 | 100 | Garage | 213676 | Garage | 0.05296%
21367 | 7 | 1 |  | Manual | 1 | Wall Mount | Compact Fluorescent |  | Twist | 1 | 15 | Laundry Room | 213677 | Laundry Room | 0.05296%
21367 | 8 | 1 |  | Manual | 2 | Ceiling Fixture | Compact Fluorescent |  | Circline (Screw Base) | 1 | 15 | Living Room | 213678 | Living Room | 0.05296%
21367 | 8 | 2 |  | Manual | 2 | Floor lamp | Compact Fluorescent |  | Twist | 1 | 15 | Living Room | 213678 | Living Room | 0.05296%
21367 | 9 | 1 |  | Manual | 1 | Wall Mount | Compact Fluorescent |  | Twist | 1 | 15 | Other | 213679 | Other | 0.05296%
21372 | 1 | 1 |  | Manual | 1 | Ceiling Fixture | Incandescent |  | Standard A Lamp | 3 | 60 | Bedroom | 213721 | Bedroom | 0.04008%
21372 | 1 | 2 |  | Manual | 1 | Table | Incandescent |  | Standard A Lamp | 1 | 60 | Bedroom | 213721 | Bedroom | 0.04008%
21372 | 2 | 1 |  | Manual | 1 | Ceiling Fixture | Incandescent |  | Standard A Lamp | 3 | 40 | Bedroom | 213722 | Bedroom | 0.04008%
21372 | 2 | 2 |  | Manual | 1 | Table | Incandescent |  | Standard A Lamp | 1 | 100 | Bedroom | 213722 | Bedroom | 0.04008%
21372 | 3 | 1 |  | Manual | 1 | Torchiere | Compact Fluorescent |  | Straight Tube | 1 | 28 | Bedroom | 213723 | Bedroom | 0.04008%
21372 | 3 | 2 |  | Manual | 1 | Ceiling Fixture | Linear Fluorescent | 44 | T-12 | 2 | 32 | Bedroom | 213723 | Bedroom | 0.04008%
21372 | 4 | 1 |  | Manual | 2 | Wall Mount | Incandescent |  | Standard A Lamp | 1 | 60 | Bathroom | 213724 | Bathroom | 0.04008%
21372 | 5 | 1 |  | Manual | 1 | Ceiling Fixture | Incandescent |  | Standard A Lamp | 2 | 40 | Bathroom | 213725 | Bathroom | 0.04008%
21372 | 6 | 1 |  | Manual | 1 | Ceiling Fixture | Incandescent |  | Standard A Lamp | 1 | 60 | Closet | 213726 | Closet | 0.04008%
21372 | 6 | 2 |  | Manual | 1 | Ceiling Fixture | Compact Fluorescent |  | Twist | 1 | 15 | Closet | 213726 | Closet | 0.04008%
21372 | 7 | 1 |  | Manual | 1 | Chandelier (Hanging) | Incandescent |  | Globe | 6 | 40 | Dining Room | 213727 | Dining Room | 0.04008%
21372 | 8 | 1 |  | Manual | 3 | Recessed Can | Incandescent |  | Reflector | 1 | 65 | Hall | 213728 | Hall | 0.04008%
21372 | 9 | 1 |  | Manual | 2 | Recessed Can | Incandescent |  | Reflector | 1 | 65 | Garage | 213729 | Garage | 0.04008%
21372 | 9 | 2 |  | Manual | 2 | Garage door opener | Incandescent |  | Standard A Lamp | 1 | 60 | Garage | 213729 | Garage | 0.04008%
21372 | 9 | 3 |  | Manual | 2 | Ceiling Fixture | Linear Fluorescent | 96 | T-12 | 2 | 100 | Garage | 213729 | Garage | 0.04008%
21372 | 10 | 1 |  | Manual | 6 | Recessed Can | Incandescent |  | Reflector | 1 | 65 | Family Room | 2137210 | Family Room | 0.04008%
21372 | 10 | 2 |  | Manual | 1 | Torchiere | Incandescent |  | Standard A Lamp | 1 | 100 | Family Room | 2137210 | Family Room | 0.04008%
21372 | 10 | 3 |  | Manual | 2 | Table | Incandescent |  | Standard A Lamp | 1 | 90 | Family Room | 2137210 | Family Room | 0.04008%
21372 | 11 | 1 |  | Manual | 4 | Ceiling Fixture | Linear Fluorescent | 44 | T-12 | 2 | 32 | Garage | 2137211 | Garage | 0.04008%
21372 | 11 | 2 |  | Manual | 2 | Garage door opener | Incandescent |  | Standard A Lamp | 2 | 60 | Garage | 2137211 | Garage | 0.04008%
21372 | 12 | 1 |  | Manual | 1 | Recessed Can | Incandescent |  | Reflector | 1 | 65 | Other | 2137212 | Other | 0.04008%
21372 | 13 | 1 |  | Manual | 4 | Recessed Can | Incandescent |  | Reflector | 1 | 65 | Hall | 2137213 | Hall | 0.04008%
21372 | 14 | 1 |  | Manual | 8 | Recessed Can | Incandescent |  | Reflector | 1 | 65 | Kitchen | 2137214 | Kitchen | 0.04008%
21372 | 14 | 2 |  | Manual | 2 | Chandelier (Hanging) | Incandescent |  | Globe | 1 | 60 | Kitchen | 2137214 | Kitchen | 0.04008%
21372 | 14 | 3 |  | Manual | 3 | Ceiling Fixture | Halogen |  | MR | 1 | 50 | Kitchen | 2137214 | Kitchen | 0.04008%
21372 | 14 | 4 |  | Manual | 2 | Other | Incandescent |  | Reflector | 1 | 65 | Kitchen | 2137214 | Kitchen | 0.04008%
21372 | 15 | 1 |  | Manual | 1 | Ceiling Fixture | Linear Fluorescent | 44 | Fluorescent Unknown | 2 | 32 | Laundry Room | 2137215 | Laundry Room | 0.04008%
21372 | 16 | 1 |  | Manual | 6 | Recessed Can | Incandescent |  | Reflector | 1 | 65 | Office | 2137216 | Office | 0.04008%
21372 | 16 | 2 |  | Manual | 1 | Table | Compact Fluorescent |  | Twist | 2 | 15 | Office | 2137216 | Office | 0.04008%
21372 | 16 | 3 |  | Manual | 1 | Torchiere | Compact Fluorescent |  | Twist | 1 | 15 | Office | 2137216 | Office | 0.04008%
21372 | 17 | 1 |  | Manual | 1 | Torchiere | Incandescent |  | Standard A Lamp | 1 | 60 | Other | 2137217 | Other | 0.04008%
21372 | 18 | 1 |  | Manual | 3 | Ceiling Fixture | Incandescent |  | Standard A Lamp | 3 | 40 | Bedroom | 2137218 | Bedroom | 0.04008%
21372 | 18 | 2 |  | Manual | 1 | Table | Incandescent |  | Clear | 1 | 60 | Bedroom | 2137218 | Bedroom | 0.04008%
21372 | 19 | 1 |  | Manual | 2 | Wall Mount | Incandescent |  | Standard A Lamp | 2 | 60 | Bathroom | 2137219 | Bathroom | 0.04008%
21372 | 19 | 2 |  | Manual | 4 | Recessed Can | Incandescent |  | Reflector | 1 | 65 | Bathroom | 2137219 | Bathroom | 0.04008%
21372 | 20 | 1 |  | Manual | 3 | Recessed Can | Incandescent |  | Reflector | 1 | 65 | Hall | 2137220 | Hall | 0.04008%
21372 | 21 | 1 |  | Manual | 1 | Recessed Can | Incandescent |  | Reflector | 1 | 65 | Hall | 2137221 | Hall | 0.04008%
21374 | 1 | 1 |  | Manual | 1 | Wall Mount | Compact Fluorescent |  | Twist | 5 | 15 | Bathroom | 213741 | Bathroom | 0.04008%
21374 | 1 | 2 |  | Manual | 1 | Recessed Can | Incandescent |  | Standard A Lamp | 1 | 60 | Bathroom | 213741 | Bathroom | 0.04008%
21374 | 2 | 1 |  | Manual | 1 | Ceiling Fixture | Incandescent |  | Standard A Lamp | 2 | 60 | Bedroom | 213742 | Bedroom | 0.04008%
21374 | 2 | 2 |  | Manual | 1 | Table | Incandescent |  | Standard A Lamp | 1 | 75 | Bedroom | 213742 | Bedroom | 0.04008%
21374 | 3 | 1 |  | Manual | 3 | Ceiling Fixture | Incandescent |  | Standard A Lamp | 3 | 60 | Bedroom | 213743 | Bedroom | 0.04008%
21374 | 3 | 2 |  | Manual | 1 | Floor lamp | Incandescent |  | Standard A Lamp | 1 | 75 | Bedroom | 213743 | Bedroom | 0.04008%
21374 | 4 | 1 |  | Manual | 1 | Ceiling Fixture | Incandescent |  | Standard A Lamp | 2 | 60 | Bedroom | 213744 | Bedroom | 0.04008%
21374 | 5 | 1 |  | Manual | 1 | Ceiling Fixture | Incandescent |  | Standard A Lamp | 2 | 60 | Bedroom | 213745 | Bedroom | 0.04008%
21374 | 5 | 2 |  | Manual | 2 | Table | Incandescent |  | Standard A Lamp | 1 | 60 | Bedroom | 213745 | Bedroom | 0.04008%
21374 | 6 | 1 |  | Manual | 1 | Ceiling Fixture | Incandescent |  | Mini base | 5 | 40 | Dining Room | 213746 | Dining Room | 0.04008%
21374 | 7 | 1 |  | Manual | 1 | Ceiling Fan | Incandescent |  | Standard A Lamp | 5 | 60 | Family Room | 213747 | Family Room | 0.04008%
21374 | 7 | 2 |  | Manual | 2 | Table | Compact Fluorescent |  | Twist | 1 | 15 | Family Room | 213747 | Family Room | 0.04008%
21374 | 7 | 3 |  | Manual | 2 | Table | Incandescent |  | Mini base | 2 | 5 | Family Room | 213747 | Family Room | 0.04008%
21374 | 7 | 4 |  | Manual | 1 | Table | Incandescent |  | Standard A Lamp | 1 | 75 | Family Room | 213747 | Family Room | 0.04008%
21374 | 8 | 1 |  | Manual | 1 | Other | Linear Fluorescent | 48 | T-12 | 2 | 32 | Garage | 213748 | Garage | 0.04008%
21374 | 8 | 2 |  | Manual | 2 | Ceiling Fixture | Incandescent |  | Standard A Lamp | 1 | 100 | Garage | 213748 | Garage | 0.04008%
21374 | 8 | 3 |  | Manual | 1 | Garage door opener | Incandescent |  | Standard A Lamp | 2 | 40 | Garage | 213748 | Garage | 0.04008%
21374 | 9 | 1 |  | Manual | 1 | Ceiling Fixture | Incandescent |  | Standard A Lamp | 2 | 60 | Hall | 213749 | Hall | 0.04008%
21374 | 9 | 2 |  | Manual | 2 | Ceiling Fixture | Incandescent |  | Standard A Lamp | 1 | 40 | Hall | 213749 | Hall | 0.04008%
21374 | 10 | 1 |  | Manual | 1 | Recessed Can | Incandescent |  | Reflector | 1 | 65 | Kitchen | 2137410 | Kitchen | 0.04008%
21374 | 10 | 2 |  | Manual | 1 | Other | Incandescent |  | Clear | 1 | 40 | Kitchen | 2137410 | Kitchen | 0.04008%
21374 | 10 | 3 |  | Manual | 1 | Ceiling Fixture | Incandescent |  | Standard A Lamp | 2 | 60 | Kitchen | 2137410 | Kitchen | 0.04008%
21374 | 11 | 1 |  | Manual | 2 | Table | Compact Fluorescent |  | Twist | 1 | 15 | Living Room | 2137411 | Living Room | 0.04008%
21374 | 11 | 2 |  | Manual | 1 | Chandelier (Hanging) | Incandescent |  | Standard A Lamp | 1 | 60 | Living Room | 2137411 | Living Room | 0.04008%
21374 | 11 | 3 |  | Manual | 1 | Table | Incandescent |  | Standard A Lamp | 1 | 75 | Living Room | 2137411 | Living Room | 0.04008%
21374 | 12 | 1 |  | Manual | 1 | Wall Mount | Incandescent |  | Standard A Lamp | 5 | 60 | Bathroom | 2137412 | Bathroom | 0.04008%
21374 | 12 | 2 |  | Manual | 1 | Ceiling Fan | Incandescent |  | Heat Lamp | 1 | 150 | Bathroom | 2137412 | Bathroom | 0.04008%
21374 | 13 | 1 |  | Manual | 1 | Ceiling Fixture | Compact Fluorescent |  | Twist | 1 | 15 | Closet | 2137413 | Closet | 0.04008%
21374 | 14 | 1 |  | Manual | 1 | Ceiling Fixture | Compact Fluorescent |  | Twist | 1 | 15 | Hall | 2137414 | Hall | 0.04008%
21376 | 1 | 1 |  | Manual | 1 | Ceiling Fixture | Incandescent |  | Standard A Lamp | 3 | 100 | Bathroom | 213761 | Bathroom | 0.09408%
21376 | 2 | 1 |  | Manual | 1 | Wall Mount | Incandescent |  | Globe | 3 | 60 | Bathroom | 213762 | Bathroom | 0.09408%
21376 | 3 | 1 |  | Manual | 3 | Track | Compact Fluorescent |  | Twist | 1 | 15 | Bedroom | 213763 | Bedroom | 0.09408%
21376 | 4 | 1 |  | Manual | 2 | Wall Mount | Incandescent |  | Standard A Lamp | 2 | 100 | Bedroom | 213764 | Bedroom | 0.09408%
21376 | 4 | 2 |  | Manual | 1 | Table | Compact Fluorescent |  | Twist | 1 | 15 | Bedroom | 213764 | Bedroom | 0.09408%
21376 | 5 | 1 |  | Manual | 2 | Table | Incandescent |  | Standard A Lamp | 1 | 60 | Bedroom | 213765 | Bedroom | 0.09408%
21376 | 5 | 2 |  | Manual | 2 | Table | Compact Fluorescent |  | Twist | 1 | 15 | Bedroom | 213765 | Bedroom | 0.09408%
21376 | 6 | 1 |  | Manual | 1 | Floor lamp | Compact Fluorescent |  | Twist | 3 | 15 | Family Room | 213766 | Family Room | 0.09408%
21376 | 6 | 2 |  | Manual | 2 | Track | Compact Fluorescent |  | Twist | 2 | 15 | Family Room | 213766 | Family Room | 0.09408%
21376 | 6 | 3 |  | Manual | 1 | Ceiling Fan | Compact Fluorescent |  | Twist | 2 | 15 | Family Room | 213766 | Family Room | 0.09408%
21376 | 7 | 1 |  | Manual | 4 | Ceiling Fixture | Incandescent |  | Standard A Lamp | 1 | 150 | Garage | 213767 | Garage | 0.09408%
21376 | 7 | 2 |  | Manual | 13 | Ceiling Fixture | Linear Fluorescent | 96 | Fluorescent Unknown | 2 | 60 | Garage | 213767 | Garage | 0.09408%
21376 | 8 | 1 |  | Manual | 1 | Ceiling Fixture | Incandescent |  | Decorative | 2 | 60 | Hall | 213768 | Hall | 0.09408%
21376 | 8 | 2 |  | Manual | 1 | Ceiling Fixture | Incandescent |  | Decorative | 4 | 60 | Hall | 213768 | Hall | 0.09408%
21376 | 9 | 1 |  | Manual | 3 | Recessed Can | Compact Fluorescent |  | Reflector | 1 | 15 | Laundry Room | 213769 | Laundry Room | 0.09408%
21376 | 10 | 1 |  | Manual | 2 | Ceiling Fixture | Compact Fluorescent |  | Twist | 1 | 15 | Other | 2137610 | Other | 0.09408%
21376 | 11 | 1 |  | Manual | 1 | Ceiling Fixture | Incandescent |  | Standard A Lamp | 1 | 60 | Office | 2137611 | Office | 0.09408%
21376 | 11 | 2 |  | Manual | 2 | Ceiling Fixture | Compact Fluorescent |  | Twist | 1 | 15 | Office | 2137611 | Office | 0.09408%
21376 | 11 | 3 |  | Manual | 1 | Ceiling Fixture | Linear Fluorescent | 48 | T-12 | 4 | 32 | Office | 2137611 | Office | 0.09408%
21376 | 12 | 1 |  | Manual | 4 | Recessed Can | Compact Fluorescent |  | Reflector | 1 | 15 | Kitchen | 2137612 | Kitchen | 0.09408%
21376 | 12 | 2 |  | Manual | 2 | Recessed - other | Incandescent |  | Reflector | 1 | 60 | Kitchen | 2137612 | Kitchen | 0.09408%
21376 | 13 | 1 |  | Manual | 1 | Chandelier (Hanging) | Incandescent |  | Decorative | 6 | 60 | Dining Room | 2137613 | Dining Room | 0.09408%
21376 | 14 | 1 |  | Manual | 4 | Table | Compact Fluorescent |  | Twist | 1 | 15 | Laundry Room | 2137614 | Laundry Room | 0.09408%
21376 | 14 | 2 |  | Manual | 2 | Wall Mount | Incandescent |  | Decorative | 1 | 60 | Laundry Room | 2137614 | Laundry Room | 0.09408%
21376 | 15 | 1 |  | Manual | 8 | Ceiling Fixture | Linear Fluorescent | 96 | Fluorescent Unknown | 1 | 60 | Other | 2137615 | Other | 0.09408%
21384 | 1 | 1 |  | Manual | 1 | Wall Mount | Incandescent |  | Clear | 3 | 60 | Bathroom | 213841 | Bathroom | 0.04732%
21384 | 2 | 1 |  | Manual | 1 | Ceiling Fixture | Incandescent |  | Standard A Lamp | 1 | 60 | Bedroom | 213842 | Bedroom | 0.04732%
21384 | 2 | 2 |  | Manual | 1 | Table | Incandescent |  | Decorative | 1 | 40 | Bedroom | 213842 | Bedroom | 0.04732%
21384 | 3 | 1 |  | Manual | 1 | Ceiling Fixture | Incandescent |  | Standard A Lamp | 1 | 65 | Bedroom | 213843 | Bedroom | 0.04732%
21384 | 4 | 1 |  | Manual | 1 | Wall Mount | Incandescent |  | Clear | 3 | 100 | Bathroom | 213844 | Bathroom | 0.04732%
21384 | 5 | 1 |  | Manual | 1 | Ceiling Fixture | Incandescent |  | Standard A Lamp | 1 | 60 | Bedroom | 213845 | Bedroom | 0.04732%
21384 | 6 | 1 |  | Manual | 1 | Ceiling Fixture | Incandescent |  | Standard A Lamp | 1 | 60 | Bedroom | 213846 | Bedroom | 0.04732%
21384 | 7 | 1 |  | Manual | 1 | Ceiling Fixture | Incandescent |  | Standard A Lamp | 1 | 60 | Family Room | 213847 | Family Room | 0.04732%
21384 | 8 | 1 |  | Manual | 2 | Ceiling Fixture | Incandescent |  | Standard A Lamp | 1 | 60 | Hall | 213848 | Hall | 0.04732%
21384 | 9 | 1 |  | Manual | 1 | Ceiling Fixture | Incandescent |  | Standard A Lamp | 1 | 65 | Laundry Room | 213849 | Laundry Room | 0.04732%
21384 | 10 | 1 |  | Manual | 1 | Chandelier (Hanging) | Incandescent |  | Standard A Lamp | 5 | 60 | Dining Room | 2138410 | Dining Room | 0.04732%
21384 | 11 | 1 |  | Manual | 4 | Ceiling Fixture | Linear Fluorescent | 84 | T-12 | 2 | 40 | Garage | 2138411 | Garage | 0.04732%
21384 | 11 | 2 |  | Manual | 1 | Garage door opener | Incandescent |  | Standard A Lamp | 1 | 65 | Garage | 2138411 | Garage | 0.04732%
21384 | 12 | 1 |  | Manual | 1 | Ceiling Fixture | Incandescent |  | Standard A Lamp | 1 | 60 | Hall | 2138412 | Hall | 0.04732%
21384 | 13 | 1 |  | Manual | 1 | Ceiling Fixture | Incandescent |  | Standard A Lamp | 1 | 60 | Hall | 2138413 | Hall | 0.04732%
21384 | 14 | 1 |  | Manual | 2 | Ceiling Fixture | Incandescent |  | Standard A Lamp | 1 | 60 | Kitchen | 2138414 | Kitchen | 0.04732%
21384 | 14 | 2 |  | Manual | 1 | Recessed Can | Incandescent |  | Reflector | 1 | 75 | Kitchen | 2138414 | Kitchen | 0.04732%
21384 | 15 | 1 |  | Manual | 2 | Table | Compact Fluorescent |  | Twist | 1 | 22 | Living Room | 2138415 | Living Room | 0.04732%
21384 | 15 | 2 |  | Manual | 1 | Table | Incandescent |  | Decorative | 1 | 40 | Living Room | 2138415 | Living Room | 0.04732%
21384 | 16 | 1 |  | Manual | 3 | Ceiling Fixture | Incandescent |  | Standard A Lamp | 1 | 65 | Bathroom | 2138416 | Bathroom | 0.04732%
21384 | 16 | 2 |  | Manual | 2 | Recessed Can | Incandescent |  | Reflector | 1 | 75 | Bathroom | 2138416 | Bathroom | 0.04732%
21384 | 17 | 1 |  | Manual | 1 | Ceiling Fixture | Incandescent |  | Standard A Lamp | 1 | 60 | Master Bedroom | 2138417 | Master Bedroom | 0.04732%
21384 | 17 | 2 |  | Manual | 2 | Table | Incandescent |  | Mini base | 2 | 40 | Master Bedroom | 2138417 | Master Bedroom | 0.04732%
21384 | 18 | 1 |  | Manual | 1 | Chandelier (Hanging) | Incandescent |  | Standard A Lamp | 4 | 60 | Family Room | 2138418 | Family Room | 0.04732%
21384 | 18 | 2 |  | Manual | 1 | Table | Incandescent |  | Clear | 1 | 100 | Family Room | 2138418 | Family Room | 0.04732%
21390 | 1 | 1 |  | Manual | 1 | Ceiling Fixture | Incandescent |  | Standard A Lamp | 1 | 60 | Bathroom | 213901 | Bathroom | 0.05296%
21390 | 1 | 2 |  | Manual | 1 | Wall Mount | Incandescent |  | Standard A Lamp | 3 | 100 | Bathroom | 213901 | Bathroom | 0.05296%
21390 | 2 | 1 |  | Manual | 2 | Recessed Can | Incandescent |  | Reflector | 1 | 75 | Bathroom | 213902 | Bathroom | 0.05296%
21390 | 2 | 2 |  | Dimmer | 3 | Recessed Can | Incandescent |  | Reflector | 3 | 65 | Bathroom | 213902 | Bathroom | 0.05296%
21390 | 3 | 1 |  | Manual | 1 | Ceiling Fixture | Incandescent |  | Standard A Lamp | 2 | 40 | Bedroom | 213903 | Bedroom | 0.05296%
21390 | 3 | 2 |  | Manual | 2 | Table | Incandescent |  | Standard A Lamp | 1 | 100 | Bedroom | 213903 | Bedroom | 0.05296%
21390 | 4 | 1 |  | Manual | 1 | Ceiling Fixture | Incandescent |  | Standard A Lamp | 2 | 40 | Bedroom | 213904 | Bedroom | 0.05296%
21390 | 4 | 2 |  | Manual | 1 | Table | Incandescent |  | Standard A Lamp | 1 | 100 | Bedroom | 213904 | Bedroom | 0.05296%
21390 | 5 | 1 |  | Manual | 1 | Ceiling Fixture | Incandescent |  | Standard A Lamp | 3 | 60 | Bedroom | 213905 | Bedroom | 0.05296%
21390 | 5 | 2 |  | Manual | 2 | Table | Incandescent |  | Standard A Lamp | 1 | 75 | Bedroom | 213905 | Bedroom | 0.05296%
21390 | 6 | 1 |  | Manual | 1 | Floor lamp | Incandescent |  | Standard A Lamp | 1 | 60 | Family Room | 213906 | Family Room | 0.05296%
21390 | 6 | 2 |  | Manual | 2 | Table | Incandescent |  | 3-Way Incandescent | 1 | 100 | Family Room | 213906 | Family Room | 0.05296%
21390 | 7 | 1 |  | Manual | 1 | Ceiling Fixture | Incandescent |  | Standard A Lamp | 2 | 60 | Hall | 213907 | Hall | 0.05296%
21390 | 8 | 1 |  | Manual | 10 | Recessed Can | Incandescent |  | Reflector | 1 | 75 | Kitchen | 213908 | Kitchen | 0.05296%
21390 | 8 | 2 |  | Manual | 1 | Chandelier (Hanging) | Incandescent |  | Clear | 3 | 60 | Kitchen | 213908 | Kitchen | 0.05296%
21390 | 8 | 3 |  | Manual | 1 | Table | Incandescent |  | Standard A Lamp | 1 | 60 | Kitchen | 213908 | Kitchen | 0.05296%
21390 | 9 | 1 |  | Manual | 2 | Track | Incandescent |  | Standard A Lamp | 3 | 25 | Living Room | 213909 | Living Room | 0.05296%
21390 | 9 | 2 |  | Manual | 2 | Table | Incandescent |  | Standard A Lamp | 1 | 100 | Living Room | 213909 | Living Room | 0.05296%
21390 | 10 | 1 |  | Manual | 1 | Ceiling Fixture | Incandescent |  | Standard A Lamp | 2 | 60 | Office | 2139010 | Office | 0.05296%
21390 | 10 | 2 |  | Manual | 1 | Table | Incandescent |  | Standard A Lamp | 1 | 60 | Office | 2139010 | Office | 0.05296%
21390 | 10 | 3 |  | Manual | 1 | Ceiling Fixture | Incandescent |  | Standard A Lamp | 1 | 60 | Office | 2139010 | Office | 0.05296%
21391 | 1 | 1 |  | Dimmer | 1 | High bay | Incandescent |  | Clear | 3 | 60 | Bathroom | 213911 | Bathroom | 0.09408%
21391 | 2 | 1 |  | Manual | 1 | Ceiling Fixture | Compact Fluorescent |  | Twist | 1 | 15 | Bedroom | 213912 | Bedroom | 0.09408%
21391 | 2 | 2 |  | Manual | 1 | Table | Incandescent |  | Clear | 1 | 60 | Bedroom | 213912 | Bedroom | 0.09408%
21391 | 3 | 1 |  | Manual | 1 | Ceiling Fixture | Compact Fluorescent |  | Twist | 2 | 15 | Bedroom | 213913 | Bedroom | 0.09408%
21391 | 4 | 1 |  | Manual | 2 | Ceiling Fixture | Incandescent |  | Standard A Lamp | 1 | 75 | Garage | 213914 | Garage | 0.09408%
21391 | 4 | 2 |  | Manual | 1 | Ceiling Fixture | Compact Fluorescent |  | Twist | 1 | 22 | Garage | 213914 | Garage | 0.09408%
21391 | 4 | 3 |  | Motion | 1 | Garage door opener | Incandescent |  | Standard A Lamp | 2 | 60 | Garage | 213914 | Garage | 0.09408%
21391 | 5 | 1 |  | Manual | 1 | Ceiling Fixture | Compact Fluorescent |  | Twist | 1 | 15 | Hall | 213915 | Hall | 0.09408%
21391 | 6 | 1 |  | Manual | 5 | Recessed Can | Compact Fluorescent |  | Reflector | 1 | 15 | Kitchen | 213916 | Kitchen | 0.09408%
21391 | 6 | 2 |  | Manual | 1 | Chandelier (Hanging) | Compact Fluorescent |  | Twist | 3 | 15 | Kitchen | 213916 | Kitchen | 0.09408%
21391 | 6 | 3 |  | Manual | 1 | Ceiling Fixture | Compact Fluorescent |  | Twist | 1 | 15 | Kitchen | 213916 | Kitchen | 0.09408%
21391 | 6 | 4 |  | Manual | 1 | Table | Incandescent |  | Standard A Lamp | 1 | 60 | Kitchen | 213916 | Kitchen | 0.09408%
21391 | 7 | 1 |  | Manual | 1 | Ceiling Fixture | Compact Fluorescent |  | Twist | 1 | 15 | Laundry Room | 213917 | Laundry Room | 0.09408%
21391 | 8 | 1 |  | Manual | 1 | Chandelier (Hanging) | Compact Fluorescent |  | Twist | 3 | 15 | Living Room | 213918 | Living Room | 0.09408%
21391 | 8 | 2 |  | Manual | 1 | Ceiling Fan | Compact Fluorescent |  | Twist | 4 | 15 | Living Room | 213918 | Living Room | 0.09408%
21391 | 8 | 3 |  | Manual | 1 | Floor lamp | Compact Fluorescent |  | Twist | 1 | 15 | Living Room | 213918 | Living Room | 0.09408%
21391 | 9 | 1 |  | Manual | 1 | Ceiling Fixture | Compact Fluorescent |  | Twist | 1 | 15 | Bathroom | 213919 | Bathroom | 0.09408%
21391 | 9 | 2 |  | Manual | 1 | Wall Mount | Compact Fluorescent |  | Twist | 2 | 15 | Bathroom | 213919 | Bathroom | 0.09408%
21391 | 10 | 1 |  | Manual | 1 | Ceiling Fan | Compact Fluorescent |  | Twist | 3 | 15 | Master Bedroom | 2139110 | Master Bedroom | 0.09408%
21391 | 10 | 2 |  | Manual | 2 | Table | Compact Fluorescent |  | Twist | 1 | 22 | Master Bedroom | 2139110 | Master Bedroom | 0.09408%
21391 | 10 | 3 |  | Manual | 1 | Table | Incandescent |  | Clear | 1 | 60 | Master Bedroom | 2139110 | Master Bedroom | 0.09408%
21391 | 11 | 1 |  | Manual | 1 | Ceiling Fixture | Compact Fluorescent |  | Twist | 1 | 15 | Hall | 2139111 | Hall | 0.09408%
21394 | 1 | 1 |  | Manual | 1 | Wall Mount | Compact Fluorescent |  | Twist | 2 | 15 | Bathroom | 213941 | Bathroom | 0.05169%
21394 | 2 | 1 |  | Manual | 2 | Table | Compact Fluorescent |  | Twist | 1 | 15 | Office | 213942 | Office | 0.05169%
21394 | 3 | 1 |  | Manual | 1 | Ceiling Fixture | Compact Fluorescent |  | Twist | 1 | 15 | Bedroom | 213943 | Bedroom | 0.05169%
21394 | 3 | 2 |  | Manual | 1 | Table | Compact Fluorescent |  | Twist | 2 | 15 | Bedroom | 213943 | Bedroom | 0.05169%
21394 | 4 | 1 |  | Manual | 1 | Ceiling Fixture | Compact Fluorescent |  | Twist | 2 | 13 | Laundry Room | 213944 | Laundry Room | 0.05169%
21394 | 5 | 1 |  | Manual | 1 | Ceiling Fixture | Compact Fluorescent |  | Twist | 2 | 15 | Hall | 213945 | Hall | 0.05169%
21394 | 6 | 1 |  | Manual | 1 | Chandelier (Hanging) | Compact Fluorescent |  | Twist | 5 | 15 | Kitchen | 213946 | Kitchen | 0.05169%
21394 | 6 | 2 |  | Manual | 1 | Chandelier (Hanging) | Compact Fluorescent |  | Twist | 1 | 22 | Kitchen | 213946 | Kitchen | 0.05169%
21394 | 6 | 3 |  | Manual | 1 | Ceiling Fixture | Compact Fluorescent |  | Twist | 3 | 15 | Kitchen | 213946 | Kitchen | 0.05169%
21394 | 7 | 1 |  | Manual | 3 | Table | Compact Fluorescent |  | Twist | 1 | 15 | Living Room | 213947 | Living Room | 0.05169%
21394 | 7 | 2 |  | Manual | 1 | Table | Incandescent |  | Standard A Lamp | 1 | 65 | Living Room | 213947 | Living Room | 0.05169%
21394 | 7 | 3 |  | Manual | 1 | Floor lamp | Compact Fluorescent |  | Twist | 3 | 15 | Living Room | 213947 | Living Room | 0.05169%
21401 | 1 | 1 |  | Manual | 5 | Ceiling Fixture | Incandescent |  | Standard A Lamp | 2 | 60 | Laundry Room | 214011 | Laundry Room | 0.05296%
21401 | 1 | 2 |  | Manual | 2 | Wall Mount | Incandescent |  | Standard A Lamp | 1 | 60 | Laundry Room | 214011 | Laundry Room | 0.05296%
21401 | 2 | 1 |  | Manual | 3 | Table | Incandescent |  | Standard A Lamp | 1 | 60 | Bedroom | 214012 | Bedroom | 0.05296%
21401 | 2 | 2 |  | Manual | 3 | Ceiling Fixture | Incandescent |  | Standard A Lamp | 2 | 60 | Bedroom | 214012 | Bedroom | 0.05296%
21401 | 2 | 3 |  | Manual | 2 | Ceiling Fixture | Incandescent |  | Mini base | 3 | 40 | Bedroom | 214012 | Bedroom | 0.05296%
21401 | 2 | 4 |  | Manual | 1 | Wall Mount | Incandescent |  | Standard A Lamp | 2 | 60 | Bedroom | 214012 | Bedroom | 0.05296%
21401 | 3 | 1 |  | Manual | 2 | Table | Incandescent |  | Standard A Lamp | 1 | 60 | Bedroom | 214013 | Bedroom | 0.05296%
21401 | 3 | 2 |  | Manual | 1 | Ceiling Fixture | Incandescent |  | Standard A Lamp | 1 | 60 | Bedroom | 214013 | Bedroom | 0.05296%
21401 | 4 | 1 |  | Manual | 5 | Ceiling Fixture | Incandescent |  | Standard A Lamp | 1 | 60 | Bedroom | 214014 | Bedroom | 0.05296%
21401 | 4 | 2 |  | Manual | 5 | Floor lamp | Incandescent |  | Standard A Lamp | 1 | 60 | Bedroom | 214014 | Bedroom | 0.05296%
21401 | 4 | 3 |  | Manual | 3 | Wall Mount | Incandescent |  | Standard A Lamp | 1 | 60 | Bedroom | 214014 | Bedroom | 0.05296%
21401 | 5 | 1 |  | Manual | 1 | Ceiling Fan | Incandescent |  | Standard A Lamp | 2 | 60 | Family Room | 214015 | Family Room | 0.05296%
21401 | 5 | 2 |  | Manual | 2 | Table | Incandescent |  | Standard A Lamp | 1 | 60 | Family Room | 214015 | Family Room | 0.05296%
21401 | 5 | 3 |  | Manual | 4 | Ceiling Fixture | Incandescent |  | Reflector | 1 | 40 | Family Room | 214015 | Family Room | 0.05296%
21401 | 6 | 1 |  | Manual | 2 | Garage door opener | Incandescent |  | Clear | 2 | 40 | Garage | 214016 | Garage | 0.05296%
21401 | 6 | 2 |  | Manual | 4 | Ceiling Fixture | Compact Fluorescent |  | Straight Tube | 1 | 22 | Garage | 214016 | Garage | 0.05296%
21401 | 7 | 1 |  | Manual | 10 | Ceiling Fixture | Incandescent |  | Standard A Lamp | 1 | 60 | Kitchen | 214017 | Kitchen | 0.05296%
21401 | 7 | 2 |  | Manual | 4 | Floor lamp | Incandescent |  | Standard A Lamp | 1 | 60 | Kitchen | 214017 | Kitchen | 0.05296%
21401 | 8 | 1 |  | Manual | 5 | Ceiling Fixture | Incandescent |  | Standard A Lamp | 1 | 60 | Office | 214018 | Office | 0.05296%
21401 | 8 | 2 |  | Manual | 1 | Table | Incandescent |  | Standard A Lamp | 1 | 60 | Office | 214018 | Office | 0.05296%
21403 | 1 | 1 |  | Manual | 1 | Wall Mount | Incandescent |  | Globe | 6 | 60 | Bathroom | 214031 | Bathroom | 0.305%
21403 | 2 | 1 |  | Manual | 1 | Wall Mount | Compact Fluorescent |  | Twist | 3 | 15 | Bathroom | 214032 | Bathroom | 0.305%
21403 | 3 | 1 |  | Manual | 1 | Ceiling Fixture | Compact Fluorescent |  | Twist | 2 | 22 | Bedroom | 214033 | Bedroom | 0.305%
21403 | 3 | 2 |  | Manual | 2 | Table | Compact Fluorescent |  | Twist | 1 | 15 | Bedroom | 214033 | Bedroom | 0.305%
21403 | 4 | 1 |  | Manual | 1 | Ceiling Fixture | Compact Fluorescent |  | Twist | 2 | 15 | Bedroom | 214034 | Bedroom | 0.305%
21403 | 5 | 1 |  | Manual | 4 | Ceiling Fixture | Compact Fluorescent |  | Twist | 2 | 15 | Family Room | 214035 | Family Room | 0.305%
21403 | 5 | 2 |  | Manual | 4 | Torchiere | Compact Fluorescent |  | Twist | 1 | 42 | Family Room | 214035 | Family Room | 0.305%
21403 | 5 | 3 |  | Manual | 2 | Table | Compact Fluorescent |  | Twist | 1 | 42 | Family Room | 214035 | Family Room | 0.305%
21403 | 5 | 4 |  | Manual | 3 | Floor lamp | Compact Fluorescent |  | Twist | 1 | 15 | Family Room | 214035 | Family Room | 0.305%
21403 | 6 | 1 |  | Manual | 3 | Ceiling Fixture | Compact Fluorescent |  | Twist | 2 | 15 | Hall | 214036 | Hall | 0.305%
21403 | 7 | 1 |  | Manual | 1 | Ceiling Fixture | Compact Fluorescent |  | Twist | 1 | 15 | Hall | 214037 | Hall | 0.305%
21403 | 7 | 2 |  | Manual | 1 | Wall Mount | Compact Fluorescent |  | Straight Tube | 1 | 15 | Hall | 214037 | Hall | 0.305%
21403 | 8 | 1 |  | Manual | 1 | Ceiling Fixture | Linear Fluorescent | 48 | T-12 | 2 | 40 | Kitchen | 214038 | Kitchen | 0.305%
21403 | 8 | 2 |  | Manual | 1 | Recessed Can | Compact Fluorescent |  | Twist | 1 | 15 | Kitchen | 214038 | Kitchen | 0.305%
21403 | 8 | 3 |  | Manual | 1 | Architectural | Linear Fluorescent | 9 | T-5 | 1 | 60 | Kitchen | 214038 | Kitchen | 0.305%
21403 | 8 | 4 |  | Manual | 1 | Other | Incandescent |  | Other | 8 | 100 | Kitchen | 214038 | Kitchen | 0.305%
21403 | 9 | 1 |  | Manual | 1 | Wall Mount | Compact Fluorescent |  | Twist | 4 | 15 | Bathroom | 214039 | Bathroom | 0.305%
21403 | 10 | 1 |  | Manual | 1 | Ceiling Fixture | Compact Fluorescent |  | Twist | 2 | 15 | Master Bedroom | 2140310 | Master Bedroom | 0.305%
21403 | 10 | 2 |  | Manual | 1 | Ceiling Fan | Compact Fluorescent |  | Twist | 4 | 22 | Master Bedroom | 2140310 | Master Bedroom | 0.305%
21403 | 10 | 3 |  | Manual | 1 | Table | Incandescent |  | Decorative | 1 | 40 | Master Bedroom | 2140310 | Master Bedroom | 0.305%
21403 | 10 | 4 |  | Manual | 1 | Table | Incandescent |  | Standard A Lamp | 1 | 60 | Master Bedroom | 2140310 | Master Bedroom | 0.305%
21403 | 11 | 1 |  | Manual | 1 | Ceiling Fan | Compact Fluorescent |  | Twist | 4 | 22 | Office | 2140311 | Office | 0.305%
21403 | 11 | 2 |  | Manual | 1 | Table | Incandescent |  | Standard A Lamp | 1 | 60 | Office | 2140311 | Office | 0.305%
21403 | 11 | 3 |  | Manual | 1 | Floor lamp | Incandescent |  | Standard A Lamp | 1 | 75 | Office | 2140311 | Office | 0.305%
21403 | 12 | 1 |  | Manual | 1 | Ceiling Fan | Compact Fluorescent |  | Twist | 4 | 22 | Office | 2140312 | Office | 0.305%
21403 | 12 | 2 |  | Manual | 1 | Table | Incandescent |  | Standard A Lamp | 1 | 60 | Office | 2140312 | Office | 0.305%
21403 | 13 | 1 |  | Manual | 1 | Chandelier (Hanging) | Compact Fluorescent |  | Twist | 7 | 15 | Dining Room | 2140313 | Dining Room | 0.305%
21403 | 13 | 2 |  | Manual | 1 | Chandelier (Hanging) | Halogen |  | PAR | 1 | 50 | Dining Room | 2140313 | Dining Room | 0.305%
21403 | 14 | 1 |  | Manual | 1 | Table | Incandescent |  | Standard A Lamp | 1 | 60 | Living Room | 2140314 | Living Room | 0.305%
21403 | 14 | 2 |  | Manual | 1 | Torchiere | Compact Fluorescent |  | Circline (Screw Base) | 1 | 42 | Living Room | 2140314 | Living Room | 0.305%
21403 | 14 | 3 |  | Manual | 2 | Floor lamp | Compact Fluorescent |  | Twist | 1 | 15 | Living Room | 2140314 | Living Room | 0.305%
21403 | 14 | 4 |  | Manual | 1 | Ceiling Fixture | Compact Fluorescent |  | Twist | 1 | 15 | Living Room | 2140314 | Living Room | 0.305%
21403 | 15 | 1 |  | Manual | 2 | Ceiling Fixture | Incandescent |  | Standard A Lamp | 1 | 60 | Other | 2140315 | Other | 0.305%
21403 | 15 | 2 |  | Manual | 1 | Ceiling Fixture | Compact Fluorescent |  | Twist | 1 | 15 | Other | 2140315 | Other | 0.305%
21403 | 15 | 3 |  | Manual | 1 | Ceiling Fixture | Linear Fluorescent | 48 | T-8 | 2 | 32 | Other | 2140315 | Other | 0.305%
21405 | 1 | 1 |  | Manual | 1 | Ceiling Fixture | Incandescent |  | Reflector | 1 | 100 | Bathroom | 214051 | Bathroom | 0.305%
21405 | 2 | 1 |  | Manual | 1 | Wall Mount | Incandescent |  | Clear | 6 | 40 | Bathroom | 214052 | Bathroom | 0.305%
21405 | 2 | 2 |  | Manual | 1 | Ceiling Fixture | Halogen |  | PAR | 1 | 75 | Bathroom | 214052 | Bathroom | 0.305%
21405 | 3 | 1 |  | Manual | 1 | Ceiling Fixture | Incandescent |  | Clear | 3 | 60 | Bedroom | 214053 | Bedroom | 0.305%
21405 | 3 | 2 |  | Manual | 1 | Table | Incandescent |  | Standard A Lamp | 1 | 60 | Bedroom | 214053 | Bedroom | 0.305%
21405 | 3 | 3 |  | Manual | 1 | Table | Compact Fluorescent |  | Straight Tube | 1 | 27 | Bedroom | 214053 | Bedroom | 0.305%
21405 | 4 | 1 |  | Manual | 1 | Ceiling Fixture | Incandescent |  | Clear | 3 | 60 | Master Bedroom | 214054 | Master Bedroom | 0.305%
21405 | 4 | 2 |  | Manual | 2 | Table | Incandescent |  | Mini base | 2 | 40 | Master Bedroom | 214054 | Master Bedroom | 0.305%
21405 | 5 | 1 |  | Manual | 3 | Ceiling Fixture | Linear Fluorescent | 48 | T-12 | 4 | 40 | Family Room | 214055 | Family Room | 0.305%
21405 | 6 | 1 |  | Manual | 1 | Ceiling Fixture | Incandescent |  | Clear | 3 | 60 | Bedroom | 214056 | Bedroom | 0.305%
21405 | 7 | 1 |  | Manual | 1 | Ceiling Fixture | Incandescent |  | Standard A Lamp | 1 | 75 | Closet | 214057 | Closet | 0.305%
21405 | 8 | 1 |  | Manual | 1 | Ceiling Fixture | Incandescent |  | Clear | 2 | 40 | Dining Room | 214058 | Dining Room | 0.305%
21405 | 8 | 2 |  | Manual | 2 | Table | Incandescent |  | Standard A Lamp | 1 | 200 | Dining Room | 214058 | Dining Room | 0.305%
21405 | 8 | 3 |  | Manual | 1 | Chandelier (Hanging) | Incandescent |  | Mini base | 6 | 40 | Dining Room | 214058 | Dining Room | 0.305%
21405 | 8 | 4 |  | Manual | 1 | Floor lamp | Incandescent |  | Standard A Lamp | 2 | 100 | Dining Room | 214058 | Dining Room | 0.305%
21405 | 9 | 1 |  | Manual | 1 | Chandelier (Hanging) | Incandescent |  | Decorative | 4 | 60 | Hall | 214059 | Hall | 0.305%
21405 | 10 | 1 |  | Manual | 1 | Chandelier (Hanging) | Incandescent |  | Decorative | 8 | 40 | Dining Room | 2140510 | Dining Room | 0.305%
21405 | 11 | 1 |  | Manual | 2 | Ceiling Fixture | Linear Fluorescent | 48 | T-12 | 2 | 40 | Garage | 2140511 | Garage | 0.305%
21405 | 11 | 2 |  | Manual | 2 | Garage door opener | Incandescent |  | Standard A Lamp | 1 | 60 | Garage | 2140511 | Garage | 0.305%
21405 | 12 | 1 |  | Manual | 1 | Ceiling Fixture | Halogen |  | MR | 6 | 30 | Hall | 2140512 | Hall | 0.305%
21405 | 13 | 1 |  | Manual | 3 | Recessed - other | Halogen |  | PAR | 1 | 20 | Hall | 2140513 | Hall | 0.305%
21405 | 14 | 1 |  | Manual | 9 | Recessed Can | Halogen |  | PAR | 1 | 75 | Kitchen | 2140514 | Kitchen | 0.305%
21405 | 15 | 1 |  | Manual | 1 | Ceiling Fixture | Linear Fluorescent | 48 | T-12 | 2 | 40 | Laundry Room | 2140515 | Laundry Room | 0.305%
21405 | 16 | 1 |  | Manual | 1 | Wall Mount | Linear Fluorescent | 48 | T-12 | 1 | 40 | Closet | 2140516 | Closet | 0.305%
21405 | 17 | 1 |  | Manual | 1 | Ceiling Fixture | Incandescent |  | Clear | 3 | 60 | Office | 2140517 | Office | 0.305%
21405 | 17 | 2 |  | Manual | 1 | Floor lamp | Incandescent |  | Standard A Lamp | 2 | 60 | Office | 2140517 | Office | 0.305%
21405 | 17 | 3 |  | Manual | 1 | Floor lamp | Halogen |  | Other | 1 | 35 | Office | 2140517 | Office | 0.305%
21405 | 17 | 4 |  | Manual | 1 | Floor lamp | Incandescent |  | Standard A Lamp | 1 | 70 | Office | 2140517 | Office | 0.305%
21405 | 18 | 1 |  | Manual | 1 | Wall Mount | Incandescent |  | Clear | 10 | 40 | Bathroom | 2140518 | Bathroom | 0.305%
21405 | 18 | 2 |  | Manual | 1 | Ceiling Fixture | Incandescent |  | Reflector | 1 | 65 | Bathroom | 2140518 | Bathroom | 0.305%
21405 | 19 | 1 |  | Manual | 1 | Wall Mount | Incandescent |  | Clear | 7 | 40 | Bathroom | 2140519 | Bathroom | 0.305%
21405 | 20 | 1 |  | Manual | 4 | Table | Incandescent |  | Standard A Lamp | 1 | 100 | Living Room | 2140520 | Living Room | 0.305%
21405 | 21 | 1 |  | Manual | 1 | Ceiling Fixture | Incandescent |  | Mini base | 3 | 40 | Other | 2140521 | Other | 0.305%
21408 | 1 | 1 |  | Manual | 1 | Wall Mount | Compact Fluorescent |  | Twist | 5 | 15 | Bathroom | 214081 | Bathroom | 0.09408%
21408 | 2 | 1 | 1-cfl 13w and 1 incandescent 60 w | Manual | 1 | Ceiling Fixture | Incandescent |  | Standard A Lamp | 1 | 75 | Bedroom | 214082 | Bedroom | 0.09408%
21408 | 2 | 2 |  | Manual | 1 | Table | Compact Fluorescent |  | Twist | 1 | 15 | Bedroom | 214082 | Bedroom | 0.09408%
21408 | 3 | 1 |  | Manual | 1 | Ceiling Fan | Compact Fluorescent |  | Twist | 3 | 15 | Bedroom | 214083 | Bedroom | 0.09408%
21408 | 3 | 2 |  | Manual | 1 | Table | Compact Fluorescent |  | Twist | 1 | 15 | Bedroom | 214083 | Bedroom | 0.09408%
21408 | 4 | 1 |  | Manual | 1 | Chandelier (Hanging) | Incandescent |  | Decorative | 5 | 60 | Dining Room | 214084 | Dining Room | 0.09408%
21408 | 5 | 1 |  | Manual | 1 | Ceiling Fixture | Compact Fluorescent |  | Twist | 2 | 15 | Hall | 214085 | Hall | 0.09408%
21408 | 6 | 1 |  | Manual | 1 | Floor lamp | Compact Fluorescent |  | Twist | 1 | 15 | Family Room | 214086 | Family Room | 0.09408%
21408 | 7 | 1 |  | Manual | 5 | Ceiling Fixture | Linear Fluorescent | 48 | T-12 | 2 | 60 | Garage | 214087 | Garage | 0.09408%
21408 | 8 | 1 |  | Manual | 1 | Ceiling Fixture | Incandescent |  | Standard A Lamp | 2 | 60 | Hall | 214088 | Hall | 0.09408%
21408 | 9 | 1 |  | Manual | 1 | Recessed - other | Linear Fluorescent | 48 | T-12 | 2 | 60 | Kitchen | 214089 | Kitchen | 0.09408%
21408 | 10 | 1 |  | Manual | 1 | Ceiling Fixture | Incandescent |  | Standard A Lamp | 2 | 60 | Laundry Room | 2140810 | Laundry Room | 0.09408%
21408 | 11 | 1 |  | Manual | 1 | Table | Compact Fluorescent |  | Twist | 2 | 15 | Living Room | 2140811 | Living Room | 0.09408%
21408 | 11 | 2 |  | Manual | 1 | Wall Mount | Incandescent |  | 3-Way Incandescent | 1 | 100 | Living Room | 2140811 | Living Room | 0.09408%
21408 | 11 | 3 |  | Manual | 1 | Torchiere | Compact Fluorescent |  | Twist | 1 | 15 | Living Room | 2140811 | Living Room | 0.09408%
21408 | 12 | 1 |  | Manual | 2 | Table | Compact Fluorescent |  | Twist | 1 | 15 | Master Bedroom | 2140812 | Master Bedroom | 0.09408%
21408 | 13 | 1 |  | Manual | 1 | Ceiling Fixture | Compact Fluorescent |  | Twist | 1 | 15 | Bathroom | 2140813 | Bathroom | 0.09408%
21408 | 13 | 2 |  | Manual | 1 | Wall Mount | Compact Fluorescent |  | Twist | 2 | 15 | Bathroom | 2140813 | Bathroom | 0.09408%
21411 | 1 | 1 |  | Manual | 2 | Ceiling Fixture | Compact Fluorescent |  | Twist | 1 | 15 | Other | 214111 | Other | 0.05296%
21411 | 2 | 1 |  | Manual | 1 | Ceiling Fixture | Incandescent |  | Standard A Lamp | 2 | 40 | Bathroom | 214112 | Bathroom | 0.05296%
21411 | 2 | 2 |  | Manual | 1 | Wall Mount | Incandescent |  | Standard A Lamp | 4 | 40 | Bathroom | 214112 | Bathroom | 0.05296%
21411 | 3 | 1 |  | Manual | 1 | Ceiling Fixture | Incandescent |  | Standard A Lamp | 1 | 40 | Closet | 214113 | Closet | 0.05296%
21411 | 4 | 1 |  | Manual | 2 | Ceiling Fixture | Incandescent |  | Standard A Lamp | 1 | 40 | Closet | 214114 | Closet | 0.05296%
21411 | 5 | 1 |  | Manual | 1 | Chandelier (Hanging) | Incandescent |  | Standard A Lamp | 1 | 67 | Dining Room | 214115 | Dining Room | 0.05296%
21411 | 6 | 1 |  | Manual | 1 | Ceiling Fixture | Incandescent |  | Standard A Lamp | 1 | 60 | Bathroom | 214116 | Bathroom | 0.05296%
21411 | 7 | 1 |  | Manual | 1 | Ceiling Fixture | Incandescent |  | Globe | 1 | 75 | Bedroom | 214117 | Bedroom | 0.05296%
21411 | 7 | 2 |  | Manual | 1 | Table | Compact Fluorescent |  | Twist | 1 | 15 | Bedroom | 214117 | Bedroom | 0.05296%
21411 | 8 | 1 |  | Manual | 1 | Ceiling Fixture | Compact Fluorescent |  | Twist | 1 | 15 | Bedroom | 214118 | Bedroom | 0.05296%
21411 | 8 | 2 |  | Manual | 1 | Table | Incandescent |  | Standard A Lamp | 1 | 67 | Bedroom | 214118 | Bedroom | 0.05296%
21411 | 9 | 1 |  | Manual | 1 | Ceiling Fixture | Incandescent |  | Standard A Lamp | 1 | 75 | Closet | 214119 | Closet | 0.05296%
21411 | 10 | 1 |  | Manual | 5 | Ceiling Fixture | Linear Fluorescent | 48 | T-12 | 2 | 40 | Family Room | 2141110 | Family Room | 0.05296%
21411 | 10 | 2 |  | Manual | 2 | Ceiling Fixture | Incandescent |  | Standard A Lamp | 1 | 75 | Family Room | 2141110 | Family Room | 0.05296%
21411 | 10 | 3 |  | Manual | 1 | Floor lamp | Incandescent |  | Standard A Lamp | 1 | 100 | Family Room | 2141110 | Family Room | 0.05296%
21411 | 10 | 4 |  | Manual | 1 | Floor lamp | Incandescent |  | Standard A Lamp | 1 | 60 | Family Room | 2141110 | Family Room | 0.05296%
21411 | 12 | 1 |  | Manual | 1 | Ceiling Fixture | Incandescent |  | Standard A Lamp | 2 | 40 | Kitchen | 2141112 | Kitchen | 0.05296%
21411 | 13 | 1 |  | Manual | 1 | Ceiling Fixture | Incandescent |  | Standard A Lamp | 1 | 65 | Other | 2141113 | Other | 0.05296%
21411 | 14 | 1 |  | Manual | 2 | Ceiling Fixture | Incandescent |  | Standard A Lamp | 1 | 75 | Hall | 2141114 | Hall | 0.05296%
21411 | 15 | 1 | changed wattage from unk to 40 | Manual | 1 | Ceiling Fixture | Linear Fluorescent | 48 | T-12 | 2 | 40 | Kitchen | 2141115 | Kitchen | 0.05296%
21411 | 16 | 1 |  | Manual | 1 | Floor lamp | Incandescent |  | 3-Way Incandescent | 1 | 100 | Living Room | 2141116 | Living Room | 0.05296%
21411 | 16 | 2 |  | Manual | 1 | Table | Incandescent |  | 3-Way Incandescent | 1 | 200 | Living Room | 2141116 | Living Room | 0.05296%
21411 | 17 | 1 |  | Manual | 1 | Ceiling Fixture | Incandescent |  | Standard A Lamp | 1 | 40 | Bedroom | 2141117 | Bedroom | 0.05296%
21411 | 17 | 2 |  | Manual | 1 | Table | Incandescent |  | Clear | 1 | 75 | Bedroom | 2141117 | Bedroom | 0.05296%
21411 | 18 | 1 |  | Manual | 2 | Ceiling Fixture | Compact Fluorescent |  | Twist | 1 | 15 | Bedroom | 2141118 | Bedroom | 0.05296%
21411 | 19 | 1 |  | Manual | 1 | Ceiling Fixture | Incandescent |  | Standard A Lamp | 2 | 75 | Bedroom | 2141119 | Bedroom | 0.05296%
21411 | 20 | 1 |  | Manual | 1 | Ceiling Fixture | Incandescent |  | Standard A Lamp | 2 | 75 | Bedroom | 2141120 | Bedroom | 0.05296%
21411 | 20 | 2 |  | Manual | 2 | Table | Compact Fluorescent |  | Twist | 1 | 15 | Bedroom | 2141120 | Bedroom | 0.05296%
21411 | 21 | 1 |  | Manual | 1 | Ceiling Fixture | Compact Fluorescent |  | Twist | 1 | 15 | Living Room | 2141121 | Living Room | 0.05296%
21411 | 21 | 2 |  | Manual | 1 | Chandelier (Hanging) | Incandescent |  | Standard A Lamp | 3 | 75 | Living Room | 2141121 | Living Room | 0.05296%
21411 | 21 | 3 |  | Manual | 1 | Floor lamp | Incandescent |  | Standard A Lamp | 1 | 75 | Living Room | 2141121 | Living Room | 0.05296%
21411 | 21 | 4 |  | Manual | 1 | Table | Incandescent |  | Standard A Lamp | 1 | 40 | Living Room | 2141121 | Living Room | 0.05296%
21414 | 1 | 1 |  | Manual | 1 | Wall Mount | Incandescent |  | Globe | 3 | 40 | Bathroom | 214141 | Bathroom | 0.305%
21414 | 2 | 1 |  | Manual | 1 | Wall Mount | Incandescent |  | Globe | 4 | 40 | Bathroom | 214142 | Bathroom | 0.305%
21414 | 2 | 2 |  | Manual | 1 | Recessed Can | Incandescent |  | Heat Lamp | 1 | 250 | Bathroom | 214142 | Bathroom | 0.305%
21414 | 3 | 1 |  | Manual | 1 | Ceiling Fan | Compact Fluorescent |  | Twist | 4 | 13 | Bedroom | 214143 | Bedroom | 0.305%
21414 | 3 | 2 |  | Manual | 1 | Table | Compact Fluorescent |  | Twist | 1 | 10 | Bedroom | 214143 | Bedroom | 0.305%
21414 | 3 | 3 |  | Manual | 1 | Floor lamp | Halogen |  | Other | 1 | 75 | Bedroom | 214143 | Bedroom | 0.305%
21414 | 4 | 1 |  | Manual | 1 | Ceiling Fixture | Incandescent |  | Standard A Lamp | 3 | 65 | Dining Room | 214144 | Dining Room | 0.305%
21414 | 5 | 1 |  | Manual | 2 | Ceiling Fixture | Incandescent |  | Standard A Lamp | 1 | 83 | Hall | 214145 | Hall | 0.305%
21414 | 6 | 1 |  | Manual | 3 | Ceiling Fixture | Linear Fluorescent | 48 | T-12 | 2 | 40 | Kitchen | 214146 | Kitchen | 0.305%
21414 | 7 | 1 |  | Manual | 1 | Ceiling Fixture | Linear Fluorescent | 48 | T-12 | 2 | 40 | Laundry Room | 214147 | Laundry Room | 0.305%
21414 | 8 | 1 |  | Manual | 1 | Table | Incandescent |  | 3-Way Incandescent | 1 | 100 | Living Room | 214148 | Living Room | 0.305%
21414 | 8 | 2 |  | Manual | 2 | Table | Incandescent |  | Mini base | 1 | 40 | Living Room | 214148 | Living Room | 0.305%
21414 | 8 | 3 |  | Manual | 1 | Ceiling Fixture | Incandescent |  | Standard A Lamp | 3 | 60 | Living Room | 214148 | Living Room | 0.305%
21414 | 9 | 1 |  | Manual | 1 | Wall Mount | Incandescent |  | Standard A Lamp | 3 | 60 | Bathroom | 214149 | Bathroom | 0.305%
21414 | 9 | 2 |  | Manual | 1 | Ceiling Fixture | Incandescent |  | Mini base | 2 | 60 | Bathroom | 214149 | Bathroom | 0.305%
21414 | 10 | 1 |  | Manual | 1 | Ceiling Fan | Incandescent |  | Standard A Lamp | 3 | 40 | Master Bedroom | 2141410 | Master Bedroom | 0.305%
21414 | 10 | 2 |  | Manual | 2 | Table | Incandescent |  | Standard A Lamp | 1 | 60 | Master Bedroom | 2141410 | Master Bedroom | 0.305%
21414 | 11 | 1 |  | Manual | 1 | Ceiling Fan | Incandescent |  | Standard A Lamp | 1 | 60 | Office | 2141411 | Office | 0.305%
21414 | 11 | 2 |  | Manual | 1 | Table | Incandescent |  | 3-Way Incandescent | 1 | 100 | Office | 2141411 | Office | 0.305%
21414 | 12 | 1 |  | Manual | 1 | Ceiling Fixture | Incandescent |  | Standard A Lamp | 1 | 60 | Other | 2141412 | Other | 0.305%
21417 | 1 | 1 |  | Manual | 1 | Ceiling Fan | Incandescent |  | Mini base | 4 | 40 | Living Room | 214171 | Living Room | 0.02963%
21417 | 1 | 2 |  | Manual | 4 | Recessed Can | Compact Fluorescent |  | Flood | 1 | 22 | Living Room | 214171 | Living Room | 0.02963%
21417 | 1 | 3 |  | Manual | 2 | Wall Mount | Compact Fluorescent |  | Twist | 1 | 15 | Living Room | 214171 | Living Room | 0.02963%
21417 | 2 | 1 |  | Manual | 2 | Ceiling Fixture | Compact Fluorescent |  | Twist | 1 | 28 | Bedroom | 214172 | Bedroom | 0.02963%
21417 | 3 | 1 |  | Manual | 1 | Ceiling Fixture | Compact Fluorescent |  | Pin base | 1 | 28 | Kitchen | 214173 | Kitchen | 0.02963%
21417 | 3 | 2 |  | Manual | 3 | Chandelier (Hanging) | Incandescent |  | Standard A Lamp | 1 | 60 | Kitchen | 214173 | Kitchen | 0.02963%
21417 | 4 | 1 |  | Manual | 1 | Ceiling Fixture | Compact Fluorescent |  | Pin base | 1 | 28 | Office | 214174 | Office | 0.02963%
21417 | 4 | 2 |  | Manual | 1 | Ceiling Fan | Compact Fluorescent |  | Twist | 4 | 15 | Office | 214174 | Office | 0.02963%
21417 | 4 | 3 |  | Manual | 1 | Ceiling Fixture | Compact Fluorescent |  | Twist | 1 | 22 | Office | 214174 | Office | 0.02963%
21417 | 4 | 4 |  | Manual | 1 | Table | Compact Fluorescent |  | Twist | 1 | 15 | Office | 214174 | Office | 0.02963%
21417 | 5 | 1 |  | Manual | 1 | Wall Mount | Compact Fluorescent |  | Twist | 3 | 15 | Bathroom | 214175 | Bathroom | 0.02963%
21417 | 5 | 2 |  | Manual | 1 | Ceiling Fixture | Compact Fluorescent |  | Twist | 1 | 15 | Bathroom | 214175 | Bathroom | 0.02963%
21417 | 6 | 1 |  | Manual | 1 | Ceiling Fixture | Compact Fluorescent |  | Twist | 1 | 22 | Hall | 214176 | Hall | 0.02963%
21417 | 7 | 1 |  | Manual | 1 | Ceiling Fixture | Linear Fluorescent | 48 | T-12 | 4 | 40 | Other | 214177 | Other | 0.02963%
21417 | 8 | 1 |  | Manual | 1 | Ceiling Fixture | Compact Fluorescent |  | Twist | 1 | 22 | Bedroom | 214178 | Bedroom | 0.02963%
21417 | 9 | 1 |  | Manual | 5 | Ceiling Fixture | Linear Fluorescent | 48 | T-12 | 4 | 40 | Other | 214179 | Other | 0.02963%
21417 | 9 | 2 |  | Manual | 1 | Wall Mount | Compact Fluorescent |  | Twist | 1 | 28 | Other | 214179 | Other | 0.02963%
21419 | 1 | 1 |  | Manual | 1 | Ceiling Fixture | Compact Fluorescent |  | Twist | 1 | 28 | Bathroom | 214191 | Bathroom | 0.05296%
21419 | 1 | 2 |  | Manual | 1 | Wall Mount | Compact Fluorescent |  | Twist | 1 | 22 | Bathroom | 214191 | Bathroom | 0.05296%
21419 | 2 | 1 |  | Manual | 1 | Ceiling Fan | Compact Fluorescent |  | Twist | 1 | 22 | Bedroom | 214192 | Bedroom | 0.05296%
21419 | 3 | 1 |  | Manual | 1 | Ceiling Fan | Compact Fluorescent |  | Twist | 1 | 22 | Bedroom | 214193 | Bedroom | 0.05296%
21419 | 4 | 1 |  | Manual | 1 | Ceiling Fan | Compact Fluorescent |  | Twist | 1 | 22 | Living Room | 214194 | Living Room | 0.05296%
21419 | 5 | 1 |  | Manual | 1 | Ceiling Fan | Incandescent |  | Standard A Lamp | 1 | 100 | Kitchen | 214195 | Kitchen | 0.05296%
21419 | 6 | 1 |  | Manual | 1 | Ceiling Fixture | Compact Fluorescent |  | Twist | 1 | 22 | Laundry Room | 214196 | Laundry Room | 0.05296%
21419 | 7 | 1 |  | Manual | 1 | Ceiling Fan | Incandescent |  | Standard A Lamp | 1 | 65 | Living Room | 214197 | Living Room | 0.05296%
21419 | 7 | 2 |  | Manual | 1 | Floor lamp | Compact Fluorescent |  | Twist | 3 | 15 | Living Room | 214197 | Living Room | 0.05296%
21427 | 1 | 1 |  | Manual | 1 | Ceiling Fixture | Compact Fluorescent |  | Twist | 2 | 23 | Bathroom | 214271 | Bathroom | 0.04008%
21427 | 2 | 1 |  | Manual | 1 | Ceiling Fixture | Compact Fluorescent |  | Twist | 2 | 23 | Bedroom | 214272 | Bedroom | 0.04008%
21427 | 3 | 1 |  | Manual | 1 | Ceiling Fixture | Compact Fluorescent |  | Twist | 2 | 23 | Bedroom | 214273 | Bedroom | 0.04008%
21427 | 4 | 1 |  | Manual | 1 | Wall Mount | Compact Fluorescent |  | Twist | 1 | 13 | Garage | 214274 | Garage | 0.04008%
21427 | 4 | 2 |  | Manual | 2 | Ceiling Fixture | Linear Fluorescent | 48 | T-12 | 2 | 32 | Garage | 214274 | Garage | 0.04008%
21427 | 4 | 3 |  | Manual | 1 | Floor lamp | Halogen |  | Quartz Tube | 1 | 100 | Garage | 214274 | Garage | 0.04008%
21427 | 6 | 1 |  | Manual | 1 | Ceiling Fixture | Compact Fluorescent |  | Twist | 1 | 23 | Kitchen | 214276 | Kitchen | 0.04008%
21427 | 7 | 1 |  | Manual | 2 | Ceiling Fixture | Other |  | LED Interior | 2 | 3 | Living Room | 214277 | Living Room | 0.04008%
21427 | 7 | 2 |  | Manual | 1 | Floor lamp | Halogen |  | Quartz Tube | 1 | 100 | Living Room | 214277 | Living Room | 0.04008%
21431 | 1 | 1 |  | Manual | 1 | Ceiling Fixture | Incandescent |  | Standard A Lamp | 1 | 75 | Bathroom | 214311 | Bathroom | 0.02845%
21431 | 1 | 2 |  | Manual | 1 | Wall Mount | Linear Fluorescent | 48 | T-8 | 1 | 40 | Bathroom | 214311 | Bathroom | 0.02845%
21431 | 2 | 1 |  | Manual | 1 | Ceiling Fixture | Compact Fluorescent |  | Twist | 2 | 15 | Bedroom | 214312 | Bedroom | 0.02845%
21431 | 3 | 1 |  | Manual | 1 | Ceiling Fixture | Compact Fluorescent |  | Twist | 1 | 15 | Bedroom | 214313 | Bedroom | 0.02845%
21431 | 3 | 2 |  | Manual | 1 | Table | Compact Fluorescent |  | Twist | 1 | 15 | Bedroom | 214313 | Bedroom | 0.02845%
21431 | 4 | 1 |  | Manual | 1 | Ceiling Fixture | Compact Fluorescent |  | Twist | 1 | 15 | Bedroom | 214314 | Bedroom | 0.02845%
21431 | 5 | 1 |  | Manual | 1 | Chandelier (Hanging) | Incandescent |  | Decorative | 6 | 60 | Dining Room | 214315 | Dining Room | 0.02845%
21431 | 6 | 1 |  | Manual | 1 | Ceiling Fixture | Incandescent |  | Standard A Lamp | 1 | 75 | Closet | 214316 | Closet | 0.02845%
21431 | 7 | 1 |  | Manual | 1 | Ceiling Fixture | Incandescent |  | Decorative | 2 | 60 | Kitchen | 214317 | Kitchen | 0.02845%
21431 | 7 | 2 |  | Manual | 1 | Chandelier (Hanging) | Incandescent |  | Standard A Lamp | 1 | 75 | Kitchen | 214317 | Kitchen | 0.02845%
21431 | 7 | 3 |  | Manual | 1 | Ceiling Fixture | Incandescent |  | Standard A Lamp | 1 | 75 | Kitchen | 214317 | Kitchen | 0.02845%
21431 | 8 | 1 |  | Manual | 1 | Ceiling Fixture | Compact Fluorescent |  | Twist | 2 | 15 | Laundry Room | 214318 | Laundry Room | 0.02845%
21431 | 9 | 1 |  | Manual | 3 | Table | Compact Fluorescent |  | Twist | 1 | 15 | Living Room | 214319 | Living Room | 0.02845%
21431 | 9 | 2 |  | Manual | 1 | Floor lamp | Compact Fluorescent |  | Twist | 1 | 15 | Living Room | 214319 | Living Room | 0.02845%
21431 | 10 | 1 |  | Manual | 1 | Ceiling Fixture | Compact Fluorescent |  | Twist | 2 | 15 | Master Bedroom | 2143110 | Master Bedroom | 0.02845%
21431 | 10 | 2 |  | Manual | 1 | Table | Incandescent |  | Standard A Lamp | 1 | 60 | Master Bedroom | 2143110 | Master Bedroom | 0.02845%
21431 | 11 | 1 |  | Manual | 1 | Ceiling Fixture | Incandescent |  | Standard A Lamp | 1 | 75 | Other | 2143111 | Other | 0.02845%
21431 | 11 | 2 |  | Manual | 1 | Table | Incandescent |  | Decorative | 1 | 75 | Other | 2143111 | Other | 0.02845%
21431 | 12 | 1 |  | Manual | 1 | Wall Mount | Compact Fluorescent |  | Twist | 1 | 15 | Other | 2143112 | Other | 0.02845%
21431 | 13 | 1 |  | Dimmer | 1 | Ceiling Fixture | Linear Fluorescent |  | T-4 | 1 | 60 | Other | 2143113 | Other | 0.02845%
21431 | 13 | 2 |  | Manual | 1 | Chandelier (Hanging) | Incandescent |  | Decorative | 4 | 60 | Other | 2143113 | Other | 0.02845%
21431 | 14 | 1 |  | Manual | 1 | Ceiling Fixture | Incandescent |  | Standard A Lamp | 1 | 75 | Other | 2143114 | Other | 0.02845%
21431 | 15 | 1 |  | Manual | 1 | Wall Mount | Compact Fluorescent |  | Twist | 1 | 15 | Bathroom | 2143115 | Bathroom | 0.02845%
21436 | 1 | 1 |  | Manual | 1 | Chandelier (Hanging) | Compact Fluorescent |  | Twist | 2 | 15 | Other | 214361 | Other | 0.09408%
21436 | 1 | 2 |  | Manual | 1 | Ceiling Fixture | Incandescent |  | Standard A Lamp | 1 | 100 | Other | 214361 | Other | 0.09408%
21436 | 2 | 1 |  | Manual | 1 | Ceiling Fixture | Halogen |  | MR | 3 | 50 | Bathroom | 214362 | Bathroom | 0.09408%
21436 | 2 | 2 |  | Manual | 2 | Ceiling Fixture | Compact Fluorescent |  | Twist | 2 | 15 | Bathroom | 214362 | Bathroom | 0.09408%
21436 | 3 | 1 |  | Manual | 1 | Ceiling Fixture | Incandescent |  | Standard A Lamp | 3 | 60 | Bedroom | 214363 | Bedroom | 0.09408%
21436 | 4 | 1 |  | Manual | 3 | Ceiling Fixture | Compact Fluorescent |  | Twist | 1 | 15 | Bedroom | 214364 | Bedroom | 0.09408%
21436 | 4 | 2 |  | Manual | 1 | Table | Incandescent |  | Standard A Lamp | 1 | 40 | Bedroom | 214364 | Bedroom | 0.09408%
21436 | 5 | 1 |  | Manual | 2 | Ceiling Fixture | Incandescent |  | Standard A Lamp | 2 | 60 | Bedroom | 214365 | Bedroom | 0.09408%
21436 | 5 | 2 |  | None | 1 | Other | Incandescent |  | Mini base | 1 | 25 | Bedroom | 214365 | Bedroom | 0.09408%
21436 | 5 | 3 |  | Manual | 1 | Table | Compact Fluorescent |  | A shape bulb | 1 | 15 | Bedroom | 214365 | Bedroom | 0.09408%
21436 | 6 | 1 |  | Manual | 1 | Ceiling Fixture | Incandescent |  | Standard A Lamp | 1 | 100 | Garage | 214366 | Garage | 0.09408%
21436 | 6 | 2 |  | Dimmer | 1 | Garage door opener | Incandescent |  | Standard A Lamp | 1 | 100 | Garage | 214366 | Garage | 0.09408%
21436 | 7 | 1 |  | Manual | 1 | Ceiling Fixture | Compact Fluorescent |  | Twist | 1 | 15 | Hall | 214367 | Hall | 0.09408%
21436 | 8 | 1 |  | Manual | 1 | Chandelier (Hanging) | Incandescent |  | Standard A Lamp | 5 | 60 | Kitchen | 214368 | Kitchen | 0.09408%
21436 | 8 | 2 |  | Manual | 1 | Ceiling Fixture | Compact Fluorescent |  | Twist | 2 | 15 | Kitchen | 214368 | Kitchen | 0.09408%
21436 | 9 | 1 |  | Manual | 1 | Architectural | Incandescent |  | Clear | 4 | 40 | Living Room | 214369 | Living Room | 0.09408%
21436 | 9 | 2 |  | Manual | 1 | Ceiling Fixture | Compact Fluorescent |  | Twist | 1 | 15 | Living Room | 214369 | Living Room | 0.09408%
21436 | 10 | 1 |  | Manual | 2 | Ceiling Fixture | Incandescent |  | Standard A Lamp | 1 | 60 | Living Room | 2143610 | Living Room | 0.09408%
21436 | 12 | 1 |  | Manual | 1 | Ceiling Fixture | Incandescent |  | Standard A Lamp | 3 | 60 | Bedroom | 2143612 | Bedroom | 0.09408%
21437 | 1 | 1 |  | Manual | 1 | Wall Mount | Incandescent |  | Standard A Lamp | 2 | 100 | Bathroom | 214371 | Bathroom | 0.05169%
21437 | 2 | 1 |  | Manual | 1 | Wall Mount | Incandescent |  | Globe | 8 | 40 | Bathroom | 214372 | Bathroom | 0.05169%
21437 | 2 | 2 |  | Manual | 1 | Recessed Can | Incandescent |  | Reflector | 1 | 75 | Bathroom | 214372 | Bathroom | 0.05169%
21437 | 3 | 1 |  | Manual | 1 | Wall Mount | Incandescent |  | Globe | 8 | 40 | Bathroom | 214373 | Bathroom | 0.05169%
21437 | 3 | 2 |  | Manual | 2 | Recessed Can | Incandescent |  | Reflector | 1 | 75 | Bathroom | 214373 | Bathroom | 0.05169%
21437 | 3 | 3 |  | Manual | 1 | Ceiling Fixture | Incandescent |  | Standard A Lamp | 1 | 60 | Bathroom | 214373 | Bathroom | 0.05169%
21437 | 4 | 1 |  | Manual | 1 | Ceiling Fixture | Compact Fluorescent |  | Twist | 2 | 15 | Bedroom | 214374 | Bedroom | 0.05169%
21437 | 4 | 2 |  | Manual | 1 | Table | Incandescent |  | Standard A Lamp | 1 | 60 | Bedroom | 214374 | Bedroom | 0.05169%
21437 | 4 | 3 |  | Manual | 1 | Ceiling Fixture | Compact Fluorescent |  | Twist | 1 | 22 | Bedroom | 214374 | Bedroom | 0.05169%
21437 | 5 | 1 |  | Manual | 1 | Chandelier (Hanging) | Compact Fluorescent |  | Twist | 1 | 22 | Bedroom | 214375 | Bedroom | 0.05169%
21437 | 6 | 1 |  | Manual | 2 | Chandelier (Hanging) | Halogen |  | MR | 4 | 30 | Bedroom | 214376 | Bedroom | 0.05169%
21437 | 6 | 2 |  | Manual | 2 | Chandelier (Hanging) | Incandescent |  | Decorative | 1 | 75 | Bedroom | 214376 | Bedroom | 0.05169%
21437 | 7 | 1 |  | Manual | 1 | Ceiling Fixture | Compact Fluorescent |  | Twist | 2 | 22 | Master Bedroom | 214377 | Master Bedroom | 0.05169%
21437 | 8 | 1 |  | Manual | 1 | Ceiling Fixture | Compact Fluorescent |  | Twist | 1 | 22 | Closet | 214378 | Closet | 0.05169%
21437 | 9 | 1 |  | Dimmer | 1 | Chandelier (Hanging) | Incandescent |  | Standard A Lamp | 4 | 40 | Dining Room | 214379 | Dining Room | 0.05169%
21437 | 10 | 1 |  | Manual | 1 | Chandelier (Hanging) | Incandescent |  | Decorative | 5 | 60 | Family Room | 2143710 | Family Room | 0.05169%
21437 | 10 | 2 |  | Manual | 1 | Table | Compact Fluorescent |  | Twist | 1 | 22 | Family Room | 2143710 | Family Room | 0.05169%
21437 | 10 | 3 |  | Manual | 1 | Floor lamp | Compact Fluorescent |  | Twist | 1 | 22 | Family Room | 2143710 | Family Room | 0.05169%
21437 | 11 | 1 |  | Manual | 4 | Ceiling Fixture | Compact Fluorescent |  | Twist | 1 | 22 | Garage | 2143711 | Garage | 0.05169%
21437 | 11 | 2 |  | Manual | 2 | Garage door opener | Incandescent |  | Standard A Lamp | 2 | 60 | Garage | 2143711 | Garage | 0.05169%
21437 | 12 | 1 |  | Manual | 1 | Chandelier (Hanging) | Compact Fluorescent |  | Twist | 9 | 15 | Hall | 2143712 | Hall | 0.05169%
21437 | 12 | 2 |  | Manual | 1 | Ceiling Fan | Incandescent |  | Mini base | 5 | 25 | Hall | 2143712 | Hall | 0.05169%
21437 | 12 | 3 |  | Manual | 5 | Recessed Can | Incandescent |  | Reflector | 1 | 75 | Hall | 2143712 | Hall | 0.05169%
21437 | 13 | 1 |  | Manual | 10 | Recessed Can | Incandescent |  | Reflector | 1 | 75 | Kitchen | 2143713 | Kitchen | 0.05169%
21437 | 13 | 2 |  | Manual | 1 | Architectural | Halogen |  | MR | 1 | 20 | Kitchen | 2143713 | Kitchen | 0.05169%
21437 | 14 | 1 |  | Manual | 1 | Ceiling Fixture | Incandescent |  | Standard A Lamp | 1 | 75 | Laundry Room | 2143714 | Laundry Room | 0.05169%
21437 | 15 | 1 |  | Manual | 2 | Table | Incandescent |  | Standard A Lamp | 1 | 75 | Living Room | 2143715 | Living Room | 0.05169%
21437 | 16 | 1 |  | Manual | 1 | Ceiling Fixture | Compact Fluorescent |  | Twist | 1 | 22 | Family Room | 2143716 | Family Room | 0.05169%
21438 | 1 | 1 |  | Manual | 1 | Wall Mount | Compact Fluorescent |  | Twist | 2 | 15 | Bedroom | 214381 | Bedroom | 0.04008%
21438 | 1 | 2 |  | Manual | 2 | Table | Compact Fluorescent |  | Twist | 1 | 15 | Bedroom | 214381 | Bedroom | 0.04008%
21438 | 2 | 1 |  | Manual | 1 | Wall Mount | Incandescent |  | Standard A Lamp | 2 | 60 | Bathroom | 214382 | Bathroom | 0.04008%
21438 | 2 | 2 |  | Photo | 1 | Wall Mount | Incandescent |  | Mini base | 1 | 5 | Bathroom | 214382 | Bathroom | 0.04008%
21438 | 3 | 1 |  | Manual | 2 | Track | Compact Fluorescent |  | Reflector | 4 | 22 | Kitchen | 214383 | Kitchen | 0.04008%
21438 | 3 | 2 |  | Manual | 1 | Chandelier (Hanging) | Incandescent |  | Standard A Lamp | 1 | 60 | Kitchen | 214383 | Kitchen | 0.04008%
21438 | 4 | 1 |  | Manual | 3 | Wall Mount | Incandescent |  | Standard A Lamp | 1 | 40 | Master Bedroom | 214384 | Master Bedroom | 0.04008%
21438 | 5 | 1 |  | Manual | 1 | Wall Mount | Incandescent |  | Standard A Lamp | 2 | 60 | Bathroom | 214385 | Bathroom | 0.04008%
21438 | 5 | 2 |  | Manual | 1 | Wall Mount | Compact Fluorescent |  | Twist | 2 | 15 | Bathroom | 214385 | Bathroom | 0.04008%
21438 | 6 | 1 |  | Manual | 1 | Track | Incandescent |  | Reflector | 3 | 60 | Office | 214386 | Office | 0.04008%
21438 | 6 | 2 |  | Manual | 1 | Ceiling Fixture | Incandescent |  | Standard A Lamp | 2 | 60 | Office | 214386 | Office | 0.04008%
21438 | 6 | 3 |  | Manual | 1 | Chandelier (Hanging) | Incandescent |  | Standard A Lamp | 3 | 40 | Office | 214386 | Office | 0.04008%
21438 | 6 | 4 |  | Manual | 1 | Ceiling Fixture | Incandescent |  | Standard A Lamp | 1 | 100 | Office | 214386 | Office | 0.04008%
21438 | 7 | 1 |  | Dimmer | 1 | Ceiling Fan | Incandescent |  | Standard A Lamp | 4 | 60 | Living Room | 214387 | Living Room | 0.04008%
21438 | 7 | 2 |  | Manual | 2 | Table | Incandescent |  | Standard A Lamp | 1 | 100 | Living Room | 214387 | Living Room | 0.04008%
21438 | 7 | 3 |  | Manual | 1 | Table | Compact Fluorescent |  | Twist | 1 | 15 | Living Room | 214387 | Living Room | 0.04008%
21438 | 7 | 4 |  | Manual | 1 | Floor lamp | Compact Fluorescent |  | Straight Tube | 1 | 28 | Living Room | 214387 | Living Room | 0.04008%
21438 | 8 | 1 |  | Manual | 1 | Ceiling Fixture | Incandescent |  | Standard A Lamp | 1 | 60 | Hall | 214388 | Hall | 0.04008%
21452 | 1 | 1 |  | Manual | 1 | Ceiling Fixture | Incandescent |  | Standard A Lamp | 2 | 60 | Bedroom | 214521 | Bedroom | 0.04732%
21452 | 1 | 2 |  | Manual | 1 | Table | Incandescent |  | Standard A Lamp | 1 | 100 | Bedroom | 214521 | Bedroom | 0.04732%
21452 | 2 | 1 |  | Dimmer | 1 | Chandelier (Hanging) | Incandescent |  | Decorative | 5 | 60 | Dining Room | 214522 | Dining Room | 0.04732%
21452 | 2 | 2 |  | Manual | 1 | Ceiling Fixture | Incandescent |  | Standard A Lamp | 2 | 60 | Dining Room | 214522 | Dining Room | 0.04732%
21452 | 3 | 1 |  | Manual | 1 | Ceiling Fixture | Incandescent |  | Standard A Lamp | 1 | 75 | Laundry Room | 214523 | Laundry Room | 0.04732%
21452 | 4 | 1 |  | Manual | 3 | Ceiling Fixture | Incandescent |  | Standard A Lamp | 1 | 100 | Garage | 214524 | Garage | 0.04732%
21452 | 4 | 2 |  | Manual | 1 | Garage door opener | Incandescent |  | Standard A Lamp | 1 | 40 | Garage | 214524 | Garage | 0.04732%
21452 | 5 | 1 |  | Manual | 1 | Ceiling Fixture | Incandescent |  | Standard A Lamp | 2 | 60 | Bedroom | 214525 | Bedroom | 0.04732%
21452 | 5 | 2 |  | Manual | 1 | Floor lamp | Incandescent |  | Standard A Lamp | 1 | 75 | Bedroom | 214525 | Bedroom | 0.04732%
21452 | 6 | 1 |  | Manual | 1 | Wall Mount | Incandescent |  | Decorative | 4 | 60 | Bathroom | 214526 | Bathroom | 0.04732%
21452 | 6 | 2 |  | Manual | 1 | Recessed - other | Incandescent |  | Reflector | 1 | 40 | Bathroom | 214526 | Bathroom | 0.04732%
21452 | 7 | 1 |  | Manual | 1 | Ceiling Fixture | Incandescent |  | Standard A Lamp | 1 | 60 | Closet | 214527 | Closet | 0.04732%
21452 | 8 | 1 |  | Manual | 1 | Wall Mount | Incandescent |  | Globe | 8 | 60 | Bathroom | 214528 | Bathroom | 0.04732%
21452 | 8 | 2 |  | Manual | 3 | Recessed Can | Incandescent |  | Reflector | 1 | 75 | Bathroom | 214528 | Bathroom | 0.04732%
21452 | 9 | 1 |  | Manual | 1 | Ceiling Fixture | Incandescent |  | Standard A Lamp | 3 | 60 | Master Bedroom | 214529 | Master Bedroom | 0.04732%
21452 | 9 | 2 |  | Manual | 2 | Table | Incandescent |  | Standard A Lamp | 1 | 60 | Master Bedroom | 214529 | Master Bedroom | 0.04732%
21452 | 10 | 1 |  | Manual | 1 | Table | Incandescent |  | Standard A Lamp | 1 | 60 | Living Room | 2145210 | Living Room | 0.04732%
21452 | 10 | 2 |  | Manual | 1 | Table | Incandescent |  | 3-Way Incandescent | 1 | 100 | Living Room | 2145210 | Living Room | 0.04732%
21452 | 10 | 3 |  | Manual | 1 | Table | Incandescent |  | 3-Way Incandescent | 1 | 200 | Living Room | 2145210 | Living Room | 0.04732%
21452 | 10 | 4 |  | Manual | 1 | Floor lamp | Incandescent |  | 3-Way Incandescent | 1 | 100 | Living Room | 2145210 | Living Room | 0.04732%
21452 | 11 | 1 |  | Manual | 1 | Wall Mount | Incandescent |  | Standard A Lamp | 1 | 60 | Hall | 2145211 | Hall | 0.04732%
21452 | 12 | 1 |  | Manual | 3 | Recessed Can | Incandescent |  | Reflector | 1 | 75 | Kitchen | 2145212 | Kitchen | 0.04732%
21452 | 12 | 2 |  | Manual | 3 | Recessed Can | Compact Fluorescent |  | Reflector | 1 | 22 | Kitchen | 2145212 | Kitchen | 0.04732%
21452 | 12 | 3 |  | Manual | 1 | Architectural | Incandescent |  | Mini base | 1 | 40 | Kitchen | 2145212 | Kitchen | 0.04732%
21456 | 1 | 1 |  | Manual | 1 | Ceiling Fixture | Incandescent |  | Standard A Lamp | 1 | 60 | Bathroom | 214561 | Bathroom | 0.04008%
21456 | 2 | 1 |  | Manual | 1 | Ceiling Fixture | Incandescent |  | Standard A Lamp | 1 | 60 | Bedroom | 214562 | Bedroom | 0.04008%
21456 | 2 | 2 |  | Manual | 1 | Table | Incandescent |  | Standard A Lamp | 1 | 40 | Bedroom | 214562 | Bedroom | 0.04008%
21456 | 3 | 1 |  | Manual | 1 | Ceiling Fixture | Incandescent |  | Standard A Lamp | 2 | 60 | Bedroom | 214563 | Bedroom | 0.04008%
21456 | 3 | 2 |  | Manual | 2 | Ceiling Fixture | Linear Fluorescent | 48 | T-12 | 2 | 40 | Bedroom | 214563 | Bedroom | 0.04008%
21456 | 3 | 3 |  | Manual | 1 | Other | Incandescent |  | Standard A Lamp | 1 | 60 | Bedroom | 214563 | Bedroom | 0.04008%
21456 | 4 | 1 |  | Manual | 1 | Ceiling Fixture | Incandescent |  | Standard A Lamp | 1 | 60 | Garage | 214564 | Garage | 0.04008%
21456 | 5 | 1 |  | Manual | 1 | Ceiling Fixture | Compact Fluorescent |  | 3-Way CFL | 1 | 7 | Kitchen | 214565 | Kitchen | 0.04008%
21456 | 5 | 2 |  | Manual | 2 | Ceiling Fixture | Incandescent |  | Standard A Lamp | 1 | 60 | Kitchen | 214565 | Kitchen | 0.04008%
21456 | 6 | 1 |  | Manual | 1 | Floor lamp | Incandescent |  | Standard A Lamp | 1 | 60 | Living Room | 214566 | Living Room | 0.04008%
21456 | 6 | 2 |  | Manual | 1 | Ceiling Fixture | Incandescent |  | Standard A Lamp | 1 | 60 | Living Room | 214566 | Living Room | 0.04008%
21456 | 6 | 3 |  | Manual | 1 | Table | Halogen |  | Quartz Tube | 1 | 50 | Living Room | 214566 | Living Room | 0.04008%
21459 | 1 | 1 |  | Manual | 1 | Wall Mount | Incandescent |  | Decorative | 3 | 40 | Bathroom | 214591 | Bathroom | 0.02845%
21459 | 1 | 2 |  | Manual | 1 | Ceiling Fixture | Incandescent |  | Reflector | 1 | 60 | Bathroom | 214591 | Bathroom | 0.02845%
21459 | 1 | 3 |  | Manual | 1 | Ceiling Fixture | Incandescent |  | Heat Lamp | 1 | 60 | Bathroom | 214591 | Bathroom | 0.02845%
21459 | 2 | 1 |  | Manual | 1 | Wall Mount | Incandescent |  | Standard A Lamp | 3 | 100 | Bathroom | 214592 | Bathroom | 0.02845%
21459 | 2 | 2 |  | Manual | 1 | Ceiling Fixture | Incandescent |  | Standard A Lamp | 1 | 60 | Bathroom | 214592 | Bathroom | 0.02845%
21459 | 3 | 1 |  | Manual | 1 | Ceiling Fixture | Incandescent |  | Standard A Lamp | 1 | 60 | Bedroom | 214593 | Bedroom | 0.02845%
21459 | 3 | 2 |  | Manual | 1 | Table | Incandescent |  | Standard A Lamp | 1 | 40 | Bedroom | 214593 | Bedroom | 0.02845%
21459 | 4 | 1 |  | Manual | 1 | Ceiling Fixture | Incandescent |  | Standard A Lamp | 1 | 60 | Bedroom | 214594 | Bedroom | 0.02845%
21459 | 4 | 2 |  | Manual | 1 | Table | Incandescent |  | Standard A Lamp | 1 | 40 | Bedroom | 214594 | Bedroom | 0.02845%
21459 | 5 | 1 |  | Manual | 4 | Recessed Can | Incandescent |  | Reflector | 1 | 60 | Bedroom | 214595 | Bedroom | 0.02845%
21459 | 5 | 2 |  | Manual | 4 | Wall Mount | Incandescent |  | Standard A Lamp | 1 | 60 | Bedroom | 214595 | Bedroom | 0.02845%
21459 | 6 | 1 |  | Manual | 1 | Ceiling Fixture | Incandescent |  | Standard A Lamp | 2 | 40 | Closet | 214596 | Closet | 0.02845%
21459 | 7 | 1 |  | Manual | 10 | Recessed Can | Incandescent |  | Reflector | 1 | 90 | Family Room | 214597 | Family Room | 0.02845%
21459 | 7 | 2 |  | Manual | 1 | Chandelier (Hanging) | Incandescent |  | Globe | 1 | 65 | Family Room | 214597 | Family Room | 0.02845%
21459 | 8 | 1 |  | Manual | 3 | Ceiling Fixture | Compact Fluorescent |  | Twist | 1 | 15 | Garage | 214598 | Garage | 0.02845%
21459 | 8 | 2 |  | Manual | 2 | Wall Mount | Incandescent |  | Reflector | 2 | 90 | Garage | 214598 | Garage | 0.02845%
21459 | 9 | 1 |  | Manual | 4 | Recessed Can | Incandescent |  | Reflector | 1 | 90 | Hall | 214599 | Hall | 0.02845%
21459 | 10 | 1 |  | Manual | 8 | Recessed Can | Incandescent |  | Reflector | 1 | 90 | Office | 2145910 | Office | 0.02845%
21459 | 10 | 2 |  | Dimmer | 3 | Table | Incandescent |  | Standard A Lamp | 1 | 60 | Office | 2145910 | Office | 0.02845%
21459 | 11 | 1 |  | Manual | 1 | Ceiling Fixture | Incandescent |  | Standard A Lamp | 1 | 60 | Other | 2145911 | Other | 0.02845%
21460 | 1 | 1 |  | Manual | 1 | Ceiling Fixture | Incandescent |  | Clear | 1 | 60 | Bedroom | 214601 | Bedroom | 0.09408%
21460 | 1 | 2 |  | Manual | 1 | Floor lamp | Incandescent |  | Standard A Lamp | 1 | 60 | Bedroom | 214601 | Bedroom | 0.09408%
21460 | 2 | 1 |  | Manual | 1 | Ceiling Fixture | Incandescent |  | Standard A Lamp | 1 | 75 | Hall | 214602 | Hall | 0.09408%
21460 | 3 | 1 |  | Manual | 2 | Ceiling Fixture | Compact Fluorescent |  | Twist | 1 | 15 | Laundry Room | 214603 | Laundry Room | 0.09408%
21460 | 3 | 2 |  | Manual | 2 | Ceiling Fixture | Incandescent |  | Standard A Lamp | 1 | 60 | Laundry Room | 214603 | Laundry Room | 0.09408%
21460 | 3 | 3 |  | Manual | 1 | Ceiling Fixture | Compact Fluorescent |  | Straight Tube | 1 | 22 | Laundry Room | 214603 | Laundry Room | 0.09408%
21460 | 4 | 1 |  | Manual | 3 | Ceiling Fixture | Incandescent |  | Standard A Lamp | 1 | 60 | Office | 214604 | Office | 0.09408%
21460 | 4 | 2 |  | Manual | 1 | Table | Incandescent |  | Standard A Lamp | 1 | 40 | Office | 214604 | Office | 0.09408%
21460 | 5 | 1 |  | Manual | 1 | Ceiling Fixture | Incandescent |  | Standard A Lamp | 1 | 40 | Family Room | 214605 | Family Room | 0.09408%
21460 | 5 | 2 |  | Manual | 1 | Table | Incandescent |  | 3-Way Incandescent | 1 | 100 | Family Room | 214605 | Family Room | 0.09408%
21460 | 5 | 3 |  | Manual | 1 | Floor lamp | Incandescent |  | Standard A Lamp | 1 | 25 | Family Room | 214605 | Family Room | 0.09408%
21460 | 6 | 1 |  | Manual | 1 | Ceiling Fixture | Incandescent |  | Standard A Lamp | 1 | 40 | Hall | 214606 | Hall | 0.09408%
21460 | 7 | 1 |  | Manual | 1 | Wall Mount | Incandescent |  | Standard A Lamp | 3 | 40 | Bathroom | 214607 | Bathroom | 0.09408%
21460 | 8 | 1 |  | Manual | 1 | Chandelier (Hanging) | Incandescent |  | Standard A Lamp | 1 | 25 | Master Bedroom | 214608 | Master Bedroom | 0.09408%
21460 | 8 | 2 |  | Manual | 1 | Table | Incandescent |  | Standard A Lamp | 1 | 75 | Master Bedroom | 214608 | Master Bedroom | 0.09408%
21460 | 9 | 1 |  | Manual | 1 | Recessed Can | Compact Fluorescent |  | Flood | 1 | 15 | Closet | 214609 | Closet | 0.09408%
21460 | 10 | 1 |  | Manual | 3 | Table | Incandescent |  | Standard A Lamp | 1 | 40 | Living Room | 2146010 | Living Room | 0.09408%
21460 | 10 | 2 |  | Manual | 1 | Table | Incandescent |  | 3-Way Incandescent | 1 | 100 | Living Room | 2146010 | Living Room | 0.09408%
21460 | 11 | 1 |  | Manual | 1 | Ceiling Fixture | Incandescent |  | Standard A Lamp | 1 | 40 | Hall | 2146011 | Hall | 0.09408%
21460 | 12 | 1 |  | Dimmer | 1 | Chandelier (Hanging) | Halogen |  | Other | 5 | 50 | Dining Room | 2146012 | Dining Room | 0.09408%
21460 | 13 | 1 |  | Dimmer | 1 | Ceiling Fixture | Incandescent |  | Standard A Lamp | 1 | 75 | Kitchen | 2146013 | Kitchen | 0.09408%
21460 | 13 | 2 |  | Manual | 1 | Track | Incandescent |  | Reflector | 3 | 40 | Kitchen | 2146013 | Kitchen | 0.09408%
21463 | 1 | 1 |  | Manual | 1 | Ceiling Fan | Compact Fluorescent |  | Twist | 1 | 13 | Other | 214631 | Other | 0.05169%
21463 | 2 | 1 |  | Manual | 4 | Ceiling Fixture | Compact Fluorescent |  | Twist | 1 | 13 | Other | 214632 | Other | 0.05169%
21463 | 2 | 2 |  | Manual | 1 | Wall Mount | Linear Fluorescent | 36 | T-12 | 1 | 40 | Other | 214632 | Other | 0.05169%
21463 | 3 | 1 |  | Manual | 1 | Chandelier (Hanging) | Incandescent |  | Standard A Lamp | 1 | 65 | Bathroom | 214633 | Bathroom | 0.05169%
21463 | 4 | 1 |  | Manual | 1 | Ceiling Fan | Compact Fluorescent |  | Twist | 1 | 13 | Bedroom | 214634 | Bedroom | 0.05169%
21463 | 5 | 1 |  | Manual | 1 | Ceiling Fan | Compact Fluorescent |  | Twist | 1 | 13 | Master Bedroom | 214635 | Master Bedroom | 0.05169%
21463 | 6 | 1 |  | Manual | 1 | Chandelier (Hanging) | Incandescent |  | Mini base | 6 | 20 | Dining Room | 214636 | Dining Room | 0.05169%
21463 | 7 | 1 |  | Manual | 1 | Ceiling Fixture | Incandescent |  | Standard A Lamp | 1 | 65 | Other | 214637 | Other | 0.05169%
21463 | 7 | 2 |  | Manual | 2 | Ceiling Fixture | Halogen |  | PAR | 1 | 50 | Other | 214637 | Other | 0.05169%
21463 | 8 | 1 |  | Manual | 1 | Ceiling Fixture | Compact Fluorescent |  | Twist | 1 | 22 | Bathroom | 214638 | Bathroom | 0.05169%
21463 | 9 | 1 |  | Manual | 1 | Ceiling Fixture | Compact Fluorescent |  | Twist | 1 | 13 | Hall | 214639 | Hall | 0.05169%
21463 | 10 | 1 |  | Manual | 1 | Ceiling Fixture | Compact Fluorescent |  | Twist | 1 | 28 | Kitchen | 2146310 | Kitchen | 0.05169%
21463 | 11 | 1 |  | Manual | 5 | Recessed Can | Halogen |  | PAR | 1 | 50 | Living Room | 2146311 | Living Room | 0.05169%
21463 | 13 | 1 |  | Manual | 1 | Track | Other |  | LED Interior | 4 | 1 | Other | 2146313 | Other | 0.05169%
21464 | 1 | 1 |  | Manual | 1 | Ceiling Fixture | Incandescent |  | Globe | 1 | 40 | Bedroom | 214641 | Bedroom | 0.02963%
21464 | 2 | 1 |  | Manual | 1 | Ceiling Fixture | Incandescent |  | Standard A Lamp | 1 | 60 | Other | 214642 | Other | 0.02963%
21464 | 3 | 1 |  | Dimmer | 2 | Wall Mount | Incandescent |  | Globe | 3 | 40 | Bathroom | 214643 | Bathroom | 0.02963%
21464 | 3 | 2 |  | Manual | 1 | Ceiling Fixture | Incandescent |  | Standard A Lamp | 1 | 60 | Bathroom | 214643 | Bathroom | 0.02963%
21464 | 4 | 1 |  | Manual | 1 | Ceiling Fixture | Incandescent |  | Standard A Lamp | 2 | 60 | Bedroom | 214644 | Bedroom | 0.02963%
21464 | 5 | 1 |  | Manual | 1 | Ceiling Fixture | Incandescent |  | Standard A Lamp | 1 | 60 | Bedroom | 214645 | Bedroom | 0.02963%
21464 | 6 | 1 |  | Manual | 1 | Ceiling Fixture | Incandescent |  | Standard A Lamp | 1 | 75 | Other | 214646 | Other | 0.02963%
21464 | 7 | 1 |  | Manual | 2 | Ceiling Fan | Compact Fluorescent |  | Twist | 2 | 15 | Family Room | 214647 | Family Room | 0.02963%
21464 | 7 | 2 |  | Manual | 2 | Torchiere | Incandescent |  | Standard A Lamp | 1 | 60 | Family Room | 214647 | Family Room | 0.02963%
21464 | 7 | 3 |  | Manual | 1 | High bay | Incandescent |  | Globe | 2 | 40 | Family Room | 214647 | Family Room | 0.02963%
21464 | 7 | 4 |  | Manual | 2 | Recessed Can | Incandescent |  | Reflector | 1 | 65 | Family Room | 214647 | Family Room | 0.02963%
21464 | 8 | 1 |  | Manual | 1 | Recessed Can | Incandescent |  | Reflector | 1 | 75 | Hall | 214648 | Hall | 0.02963%
21464 | 9 | 1 |  | Manual | 10 | Recessed Can | Incandescent |  | Reflector | 1 | 75 | Kitchen | 214649 | Kitchen | 0.02963%
21464 | 9 | 2 |  | Manual | 7 | Architectural | Incandescent |  | Mini base | 1 | 5 | Kitchen | 214649 | Kitchen | 0.02963%
21464 | 10 | 1 |  | Manual | 1 | Ceiling Fixture | Compact Fluorescent |  | Twist | 1 | 22 | Laundry Room | 2146410 | Laundry Room | 0.02963%
21464 | 11 | 1 |  | Dimmer | 12 | Ceiling Fixture | Incandescent |  | Reflector | 1 | 75 | Living Room | 2146411 | Living Room | 0.02963%
21464 | 11 | 2 |  | Manual | 1 | Ceiling Fixture | Incandescent |  | Standard A Lamp | 2 | 60 | Living Room | 2146411 | Living Room | 0.02963%
21469 | 1 | 1 |  | Manual | 1 | Chandelier (Hanging) | Incandescent |  | Standard A Lamp | 1 | 60 | Bathroom | 214691 | Bathroom | 0.04732%
21469 | 1 | 2 |  | Manual | 1 | Chandelier (Hanging) | Compact Fluorescent |  | Twist | 1 | 15 | Bathroom | 214691 | Bathroom | 0.04732%
21469 | 2 | 1 |  | Manual | 1 | Ceiling Fixture | Incandescent |  | Standard A Lamp | 1 | 60 | Bedroom | 214692 | Bedroom | 0.04732%
21469 | 2 | 2 |  | Manual | 1 | Table | Incandescent |  | Standard A Lamp | 1 | 25 | Bedroom | 214692 | Bedroom | 0.04732%
21469 | 3 | 1 |  | Manual | 1 | Ceiling Fixture | Compact Fluorescent |  | Twist | 1 | 15 | Bedroom | 214693 | Bedroom | 0.04732%
21469 | 3 | 2 |  | Manual | 1 | Table | Incandescent |  | Decorative | 1 | 25 | Bedroom | 214693 | Bedroom | 0.04732%
21469 | 4 | 1 |  | Dimmer | 1 | Table | Halogen |  | Quartz Tube | 1 | 50 | Bedroom | 214694 | Bedroom | 0.04732%
21469 | 4 | 2 |  | Manual | 1 | Ceiling Fixture | Compact Fluorescent |  | Twist | 2 | 15 | Bedroom | 214694 | Bedroom | 0.04732%
21469 | 5 | 1 |  | Manual | 1 | Chandelier (Hanging) | Incandescent |  | Standard A Lamp | 3 | 65 | Dining Room | 214695 | Dining Room | 0.04732%
21469 | 5 | 2 |  | Manual | 1 | Chandelier (Hanging) | Compact Fluorescent |  | Twist | 2 | 15 | Dining Room | 214695 | Dining Room | 0.04732%
21469 | 6 | 1 |  | Manual | 3 | Ceiling Fixture | Linear Fluorescent | 48 | T-12 | 2 | 40 | Family Room | 214696 | Family Room | 0.04732%
21469 | 7 | 1 |  | Dimmer | 3 | Ceiling Fixture | Incandescent |  | Standard A Lamp | 1 | 60 | Family Room | 214697 | Family Room | 0.04732%
21469 | 7 | 2 |  | Manual | 1 | Floor lamp | Compact Fluorescent |  | Twist | 3 | 15 | Family Room | 214697 | Family Room | 0.04732%
21469 | 7 | 3 |  | Manual | 2 | Ceiling Fixture | Compact Fluorescent |  | Twist | 1 | 15 | Family Room | 214697 | Family Room | 0.04732%
21469 | 8 | 1 |  | Manual | 1 | Ceiling Fixture | Incandescent |  | Standard A Lamp | 1 | 60 | Hall | 214698 | Hall | 0.04732%
21469 | 9 | 1 |  | Manual | 1 | Ceiling Fixture | Incandescent |  | Standard A Lamp | 1 | 60 | Hall | 214699 | Hall | 0.04732%
21469 | 9 | 2 |  | Manual | 1 | Ceiling Fixture | Compact Fluorescent |  | Twist | 1 | 15 | Hall | 214699 | Hall | 0.04732%
21469 | 10 | 1 |  | Manual | 1 | Chandelier (Hanging) | Compact Fluorescent |  | Twist | 3 | 15 | Kitchen | 2146910 | Kitchen | 0.04732%
21469 | 10 | 2 |  | Manual | 1 | Ceiling Fixture | Incandescent |  | Standard A Lamp | 1 | 60 | Kitchen | 2146910 | Kitchen | 0.04732%
21469 | 11 | 1 |  | Manual | 1 | Wall Mount | Compact Fluorescent |  | Twist | 4 | 15 | Laundry Room | 2146911 | Laundry Room | 0.04732%
21469 | 11 | 2 |  | Manual | 1 | Ceiling Fixture | Compact Fluorescent |  | Twist | 1 | 15 | Laundry Room | 2146911 | Laundry Room | 0.04732%
21469 | 12 | 1 |  | Manual | 1 | Ceiling Fixture | Incandescent |  | Standard A Lamp | 1 | 75 | Living Room | 2146912 | Living Room | 0.04732%
21469 | 12 | 2 |  | Manual | 1 | Table | Compact Fluorescent |  | Twist | 1 | 15 | Living Room | 2146912 | Living Room | 0.04732%
21469 | 12 | 3 |  | Manual | 1 | Track | Incandescent |  | Standard A Lamp | 2 | 60 | Living Room | 2146912 | Living Room | 0.04732%
21469 | 13 | 1 |  | Manual | 1 | Wall Mount | Incandescent |  | Globe | 4 | 40 | Bathroom | 2146913 | Bathroom | 0.04732%
21469 | 13 | 2 |  | Manual | 1 | Ceiling Fixture | Compact Fluorescent |  | Twist | 1 | 15 | Bathroom | 2146913 | Bathroom | 0.04732%
21469 | 14 | 1 |  | Manual | 1 | Ceiling Fixture | Incandescent |  | Standard A Lamp | 1 | 75 | Master Bedroom | 2146914 | Master Bedroom | 0.04732%
21469 | 14 | 2 |  | Manual | 1 | Table | Incandescent |  | Standard A Lamp | 1 | 60 | Master Bedroom | 2146914 | Master Bedroom | 0.04732%
21469 | 14 | 3 |  | Manual | 4 | Recessed - other | Incandescent |  | Reflector | 1 | 45 | Master Bedroom | 2146914 | Master Bedroom | 0.04732%
21469 | 15 | 1 |  | Manual | 4 | Ceiling Fixture | Linear Fluorescent | 48 | T-12 | 2 | 40 | Garage | 2146915 | Garage | 0.04732%
21469 | 15 | 2 |  | Timer | 1 | Garage door opener | Incandescent |  | Standard A Lamp | 1 | 60 | Garage | 2146915 | Garage | 0.04732%
21469 | 16 | 1 |  | Manual | 1 | Ceiling Fixture | Linear Fluorescent | 48 | T-12 | 2 | 40 | Other | 2146916 | Other | 0.04732%
21471 | 1 | 1 |  | Timer | 1 | Ceiling Fixture | Incandescent |  | Standard A Lamp | 1 | 60 | Bathroom | 214711 | Bathroom | 0.05169%
21471 | 2 | 1 |  | Manual | 4 | Recessed Can | Incandescent |  | Standard A Lamp | 1 | 60 | Bathroom | 214712 | Bathroom | 0.05169%
21471 | 2 | 2 |  | Manual | 1 | Ceiling Fixture | Incandescent |  | Standard A Lamp | 1 | 60 | Bathroom | 214712 | Bathroom | 0.05169%
21471 | 2 | 3 |  | Manual | 1 | Wall Mount | Incandescent |  | Standard A Lamp | 3 | 40 | Bathroom | 214712 | Bathroom | 0.05169%
21471 | 3 | 1 |  | Manual | 1 | Ceiling Fixture | Incandescent |  | Standard A Lamp | 1 | 40 | Bedroom | 214713 | Bedroom | 0.05169%
21471 | 3 | 2 |  | Manual | 1 | Track | Compact Fluorescent |  | Twist | 1 | 7 | Bedroom | 214713 | Bedroom | 0.05169%
21471 | 4 | 1 |  | Motion | 1 | Ceiling Fixture | Incandescent |  | Standard A Lamp | 2 | 40 | Bedroom | 214714 | Bedroom | 0.05169%
21471 | 5 | 1 |  | Manual | 1 | Chandelier (Hanging) | Incandescent |  | Standard A Lamp | 1 | 75 | Dining Room | 214715 | Dining Room | 0.05169%
21471 | 7 | 1 |  | Manual | 1 | Ceiling Fixture | Incandescent |  | Standard A Lamp | 1 | 60 | Closet | 214717 | Closet | 0.05169%
21471 | 8 | 1 |  | Manual | 1 | Ceiling Fixture | Incandescent |  | Standard A Lamp | 1 | 60 | Hall | 214718 | Hall | 0.05169%
21471 | 9 | 1 |  | Manual | 3 | Recessed Can | Incandescent |  | Reflector | 3 | 65 | Kitchen | 214719 | Kitchen | 0.05169%
21471 | 9 | 2 |  | Manual | 3 | Recessed Can | Compact Fluorescent |  | Reflector | 1 | 22 | Kitchen | 214719 | Kitchen | 0.05169%
21471 | 9 | 3 |  | Manual | 1 | Ceiling Fixture | Incandescent |  | Standard A Lamp | 1 | 60 | Kitchen | 214719 | Kitchen | 0.05169%
21471 | 10 | 1 |  | Manual | 2 | Ceiling Fan | Compact Fluorescent |  | A shape bulb | 4 | 15 | Living Room | 2147110 | Living Room | 0.05169%
21471 | 10 | 2 |  | Manual | 1 | Table | Compact Fluorescent |  | Globe | 3 | 14 | Living Room | 2147110 | Living Room | 0.05169%
21471 | 11 | 1 |  | Manual | 1 | Ceiling Fixture | Incandescent |  | Standard A Lamp | 2 | 60 | Closet | 2147111 | Closet | 0.05169%
21471 | 12 | 1 |  | Manual | 1 | Ceiling Fixture | Incandescent |  | Standard A Lamp | 1 | 60 | Master Bedroom | 2147112 | Master Bedroom | 0.05169%
21471 | 12 | 2 |  | Manual | 1 | Ceiling Fan | Compact Fluorescent |  | A shape bulb | 1 | 15 | Master Bedroom | 2147112 | Master Bedroom | 0.05169%
21471 | 12 | 3 |  | Manual | 1 | Table | Incandescent |  | Standard A Lamp | 1 | 60 | Master Bedroom | 2147112 | Master Bedroom | 0.05169%
21471 | 13 | 1 |  | Manual | 1 | Ceiling Fan | Compact Fluorescent |  | A shape bulb | 4 | 15 | Other | 2147113 | Other | 0.05169%
21471 | 14 | 1 |  | Manual | 1 | Ceiling Fixture | Incandescent |  | Standard A Lamp | 1 | 60 | Other | 2147114 | Other | 0.05169%
21471 | 15 | 1 |  | Manual | 3 | Chandelier (Hanging) | Incandescent |  | Standard A Lamp | 3 | 100 | Family Room | 2147115 | Family Room | 0.05169%
21483 | 1 | 1 |  | Manual | 2 | Wall Mount | Incandescent |  | Globe | 4 | 60 | Bathroom | 214831 | Bathroom | 0.04732%
21483 | 2 | 1 |  | Manual | 2 | Wall Mount | Incandescent |  | Globe | 4 | 60 | Bathroom | 214832 | Bathroom | 0.04732%
21483 | 2 | 2 |  | Manual | 1 | Ceiling Fixture | Incandescent |  | Reflector | 1 | 65 | Bathroom | 214832 | Bathroom | 0.04732%
21483 | 3 | 1 |  | Manual | 1 | Ceiling Fixture | Compact Fluorescent |  | Twist | 2 | 15 | Bedroom | 214833 | Bedroom | 0.04732%
21483 | 4 | 1 |  | Manual | 1 | Ceiling Fixture | Compact Fluorescent |  | Twist | 1 | 15 | Bedroom | 214834 | Bedroom | 0.04732%
21483 | 4 | 2 |  | Manual | 1 | Table | Incandescent |  | Standard A Lamp | 1 | 60 | Bedroom | 214834 | Bedroom | 0.04732%
21483 | 5 | 1 |  | Manual | 1 | Ceiling Fixture | Incandescent |  | Standard A Lamp | 2 | 60 | Bedroom | 214835 | Bedroom | 0.04732%
21483 | 5 | 2 |  | Manual | 1 | Table | Compact Fluorescent |  | Twist | 1 | 22 | Bedroom | 214835 | Bedroom | 0.04732%
21483 | 6 | 1 |  | Manual | 1 | Ceiling Fixture | Incandescent |  | Standard A Lamp | 1 | 60 | Closet | 214836 | Closet | 0.04732%
21483 | 7 | 1 |  | Manual | 1 | Ceiling Fixture | Linear Fluorescent | 48 | T-12 | 2 | 40 | Garage | 214837 | Garage | 0.04732%
21483 | 7 | 2 |  | Manual | 3 | Ceiling Fixture | Compact Fluorescent |  | Twist | 1 | 22 | Garage | 214837 | Garage | 0.04732%
21483 | 7 | 3 |  | Manual | 2 | Garage door opener | Compact Fluorescent |  | Twist | 2 | 15 | Garage | 214837 | Garage | 0.04732%
21483 | 8 | 1 |  | Manual | 3 | Ceiling Fixture | Compact Fluorescent |  | Twist | 1 | 15 | Hall | 214838 | Hall | 0.04732%
21483 | 9 | 1 |  | Manual | 5 | Recessed Can | Compact Fluorescent |  | Twist | 1 | 15 | Kitchen | 214839 | Kitchen | 0.04732%
21483 | 9 | 2 |  | Manual | 1 | Ceiling Fixture | Compact Fluorescent |  | Twist | 1 | 15 | Kitchen | 214839 | Kitchen | 0.04732%
21483 | 9 | 3 |  | Manual | 1 | Chandelier (Hanging) | Compact Fluorescent |  | Twist | 1 | 15 | Kitchen | 214839 | Kitchen | 0.04732%
21483 | 10 | 1 |  | Manual | 1 | Ceiling Fixture | Incandescent |  | Standard A Lamp | 1 | 60 | Laundry Room | 2148310 | Laundry Room | 0.04732%
21483 | 11 | 1 |  | Manual | 3 | Table | Compact Fluorescent |  | Twist | 1 | 15 | Living Room | 2148311 | Living Room | 0.04732%
21483 | 11 | 2 |  | Manual | 1 | Ceiling Fixture | Compact Fluorescent |  | Twist | 1 | 15 | Living Room | 2148311 | Living Room | 0.04732%
21483 | 12 | 1 |  | Manual | 1 | Ceiling Fan | Compact Fluorescent |  | Twist | 2 | 15 | Office | 2148312 | Office | 0.04732%
21484 | 1 | 1 |  | Manual | 1 | Ceiling Fixture | Incandescent |  | Standard A Lamp | 2 | 60 | Bedroom | 214841 | Bedroom | 0.09408%
21484 | 1 | 2 |  | Manual | 1 | Table | Incandescent |  | Standard A Lamp | 1 | 60 | Bedroom | 214841 | Bedroom | 0.09408%
21484 | 2 | 1 |  | Manual | 1 | Ceiling Fixture | Linear Fluorescent | 48 | T-12 | 2 | 40 | Other | 214842 | Other | 0.09408%
21484 | 2 | 2 |  | Manual | 1 | Ceiling Fixture | Compact Fluorescent |  | Twist | 1 | 22 | Other | 214842 | Other | 0.09408%
21484 | 3 | 1 |  | Manual | 1 | Recessed Can | Incandescent |  | Reflector | 1 | 25 | Bathroom | 214843 | Bathroom | 0.09408%
21484 | 3 | 2 |  | Manual | 1 | Ceiling Fixture | Compact Fluorescent |  | Twist | 1 | 15 | Bathroom | 214843 | Bathroom | 0.09408%
21484 | 4 | 1 |  | Manual | 1 | Track | Incandescent |  | Reflector | 4 | 25 | Bathroom | 214844 | Bathroom | 0.09408%
21484 | 5 | 1 |  | Manual | 1 | Recessed Can | Incandescent |  | Standard A Lamp | 1 | 60 | Bedroom | 214845 | Bedroom | 0.09408%
21484 | 5 | 2 |  | Manual | 1 | Floor lamp | Compact Fluorescent |  | Twist | 1 | 15 | Bedroom | 214845 | Bedroom | 0.09408%
21484 | 5 | 3 |  | Manual | 1 | Table | Incandescent |  | Mini base | 1 | 40 | Bedroom | 214845 | Bedroom | 0.09408%
21484 | 6 | 1 |  | Manual | 1 | Ceiling Fixture | Incandescent |  | Reflector | 4 | 25 | Bedroom | 214846 | Bedroom | 0.09408%
21484 | 6 | 2 |  | Manual | 1 | Table | Incandescent |  | Standard A Lamp | 1 | 40 | Bedroom | 214846 | Bedroom | 0.09408%
21484 | 6 | 3 |  | Manual | 1 | Ceiling Fixture | Incandescent |  | Standard A Lamp | 1 | 60 | Bedroom | 214846 | Bedroom | 0.09408%
21484 | 7 | 1 |  | Manual | 1 | Chandelier (Hanging) | Compact Fluorescent |  | Twist | 1 | 15 | Dining Room | 214847 | Dining Room | 0.09408%
21484 | 8 | 1 |  | Manual | 1 | Ceiling Fixture | Compact Fluorescent |  | Twist | 2 | 15 | Family Room | 214848 | Family Room | 0.09408%
21484 | 8 | 2 |  | Manual | 1 | Ceiling Fixture | Incandescent |  | Reflector | 3 | 25 | Family Room | 214848 | Family Room | 0.09408%
21484 | 8 | 3 |  | Manual | 1 | Floor lamp | Compact Fluorescent |  | Twist | 1 | 15 | Family Room | 214848 | Family Room | 0.09408%
21484 | 8 | 4 |  | Manual | 1 | Floor lamp | Compact Fluorescent |  | Twist | 1 | 22 | Family Room | 214848 | Family Room | 0.09408%
21484 | 8 | 5 |  | Manual | 1 | Table | Incandescent |  | Mini base | 1 | 25 | Family Room | 214848 | Family Room | 0.09408%
21484 | 9 | 1 |  | Manual | 1 | Ceiling Fixture | Compact Fluorescent |  | Twist | 1 | 15 | Hall | 214849 | Hall | 0.09408%
21484 | 10 | 1 |  | Manual | 1 | Ceiling Fixture | Incandescent |  | Standard A Lamp | 1 | 60 | Kitchen | 2148410 | Kitchen | 0.09408%
21484 | 10 | 2 |  | Manual | 1 | Ceiling Fixture | Compact Fluorescent |  | Twist | 1 | 15 | Kitchen | 2148410 | Kitchen | 0.09408%
21484 | 11 | 1 |  | Manual | 2 | Ceiling Fixture | Linear Fluorescent | 48 | T-12 | 2 | 40 | Laundry Room | 2148411 | Laundry Room | 0.09408%
21484 | 12 | 1 |  | Manual | 1 | Chandelier (Hanging) | Compact Fluorescent |  | Decorative | 3 | 7 | Living Room | 2148412 | Living Room | 0.09408%
21484 | 12 | 2 |  | Manual | 1 | Floor lamp | Compact Fluorescent |  | Twist | 3 | 22 | Living Room | 2148412 | Living Room | 0.09408%
21484 | 12 | 3 |  | Manual | 1 | Floor lamp | Incandescent |  | Standard A Lamp | 3 | 60 | Living Room | 2148412 | Living Room | 0.09408%
21484 | 12 | 4 |  | Manual | 1 | Floor lamp | Compact Fluorescent |  | Pin base | 1 | 7 | Living Room | 2148412 | Living Room | 0.09408%
21486 | 1 | 1 |  | Manual | 1 | Wall Mount | Incandescent |  | Clear | 2 | 60 | Bathroom | 214861 | Bathroom | 0.04008%
21486 | 2 | 1 |  | Manual | 1 | Ceiling Fixture | Compact Fluorescent |  | A shape bulb | 2 | 22 | Bedroom | 214862 | Bedroom | 0.04008%
21486 | 2 | 2 |  | Manual | 1 | Table | Incandescent |  | Standard A Lamp | 1 | 65 | Bedroom | 214862 | Bedroom | 0.04008%
21486 | 3 | 1 |  | Manual | 1 | Ceiling Fan | Incandescent |  | Standard A Lamp | 2 | 60 | Master Bedroom | 214863 | Master Bedroom | 0.04008%
21486 | 3 | 2 |  | Manual | 1 | Table | Incandescent |  | Standard A Lamp | 1 | 60 | Master Bedroom | 214863 | Master Bedroom | 0.04008%
21486 | 4 | 1 |  | Manual | 1 | Chandelier (Hanging) | Incandescent |  | Decorative | 5 | 40 | Dining Room | 214864 | Dining Room | 0.04008%
21486 | 5 | 1 |  | Manual | 2 | Ceiling Fixture | Incandescent |  | Standard A Lamp | 2 | 60 | Hall | 214865 | Hall | 0.04008%
21486 | 6 | 1 |  | Manual | 2 | Floor lamp | Incandescent |  | Standard A Lamp | 1 | 60 | Family Room | 214866 | Family Room | 0.04008%
21486 | 7 | 1 |  | Manual | 3 | Low bay | Linear Fluorescent | 48 | T-12 | 2 | 40 | Garage | 214867 | Garage | 0.04008%
21486 | 7 | 2 |  | Manual | 1 | Garage door opener | Incandescent |  | Standard A Lamp | 1 | 60 | Garage | 214867 | Garage | 0.04008%
21486 | 8 | 1 |  | Manual | 1 | Ceiling Fixture | Compact Fluorescent |  | Twist | 2 | 22 | Kitchen | 214868 | Kitchen | 0.04008%
21486 | 8 | 2 |  | Manual | 2 | Chandelier (Hanging) | Incandescent |  | Standard A Lamp | 1 | 60 | Kitchen | 214868 | Kitchen | 0.04008%
21486 | 9 | 1 |  | Manual | 1 | Ceiling Fixture | Incandescent |  | Standard A Lamp | 2 | 60 | Living Room | 214869 | Living Room | 0.04008%
21486 | 9 | 2 |  | Manual | 1 | Floor lamp | Incandescent |  | Standard A Lamp | 2 | 60 | Living Room | 214869 | Living Room | 0.04008%
21486 | 10 | 1 |  | Manual | 1 | Chandelier (Hanging) | Incandescent |  | Decorative | 3 | 40 | Bathroom | 2148610 | Bathroom | 0.04008%
21486 | 11 | 1 |  | Manual | 1 | Ceiling Fixture | Compact Fluorescent |  | Twist | 2 | 22 | Bedroom | 2148611 | Bedroom | 0.04008%
21487 | 1 | 1 |  | Manual | 1 | Ceiling Fixture | Linear Fluorescent | 48 | T-12 | 3 | 40 | Bedroom | 214871 | Bedroom | 0.2054%
21487 | 2 | 1 |  | Manual | 2 | Ceiling Fixture | Linear Fluorescent | 48 | T-12 | 3 | 40 | Family Room | 214872 | Family Room | 0.2054%
21487 | 2 | 2 |  | Manual | 1 | Floor lamp | Incandescent |  | Globe | 1 | 40 | Family Room | 214872 | Family Room | 0.2054%
21487 | 3 | 1 |  | Manual | 1 | Ceiling Fixture | Linear Fluorescent | 48 | T-12 | 2 | 32 | Laundry Room | 214873 | Laundry Room | 0.2054%
21487 | 4 | 1 |  | Manual | 1 | Wall Mount | Incandescent |  | Standard A Lamp | 1 | 40 | Hall | 214874 | Hall | 0.2054%
21487 | 5 | 1 |  | Manual | 2 | Wall Mount | Compact Fluorescent |  | Twist | 3 | 13 | Bathroom | 214875 | Bathroom | 0.2054%
21487 | 5 | 2 |  | Manual | 1 | Ceiling Fixture | Incandescent |  | Standard A Lamp | 1 | 40 | Bathroom | 214875 | Bathroom | 0.2054%
21487 | 6 | 1 |  | Dimmer | 1 | Chandelier (Hanging) | Incandescent |  | Standard A Lamp | 5 | 75 | Dining Room | 214876 | Dining Room | 0.2054%
21487 | 7 | 1 |  | Manual | 1 | Ceiling Fixture | Incandescent |  | Decorative | 4 | 60 | Other | 214877 | Other | 0.2054%
21487 | 8 | 1 |  | Manual | 1 | Ceiling Fixture | Incandescent |  | Standard A Lamp | 3 | 60 | Hall | 214878 | Hall | 0.2054%
21487 | 8 | 2 |  | Manual | 1 | Wall Mount | Incandescent |  | Standard A Lamp | 1 | 40 | Hall | 214878 | Hall | 0.2054%
21487 | 9 | 1 |  | Manual | 1 | Wall Mount | Incandescent |  | Standard A Lamp | 1 | 75 | Kitchen | 214879 | Kitchen | 0.2054%
21487 | 9 | 2 |  | Manual | 1 | Ceiling Fixture | Incandescent |  | Standard A Lamp | 1 | 40 | Kitchen | 214879 | Kitchen | 0.2054%
21487 | 9 | 3 |  | Manual | 1 | Chandelier (Hanging) | Incandescent |  | Standard A Lamp | 1 | 40 | Kitchen | 214879 | Kitchen | 0.2054%
21487 | 10 | 1 |  | Manual | 2 | Floor lamp | Compact Fluorescent |  | 3-Way CFL | 1 | 29 | Living Room | 2148710 | Living Room | 0.2054%
21487 | 10 | 2 |  | Manual | 1 | Ceiling Fan | Incandescent |  | Standard A Lamp | 2 | 60 | Living Room | 2148710 | Living Room | 0.2054%
21487 | 11 | 1 |  | Manual | 1 | Wall Mount | Halogen |  | PAR | 3 | 25 | Bathroom | 2148711 | Bathroom | 0.2054%
21487 | 12 | 1 |  | Manual | 2 | Ceiling Fan | Incandescent |  | Standard A Lamp | 1 | 60 | Master Bedroom | 2148712 | Master Bedroom | 0.2054%
21487 | 12 | 2 |  | Manual | 2 | Floor lamp | Halogen |  | PAR | 1 | 50 | Master Bedroom | 2148712 | Master Bedroom | 0.2054%
21487 | 12 | 3 |  | Manual | 1 | Floor lamp | Compact Fluorescent |  | Twist | 1 | 14 | Master Bedroom | 2148712 | Master Bedroom | 0.2054%
21487 | 13 | 1 |  | Manual | 1 | Ceiling Fan | Incandescent |  | Standard A Lamp | 3 | 60 | Office | 2148713 | Office | 0.2054%
21487 | 14 | 1 |  | Manual | 2 | Ceiling Fixture | Linear Fluorescent | 48 | T-12 | 2 | 40 | Other | 2148714 | Other | 0.2054%
21487 | 14 | 2 |  | Manual | 1 | Ceiling Fixture | Linear Fluorescent | 12 | T-8 | 1 | 40 | Other | 2148714 | Other | 0.2054%
21487 | 14 | 3 |  | Manual | 1 | Wall Mount | Incandescent |  | Standard A Lamp | 1 | 40 | Other | 2148714 | Other | 0.2054%
21487 | 15 | 1 |  | Manual | 2 | Recessed Can | Compact Fluorescent |  | Twist | 1 | 13 | Bedroom | 2148715 | Bedroom | 0.2054%
21487 | 15 | 2 |  | Manual | 1 | Recessed Can | Incandescent |  | Reflector | 1 | 60 | Bedroom | 2148715 | Bedroom | 0.2054%
21487 | 15 | 3 |  | Manual | 1 | Recessed Can | Incandescent |  | Reflector | 1 | 65 | Bedroom | 2148715 | Bedroom | 0.2054%
21487 | 15 | 4 |  | Manual | 2 | Floor lamp | Halogen |  | Quartz Tube | 1 | 100 | Bedroom | 2148715 | Bedroom | 0.2054%
21487 | 16 | 1 |  | Manual | 1 | Ceiling Fixture | Incandescent |  | Standard A Lamp | 1 | 40 | Closet | 2148716 | Closet | 0.2054%
21487 | 17 | 1 |  | Manual | 1 | Track | Halogen |  | PAR | 6 | 50 | Hall | 2148717 | Hall | 0.2054%
21494 | 1 | 1 |  | Manual | 1 | Wall Mount | Compact Fluorescent |  | Twist | 6 | 15 | Bathroom | 214941 | Bathroom | 0.05296%
21494 | 1 | 2 |  | Manual | 1 | Ceiling Fixture | Incandescent |  | Standard A Lamp | 1 | 60 | Bathroom | 214941 | Bathroom | 0.05296%
21494 | 2 | 1 |  | Manual | 1 | Ceiling Fan | Compact Fluorescent |  | Twist | 2 | 22 | Bedroom | 214942 | Bedroom | 0.05296%
21494 | 2 | 2 |  | Manual | 1 | Floor lamp | Compact Fluorescent |  | Twist | 1 | 15 | Bedroom | 214942 | Bedroom | 0.05296%
21494 | 3 | 1 |  | Manual | 1 | Table | Compact Fluorescent |  | Twist | 1 | 7 | Bedroom | 214943 | Bedroom | 0.05296%
21494 | 3 | 2 |  | Manual | 1 | Wall Mount | Compact Fluorescent |  | Twist | 3 | 15 | Bedroom | 214943 | Bedroom | 0.05296%
21494 | 4 | 1 |  | Manual | 1 | Ceiling Fixture | Compact Fluorescent |  | Twist | 1 | 15 | Closet | 214944 | Closet | 0.05296%
21494 | 5 | 1 |  | Manual | 1 | Ceiling Fan | Compact Fluorescent |  | Twist | 1 | 7 | Hall | 214945 | Hall | 0.05296%
21494 | 6 | 1 |  | Dimmer | 1 | Ceiling Fan | Compact Fluorescent |  | Twist | 3 | 15 | Kitchen | 214946 | Kitchen | 0.05296%
21494 | 6 | 2 |  | Manual | 2 | Track | Halogen |  | PAR | 3 | 50 | Kitchen | 214946 | Kitchen | 0.05296%
21494 | 7 | 1 |  | Manual | 3 | Table | Compact Fluorescent |  | Twist | 1 | 15 | Living Room | 214947 | Living Room | 0.05296%
21494 | 8 | 1 |  | Manual | 1 | Wall Mount | Compact Fluorescent |  | Twist | 2 | 15 | Office | 214948 | Office | 0.05296%
21494 | 8 | 2 |  | Manual | 1 | Torchiere | Compact Fluorescent |  | Twist | 1 | 15 | Office | 214948 | Office | 0.05296%
21494 | 9 | 1 |  | Manual | 1 | Chandelier (Hanging) | Compact Fluorescent |  | Twist | 2 | 22 | Hall | 214949 | Hall | 0.05296%
21499 | 1 | 1 |  | Manual | 1 | Wall Mount | Incandescent |  | Globe | 3 | 60 | Bathroom | 214991 | Bathroom | 0.04732%
21499 | 2 | 1 |  | Manual | 1 | Ceiling Fixture | Compact Fluorescent |  | Twist | 1 | 13 | Closet | 214992 | Closet | 0.04732%
21499 | 3 | 1 |  | Manual | 1 | Ceiling Fixture | Compact Fluorescent |  | Twist | 1 | 20 | Closet | 214993 | Closet | 0.04732%
21499 | 4 | 1 |  | Manual | 1 | Ceiling Fixture | Incandescent |  | Standard A Lamp | 2 | 60 | Bedroom | 214994 | Bedroom | 0.04732%
21499 | 4 | 2 |  | Manual | 1 | Table | Compact Fluorescent |  | Twist | 1 | 13 | Bedroom | 214994 | Bedroom | 0.04732%
21499 | 5 | 1 |  | Manual | 1 | Ceiling Fixture | Compact Fluorescent |  | Twist | 2 | 13 | Bedroom | 214995 | Bedroom | 0.04732%
21499 | 6 | 1 |  | Manual | 1 | Garage door opener | Incandescent |  | Standard A Lamp | 1 | 60 | Garage | 214996 | Garage | 0.04732%
21499 | 6 | 2 |  | Manual | 1 | Ceiling Fixture | Compact Fluorescent |  | Twist | 1 | 22 | Garage | 214996 | Garage | 0.04732%
21499 | 7 | 1 |  | Manual | 1 | Ceiling Fixture | Compact Fluorescent |  | Twist | 1 | 20 | Hall | 214997 | Hall | 0.04732%
21499 | 8 | 1 |  | Manual | 1 | Ceiling Fixture | Compact Fluorescent |  | Twist | 2 | 20 | Kitchen | 214998 | Kitchen | 0.04732%
21499 | 8 | 2 |  | Manual | 1 | Recessed Can | Incandescent |  | Reflector | 1 | 45 | Kitchen | 214998 | Kitchen | 0.04732%
21499 | 8 | 3 |  | Manual | 2 | Architectural | Other |  | LED Interior | 4 | 2 | Kitchen | 214998 | Kitchen | 0.04732%
21499 | 9 | 1 |  | Manual | 1 | Ceiling Fixture | Incandescent |  | Standard A Lamp | 1 | 100 | Laundry Room | 214999 | Laundry Room | 0.04732%
21499 | 9 | 2 |  | Manual | 1 | Ceiling Fixture | Compact Fluorescent |  | Twist | 1 | 13 | Laundry Room | 214999 | Laundry Room | 0.04732%
21499 | 10 | 1 |  | Manual | 1 | Floor lamp | Compact Fluorescent |  | Twist | 1 | 26 | Living Room | 2149910 | Living Room | 0.04732%
21499 | 10 | 2 |  | Manual | 1 | Floor lamp | Compact Fluorescent |  | Straight Tube | 1 | 27 | Living Room | 2149910 | Living Room | 0.04732%
21499 | 10 | 3 |  | Manual | 1 | Table | Compact Fluorescent |  | Twist | 1 | 23 | Living Room | 2149910 | Living Room | 0.04732%
21499 | 11 | 1 |  | Manual | 1 | Ceiling Fixture | Incandescent |  | Standard A Lamp | 1 | 40 | Closet | 2149911 | Closet | 0.04732%
21499 | 12 | 1 |  | Manual | 2 | Ceiling Fixture | Compact Fluorescent |  | Twist | 1 | 20 | Hall | 2149912 | Hall | 0.04732%
21501 | 1 | 1 |  | Manual | 1 | Wall Mount | Incandescent |  | Globe | 5 | 40 | Bathroom | 215011 | Bathroom | 0.09408%
21501 | 2 | 1 |  | Manual | 1 | Ceiling Fixture | Incandescent |  | Standard A Lamp | 1 | 65 | Bedroom | 215012 | Bedroom | 0.09408%
21501 | 2 | 2 |  | Manual | 1 | Table | Incandescent |  | Standard A Lamp | 1 | 40 | Bedroom | 215012 | Bedroom | 0.09408%
21501 | 3 | 1 |  | Manual | 1 | Ceiling Fixture | Incandescent |  | Standard A Lamp | 1 | 60 | Bedroom | 215013 | Bedroom | 0.09408%
21501 | 3 | 2 |  | Manual | 1 | Table | Incandescent |  | Standard A Lamp | 1 | 60 | Bedroom | 215013 | Bedroom | 0.09408%
21501 | 4 | 1 |  | Manual | 2 | Low bay | Linear Fluorescent | 48 | T-12 | 2 | 32 | Garage | 215014 | Garage | 0.09408%
21501 | 5 | 1 |  | Manual | 1 | Ceiling Fixture | Compact Fluorescent |  | Circline (Screw Base) | 1 | 22 | Hall | 215015 | Hall | 0.09408%
21501 | 6 | 1 |  | Manual | 1 | Ceiling Fixture | Compact Fluorescent |  | Twist | 5 | 15 | Kitchen | 215016 | Kitchen | 0.09408%
21501 | 6 | 2 |  | Manual | 2 | Ceiling Fixture | Linear Fluorescent | 48 | T-8 | 2 | 32 | Kitchen | 215016 | Kitchen | 0.09408%
21501 | 6 | 3 |  | Manual | 1 | Recessed Can | Incandescent |  | Reflector | 1 | 65 | Kitchen | 215016 | Kitchen | 0.09408%
21501 | 7 | 1 |  | Manual | 1 | Ceiling Fan | Incandescent |  | Standard A Lamp | 3 | 60 | Living Room | 215017 | Living Room | 0.09408%
21501 | 7 | 2 |  | Manual | 2 | Table | Incandescent |  | Standard A Lamp | 1 | 150 | Living Room | 215017 | Living Room | 0.09408%
21501 | 7 | 3 |  | Manual | 1 | Floor lamp | Incandescent |  | Standard A Lamp | 1 | 150 | Living Room | 215017 | Living Room | 0.09408%
21501 | 8 | 1 |  | Manual | 1 | Wall Mount | Incandescent |  | Globe | 4 | 40 | Bathroom | 215018 | Bathroom | 0.09408%
21501 | 9 | 1 |  | Manual | 1 | Ceiling Fixture | Incandescent |  | Decorative | 3 | 40 | Bedroom | 215019 | Bedroom | 0.09408%
21501 | 9 | 2 |  | Manual | 2 | Table | Incandescent |  | Standard A Lamp | 1 | 60 | Bedroom | 215019 | Bedroom | 0.09408%
21501 | 10 | 1 |  | Manual | 1 | Ceiling Fixture | Incandescent |  | Standard A Lamp | 1 | 60 | Closet | 2150110 | Closet | 0.09408%
21501 | 11 | 1 |  | Manual | 2 | Ceiling Fixture | Linear Fluorescent | 48 | T-8 | 2 | 32 | Office | 2150111 | Office | 0.09408%
21501 | 11 | 2 |  | Manual | 1 | Table | Incandescent |  | Standard A Lamp | 1 | 40 | Office | 2150111 | Office | 0.09408%
21503 | 1 | 1 |  | Manual | 1 | Wall Mount | Incandescent |  | Globe | 6 | 40 | Bathroom | 215031 | Bathroom | 0.05169%
21503 | 1 | 2 |  | Manual | 2 | Wall Mount | Linear Fluorescent | 18 | T-12 | 1 | 16 | Bathroom | 215031 | Bathroom | 0.05169%
21503 | 2 | 1 |  | Manual | 1 | Ceiling Fixture | Incandescent |  | Standard A Lamp | 1 | 60 | Bedroom | 215032 | Bedroom | 0.05169%
21503 | 2 | 2 |  | Manual | 2 | Table | Incandescent |  | Standard A Lamp | 1 | 60 | Bedroom | 215032 | Bedroom | 0.05169%
21503 | 3 | 1 |  | Manual | 1 | Chandelier (Hanging) | Incandescent |  | Decorative | 8 | 25 | Dining Room | 215033 | Dining Room | 0.05169%
21503 | 4 | 1 |  | Manual | 1 | Ceiling Fixture | Incandescent |  | Standard A Lamp | 1 | 60 | Hall | 215034 | Hall | 0.05169%
21503 | 5 | 1 |  | Manual | 2 | Ceiling Fixture | Incandescent |  | Standard A Lamp | 1 | 75 | Hall | 215035 | Hall | 0.05169%
21503 | 6 | 1 |  | Manual | 2 | Ceiling Fixture | Incandescent |  | Standard A Lamp | 2 | 60 | Kitchen | 215036 | Kitchen | 0.05169%
21503 | 7 | 1 |  | Manual | 2 | Table | Incandescent |  | Standard A Lamp | 1 | 100 | Living Room | 215037 | Living Room | 0.05169%
21503 | 7 | 2 |  | Manual | 1 | Torchiere | Halogen |  | Quartz Tube | 1 | 150 | Living Room | 215037 | Living Room | 0.05169%
21503 | 7 | 3 |  | Manual | 1 | Chandelier (Hanging) | Incandescent |  | Standard A Lamp | 1 | 100 | Living Room | 215037 | Living Room | 0.05169%
21503 | 8 | 1 |  | Manual | 1 | Ceiling Fixture | Incandescent |  | Standard A Lamp | 2 | 75 | Master Bedroom | 215038 | Master Bedroom | 0.05169%
21503 | 8 | 2 |  | Manual | 2 | Table | Incandescent |  | Standard A Lamp | 1 | 60 | Master Bedroom | 215038 | Master Bedroom | 0.05169%
21503 | 9 | 1 |  | Manual | 1 | Ceiling Fixture | Incandescent |  | Standard A Lamp | 1 | 60 | Other | 215039 | Other | 0.05169%
21503 | 10 | 1 |  | Manual | 1 | Ceiling Fixture | Incandescent |  | Standard A Lamp | 2 | 60 | Bedroom | 2150310 | Bedroom | 0.05169%
21503 | 10 | 2 |  | Manual | 1 | Table | Incandescent |  | Standard A Lamp | 1 | 60 | Bedroom | 2150310 | Bedroom | 0.05169%
21503 | 11 | 1 |  | Manual | 6 | Low bay | Linear Fluorescent | 48 | T-12 | 2 | 32 | Other | 2150311 | Other | 0.05169%
21503 | 11 | 2 |  | Manual | 2 | Ceiling Fixture | Incandescent |  | Reflector | 1 | 150 | Other | 2150311 | Other | 0.05169%
21503 | 11 | 3 |  | Manual | 2 | Ceiling Fixture | Compact Fluorescent |  | Straight Tube | 1 | 15 | Other | 2150311 | Other | 0.05169%
21503 | 11 | 4 |  | Manual | 3 | Ceiling Fixture | Incandescent |  | Standard A Lamp | 1 | 60 | Other | 2150311 | Other | 0.05169%
21504 | 1 | 1 |  | Manual | 3 | Ceiling Fixture | Compact Fluorescent |  | Twist | 1 | 15 | Other | 215041 | Other | 0.02845%
21504 | 2 | 1 |  | Manual | 1 | Ceiling Fixture | Linear Fluorescent | 48 | T-8 | 2 | 40 | Bathroom | 215042 | Bathroom | 0.02845%
21504 | 3 | 1 |  | Manual | 2 | Ceiling Fan | Compact Fluorescent |  | Twist | 1 | 15 | Bedroom | 215043 | Bedroom | 0.02845%
21504 | 3 | 2 |  | Manual | 1 | Table | Compact Fluorescent |  | Twist | 1 | 15 | Bedroom | 215043 | Bedroom | 0.02845%
21504 | 4 | 1 |  | Manual | 2 | Ceiling Fan | Compact Fluorescent |  | Twist | 1 | 15 | Dining Room | 215044 | Dining Room | 0.02845%
21504 | 4 | 2 |  | Manual | 1 | Table | Incandescent |  | Decorative | 1 | 25 | Dining Room | 215044 | Dining Room | 0.02845%
21504 | 5 | 1 |  | Manual | 3 | Ceiling Fan | Compact Fluorescent |  | Twist | 1 | 15 | Family Room | 215045 | Family Room | 0.02845%
21504 | 5 | 2 |  | Manual | 1 | Floor lamp | Incandescent |  | Standard A Lamp | 1 | 60 | Family Room | 215045 | Family Room | 0.02845%
21504 | 5 | 3 |  | Manual | 1 | Table | Compact Fluorescent |  | Twist | 1 | 15 | Family Room | 215045 | Family Room | 0.02845%
21504 | 6 | 1 |  | Manual | 1 | Ceiling Fixture | Linear Fluorescent | 48 | T-8 | 2 | 40 | Kitchen | 215046 | Kitchen | 0.02845%
21504 | 6 | 2 |  | Manual | 3 | Wall Mount | Incandescent |  | Mini base | 1 | 25 | Kitchen | 215046 | Kitchen | 0.02845%
21504 | 7 | 1 |  | Manual | 1 | Ceiling Fixture | Linear Fluorescent | 48 | T-8 | 2 | 40 | Laundry Room | 215047 | Laundry Room | 0.02845%
21504 | 8 | 1 |  | Manual | 2 | Ceiling Fixture | Compact Fluorescent |  | Twist | 1 | 15 | Bedroom | 215048 | Bedroom | 0.02845%
21524 | 1 | 1 |  | Manual | 1 | Wall Mount | Incandescent |  | Standard A Lamp | 2 | 60 | Bathroom | 215241 | Bathroom | 0.04732%
21524 | 2 | 1 |  | Manual | 1 | Wall Mount | Incandescent |  | Globe | 4 | 40 | Bathroom | 215242 | Bathroom | 0.04732%
21524 | 3 | 1 |  | Manual | 1 | Ceiling Fixture | Incandescent |  | Standard A Lamp | 1 | 60 | Bedroom | 215243 | Bedroom | 0.04732%
21524 | 4 | 1 |  | Manual | 1 | Ceiling Fixture | Incandescent |  | Standard A Lamp | 1 | 65 | Bedroom | 215244 | Bedroom | 0.04732%
21524 | 4 | 2 |  | Manual | 1 | Floor lamp | Incandescent |  | Globe | 5 | 25 | Bedroom | 215244 | Bedroom | 0.04732%
21524 | 4 | 3 |  | Manual | 2 | Table | Incandescent |  | 3-Way Incandescent | 1 | 75 | Bedroom | 215244 | Bedroom | 0.04732%
21524 | 5 | 1 |  | Manual | 2 | Table | Incandescent |  | 3-Way Incandescent | 1 | 100 | Family Room | 215245 | Family Room | 0.04732%
21524 | 5 | 2 |  | Manual | 2 | Table | Incandescent |  | Decorative | 1 | 25 | Family Room | 215245 | Family Room | 0.04732%
21524 | 5 | 3 |  | Manual | 1 | Floor lamp | Incandescent |  | Standard A Lamp | 1 | 40 | Family Room | 215245 | Family Room | 0.04732%
21524 | 6 | 1 |  | Manual | 1 | Torchiere | Incandescent |  | 3-Way Incandescent | 1 | 150 | Hall | 215246 | Hall | 0.04732%
21524 | 7 | 1 |  | Manual | 4 | Ceiling Fixture | Incandescent |  | Standard A Lamp | 1 | 60 | Garage | 215247 | Garage | 0.04732%
21524 | 8 | 1 |  | Manual | 4 | Ceiling Fixture | Incandescent |  | Standard A Lamp | 1 | 65 | Hall | 215248 | Hall | 0.04732%
21524 | 8 | 2 |  | Manual | 2 | Table | Incandescent |  | Decorative | 1 | 40 | Hall | 215248 | Hall | 0.04732%
21524 | 9 | 1 |  | Dimmer | 1 | Chandelier (Hanging) | Incandescent |  | Standard A Lamp | 5 | 60 | Kitchen | 215249 | Kitchen | 0.04732%
21524 | 9 | 2 |  | Dimmer | 1 | Chandelier (Hanging) | Incandescent |  | Standard A Lamp | 2 | 60 | Kitchen | 215249 | Kitchen | 0.04732%
21524 | 9 | 3 |  | Manual | 1 | Table | Incandescent |  | Decorative | 2 | 25 | Kitchen | 215249 | Kitchen | 0.04732%
21524 | 9 | 4 |  | Manual | 6 | Recessed Can | Incandescent |  | Standard A Lamp | 1 | 60 | Kitchen | 215249 | Kitchen | 0.04732%
21524 | 10 | 1 |  | Manual | 2 | Ceiling Fixture | Incandescent |  | Standard A Lamp | 1 | 65 | Laundry Room | 2152410 | Laundry Room | 0.04732%
21524 | 10 | 2 |  | Manual | 1 | Ceiling Fixture | Linear Fluorescent | 36 | T-12 | 1 | 32 | Laundry Room | 2152410 | Laundry Room | 0.04732%
21524 | 11 | 1 |  | Manual | 1 | Ceiling Fan | Incandescent |  | Standard A Lamp | 4 | 60 | Living Room | 2152411 | Living Room | 0.04732%
21524 | 11 | 2 |  | Manual | 1 | Track | Halogen |  | MR | 4 | 20 | Living Room | 2152411 | Living Room | 0.04732%
21524 | 11 | 3 |  | Manual | 1 | Wall Mount | Incandescent |  | Standard A Lamp | 1 | 60 | Living Room | 2152411 | Living Room | 0.04732%
21524 | 11 | 4 |  | Manual | 2 | Table | Incandescent |  | 3-Way Incandescent | 3 | 75 | Living Room | 2152411 | Living Room | 0.04732%
21524 | 11 | 5 |  | Manual | 1 | Floor lamp | Incandescent |  | Decorative | 1 | 40 | Living Room | 2152411 | Living Room | 0.04732%
21524 | 12 | 1 |  | Manual | 2 | Wall Mount | Incandescent |  | Standard A Lamp | 2 | 60 | Bathroom | 2152412 | Bathroom | 0.04732%
21524 | 12 | 2 |  | Manual | 1 | Ceiling Fixture | Incandescent |  | Standard A Lamp | 1 | 60 | Bathroom | 2152412 | Bathroom | 0.04732%
21524 | 13 | 1 |  | Manual | 2 | Table | Incandescent |  | 3-Way Incandescent | 1 | 100 | Master Bedroom | 2152413 | Master Bedroom | 0.04732%
21524 | 13 | 2 |  | Manual | 1 | Torchiere | Incandescent |  | Standard A Lamp | 2 | 60 | Master Bedroom | 2152413 | Master Bedroom | 0.04732%
21524 | 13 | 3 |  | Manual | 1 | Ceiling Fan | Incandescent |  | Standard A Lamp | 4 | 60 | Master Bedroom | 2152413 | Master Bedroom | 0.04732%
21524 | 14 | 1 |  | Manual | 1 | Ceiling Fixture | Incandescent |  | Standard A Lamp | 3 | 60 | Office | 2152414 | Office | 0.04732%
21524 | 14 | 2 |  | Manual | 2 | Floor lamp | Incandescent |  | Standard A Lamp | 1 | 60 | Office | 2152414 | Office | 0.04732%
21524 | 15 | 1 |  | Manual | 1 | Ceiling Fixture | Incandescent |  | Standard A Lamp | 3 | 60 | Closet | 2152415 | Closet | 0.04732%
21531 | 1 | 1 |  | Manual | 1 | Wall Mount | Incandescent |  | Globe | 6 | 60 | Bathroom | 215311 | Bathroom | 0.1084%
21531 | 2 | 1 |  | Manual | 1 | Wall Mount | Incandescent |  | Globe | 8 | 60 | Bathroom | 215312 | Bathroom | 0.1084%
21531 | 3 | 1 |  | Manual | 4 | Table | Compact Fluorescent |  | Twist | 1 | 22 | Bedroom | 215313 | Bedroom | 0.1084%
21531 | 4 | 1 |  | Manual | 4 | Table | Incandescent |  | Standard A Lamp | 1 | 60 | Bedroom | 215314 | Bedroom | 0.1084%
21531 | 5 | 1 |  | Manual | 3 | Recessed Can | Compact Fluorescent |  | Twist | 1 | 15 | Bedroom | 215315 | Bedroom | 0.1084%
21531 | 5 | 2 |  | Manual | 2 | Table | Compact Fluorescent |  | Twist | 1 | 15 | Bedroom | 215315 | Bedroom | 0.1084%
21531 | 6 | 1 |  | Manual | 1 | Ceiling Fixture | Incandescent |  | Mini base | 4 | 25 | Dining Room | 215316 | Dining Room | 0.1084%
21531 | 7 | 1 |  | Manual | 2 | Floor lamp | Incandescent |  | Standard A Lamp | 1 | 60 | Family Room | 215317 | Family Room | 0.1084%
21531 | 7 | 2 |  | Manual | 1 | Floor lamp | Incandescent |  | Standard A Lamp | 4 | 60 | Family Room | 215317 | Family Room | 0.1084%
21531 | 8 | 1 |  | Manual | 2 | Ceiling Fixture | Linear Fluorescent | 48 | T-12 | 2 | 40 | Garage | 215318 | Garage | 0.1084%
21531 | 8 | 2 |  | Manual | 2 | Garage door opener | Incandescent |  | Standard A Lamp | 1 | 60 | Garage | 215318 | Garage | 0.1084%
21531 | 8 | 3 |  | Manual | 1 | Ceiling Fixture | Linear Fluorescent | 96 | T-12 | 2 | 110 | Garage | 215318 | Garage | 0.1084%
21531 | 9 | 1 |  | Manual | 1 | Wall Mount | Incandescent |  | Decorative | 2 | 60 | Hall | 215319 | Hall | 0.1084%
21531 | 10 | 1 |  | Manual | 3 | Ceiling Fixture | Incandescent |  | Reflector | 1 | 65 | Other | 2153110 | Other | 0.1084%
21531 | 10 | 2 |  | Manual | 1 | Ceiling Fixture | Linear Fluorescent | 48 | T-12 | 2 | 40 | Other | 2153110 | Other | 0.1084%
21531 | 10 | 3 |  | Manual | 1 | Exterior | Incandescent |  | Standard A Lamp | 1 | 100 | Other | 2153110 | Other | 0.1084%
21531 | 11 | 1 |  | Manual | 8 | Recessed Can | Incandescent |  | Reflector | 1 | 65 | Kitchen | 2153111 | Kitchen | 0.1084%
21531 | 11 | 2 |  | Manual | 1 | Chandelier (Hanging) | Incandescent |  | Decorative | 8 | 40 | Kitchen | 2153111 | Kitchen | 0.1084%
21531 | 12 | 1 |  | Manual | 2 | Recessed Can | Compact Fluorescent |  | Reflector | 1 | 15 | Laundry Room | 2153112 | Laundry Room | 0.1084%
21531 | 13 | 1 |  | Manual | 3 | Floor lamp | Incandescent |  | Standard A Lamp | 1 | 60 | Living Room | 2153113 | Living Room | 0.1084%
21531 | 13 | 2 |  | Manual | 1 | Ceiling Fan | Incandescent |  | Standard A Lamp | 3 | 60 | Living Room | 2153113 | Living Room | 0.1084%
21532 | 1 | 1 |  | Manual | 1 | Wall Mount | Incandescent |  | Clear | 6 | 40 | Bathroom | 215321 | Bathroom | 0.04784%
21532 | 1 | 2 |  | Manual | 1 | Ceiling Fan | Incandescent |  | Reflector | 2 | 125 | Bathroom | 215321 | Bathroom | 0.04784%
21532 | 2 | 1 |  | Manual | 1 | Ceiling Fixture | Incandescent |  | Standard A Lamp | 2 | 60 | Bedroom | 215322 | Bedroom | 0.04784%
21532 | 2 | 2 |  | Manual | 1 | Chandelier (Hanging) | Incandescent |  | Mini base | 6 | 25 | Bedroom | 215322 | Bedroom | 0.04784%
21532 | 2 | 3 |  | Manual | 1 | Chandelier (Hanging) | Halogen |  | PAR | 1 | 75 | Bedroom | 215322 | Bedroom | 0.04784%
21532 | 2 | 4 |  | Manual | 1 | Table | Compact Fluorescent |  | Twist | 1 | 15 | Bedroom | 215322 | Bedroom | 0.04784%
21532 | 2 | 5 |  | Manual | 1 | Table | Incandescent |  | Globe | 1 | 60 | Bedroom | 215322 | Bedroom | 0.04784%
21532 | 3 | 1 |  | Manual | 1 | Ceiling Fixture | Incandescent |  | Standard A Lamp | 2 | 60 | Bedroom | 215323 | Bedroom | 0.04784%
21532 | 3 | 2 |  | Manual | 1 | Table | Incandescent |  | Standard A Lamp | 1 | 100 | Bedroom | 215323 | Bedroom | 0.04784%
21532 | 3 | 3 |  | Manual | 1 | Table | Compact Fluorescent |  | Twist | 1 | 15 | Bedroom | 215323 | Bedroom | 0.04784%
21532 | 3 | 4 |  | Manual | 1 | Ceiling Fixture | Linear Fluorescent | 48 | T-8 | 2 | 32 | Bedroom | 215323 | Bedroom | 0.04784%
21532 | 4 | 1 |  | Manual | 1 | Ceiling Fixture | Incandescent |  | Standard A Lamp | 2 | 60 | Bedroom | 215324 | Bedroom | 0.04784%
21532 | 4 | 2 |  | Manual | 1 | Table | Incandescent |  | Decorative | 1 | 40 | Bedroom | 215324 | Bedroom | 0.04784%
21532 | 4 | 3 |  | Manual | 1 | Wall Mount | Compact Fluorescent |  | Twist | 2 | 15 | Bedroom | 215324 | Bedroom | 0.04784%
21532 | 5 | 1 |  | Manual | 1 | Wall Mount | Incandescent |  | Globe | 3 | 60 | Bathroom | 215325 | Bathroom | 0.04784%
21532 | 5 | 2 |  | Manual | 1 | Ceiling Fan | Incandescent |  | Reflector | 2 | 150 | Bathroom | 215325 | Bathroom | 0.04784%
21532 | 6 | 1 |  | Manual | 1 | Ceiling Fixture | Linear Fluorescent | 48 | T-12 | 2 | 32 | Closet | 215326 | Closet | 0.04784%
21532 | 7 | 1 |  | Manual | 1 | Chandelier (Hanging) | Incandescent |  | Standard A Lamp | 1 | 75 | Dining Room | 215327 | Dining Room | 0.04784%
21532 | 7 | 2 |  | Manual | 1 | Chandelier (Hanging) | Incandescent |  | Standard A Lamp | 5 | 60 | Dining Room | 215327 | Dining Room | 0.04784%
21532 | 7 | 3 |  | Manual | 2 | Wall Mount | Incandescent |  | Standard A Lamp | 1 | 40 | Dining Room | 215327 | Dining Room | 0.04784%
21532 | 8 | 1 |  | Manual | 5 | Ceiling Fixture | Linear Fluorescent | 96 | T-12 | 2 | 100 | Garage | 215328 | Garage | 0.04784%
21532 | 9 | 1 |  | Manual | 4 | Recessed Can | Incandescent |  | Reflector | 1 | 65 | Hall | 215329 | Hall | 0.04784%
21532 | 10 | 1 |  | Manual | 10 | Recessed Can | Incandescent |  | Reflector | 1 | 65 | Kitchen | 2153210 | Kitchen | 0.04784%
21532 | 10 | 2 |  | Manual | 1 | Chandelier (Hanging) | Incandescent |  | Standard A Lamp | 1 | 60 | Kitchen | 2153210 | Kitchen | 0.04784%
21532 | 10 | 3 |  | Manual | 2 | Chandelier (Hanging) | Compact Fluorescent |  | Twist | 1 | 15 | Kitchen | 2153210 | Kitchen | 0.04784%
21532 | 10 | 4 |  | Manual | 2 | Other | Linear Fluorescent | 36 | T-8 | 1 | 20 | Kitchen | 2153210 | Kitchen | 0.04784%
21532 | 10 | 5 |  | Manual | 1 | Other | Linear Fluorescent | 24 | T-8 | 1 | 16 | Kitchen | 2153210 | Kitchen | 0.04784%
21532 | 11 | 1 |  | Manual | 3 | Ceiling Fixture | Linear Fluorescent | 48 | T-12 | 4 | 32 | Laundry Room | 2153211 | Laundry Room | 0.04784%
21532 | 12 | 1 |  | Manual | 1 | Chandelier (Hanging) | Incandescent |  | Standard A Lamp | 3 | 60 | Living Room | 2153212 | Living Room | 0.04784%
21532 | 12 | 2 |  | Manual | 2 | Recessed Can | Incandescent |  | Reflector | 1 | 65 | Living Room | 2153212 | Living Room | 0.04784%
21532 | 12 | 3 |  | Manual | 2 | Table | Incandescent |  | Standard A Lamp | 1 | 60 | Living Room | 2153212 | Living Room | 0.04784%
21532 | 13 | 1 |  | Manual | 1 | Wall Mount | Incandescent |  | Standard A Lamp | 5 | 75 | Bathroom | 2153213 | Bathroom | 0.04784%
21532 | 13 | 2 |  | Manual | 1 | Recessed Can | Incandescent |  | Reflector | 1 | 65 | Bathroom | 2153213 | Bathroom | 0.04784%
21532 | 13 | 3 |  | Manual | 1 | Ceiling Fan | Incandescent |  | Reflector | 2 | 150 | Bathroom | 2153213 | Bathroom | 0.04784%
21532 | 14 | 1 |  | Manual | 1 | Ceiling Fixture | Incandescent |  | Standard A Lamp | 2 | 60 | Office | 2153214 | Office | 0.04784%
21532 | 14 | 2 |  | Manual | 1 | Ceiling Fixture | Linear Fluorescent | 48 | T-12 | 2 | 32 | Office | 2153214 | Office | 0.04784%
21532 | 14 | 3 |  | Manual | 1 | Table | Incandescent |  | Clear | 1 | 40 | Office | 2153214 | Office | 0.04784%
21532 | 15 | 1 |  | Manual | 1 | Ceiling Fixture | Linear Fluorescent | 48 | T-12 | 4 | 32 | Closet | 2153215 | Closet | 0.04784%
21537 | 1 | 1 |  | Manual | 1 | Wall Mount | Incandescent |  | Standard A Lamp | 4 | 60 | Bathroom | 215371 | Bathroom | 0.04008%
21537 | 2 | 1 |  | Manual | 1 | Ceiling Fixture | Incandescent |  | Standard A Lamp | 1 | 100 | Bathroom | 215372 | Bathroom | 0.04008%
21537 | 2 | 2 |  | Manual | 1 | Wall Mount | Incandescent |  | Decorative | 5 | 40 | Bathroom | 215372 | Bathroom | 0.04008%
21537 | 3 | 1 |  | Manual | 1 | Ceiling Fixture | Incandescent |  | Standard A Lamp | 2 | 60 | Bedroom | 215373 | Bedroom | 0.04008%
21537 | 3 | 2 |  | Manual | 2 | Table | Incandescent |  | Standard A Lamp | 1 | 60 | Bedroom | 215373 | Bedroom | 0.04008%
21537 | 4 | 1 |  | Manual | 2 | Ceiling Fixture | Incandescent |  | Standard A Lamp | 1 | 60 | Bedroom | 215374 | Bedroom | 0.04008%
21537 | 5 | 1 |  | Manual | 4 | Wall Mount | Incandescent |  | Standard A Lamp | 1 | 60 | Bedroom | 215375 | Bedroom | 0.04008%
21537 | 6 | 1 |  | Manual | 1 | Floor lamp | Incandescent |  | Standard A Lamp | 6 | 60 | Family Room | 215376 | Family Room | 0.04008%
21537 | 6 | 2 |  | Manual | 1 | Ceiling Fan | Incandescent |  | Standard A Lamp | 5 | 60 | Family Room | 215376 | Family Room | 0.04008%
21537 | 7 | 1 |  | Manual | 2 | Ceiling Fixture | Incandescent |  | Standard A Lamp | 1 | 100 | Other | 215377 | Other | 0.04008%
21537 | 8 | 1 |  | Manual | 2 | Garage door opener | Incandescent |  | Standard A Lamp | 1 | 60 | Garage | 215378 | Garage | 0.04008%
21537 | 8 | 2 |  | Manual | 2 | Ceiling Fixture | Linear Fluorescent | 48 | T-5 | 2 | 32 | Garage | 215378 | Garage | 0.04008%
21537 | 9 | 1 |  | Manual | 2 | Ceiling Fixture | Incandescent |  | Standard A Lamp | 2 | 60 | Bathroom | 215379 | Bathroom | 0.04008%
21537 | 10 | 1 |  | Manual | 2 | Ceiling Fixture | Incandescent |  | Standard A Lamp | 2 | 60 | Hall | 2153710 | Hall | 0.04008%
21537 | 11 | 1 |  | Manual | 2 | Ceiling Fixture | Incandescent |  | Standard A Lamp | 2 | 60 | Kitchen | 2153711 | Kitchen | 0.04008%
21537 | 12 | 1 |  | Manual | 1 | Ceiling Fan | Incandescent |  | Standard A Lamp | 2 | 60 | Living Room | 2153712 | Living Room | 0.04008%
21537 | 12 | 2 |  | Manual | 3 | Floor lamp | Incandescent |  | Standard A Lamp | 2 | 60 | Living Room | 2153712 | Living Room | 0.04008%
21546 | 1 | 1 |  | Manual | 1 | Wall Mount | Incandescent |  | Globe | 6 | 40 | Bathroom | 215461 | Bathroom | 0.04008%
21546 | 2 | 1 |  | Manual | 1 | Wall Mount | Incandescent |  | Standard A Lamp | 5 | 100 | Bathroom | 215462 | Bathroom | 0.04008%
21546 | 2 | 2 |  | Manual | 1 | Recessed Can | Incandescent |  | Reflector | 1 | 60 | Bathroom | 215462 | Bathroom | 0.04008%
21546 | 3 | 1 |  | Manual | 2 | Ceiling Fixture | Incandescent |  | Globe | 6 | 40 | Bathroom | 215463 | Bathroom | 0.04008%
21546 | 3 | 2 |  | Dimmer | 2 | Recessed Can | Incandescent |  | Standard A Lamp | 1 | 60 | Bathroom | 215463 | Bathroom | 0.04008%
21546 | 4 | 1 |  | Manual | 1 | Wall Mount | Incandescent |  | Globe | 3 | 40 | Bathroom | 215464 | Bathroom | 0.04008%
21546 | 5 | 1 |  | Manual | 1 | Ceiling Fan | Incandescent |  | Standard A Lamp | 4 | 40 | Bedroom | 215465 | Bedroom | 0.04008%
21546 | 5 | 2 |  | Manual | 1 | Torchiere | Compact Fluorescent |  | Twist | 1 | 22 | Bedroom | 215465 | Bedroom | 0.04008%
21546 | 6 | 1 |  | Dimmer | 1 | Recessed Can | Incandescent |  | Reflector |  | 65 | Bedroom | 215466 | Bedroom | 0.04008%
21546 | 7 | 1 |  | Manual | 1 | Ceiling Fixture | Incandescent |  | Standard A Lamp | 2 | 60 | Bedroom | 215467 | Bedroom | 0.04008%
21546 | 8 | 1 |  | Manual | 1 | Chandelier (Hanging) | Incandescent |  | Decorative | 16 | 25 | Hall | 215468 | Hall | 0.04008%
21546 | 8 | 2 |  | Manual | 2 | Wall Mount | Incandescent |  | Decorative | 2 | 25 | Hall | 215468 | Hall | 0.04008%
21546 | 8 | 3 |  | Manual | 1 | Track | Incandescent |  | Reflector | 4 | 60 | Hall | 215468 | Hall | 0.04008%
21546 | 8 | 4 |  | Manual | 1 | Recessed Can | Incandescent |  | Reflector | 1 | 65 | Hall | 215468 | Hall | 0.04008%
21546 | 9 | 1 |  | Manual | 9 | Ceiling Fixture | Incandescent |  | Standard A Lamp | 1 | 60 | Garage | 215469 | Garage | 0.04008%
21546 | 10 | 1 |  | Manual | 2 | Ceiling Fixture | Linear Fluorescent | 48 | T-12 | 2 | 40 | Kitchen | 2154610 | Kitchen | 0.04008%
21546 | 10 | 2 |  | Manual | 7 | Recessed Can | Incandescent |  | Reflector | 1 | 65 | Kitchen | 2154610 | Kitchen | 0.04008%
21546 | 10 | 3 |  | Manual | 2 | Architectural | Linear Fluorescent | 48 | T-12 | 1 | 40 | Kitchen | 2154610 | Kitchen | 0.04008%
21546 | 11 | 1 |  | Manual | 5 | Recessed Can | Incandescent |  | Reflector | 1 | 65 | Laundry Room | 2154611 | Laundry Room | 0.04008%
21546 | 11 | 2 |  | Manual | 1 | Recessed - other | Incandescent |  | Standard A Lamp | 1 | 60 | Laundry Room | 2154611 | Laundry Room | 0.04008%
21546 | 12 | 1 |  | Manual | 11 | Recessed Can | Incandescent |  | Reflector | 1 | 65 | Other | 2154612 | Other | 0.04008%
21546 | 13 | 1 |  | Dimmer | 1 | Chandelier (Hanging) | Incandescent |  | Globe | 5 | 65 | Living Room | 2154613 | Living Room | 0.04008%
21546 | 13 | 2 |  | Manual | 1 | Torchiere | Compact Fluorescent |  | Twist | 1 | 15 | Living Room | 2154613 | Living Room | 0.04008%
21546 | 13 | 3 |  | Manual | 5 | Recessed Can | Incandescent |  | Reflector | 1 | 65 | Living Room | 2154613 | Living Room | 0.04008%
21546 | 14 | 1 |  | Manual | 3 | Ceiling Fixture | Linear Fluorescent | 48 | T-12 | 2 | 40 | Other | 2154614 | Other | 0.04008%
21546 | 14 | 2 |  | Manual | 1 | Track | Incandescent |  | Reflector | 4 | 60 | Other | 2154614 | Other | 0.04008%
21546 | 15 | 1 |  | Manual | 7 | Recessed Can | Incandescent |  | Reflector | 1 | 65 | Family Room | 2154615 | Family Room | 0.04008%
21546 | 15 | 2 |  | Manual | 1 | Architectural | Linear Fluorescent | 48 | T-12 | 2 | 40 | Family Room | 2154615 | Family Room | 0.04008%
21546 | 15 | 3 |  | Manual | 1 | Torchiere | Incandescent |  | Standard A Lamp | 1 | 75 | Family Room | 2154615 | Family Room | 0.04008%
21566 | 1 | 1 |  | Manual | 1 | Ceiling Fixture | Compact Fluorescent |  | Twist | 1 | 22 | Bathroom | 215661 | Bathroom | 0.05296%
21566 | 2 | 1 |  | Manual | 1 | Ceiling Fixture | Incandescent |  | Standard A Lamp | 2 | 60 | Bedroom | 215662 | Bedroom | 0.05296%
21566 | 2 | 2 |  | Manual | 2 | Table | Compact Fluorescent |  | Twist | 1 | 28 | Bedroom | 215662 | Bedroom | 0.05296%
21566 | 3 | 1 |  | Manual | 1 | Ceiling Fixture | Linear Fluorescent | 24 | T-12 | 2 | 32 | Other | 215663 | Other | 0.05296%
21566 | 4 | 1 |  | Manual | 1 | Ceiling Fixture | Linear Fluorescent | 48 | T-8 | 2 | 40 | Kitchen | 215664 | Kitchen | 0.05296%
21566 | 5 | 1 |  | Manual | 1 | Ceiling Fixture | Compact Fluorescent |  | A shape bulb | 1 | 22 | Laundry Room | 215665 | Laundry Room | 0.05296%
21566 | 6 | 1 |  | Manual | 4 | Ceiling Fixture | Compact Fluorescent |  | Twist | 1 | 15 | Living Room | 215666 | Living Room | 0.05296%
21566 | 6 | 2 |  | Manual | 1 | Ceiling Fixture | Compact Fluorescent |  | Twist | 2 | 22 | Living Room | 215666 | Living Room | 0.05296%
21566 | 6 | 3 |  | Manual | 1 | Ceiling Fan | Incandescent |  | Clear | 3 | 40 | Living Room | 215666 | Living Room | 0.05296%
21566 | 6 | 4 |  | Manual | 2 | Table | Incandescent |  | 3-Way Incandescent | 1 | 75 | Living Room | 215666 | Living Room | 0.05296%
21566 | 6 | 5 |  | Manual | 1 | Floor lamp | Incandescent |  | Standard A Lamp | 1 | 60 | Living Room | 215666 | Living Room | 0.05296%
21566 | 6 | 6 |  | Manual | 2 | Wall Mount | Incandescent |  | Standard A Lamp | 1 | 60 | Living Room | 215666 | Living Room | 0.05296%
21566 | 7 | 1 |  | Manual | 1 | Ceiling Fixture | Incandescent |  | Standard A Lamp | 1 | 60 | Hall | 215667 | Hall | 0.05296%
21566 | 8 | 1 |  | Manual | 1 | Ceiling Fixture | Incandescent |  | Standard A Lamp | 1 | 40 | Office | 215668 | Office | 0.05296%
21566 | 8 | 2 |  | Manual | 1 | Table | Linear Fluorescent | 24 | T-5 | 2 | 20 | Office | 215668 | Office | 0.05296%
21566 | 9 | 1 |  | Manual | 2 | Ceiling Fixture | Linear Fluorescent | 24 | T-12 | 2 | 20 | Other | 215669 | Other | 0.05296%
21578 | 1 | 1 |  | Manual | 1 | Wall Mount | Incandescent |  | Globe | 5 | 40 | Bathroom | 215781 | Bathroom | 0.05169%
21578 | 2 | 1 |  | Dimmer | 1 | Ceiling Fixture | Incandescent |  | Standard A Lamp | 1 | 100 | Dining Room | 215782 | Dining Room | 0.05169%
21578 | 3 | 1 |  | Manual | 5 | Ceiling Fixture | Linear Fluorescent | 48 | T-12 | 2 | 40 | Other | 215783 | Other | 0.05169%
21578 | 4 | 1 |  | Dimmer | 1 | Chandelier (Hanging) | Incandescent |  | Standard A Lamp | 4 | 60 | Family Room | 215784 | Family Room | 0.05169%
21578 | 5 | 1 |  | Manual | 3 | Ceiling Fixture | Linear Fluorescent | 48 | T-12 | 2 | 32 | Garage | 215785 | Garage | 0.05169%
21578 | 6 | 1 |  | Manual | 2 | Wall Mount | Incandescent |  | Standard A Lamp | 1 | 60 | Bathroom | 215786 | Bathroom | 0.05169%
21578 | 7 | 1 |  | Manual | 3 | Wall Mount | Incandescent |  | Standard A Lamp | 1 | 60 | Kitchen | 215787 | Kitchen | 0.05169%
21578 | 7 | 2 |  | Manual | 1 | Recessed Can | Incandescent |  | Reflector | 1 | 65 | Kitchen | 215787 | Kitchen | 0.05169%
21578 | 8 | 1 |  | Manual | 7 | Recessed Can | Incandescent |  | Reflector | 1 | 65 | Kitchen | 215788 | Kitchen | 0.05169%
21578 | 9 | 1 |  | Dimmer | 1 | Chandelier (Hanging) | Incandescent |  | Decorative | 12 | 40 | Living Room | 215789 | Living Room | 0.05169%
21578 | 9 | 2 |  | Manual | 2 | Table | Incandescent |  | Standard A Lamp | 1 | 90 | Living Room | 215789 | Living Room | 0.05169%
21578 | 9 | 3 |  | Manual | 2 | Table | Incandescent |  | Decorative | 3 | 25 | Living Room | 215789 | Living Room | 0.05169%
21578 | 9 | 4 |  | Dimmer | 2 | Wall Mount | Incandescent |  | Decorative | 2 | 25 | Living Room | 215789 | Living Room | 0.05169%
21578 | 10 | 1 |  | Manual | 1 | Wall Mount | Incandescent |  | Standard A Lamp | 1 | 60 | Laundry Room | 2157810 | Laundry Room | 0.05169%
21578 | 10 | 2 |  | Manual | 3 | Recessed Can | Incandescent |  | Reflector | 1 | 65 | Laundry Room | 2157810 | Laundry Room | 0.05169%
21578 | 11 | 1 |  | Dimmer | 2 | Wall Mount | Incandescent |  | Globe | 5 | 40 | Bathroom | 2157811 | Bathroom | 0.05169%
21578 | 11 | 2 |  | Manual | 2 | Wall Mount | Incandescent |  | Standard A Lamp | 1 | 60 | Bathroom | 2157811 | Bathroom | 0.05169%
21578 | 11 | 3 |  | Manual | 1 | Ceiling Fixture | Incandescent |  | Standard A Lamp | 2 | 60 | Bathroom | 2157811 | Bathroom | 0.05169%
21578 | 12 | 1 |  | Manual | 1 | Ceiling Fixture | Incandescent |  | Decorative | 2 | 60 | Master Bedroom | 2157812 | Master Bedroom | 0.05169%
21578 | 12 | 2 |  | Manual | 2 | Architectural | Incandescent |  | Decorative | 1 | 40 | Master Bedroom | 2157812 | Master Bedroom | 0.05169%
21578 | 13 | 1 |  | Manual | 2 | Recessed Can | Incandescent |  | Reflector | 1 | 65 | Closet | 2157813 | Closet | 0.05169%
21578 | 14 | 1 |  | Manual | 1 | Ceiling Fixture | Incandescent |  | Standard A Lamp | 1 | 60 | Office | 2157814 | Office | 0.05169%
21578 | 14 | 2 |  | Manual | 1 | Table | Halogen |  | Quartz Tube | 1 | 20 | Office | 2157814 | Office | 0.05169%
21578 | 14 | 3 |  | Manual | 1 | Recessed Can | Incandescent |  | Reflector | 1 | 65 | Office | 2157814 | Office | 0.05169%
21578 | 15 | 1 |  | Manual | 1 | Ceiling Fixture | Incandescent |  | Standard A Lamp | 2 | 60 | Office | 2157815 | Office | 0.05169%
21578 | 15 | 2 |  | Manual | 1 | Table | Incandescent |  | Standard A Lamp | 1 | 100 | Office | 2157815 | Office | 0.05169%
21578 | 16 | 1 |  | Manual | 1 | Ceiling Fixture | Incandescent |  | Standard A Lamp | 1 | 60 | Closet | 2157816 | Closet | 0.05169%
21578 | 17 | 1 |  | Manual | 3 | Recessed Can | Incandescent |  | Reflector | 1 | 65 | Bedroom | 2157817 | Bedroom | 0.05169%
21578 | 17 | 2 |  | Manual | 1 | Table | Incandescent |  | Standard A Lamp | 1 | 60 | Bedroom | 2157817 | Bedroom | 0.05169%
21588 | 1 | 1 |  | Manual | 1 | Wall Mount | Incandescent |  | Globe | 4 | 40 | Bathroom | 215881 | Bathroom | 0.09408%
21588 | 1 | 2 |  | Manual | 1 | Ceiling Fixture | Incandescent |  | Standard A Lamp | 1 | 100 | Bathroom | 215881 | Bathroom | 0.09408%
21588 | 2 | 1 |  | Manual | 1 | Ceiling Fixture | Compact Fluorescent |  | Twist | 2 | 13 | Bedroom | 215882 | Bedroom | 0.09408%
21588 | 2 | 2 |  | Manual | 1 | Floor lamp | Incandescent |  | Decorative | 5 | 40 | Bedroom | 215882 | Bedroom | 0.09408%
21588 | 3 | 1 |  | Manual | 1 | Ceiling Fixture | Compact Fluorescent |  | Twist | 1 | 13 | Hall | 215883 | Hall | 0.09408%
21588 | 4 | 1 |  | Manual | 1 | Ceiling Fixture | Linear Fluorescent | 48 | T-12 | 4 | 40 | Kitchen | 215884 | Kitchen | 0.09408%
21588 | 4 | 2 |  | Manual | 1 | Wall Mount | Compact Fluorescent |  | Twist | 2 | 13 | Kitchen | 215884 | Kitchen | 0.09408%
21588 | 5 | 1 |  | Manual | 1 | Floor lamp | Incandescent |  | Standard A Lamp | 1 | 70 | Living Room | 215885 | Living Room | 0.09408%
21588 | 5 | 2 |  | Manual | 1 | Ceiling Fixture | Compact Fluorescent |  | Twist | 3 | 13 | Living Room | 215885 | Living Room | 0.09408%
21588 | 6 | 1 |  | Manual | 1 | Wall Mount | Incandescent |  | Globe | 4 | 40 | Bathroom | 215886 | Bathroom | 0.09408%
21588 | 6 | 2 |  | Manual | 1 | Ceiling Fixture | Incandescent |  | Clear | 1 | 100 | Bathroom | 215886 | Bathroom | 0.09408%
21588 | 7 | 1 |  | Manual | 1 | Table | Compact Fluorescent |  | Twist | 1 | 13 | Master Bedroom | 215887 | Master Bedroom | 0.09408%
21588 | 7 | 2 |  | Manual | 1 | Ceiling Fixture | Compact Fluorescent |  | Twist | 2 | 13 | Master Bedroom | 215887 | Master Bedroom | 0.09408%
21598 | 1 | 1 |  | Manual | 1 | Ceiling Fixture | Compact Fluorescent |  | Twist | 1 | 15 | Bathroom | 215981 | Bathroom | 0.2127%
21598 | 2 | 1 |  | Manual | 1 | Ceiling Fixture | Linear Fluorescent | 48 | T-8 | 2 | 32 | Bathroom | 215982 | Bathroom | 0.2127%
21598 | 2 | 2 |  | Manual | 1 | Wall Mount | Incandescent |  | Standard A Lamp | 1 | 60 | Bathroom | 215982 | Bathroom | 0.2127%
21598 | 3 | 1 |  | Manual | 1 | Ceiling Fixture | Compact Fluorescent |  | Twist | 1 | 15 | Bedroom | 215983 | Bedroom | 0.2127%
21598 | 4 | 1 |  | Manual | 1 | Ceiling Fan | Compact Fluorescent |  | Twist | 1 | 22 | Bedroom | 215984 | Bedroom | 0.2127%
21598 | 5 | 1 |  | Manual | 1 | Table | Compact Fluorescent |  | Twist | 1 | 22 | Bedroom | 215985 | Bedroom | 0.2127%
21598 | 6 | 1 |  | Manual | 2 | Wall Mount | Compact Fluorescent |  | Twist | 1 | 22 | Bedroom | 215986 | Bedroom | 0.2127%
21598 | 6 | 2 |  | Manual | 1 | Ceiling Fixture | Linear Fluorescent | 48 | T-8 | 1 | 32 | Bedroom | 215986 | Bedroom | 0.2127%
21598 | 7 | 1 |  | Manual | 1 | Ceiling Fixture | Compact Fluorescent |  | Twist | 2 | 22 | Bedroom | 215987 | Bedroom | 0.2127%
21598 | 7 | 2 |  | Manual | 1 | Ceiling Fixture | Compact Fluorescent |  | Twist | 1 | 15 | Bedroom | 215987 | Bedroom | 0.2127%
21598 | 8 | 1 |  | Manual | 1 | Ceiling Fixture | Linear Fluorescent | 48 | T-8 | 2 | 32 | Hall | 215988 | Hall | 0.2127%
21598 | 8 | 2 |  | Manual | 1 | Ceiling Fixture | Incandescent |  | Standard A Lamp | 1 | 60 | Hall | 215988 | Hall | 0.2127%
21598 | 8 | 3 |  | Manual | 1 | Ceiling Fixture | Compact Fluorescent |  | Twist | 1 | 15 | Hall | 215988 | Hall | 0.2127%
21598 | 9 | 1 |  | Manual | 1 | Ceiling Fixture | Compact Fluorescent |  | Twist | 3 | 15 | Kitchen | 215989 | Kitchen | 0.2127%
21598 | 9 | 2 |  | Manual | 1 | Ceiling Fan | Compact Fluorescent |  | Twist | 1 | 22 | Kitchen | 215989 | Kitchen | 0.2127%
21598 | 10 | 1 |  | Manual | 1 | Ceiling Fixture | Compact Fluorescent |  | Twist | 1 | 15 | Laundry Room | 2159810 | Laundry Room | 0.2127%
21598 | 11 | 1 |  | Manual | 2 | Ceiling Fixture | Compact Fluorescent |  | Twist | 1 | 15 | Living Room | 2159811 | Living Room | 0.2127%
21598 | 11 | 2 |  | Manual | 1 | Chandelier (Hanging) | Incandescent |  | Decorative | 1 | 40 | Living Room | 2159811 | Living Room | 0.2127%
21598 | 11 | 3 |  | Manual | 1 | Ceiling Fixture | Compact Fluorescent |  | Twist | 3 | 15 | Living Room | 2159811 | Living Room | 0.2127%
21598 | 11 | 4 |  | Manual | 1 | Ceiling Fan | Compact Fluorescent |  | Twist | 1 | 22 | Living Room | 2159811 | Living Room | 0.2127%
21598 | 12 | 1 |  | Manual | 3 | Ceiling Fixture | Linear Fluorescent | 48 | T-12 | 2 | 40 | Other | 2159812 | Other | 0.2127%
21601 | 1 | 1 |  | Manual | 1 | Wall Mount | Incandescent |  | Decorative | 5 | 40 | Bathroom | 216011 | Bathroom | 0.05169%
21601 | 2 | 1 |  | Manual | 1 | Wall Mount | Incandescent |  | Standard A Lamp | 2 | 60 | Bedroom | 216012 | Bedroom | 0.05169%
21601 | 2 | 2 |  | Manual | 1 | Floor lamp | Compact Fluorescent |  | Twist | 1 | 15 | Bedroom | 216012 | Bedroom | 0.05169%
21601 | 3 | 1 |  | Manual | 1 | Chandelier (Hanging) | Incandescent |  | Decorative | 5 | 25 | Dining Room | 216013 | Dining Room | 0.05169%
21601 | 4 | 1 |  | Manual | 1 | Ceiling Fixture | Incandescent |  | Standard A Lamp | 1 | 60 | Hall | 216014 | Hall | 0.05169%
21601 | 5 | 1 |  | Manual | 1 | Track | Halogen |  | MR | 4 | 50 | Kitchen | 216015 | Kitchen | 0.05169%
21601 | 5 | 2 |  | Manual | 1 | Ceiling Fixture | Incandescent |  | Standard A Lamp | 1 | 60 | Kitchen | 216015 | Kitchen | 0.05169%
21601 | 6 | 1 |  | Manual | 1 | Ceiling Fan | Incandescent |  | Standard A Lamp | 4 | 60 | Living Room | 216016 | Living Room | 0.05169%
21601 | 6 | 2 |  | Manual | 1 | Table | Incandescent |  | Standard A Lamp | 1 | 60 | Living Room | 216016 | Living Room | 0.05169%
21601 | 6 | 3 |  | Manual | 1 | Table | Incandescent |  | Reflector | 1 | 65 | Living Room | 216016 | Living Room | 0.05169%
21601 | 6 | 4 |  | Manual | 1 | Torchiere | Compact Fluorescent |  | Twist | 1 | 15 | Living Room | 216016 | Living Room | 0.05169%
21601 | 7 | 1 |  | Manual | 1 | Wall Mount | Incandescent |  | Standard A Lamp | 2 | 60 | Bedroom | 216017 | Bedroom | 0.05169%
21605 | 1 | 1 |  | Manual | 3 | Wall Mount | Compact Fluorescent |  | Twist | 1 | 42 | Bathroom | 216051 | Bathroom | 0.05296%
21605 | 2 | 1 |  | Manual | 1 | Ceiling Fixture | Incandescent |  | Standard A Lamp | 2 | 60 | Bedroom | 216052 | Bedroom | 0.05296%
21605 | 3 | 1 |  | Manual | 1 | Ceiling Fixture | Compact Fluorescent |  | Twist | 2 | 42 | Bedroom | 216053 | Bedroom | 0.05296%
21605 | 4 | 1 |  | Manual | 1 | Ceiling Fixture | Incandescent |  | Standard A Lamp | 2 | 60 | Bedroom | 216054 | Bedroom | 0.05296%
21605 | 5 | 1 |  | Manual | 1 | Ceiling Fixture | Compact Fluorescent |  | Twist | 2 | 42 | Family Room | 216055 | Family Room | 0.05296%
21605 | 6 | 1 |  | Manual | 3 | Chandelier (Hanging) | Compact Fluorescent |  | Twist | 1 | 22 | Kitchen | 216056 | Kitchen | 0.05296%
21605 | 6 | 2 |  | Manual | 2 | Ceiling Fixture | Compact Fluorescent |  | Twist | 1 | 22 | Kitchen | 216056 | Kitchen | 0.05296%
21605 | 7 | 1 |  | Manual | 1 | Ceiling Fixture | Incandescent |  | Standard A Lamp | 1 | 60 | Other | 216057 | Other | 0.05296%
21612 | 1 | 1 |  | Manual | 2 | Ceiling Fixture | Incandescent |  | Standard A Lamp | 1 | 60 | Other | 216121 | Other | 0.05296%
21612 | 2 | 1 |  | Manual | 1 | Ceiling Fixture | Compact Fluorescent |  | Twist | 1 | 22 | Bathroom | 216122 | Bathroom | 0.05296%
21612 | 3 | 1 |  | Manual | 1 | Ceiling Fixture | Linear Fluorescent | 48 | T-4 | 2 | 40 | Bedroom | 216123 | Bedroom | 0.05296%
21612 | 3 | 2 |  | Manual | 2 | Ceiling Fixture | Compact Fluorescent |  | Twist | 2 | 22 | Bedroom | 216123 | Bedroom | 0.05296%
21612 | 3 | 3 |  | Manual | 1 | Wall Mount | Linear Fluorescent | 24 | T-4 | 1 | 20 | Bedroom | 216123 | Bedroom | 0.05296%
21612 | 3 | 4 |  | Manual | 2 | Table | Incandescent |  | Decorative | 2 | 25 | Bedroom | 216123 | Bedroom | 0.05296%
21612 | 4 | 1 |  | Manual | 2 | Ceiling Fixture | Compact Fluorescent |  | Twist | 1 | 22 | Bedroom | 216124 | Bedroom | 0.05296%
21612 | 5 | 1 |  | Manual | 3 | Ceiling Fixture | Compact Fluorescent |  | Twist | 2 | 22 | Family Room | 216125 | Family Room | 0.05296%
21612 | 5 | 2 |  | Manual | 2 | Table | Compact Fluorescent |  | Twist | 1 | 22 | Family Room | 216125 | Family Room | 0.05296%
21612 | 6 | 1 |  | Manual | 2 | Ceiling Fixture | Compact Fluorescent |  | Twist | 1 | 22 | Kitchen | 216126 | Kitchen | 0.05296%
21615 | 1 | 1 |  | Manual | 1 | Wall Mount | Incandescent |  | Standard A Lamp | 3 | 60 | Bathroom | 216151 | Bathroom | 0.305%
21615 | 2 | 1 |  | Manual | 1 | Table | Incandescent |  | Standard A Lamp | 1 | 60 | Bedroom | 216152 | Bedroom | 0.305%
21615 | 2 | 2 |  | Manual | 1 | Table | Incandescent |  | Mini base | 3 | 40 | Bedroom | 216152 | Bedroom | 0.305%
21615 | 2 | 3 |  | Manual | 1 | Ceiling Fixture | Incandescent |  | Standard A Lamp | 2 | 60 | Bedroom | 216152 | Bedroom | 0.305%
21615 | 3 | 1 |  | Manual | 1 | Chandelier (Hanging) | Incandescent |  | Mini base | 5 | 40 | Dining Room | 216153 | Dining Room | 0.305%
21615 | 4 | 1 |  | Manual | 3 | Ceiling Fixture | Incandescent |  | Standard A Lamp | 1 | 60 | Garage | 216154 | Garage | 0.305%
21615 | 4 | 2 |  | Timer | 1 | Garage door opener | Incandescent |  | Standard A Lamp | 2 | 60 | Garage | 216154 | Garage | 0.305%
21615 | 5 | 1 |  | Manual | 1 | Ceiling Fixture | Incandescent |  | Standard A Lamp | 1 | 60 | Hall | 216155 | Hall | 0.305%
21615 | 6 | 1 |  | Manual | 6 | Recessed Can | Compact Fluorescent |  | Reflector | 1 | 23 | Kitchen | 216156 | Kitchen | 0.305%
21615 | 7 | 1 |  | Manual | 1 | Ceiling Fixture | Incandescent |  | Standard A Lamp | 2 | 60 | Laundry Room | 216157 | Laundry Room | 0.305%
21615 | 8 | 1 |  | Manual | 3 | Table | Compact Fluorescent |  | Twist | 3 | 13 | Living Room | 216158 | Living Room | 0.305%
21615 | 8 | 2 |  | Manual | 1 | Ceiling Fan | Compact Fluorescent |  | Twist | 2 | 13 | Living Room | 216158 | Living Room | 0.305%
21615 | 8 | 3 |  | Manual | 1 | Ceiling Fixture | Compact Fluorescent |  | Twist | 1 | 13 | Living Room | 216158 | Living Room | 0.305%
21615 | 9 | 1 |  | Manual | 1 | Wall Mount | Compact Fluorescent |  | Twist | 3 | 20 | Bathroom | 216159 | Bathroom | 0.305%
21615 | 10 | 1 |  | Manual | 1 | Table | Incandescent |  | Standard A Lamp | 1 | 100 | Master Bedroom | 2161510 | Master Bedroom | 0.305%
21615 | 10 | 2 |  | Manual | 1 | Table | Incandescent |  | Standard A Lamp | 1 | 40 | Master Bedroom | 2161510 | Master Bedroom | 0.305%
21615 | 10 | 3 |  | Manual | 1 | Ceiling Fan | Incandescent |  | Mini base | 3 | 40 | Master Bedroom | 2161510 | Master Bedroom | 0.305%
21615 | 11 | 1 |  | Manual | 1 | Ceiling Fixture | Incandescent |  | Standard A Lamp | 2 | 60 | Closet | 2161511 | Closet | 0.305%
21615 | 12 | 1 |  | Manual | 2 | Table | Compact Fluorescent |  | Twist | 1 | 20 | Office | 2161512 | Office | 0.305%
21615 | 12 | 2 |  | Manual | 1 | Ceiling Fixture | Incandescent |  | Standard A Lamp | 2 | 60 | Office | 2161512 | Office | 0.305%
21623 | 1 | 1 |  | Manual | 3 | Ceiling Fixture | Compact Fluorescent |  | Twist | 1 | 13 | Hall | 216231 | Hall | 0.05169%
21623 | 2 | 1 |  | Manual | 1 | Wall Mount | Incandescent |  | Mini base | 3 | 75 | Bathroom | 216232 | Bathroom | 0.05169%
21623 | 2 | 2 |  | Manual | 1 | Ceiling Fixture | Compact Fluorescent |  | Twist | 2 | 14 | Bathroom | 216232 | Bathroom | 0.05169%
21623 | 3 | 1 |  | Manual | 1 | Ceiling Fan | Incandescent |  | Standard A Lamp | 4 | 75 | Bedroom | 216233 | Bedroom | 0.05169%
21623 | 4 | 1 |  | Manual | 1 | Ceiling Fan | Incandescent |  | Standard A Lamp | 2 | 60 | Bedroom | 216234 | Bedroom | 0.05169%
21623 | 5 | 1 |  | Manual | 1 | Ceiling Fan | Incandescent |  | Standard A Lamp | 3 | 60 | Bedroom | 216235 | Bedroom | 0.05169%
21623 | 6 | 1 |  | Manual | 2 | Ceiling Fixture | Linear Fluorescent | 48 | T-12 | 2 | 40 | Closet | 216236 | Closet | 0.05169%
21623 | 7 | 1 |  | Manual | 7 | Recessed Can | Incandescent |  | Reflector | 1 | 75 | Office | 216237 | Office | 0.05169%
21623 | 8 | 1 |  | Manual | 1 | Ceiling Fan | Incandescent |  | Standard A Lamp | 4 | 60 | Dining Room | 216238 | Dining Room | 0.05169%
21623 | 8 | 2 |  | Manual | 1 | Ceiling Fixture | Halogen |  | PAR | 2 | 100 | Dining Room | 216238 | Dining Room | 0.05169%
21623 | 9 | 1 |  | Manual | 1 | Wall Mount | Compact Fluorescent |  | Twist | 3 | 23 | Other | 216239 | Other | 0.05169%
21623 | 10 | 1 |  | Manual | 1 | Ceiling Fixture | Compact Fluorescent |  | Twist | 2 | 23 | Family Room | 2162310 | Family Room | 0.05169%
21623 | 11 | 1 |  | Manual | 1 | Ceiling Fan | Compact Fluorescent |  | Twist | 2 | 23 | Family Room | 2162311 | Family Room | 0.05169%
21623 | 12 | 1 |  | Manual | 2 | Ceiling Fixture | Compact Fluorescent |  | Twist | 2 | 23 | Garage | 2162312 | Garage | 0.05169%
21623 | 13 | 1 |  | Manual | 2 | Ceiling Fixture | Compact Fluorescent |  | Twist | 1 | 23 | Hall | 2162313 | Hall | 0.05169%
21623 | 14 | 1 |  | Manual | 7 | Recessed Can | Incandescent |  | Reflector | 1 | 65 | Kitchen | 2162314 | Kitchen | 0.05169%
21623 | 15 | 1 |  | Manual | 1 | Track | Halogen |  | PAR | 4 | 100 | Laundry Room | 2162315 | Laundry Room | 0.05169%
21623 | 16 | 1 |  | Manual | 1 | Ceiling Fan | Incandescent |  | Standard A Lamp | 8 | 60 | Office | 2162316 | Office | 0.05169%
21623 | 17 | 1 |  | Manual | 1 | Wall Mount | Compact Fluorescent |  | Twist | 3 | 23 | Bathroom | 2162317 | Bathroom | 0.05169%
21623 | 18 | 1 |  | Manual | 2 | Wall Mount | Incandescent |  | Globe | 4 | 40 | Bathroom | 2162318 | Bathroom | 0.05169%
21623 | 18 | 2 |  | Manual | 1 | Ceiling Fixture | Compact Fluorescent |  | Twist | 1 | 23 | Bathroom | 2162318 | Bathroom | 0.05169%
21623 | 19 | 1 |  | Manual | 1 | Ceiling Fan | Compact Fluorescent |  | Twist | 3 | 23 | Master Bedroom | 2162319 | Master Bedroom | 0.05169%
21623 | 20 | 1 |  | Manual | 1 | Ceiling Fixture | Linear Fluorescent | 36 | T-12 | 2 | 40 | Office | 2162320 | Office | 0.05169%
21623 | 21 | 1 |  | Manual | 1 | Ceiling Fixture | Incandescent |  | Standard A Lamp | 2 | 60 | Other | 2162321 | Other | 0.05169%
21623 | 22 | 1 |  | Manual | 2 | Wall Mount | Compact Fluorescent |  | Twist | 1 | 23 | Hall | 2162322 | Hall | 0.05169%
21623 | 23 | 1 |  | Manual | 1 | Chandelier (Hanging) | Incandescent |  | Globe | 18 | 40 | Hall | 2162323 | Hall | 0.05169%
21638 | 1 | 1 |  | Manual | 1 | Ceiling Fixture | Incandescent |  | Standard A Lamp | 1 | 60 | Bathroom | 216381 | Bathroom | 0.05296%
21638 | 1 | 2 |  | Manual | 1 | Wall Mount | Incandescent |  | Globe | 4 | 49 | Bathroom | 216381 | Bathroom | 0.05296%
21638 | 2 | 1 |  | Manual | 1 | Ceiling Fixture | Incandescent |  | Standard A Lamp | 2 | 60 | Bedroom | 216382 | Bedroom | 0.05296%
21638 | 3 | 1 |  | Manual | 1 | Chandelier (Hanging) | Incandescent |  | Clear | 5 | 60 | Dining Room | 216383 | Dining Room | 0.05296%
21638 | 4 | 1 |  | Manual | 2 | Recessed Can | Incandescent |  | Standard A Lamp | 1 | 60 | Dining Room | 216384 | Dining Room | 0.05296%
21638 | 5 | 1 |  | Manual | 4 | Ceiling Fixture | Incandescent |  | Standard A Lamp | 1 | 60 | Garage | 216385 | Garage | 0.05296%
21638 | 6 | 1 |  | Manual | 1 | Ceiling Fixture | Incandescent |  | Standard A Lamp | 1 | 60 | Hall | 216386 | Hall | 0.05296%
21638 | 7 | 1 |  | Manual | 2 | Ceiling Fixture | Linear Fluorescent | 48 | T-12 | 2 | 32 | Kitchen | 216387 | Kitchen | 0.05296%
21638 | 7 | 2 |  | Manual | 1 | Wall Mount | Linear Fluorescent | 36 | T-12 | 1 | 20 | Kitchen | 216387 | Kitchen | 0.05296%
21638 | 7 | 3 |  | Manual | 1 | Wall Mount | Linear Fluorescent | 24 | T-12 | 1 | 20 | Kitchen | 216387 | Kitchen | 0.05296%
21638 | 8 | 1 |  | Manual | 2 | Table | Compact Fluorescent |  | Twist | 1 | 22 | Living Room | 216388 | Living Room | 0.05296%
21638 | 8 | 2 |  | Manual | 1 | Table | Compact Fluorescent |  | Twist | 1 | 15 | Living Room | 216388 | Living Room | 0.05296%
21638 | 8 | 3 |  | Manual | 1 | Recessed Can | Incandescent |  | Reflector | 1 | 60 | Living Room | 216388 | Living Room | 0.05296%
21638 | 9 | 1 |  | Manual | 1 | Ceiling Fixture | Incandescent |  | Standard A Lamp | 1 | 60 | Hall | 216389 | Hall | 0.05296%
21638 | 10 | 1 |  | Manual | 1 | Ceiling Fixture | Incandescent |  | Standard A Lamp | 1 | 60 | Bathroom | 2163810 | Bathroom | 0.05296%
21638 | 10 | 2 |  | Manual | 1 | Wall Mount | Incandescent |  | Globe | 4 | 60 | Bathroom | 2163810 | Bathroom | 0.05296%
21638 | 11 | 1 |  | Manual | 1 | Ceiling Fixture | Incandescent |  | Standard A Lamp | 1 | 60 | Bedroom | 2163811 | Bedroom | 0.05296%
21638 | 11 | 2 |  | Manual | 1 | Floor lamp | Compact Fluorescent |  | Pin base | 1 | 15 | Bedroom | 2163811 | Bedroom | 0.05296%
21638 | 12 | 1 |  | Manual | 2 | Ceiling Fixture | Incandescent |  | Standard A Lamp | 1 | 60 | Hall | 2163812 | Hall | 0.05296%
21638 | 13 | 1 |  | Manual | 1 | Ceiling Fixture | Incandescent |  | Standard A Lamp | 1 | 60 | Bathroom | 2163813 | Bathroom | 0.05296%
21638 | 13 | 2 |  | Manual | 2 | Wall Mount | Incandescent |  | Globe | 6 | 60 | Bathroom | 2163813 | Bathroom | 0.05296%
21638 | 13 | 3 |  | Manual | 2 | Ceiling Fixture | Incandescent |  | Standard A Lamp | 1 | 60 | Bathroom | 2163813 | Bathroom | 0.05296%
21638 | 14 | 1 |  | Manual | 1 | Ceiling Fixture | Compact Fluorescent |  | Twist | 1 | 22 | Master Bedroom | 2163814 | Master Bedroom | 0.05296%
21638 | 14 | 2 |  | Manual | 1 | Table | Compact Fluorescent |  | Twist | 1 | 15 | Master Bedroom | 2163814 | Master Bedroom | 0.05296%
21638 | 14 | 3 |  | Manual | 2 | Table | Compact Fluorescent |  | Pin base | 1 | 22 | Master Bedroom | 2163814 | Master Bedroom | 0.05296%
21647 | 1 | 1 |  | Manual | 1 | Ceiling Fixture | Linear Fluorescent | 96 | T-12 | 2 | 100 | Other | 216471 | Other | 0.04008%
21647 | 2 | 1 |  | Manual | 1 | Ceiling Fixture | Incandescent |  | Heat Lamp | 1 | 150 | Bathroom | 216472 | Bathroom | 0.04008%
21647 | 2 | 2 |  | Manual | 1 | Ceiling Fixture | Incandescent |  | Reflector | 1 | 75 | Bathroom | 216472 | Bathroom | 0.04008%
21647 | 3 | 1 |  | Manual | 1 | Ceiling Fixture | Incandescent |  | Standard A Lamp | 1 | 100 | Closet | 216473 | Closet | 0.04008%
21647 | 4 | 1 |  | Manual | 1 | Wall Mount | Incandescent |  | Standard A Lamp | 1 | 60 | Bedroom | 216474 | Bedroom | 0.04008%
21647 | 5 | 1 |  | Manual | 2 | Table | Compact Fluorescent |  | Circline (Screw Base) | 1 | 22 | Family Room | 216475 | Family Room | 0.04008%
21647 | 5 | 2 |  | Manual | 1 | Torchiere | Incandescent |  | Standard A Lamp | 1 | 25 | Family Room | 216475 | Family Room | 0.04008%
21647 | 5 | 3 |  | Manual | 1 | Table | Incandescent |  | Standard A Lamp | 1 | 60 | Family Room | 216475 | Family Room | 0.04008%
21647 | 6 | 1 |  | Manual | 1 | Ceiling Fixture | Compact Fluorescent |  | Straight Tube | 1 | 28 | Bedroom | 216476 | Bedroom | 0.04008%
21647 | 6 | 2 |  | Manual | 1 | Table | Incandescent |  | Standard A Lamp | 1 | 75 | Bedroom | 216476 | Bedroom | 0.04008%
21647 | 7 | 1 |  | Manual | 1 | Ceiling Fixture | Compact Fluorescent |  | Twist | 1 | 15 | Hall | 216477 | Hall | 0.04008%
21647 | 8 | 1 |  | Manual | 2 | Ceiling Fixture | Incandescent |  | Standard A Lamp | 1 | 60 | Kitchen | 216478 | Kitchen | 0.04008%
21647 | 8 | 2 |  | Manual | 1 | Ceiling Fan | Incandescent |  | Standard A Lamp | 1 | 60 | Kitchen | 216478 | Kitchen | 0.04008%
21647 | 9 | 1 |  | Manual | 1 | Table | Compact Fluorescent |  | Twist | 1 | 22 | Living Room | 216479 | Living Room | 0.04008%
21647 | 9 | 2 |  | Manual | 1 | Torchiere | Incandescent |  | Standard A Lamp | 2 | 60 | Living Room | 216479 | Living Room | 0.04008%
21647 | 9 | 3 |  | Manual | 1 | Torchiere | Compact Fluorescent |  | Twist | 1 | 15 | Living Room | 216479 | Living Room | 0.04008%
21647 | 9 | 4 |  | Manual | 2 | Table | Incandescent |  | Standard A Lamp | 1 | 60 | Living Room | 216479 | Living Room | 0.04008%
21647 | 9 | 5 |  | Manual | 1 | Table | Compact Fluorescent |  | Circline (Screw Base) | 1 | 22 | Living Room | 216479 | Living Room | 0.04008%
21647 | 9 | 6 |  | Manual | 1 | Chandelier (Hanging) | Incandescent |  | Decorative | 5 | 40 | Living Room | 216479 | Living Room | 0.04008%
21647 | 10 | 1 |  | Manual | 1 | Ceiling Fixture | Incandescent |  | Standard A Lamp | 2 | 75 | Master Bedroom | 2164710 | Master Bedroom | 0.04008%
21647 | 10 | 2 |  | Manual | 2 | Chandelier (Hanging) | Incandescent |  | Standard A Lamp | 1 | 60 | Master Bedroom | 2164710 | Master Bedroom | 0.04008%
21647 | 10 | 3 |  | Manual | 1 | Table | Incandescent |  | Mini base | 1 | 40 | Master Bedroom | 2164710 | Master Bedroom | 0.04008%
21647 | 11 | 1 |  | Manual | 1 | Ceiling Fixture | Compact Fluorescent |  | Straight Tube | 1 | 28 | Office | 2164711 | Office | 0.04008%
21647 | 11 | 2 |  | Manual | 1 | Table | Compact Fluorescent |  | Twist | 1 | 15 | Office | 2164711 | Office | 0.04008%
21647 | 11 | 3 |  | Manual | 1 | Table | Incandescent |  | Standard A Lamp | 2 | 60 | Office | 2164711 | Office | 0.04008%
21647 | 12 | 1 |  | Manual | 1 | Ceiling Fixture | Incandescent |  | Standard A Lamp | 1 | 100 | Laundry Room | 2164712 | Laundry Room | 0.04008%
21654 | 1 | 1 |  | Manual | 1 | Wall Mount | Incandescent |  | Standard A Lamp | 2 | 40 | Bathroom | 216541 | Bathroom | 0.02845%
21654 | 2 | 1 |  | Manual | 1 | Ceiling Fixture | Incandescent |  | Standard A Lamp | 3 | 40 | Bathroom | 216542 | Bathroom | 0.02845%
21654 | 2 | 2 |  | Manual | 1 | Ceiling Fixture | Linear Fluorescent | 36 | T-4 | 2 | 40 | Bathroom | 216542 | Bathroom | 0.02845%
21654 | 3 | 1 |  | Manual | 1 | Ceiling Fixture | Incandescent |  | Standard A Lamp | 2 | 40 | Bedroom | 216543 | Bedroom | 0.02845%
21654 | 4 | 1 |  | Manual | 1 | Ceiling Fixture | Incandescent |  | Standard A Lamp | 2 | 40 | Bedroom | 216544 | Bedroom | 0.02845%
21654 | 5 | 1 |  | Manual | 1 | Ceiling Fixture | Incandescent |  | Standard A Lamp | 2 | 40 | Bedroom | 216545 | Bedroom | 0.02845%
21654 | 5 | 2 |  | Manual | 1 | Floor lamp | Incandescent |  | Standard A Lamp | 1 | 40 | Bedroom | 216545 | Bedroom | 0.02845%
21654 | 6 | 1 |  | Manual | 7 | Ceiling Fixture | Linear Fluorescent | 36 | T-4 | 2 | 40 | Garage | 216546 | Garage | 0.02845%
21654 | 6 | 2 |  | Manual | 2 | Garage door opener | Incandescent |  | Clear | 2 | 40 | Garage | 216546 | Garage | 0.02845%
21654 | 7 | 1 |  | Manual | 1 | Chandelier (Hanging) | Incandescent |  | Standard A Lamp | 9 | 40 | Dining Room | 216547 | Dining Room | 0.02845%
21654 | 7 | 2 |  | Manual | 1 | Ceiling Fixture | Linear Fluorescent | 36 | T-4 | 2 | 40 | Dining Room | 216547 | Dining Room | 0.02845%
21654 | 8 | 1 |  | Manual | 1 | Ceiling Fixture | Incandescent |  | Standard A Lamp | 2 | 40 | Living Room | 216548 | Living Room | 0.02845%
21654 | 8 | 2 |  | Manual | 1 | Wall Mount | Incandescent |  | Standard A Lamp | 1 | 40 | Living Room | 216548 | Living Room | 0.02845%
21654 | 8 | 3 |  | Manual | 1 | Table | Incandescent |  | Standard A Lamp | 1 | 40 | Living Room | 216548 | Living Room | 0.02845%
21654 | 8 | 4 |  | Manual | 1 | Floor lamp | Incandescent |  | Standard A Lamp | 1 | 40 | Living Room | 216548 | Living Room | 0.02845%
21654 | 9 | 1 |  | Manual | 2 | Ceiling Fixture | Incandescent |  | Standard A Lamp | 3 | 40 | Other | 216549 | Other | 0.02845%
21654 | 10 | 1 |  | Manual | 1 | Ceiling Fan | Incandescent |  | Standard A Lamp | 3 | 40 | Other | 2165410 | Other | 0.02845%
21668 | 1 | 1 |  | Manual | 1 | Table | Compact Fluorescent |  | Twist | 4 | 15 | Kitchen | 216681 | Kitchen | 0.09408%
21668 | 1 | 2 |  | Manual | 1 | Ceiling Fixture | Compact Fluorescent |  | Twist | 2 | 22 | Kitchen | 216681 | Kitchen | 0.09408%
21668 | 1 | 3 |  | Manual | 3 | Ceiling Fixture | Incandescent |  | Reflector | 1 | 65 | Kitchen | 216681 | Kitchen | 0.09408%
21668 | 2 | 1 |  | Manual | 2 | Table | Incandescent |  | Decorative | 1 | 25 | Master Bedroom | 216682 | Master Bedroom | 0.09408%
21668 | 2 | 2 |  | Manual | 1 | Ceiling Fan | Incandescent |  | Clear | 3 | 60 | Master Bedroom | 216682 | Master Bedroom | 0.09408%
21668 | 2 | 3 |  | Manual | 1 | Track | Incandescent |  | Globe | 4 | 60 | Master Bedroom | 216682 | Master Bedroom | 0.09408%
21668 | 2 | 4 |  | Manual | 1 | Ceiling Fixture | Incandescent |  | Standard A Lamp | 2 | 65 | Master Bedroom | 216682 | Master Bedroom | 0.09408%
21668 | 2 | 5 |  | Manual | 1 | Ceiling Fixture | Compact Fluorescent |  | Twist | 2 | 22 | Master Bedroom | 216682 | Master Bedroom | 0.09408%
21668 | 3 | 1 |  | Manual | 2 | Ceiling Fixture | Compact Fluorescent |  | Twist | 1 | 15 | Garage | 216683 | Garage | 0.09408%
21668 | 4 | 1 |  | Manual | 1 | Ceiling Fixture | Compact Fluorescent |  | Twist | 3 | 15 | Hall | 216684 | Hall | 0.09408%
21668 | 5 | 1 |  | Manual | 1 | Wall Mount | Incandescent |  | Globe | 1 | 65 | Bathroom | 216685 | Bathroom | 0.09408%
21668 | 6 | 1 |  | Manual | 1 | Ceiling Fixture | Compact Fluorescent |  | Twist | 3 | 22 | Bedroom | 216686 | Bedroom | 0.09408%
21668 | 7 | 1 |  | Manual | 1 | Ceiling Fixture | Compact Fluorescent |  | Twist | 3 | 22 | Bedroom | 216687 | Bedroom | 0.09408%
21668 | 8 | 1 |  | Manual | 1 | Ceiling Fixture | Compact Fluorescent |  | Twist | 2 | 15 | Laundry Room | 216688 | Laundry Room | 0.09408%
21668 | 9 | 1 |  | Manual | 1 | Ceiling Fixture | Compact Fluorescent |  | Twist | 2 | 15 | Hall | 216689 | Hall | 0.09408%
21672 | 1 | 1 |  | Manual | 2 | Ceiling Fixture | Compact Fluorescent |  | Twist | 1 | 15 | Bathroom | 216721 | Bathroom | 0.02845%
21672 | 1 | 2 |  | Manual | 1 | Wall Mount | Incandescent |  | Globe | 4 | 40 | Bathroom | 216721 | Bathroom | 0.02845%
21672 | 1 | 3 |  | Manual | 1 | Wall Mount | Incandescent |  | Mini base | 1 | 4 | Bathroom | 216721 | Bathroom | 0.02845%
21672 | 2 | 1 |  | Manual | 1 | Ceiling Fixture | Compact Fluorescent |  | Twist | 1 | 15 | Bedroom | 216722 | Bedroom | 0.02845%
21672 | 2 | 2 |  | Manual | 1 | Table | Incandescent |  | Standard A Lamp | 1 | 25 | Bedroom | 216722 | Bedroom | 0.02845%
21672 | 2 | 3 |  | Manual | 1 | Table | Incandescent |  | Standard A Lamp | 1 | 60 | Bedroom | 216722 | Bedroom | 0.02845%
21672 | 3 | 1 |  | Manual | 1 | Chandelier (Hanging) | Compact Fluorescent |  | Twist | 1 | 15 | Dining Room | 216723 | Dining Room | 0.02845%
21672 | 3 | 2 |  | Manual | 1 | Table | Compact Fluorescent |  | Twist | 1 | 15 | Dining Room | 216723 | Dining Room | 0.02845%
21672 | 4 | 1 |  | Manual | 1 | Ceiling Fixture | Incandescent |  | Standard A Lamp | 1 | 60 | Other | 216724 | Other | 0.02845%
21672 | 5 | 1 |  | Manual | 8 | Recessed Can | Incandescent |  | Reflector | 1 | 60 | Family Room | 216725 | Family Room | 0.02845%
21672 | 5 | 2 |  | Manual | 2 | Table | Incandescent |  | Standard A Lamp | 1 | 60 | Family Room | 216725 | Family Room | 0.02845%
21672 | 6 | 1 |  | Manual | 1 | Ceiling Fixture | Compact Fluorescent |  | Twist | 1 | 15 | Hall | 216726 | Hall | 0.02845%
21672 | 6 | 2 |  | Manual | 1 | Ceiling Fixture | Incandescent |  | Standard A Lamp | 1 | 60 | Hall | 216726 | Hall | 0.02845%
21672 | 7 | 1 |  | Manual | 1 | Ceiling Fixture | Incandescent |  | Standard A Lamp | 1 | 60 | Hall | 216727 | Hall | 0.02845%
21672 | 7 | 2 |  | Manual | 1 | Ceiling Fixture | Compact Fluorescent |  | Twist | 2 | 15 | Hall | 216727 | Hall | 0.02845%
21672 | 8 | 1 |  | Manual | 3 | Ceiling Fixture | Linear Fluorescent | 48 | T-12 | 2 | 32 | Kitchen | 216728 | Kitchen | 0.02845%
21672 | 8 | 2 |  | Manual | 1 | Wall Mount | Compact Fluorescent |  | Twist | 1 | 15 | Kitchen | 216728 | Kitchen | 0.02845%
21672 | 8 | 3 |  | Manual | 1 | Ceiling Fixture | Incandescent |  | Standard A Lamp | 1 | 100 | Kitchen | 216728 | Kitchen | 0.02845%
21672 | 9 | 1 |  | Manual | 1 | Table | Incandescent |  | Standard A Lamp | 2 | 60 | Living Room | 216729 | Living Room | 0.02845%
21672 | 9 | 2 |  | Manual | 1 | Table | Halogen |  | Quartz Tube | 1 | 50 | Living Room | 216729 | Living Room | 0.02845%
21672 | 9 | 3 |  | Manual | 1 | Table | Compact Fluorescent |  | A shape bulb | 1 | 15 | Living Room | 216729 | Living Room | 0.02845%
21672 | 10 | 1 |  | Manual | 1 | Ceiling Fixture | Incandescent |  | Heat Lamp | 1 | 100 | Bathroom | 2167210 | Bathroom | 0.02845%
21672 | 10 | 2 |  | Manual | 1 | Wall Mount | Incandescent |  | Globe | 5 | 40 | Bathroom | 2167210 | Bathroom | 0.02845%
21672 | 10 | 3 |  | Manual | 1 | Ceiling Fixture | Incandescent |  | Standard A Lamp | 1 | 40 | Bathroom | 2167210 | Bathroom | 0.02845%
21672 | 11 | 1 |  | Manual | 1 | Ceiling Fan | Incandescent |  | Decorative | 1 | 60 | Master Bedroom | 2167211 | Master Bedroom | 0.02845%
21672 | 11 | 2 |  | Manual | 2 | Recessed Can | Incandescent |  | Reflector | 1 | 50 | Master Bedroom | 2167211 | Master Bedroom | 0.02845%
21672 | 11 | 3 |  | Manual | 1 | Recessed Can | Incandescent |  | Reflector | 1 | 60 | Master Bedroom | 2167211 | Master Bedroom | 0.02845%
21672 | 11 | 4 |  | Manual | 1 | Table | Incandescent |  | Clear | 1 | 40 | Master Bedroom | 2167211 | Master Bedroom | 0.02845%
21672 | 12 | 1 |  | Manual | 3 | Ceiling Fixture | Incandescent |  | Standard A Lamp | 1 | 60 | Other | 2167212 | Other | 0.02845%
21672 | 13 | 1 |  | Manual | 1 | Table | Incandescent |  | Standard A Lamp | 1 | 60 | Bedroom | 2167213 | Bedroom | 0.02845%
21672 | 13 | 2 |  | Manual | 1 | Wall Mount | Incandescent |  | Standard A Lamp | 1 | 60 | Bedroom | 2167213 | Bedroom | 0.02845%
21672 | 14 | 1 |  | Manual | 1 | Wall Mount | Incandescent |  | Standard A Lamp | 2 | 60 | Bedroom | 2167214 | Bedroom | 0.02845%
21672 | 14 | 2 |  | Manual | 1 | Wall Mount | Incandescent |  | Standard A Lamp | 1 | 60 | Bedroom | 2167214 | Bedroom | 0.02845%
21672 | 15 | 1 |  | Manual | 1 | Chandelier (Hanging) | Compact Fluorescent |  | A shape bulb | 2 | 15 | Hall | 2167215 | Hall | 0.02845%
21672 | 16 | 1 |  | Manual | 1 | Ceiling Fixture | Compact Fluorescent |  | Twist | 3 | 15 | Laundry Room | 2167216 | Laundry Room | 0.02845%
21672 | 16 | 2 |  | Manual | 1 | Ceiling Fan | Compact Fluorescent |  | A shape bulb | 3 | 15 | Laundry Room | 2167216 | Laundry Room | 0.02845%
21672 | 16 | 3 |  | Manual | 1 | Ceiling Fixture | Compact Fluorescent |  | Twist | 2 | 15 | Laundry Room | 2167216 | Laundry Room | 0.02845%
21678 | 1 | 1 |  | Manual | 1 | Wall Mount | Incandescent |  | Standard A Lamp | 2 | 60 | Bathroom | 216781 | Bathroom | 0.09408%
21678 | 1 | 2 |  | Manual | 1 | Wall Mount | Compact Fluorescent |  | Twist | 1 | 9 | Bathroom | 216781 | Bathroom | 0.09408%
21678 | 2 | 1 |  | Manual | 1 | Wall Mount | Compact Fluorescent |  | Twist | 2 | 9 | Bathroom | 216782 | Bathroom | 0.09408%
21678 | 3 | 1 |  | Manual | 1 | Ceiling Fixture | Incandescent |  | Standard A Lamp | 2 | 60 | Bedroom | 216783 | Bedroom | 0.09408%
21678 | 4 | 1 |  | Manual | 1 | Ceiling Fixture | Compact Fluorescent |  | Twist | 2 | 11 | Bedroom | 216784 | Bedroom | 0.09408%
21678 | 4 | 2 |  | Manual | 1 | Table | Compact Fluorescent |  | Twist | 1 | 9 | Bedroom | 216784 | Bedroom | 0.09408%
21678 | 4 | 3 |  | Manual | 1 | Other | Compact Fluorescent |  | Twist | 1 | 9 | Bedroom | 216784 | Bedroom | 0.09408%
21678 | 5 | 1 |  | Manual | 1 | Ceiling Fixture | Incandescent |  | Standard A Lamp | 2 | 60 | Hall | 216785 | Hall | 0.09408%
21678 | 5 | 2 |  | Manual | 1 | Chandelier (Hanging) | Incandescent |  | Standard A Lamp | 1 | 60 | Hall | 216785 | Hall | 0.09408%
21678 | 6 | 1 |  | Manual | 4 | Ceiling Fixture | Compact Fluorescent |  | Twist | 2 | 11 | Hall | 216786 | Hall | 0.09408%
21678 | 7 | 1 |  | Manual | 4 | Recessed Can | Incandescent |  | Reflector | 1 | 65 | Kitchen | 216787 | Kitchen | 0.09408%
21678 | 7 | 2 |  | Manual | 1 | Ceiling Fan | Incandescent |  | Standard A Lamp | 4 | 60 | Kitchen | 216787 | Kitchen | 0.09408%
21678 | 7 | 3 |  | Manual | 4 | Recessed Can | Compact Fluorescent |  | Flood | 1 | 15 | Kitchen | 216787 | Kitchen | 0.09408%
21678 | 8 | 1 |  | Manual | 1 | Ceiling Fixture | Compact Fluorescent |  | Twist | 2 | 9 | Laundry Room | 216788 | Laundry Room | 0.09408%
21678 | 9 | 1 |  | Manual | 1 | Floor lamp | Incandescent |  | 3-Way Incandescent | 1 | 100 | Living Room | 216789 | Living Room | 0.09408%
21678 | 10 | 1 |  | Manual | 2 | Wall Mount | Compact Fluorescent |  | Twist | 2 | 9 | Bathroom | 2167810 | Bathroom | 0.09408%
21678 | 10 | 2 |  | Manual | 2 | Wall Mount | Compact Fluorescent |  | Twist | 1 | 18 | Bathroom | 2167810 | Bathroom | 0.09408%
21678 | 10 | 3 |  | Manual | 2 | Recessed Can | Incandescent |  | Reflector | 1 | 65 | Bathroom | 2167810 | Bathroom | 0.09408%
21678 | 11 | 1 |  | Manual | 1 | Chandelier (Hanging) | Incandescent |  | Mini base | 3 | 60 | Master Bedroom | 2167811 | Master Bedroom | 0.09408%
21678 | 11 | 2 |  | Manual | 1 | Table | Incandescent |  | Standard A Lamp | 1 | 100 | Master Bedroom | 2167811 | Master Bedroom | 0.09408%
21678 | 12 | 1 |  | Manual | 1 | Ceiling Fixture | Incandescent |  | Standard A Lamp | 1 | 60 | Closet | 2167812 | Closet | 0.09408%
21678 | 13 | 1 |  | Manual | 2 | Ceiling Fixture | Compact Fluorescent |  | Twist | 1 | 26 | Garage | 2167813 | Garage | 0.09408%
21680 | 1 | 1 |  | Manual | 2 | Wall Mount | Incandescent |  | Globe | 1 | 60 | Bathroom | 216801 | Bathroom | 0.02845%
21680 | 1 | 2 |  | Manual | 1 | Ceiling Fixture | Incandescent |  | Standard A Lamp | 3 | 60 | Bathroom | 216801 | Bathroom | 0.02845%
21680 | 1 | 3 |  | Manual | 3 | Recessed Can | Incandescent |  | Reflector | 1 | 60 | Bathroom | 216801 | Bathroom | 0.02845%
21680 | 2 | 1 |  | Photo/motion | 1 | Ceiling Fixture | Linear Fluorescent | 48 | T-8 | 2 | 60 | Closet | 216802 | Closet | 0.02845%
21680 | 3 | 1 |  | Manual | 4 | Recessed - other | Halogen |  | PAR | 1 | 50 | Hall | 216803 | Hall | 0.02845%
21680 | 3 | 2 |  | Manual | 1 | Ceiling Fixture | Incandescent |  | Standard A Lamp | 2 | 60 | Hall | 216803 | Hall | 0.02845%
21680 | 3 | 3 |  | Manual | 2 | Wall Mount | Incandescent |  | Globe | 1 | 40 | Hall | 216803 | Hall | 0.02845%
21680 | 3 | 4 |  | Manual | 2 | Wall Mount | Incandescent |  | Globe | 2 | 40 | Hall | 216803 | Hall | 0.02845%
21680 | 4 | 1 |  | Manual | 2 | Wall Mount | Incandescent |  | Standard A Lamp | 1 | 60 | Bathroom | 216804 | Bathroom | 0.02845%
21680 | 4 | 2 |  | Manual | 1 | Chandelier (Hanging) | Incandescent |  | Standard A Lamp | 3 | 65 | Bathroom | 216804 | Bathroom | 0.02845%
21680 | 4 | 3 |  | Manual | 2 | Recessed Can | Incandescent |  | Reflector | 1 | 40 | Bathroom | 216804 | Bathroom | 0.02845%
21680 | 5 | 1 |  | Manual | 2 | Table | Incandescent |  | 3-Way Incandescent | 1 | 100 | Bedroom | 216805 | Bedroom | 0.02845%
21680 | 5 | 2 |  | Manual | 1 | Ceiling Fan | Incandescent |  | Standard A Lamp | 2 | 60 | Bedroom | 216805 | Bedroom | 0.02845%
21680 | 5 | 3 |  | Manual | 2 | Wall Mount | Incandescent |  | Standard A Lamp | 1 | 100 | Bedroom | 216805 | Bedroom | 0.02845%
21680 | 6 | 1 |  | Manual | 3 | Chandelier (Hanging) | Incandescent |  | Standard A Lamp | 1 | 100 | Kitchen | 216806 | Kitchen | 0.02845%
21680 | 6 | 2 |  | Manual | 6 | Recessed Can | Incandescent |  | Reflector | 1 | 65 | Kitchen | 216806 | Kitchen | 0.02845%
21680 | 7 | 1 |  | Manual | 4 | Recessed Can | Incandescent |  | Reflector | 1 | 65 | Laundry Room | 216807 | Laundry Room | 0.02845%
21680 | 7 | 2 |  | Manual | 1 | Other | Incandescent |  |  | 10 | 5 | Laundry Room | 216807 | Laundry Room | 0.02845%
21680 | 8 | 1 |  | Manual | 1 | Chandelier (Hanging) | Incandescent |  | Standard A Lamp | 5 | 100 | Living Room | 216808 | Living Room | 0.02845%
21680 | 8 | 2 |  | Manual | 1 | Chandelier (Hanging) | Incandescent |  | Standard A Lamp | 7 | 100 | Living Room | 216808 | Living Room | 0.02845%
21680 | 8 | 3 |  | Manual | 6 | Recessed - other | Halogen |  | PAR | 1 | 50 | Living Room | 216808 | Living Room | 0.02845%
21680 | 8 | 4 |  | Manual | 1 | Table | Incandescent |  | Mini base | 1 | 40 | Living Room | 216808 | Living Room | 0.02845%
21680 | 8 | 5 |  | Manual | 1 | Table | Halogen |  | Other | 2 | 100 | Living Room | 216808 | Living Room | 0.02845%
21680 | 8 | 6 |  | Manual | 1 | Floor lamp | Incandescent |  | Standard A Lamp | 1 | 60 | Living Room | 216808 | Living Room | 0.02845%
21680 | 9 | 1 |  | Manual | 5 | Wall Mount | Incandescent |  | Standard A Lamp | 1 | 100 | Bathroom | 216809 | Bathroom | 0.02845%
21680 | 9 | 2 |  | Manual | 3 | Chandelier (Hanging) | Incandescent |  | Standard A Lamp | 3 | 100 | Bathroom | 216809 | Bathroom | 0.02845%
21680 | 9 | 3 |  | Manual | 4 | Recessed - other | Halogen |  | MR | 1 | 50 | Bathroom | 216809 | Bathroom | 0.02845%
21680 | 9 | 4 |  | Manual | 1 | Chandelier (Hanging) | Incandescent |  | Standard A Lamp | 1 | 100 | Bathroom | 216809 | Bathroom | 0.02845%
21680 | 10 | 1 |  | Manual | 4 | Table | Incandescent |  | Standard A Lamp | 1 | 60 | Master Bedroom | 2168010 | Master Bedroom | 0.02845%
21680 | 10 | 2 |  | Manual | 1 | Ceiling Fan | Incandescent |  | Standard A Lamp | 1 | 100 | Master Bedroom | 2168010 | Master Bedroom | 0.02845%
21680 | 10 | 3 |  | Manual | 5 | Recessed - other | Halogen |  | MR | 2 | 50 | Master Bedroom | 2168010 | Master Bedroom | 0.02845%
21680 | 11 | 1 |  | Manual | 1 | Ceiling Fixture | Incandescent |  | Standard A Lamp | 1 | 100 | Closet | 2168011 | Closet | 0.02845%
21680 | 12 | 1 |  | Manual | 4 | Recessed - other | Halogen |  | MR | 1 | 50 | Office | 2168012 | Office | 0.02845%
21680 | 12 | 2 |  | Manual | 2 | Chandelier (Hanging) | Incandescent |  | Standard A Lamp | 3 | 100 | Office | 2168012 | Office | 0.02845%
21680 | 12 | 3 |  | Manual | 2 | Wall Mount | Incandescent |  | Standard A Lamp | 2 | 60 | Office | 2168012 | Office | 0.02845%
21680 | 12 | 4 |  | Manual | 2 | Table | Incandescent |  | Standard A Lamp | 2 | 25 | Office | 2168012 | Office | 0.02845%
21680 | 13 | 1 |  | Manual | 3 | Table | Incandescent |  | 3-Way Incandescent | 1 | 100 | Office | 2168013 | Office | 0.02845%
21680 | 13 | 2 |  | Manual | 1 | Ceiling Fan | Incandescent |  | Standard A Lamp | 2 | 60 | Office | 2168013 | Office | 0.02845%
21680 | 14 | 1 |  | Manual | 2 | Other | Incandescent |  |  | 10 | 5 | Other | 2168014 | Other | 0.02845%
21680 | 14 | 2 |  | Manual | 1 | Ceiling Fixture | Incandescent |  | Standard A Lamp | 1 | 100 | Other | 2168014 | Other | 0.02845%
21680 | 15 | 1 |  | Manual | 2 | Wall Mount | Incandescent |  | Standard A Lamp | 2 | 100 | Hall | 2168015 | Hall | 0.02845%
21680 | 15 | 2 |  | Manual | 4 | Recessed - other | Halogen |  | MR | 1 | 50 | Hall | 2168015 | Hall | 0.02845%
21680 | 16 | 1 |  | Manual | 2 | Chandelier (Hanging) | Incandescent |  | Standard A Lamp | 2 | 100 | Closet | 2168016 | Closet | 0.02845%
21684 | 1 | 1 |  | Manual | 1 | Ceiling Fixture | Incandescent |  | Standard A Lamp | 2 | 60 | Bathroom | 216841 | Bathroom | 0.2054%
21684 | 1 | 2 |  | Manual | 1 | Wall Mount | Incandescent |  | Standard A Lamp | 2 | 60 | Bathroom | 216841 | Bathroom | 0.2054%
21684 | 2 | 1 |  | Manual | 2 | Ceiling Fixture | Incandescent |  | Standard A Lamp | 2 | 60 | Bathroom | 216842 | Bathroom | 0.2054%
21684 | 3 | 1 |  | Manual | 1 | Ceiling Fixture | Incandescent |  | Heat Lamp | 1 | 100 | Bathroom | 216843 | Bathroom | 0.2054%
21684 | 4 | 1 |  | Manual | 2 | Table | Incandescent |  | Standard A Lamp | 1 | 75 | Bedroom | 216844 | Bedroom | 0.2054%
21684 | 4 | 2 |  | Manual | 1 | Ceiling Fan | Incandescent |  | Decorative | 3 | 40 | Bedroom | 216844 | Bedroom | 0.2054%
21684 | 5 | 1 |  | Manual | 1 | Table | Incandescent |  | Standard A Lamp | 1 | 40 | Bedroom | 216845 | Bedroom | 0.2054%
21684 | 5 | 2 |  | Manual | 1 | Ceiling Fan | Incandescent |  | Decorative | 3 | 40 | Bedroom | 216845 | Bedroom | 0.2054%
21684 | 6 | 1 |  | Manual | 2 | Ceiling Fixture | Incandescent |  | Standard A Lamp | 2 | 60 | Bedroom | 216846 | Bedroom | 0.2054%
21684 | 6 | 2 |  | Manual | 2 | Wall Mount | Incandescent |  | Standard A Lamp | 1 | 60 | Bedroom | 216846 | Bedroom | 0.2054%
21684 | 6 | 3 |  | Manual | 2 | Table | Incandescent |  | Standard A Lamp | 1 | 60 | Bedroom | 216846 | Bedroom | 0.2054%
21684 | 7 | 1 |  | Manual | 1 | Ceiling Fixture | Incandescent |  | Mini base | 4 | 25 | Closet | 216847 | Closet | 0.2054%
21684 | 8 | 1 |  | Manual | 2 | Ceiling Fixture | Incandescent |  | Standard A Lamp | 2 | 60 | Dining Room | 216848 | Dining Room | 0.2054%
21684 | 9 | 1 |  | Manual | 3 | Ceiling Fixture | Linear Fluorescent | 48 | T-12 | 2 | 40 | Garage | 216849 | Garage | 0.2054%
21684 | 9 | 2 |  | Manual | 1 | Ceiling Fixture | Linear Fluorescent | 48 | T-12 | 1 | 40 | Garage | 216849 | Garage | 0.2054%
21684 | 9 | 3 |  | Manual | 1 | Garage door opener | Incandescent |  | Standard A Lamp | 2 | 60 | Garage | 216849 | Garage | 0.2054%
21684 | 10 | 1 |  | Manual | 1 | Ceiling Fixture | Incandescent |  | Standard A Lamp | 2 | 60 | Hall | 2168410 | Hall | 0.2054%
21684 | 10 | 2 |  | Manual | 2 | Recessed Can | Incandescent |  | Reflector | 1 | 65 | Hall | 2168410 | Hall | 0.2054%
21684 | 11 | 1 |  | Manual | 2 | Ceiling Fixture | Incandescent |  | Standard A Lamp | 1 | 60 | Kitchen | 2168411 | Kitchen | 0.2054%
21684 | 11 | 2 |  | Manual | 1 | Track | Halogen |  | PAR | 3 | 30 | Kitchen | 2168411 | Kitchen | 0.2054%
21684 | 11 | 3 |  | Manual | 1 | Recessed - other | Incandescent |  | Standard A Lamp | 1 | 60 | Kitchen | 2168411 | Kitchen | 0.2054%
21684 | 12 | 1 |  | Manual | 2 | Ceiling Fixture | Incandescent |  | Standard A Lamp | 1 | 60 | Laundry Room | 2168412 | Laundry Room | 0.2054%
21684 | 13 | 1 |  | Manual | 4 | Table | Incandescent |  | Standard A Lamp | 1 | 75 | Living Room | 2168413 | Living Room | 0.2054%
21684 | 13 | 2 |  | Manual | 1 | Floor lamp | Incandescent |  | Decorative | 4 | 40 | Living Room | 2168413 | Living Room | 0.2054%
21689 | 1 | 1 |  | Manual | 2 | Table | Incandescent |  | Standard A Lamp | 1 | 65 | Family Room | 216891 | Family Room | 0.09408%
21689 | 2 | 1 |  | Manual | 2 | Wall Mount | Linear Fluorescent | 24 | T-12 | 1 | 20 | Bathroom | 216892 | Bathroom | 0.09408%
21689 | 3 | 1 |  | Manual | 1 | Ceiling Fixture | Incandescent |  | Standard A Lamp | 2 | 75 | Bedroom | 216893 | Bedroom | 0.09408%
21689 | 4 | 1 |  | Manual | 1 | Ceiling Fixture | Incandescent |  | Standard A Lamp | 1 | 75 | Bedroom | 216894 | Bedroom | 0.09408%
21689 | 5 | 1 |  | Manual | 1 | Ceiling Fixture | Compact Fluorescent |  | Twist | 1 | 22 | Hall | 216895 | Hall | 0.09408%
21689 | 6 | 1 |  | Manual | 1 | Ceiling Fixture | Incandescent |  | Standard A Lamp | 1 | 75 | Garage | 216896 | Garage | 0.09408%
21689 | 6 | 2 |  | Manual | 1 | Ceiling Fixture | Linear Fluorescent | 48 | T-8 | 2 | 32 | Garage | 216896 | Garage | 0.09408%
21689 | 6 | 3 |  | Manual | 1 | Ceiling Fixture | Incandescent |  | Heat Lamp | 1 | 150 | Garage | 216896 | Garage | 0.09408%
21689 | 7 | 1 |  | Manual | 2 | Recessed - other | Incandescent |  | Standard A Lamp | 1 | 75 | Hall | 216897 | Hall | 0.09408%
21689 | 8 | 1 |  | Manual | 2 | Recessed - other | Incandescent |  | Standard A Lamp | 2 | 75 | Kitchen | 216898 | Kitchen | 0.09408%
21689 | 9 | 1 |  | Manual | 2 | Ceiling Fixture | Incandescent |  | Standard A Lamp | 1 | 75 | Laundry Room | 216899 | Laundry Room | 0.09408%
21689 | 10 | 1 |  | Manual | 1 | Chandelier (Hanging) | Incandescent |  | Standard A Lamp | 1 | 75 | Living Room | 2168910 | Living Room | 0.09408%
21689 | 10 | 2 |  | Manual | 2 | Wall Mount | Compact Fluorescent |  | Twist | 1 | 22 | Living Room | 2168910 | Living Room | 0.09408%
21689 | 10 | 3 |  | Manual | 1 | Table | Incandescent |  | Standard A Lamp | 1 | 75 | Living Room | 2168910 | Living Room | 0.09408%
21689 | 11 | 1 |  | Manual | 1 | Chandelier (Hanging) | Incandescent |  | Mini base | 3 | 40 | Office | 2168911 | Office | 0.09408%
21689 | 12 | 1 |  | Manual | 2 | Wall Mount | Linear Fluorescent | 24 | T-12 | 1 | 20 | Bathroom | 2168912 | Bathroom | 0.09408%
21689 | 12 | 2 |  | Manual | 1 | Ceiling Fixture | Linear Fluorescent | 20 | T-8 | 2 | 20 | Bathroom | 2168912 | Bathroom | 0.09408%
21692 | 1 | 1 |  | Manual | 1 | Wall Mount | Incandescent |  | Clear | 4 | 40 | Bathroom | 216921 | Bathroom | 0.2127%
21692 | 2 | 1 |  | Manual | 1 | Ceiling Fixture | Linear Fluorescent | 22 | T-8 | 2 | 16 | Hall | 216922 | Hall | 0.2127%
21692 | 3 | 1 |  | Manual | 2 | Ceiling Fixture | Incandescent |  | Standard A Lamp | 2 | 60 | Bedroom | 216923 | Bedroom | 0.2127%
21692 | 3 | 2 |  | Dimmer | 1 | Table | Incandescent |  | Standard A Lamp | 1 | 60 | Bedroom | 216923 | Bedroom | 0.2127%
21692 | 4 | 1 |  | Manual | 1 | Ceiling Fixture | Incandescent |  | Standard A Lamp | 2 | 60 | Bedroom | 216924 | Bedroom | 0.2127%
21692 | 4 | 2 |  | Manual | 1 | Table | Incandescent |  | Standard A Lamp | 1 | 100 | Bedroom | 216924 | Bedroom | 0.2127%
21692 | 5 | 1 |  | Manual | 1 | Recessed - other | Incandescent |  | Standard A Lamp | 1 | 100 | Bedroom | 216925 | Bedroom | 0.2127%
21692 | 6 | 1 |  | Manual | 1 | Ceiling Fixture | Incandescent |  | Standard A Lamp | 1 | 60 | Bedroom | 216926 | Bedroom | 0.2127%
21692 | 6 | 2 |  | Manual | 1 | Table | Incandescent |  | Standard A Lamp | 1 | 100 | Bedroom | 216926 | Bedroom | 0.2127%
21692 | 7 | 1 |  | Manual | 1 | Ceiling Fixture | Incandescent |  | Standard A Lamp | 2 | 60 | Closet | 216927 | Closet | 0.2127%
21692 | 8 | 1 |  | Manual | 1 | Ceiling Fan | Incandescent |  | Standard A Lamp | 3 | 60 | Dining Room | 216928 | Dining Room | 0.2127%
21692 | 8 | 2 |  | Manual | 1 | Ceiling Fixture | Compact Fluorescent |  | Twist | 3 | 22 | Dining Room | 216928 | Dining Room | 0.2127%
21692 | 9 | 1 |  | Manual | 2 | Ceiling Fixture | Incandescent |  | Standard A Lamp | 1 | 100 | Garage | 216929 | Garage | 0.2127%
21692 | 9 | 2 |  | Photo | 1 | Track | Other |  | Mercury Vapor | 1 | 150 | Garage | 216929 | Garage | 0.2127%
21692 | 10 | 1 |  | Manual | 2 | Ceiling Fixture | Compact Fluorescent |  | Twist | 2 | 15 | Kitchen | 2169210 | Kitchen | 0.2127%
21692 | 10 | 2 |  | Manual | 1 | Ceiling Fan | Compact Fluorescent |  | Straight Tube | 2 | 28 | Kitchen | 2169210 | Kitchen | 0.2127%
21692 | 10 | 3 |  | Manual | 1 | Ceiling Fixture | Compact Fluorescent |  | Twist | 1 | 15 | Kitchen | 2169210 | Kitchen | 0.2127%
21692 | 11 | 1 |  | Manual | 1 | Ceiling Fixture | Compact Fluorescent |  | Twist | 1 | 15 | Laundry Room | 2169211 | Laundry Room | 0.2127%
21692 | 12 | 1 |  | Manual | 1 | Chandelier (Hanging) | Compact Fluorescent |  | Twist | 1 | 15 | Living Room | 2169212 | Living Room | 0.2127%
21692 | 12 | 2 |  | Manual | 1 | Table | Incandescent |  | Standard A Lamp | 1 | 100 | Living Room | 2169212 | Living Room | 0.2127%
21692 | 12 | 3 |  | Manual | 1 | Table | Compact Fluorescent |  | Twist | 1 | 15 | Living Room | 2169212 | Living Room | 0.2127%
21692 | 12 | 4 |  | Manual | 1 | Other | Linear Fluorescent |  | Fluorescent Other | 1 | 20 | Living Room | 2169212 | Living Room | 0.2127%
21692 | 13 | 1 |  | Manual | 4 | Low bay | Linear Fluorescent | 96 | T-12 | 2 | 100 | Other | 2169213 | Other | 0.2127%
21692 | 14 | 1 |  | Manual | 1 | Ceiling Fixture | Linear Fluorescent | 44 | T-12 | 2 | 32 | Other | 2169214 | Other | 0.2127%
21700 | 1 | 1 |  | Manual | 1 | Ceiling Fixture | Linear Fluorescent | 48 | T-8 | 2 | 32 | Bathroom | 217001 | Bathroom | 0.2054%
21700 | 1 | 2 |  | Manual | 1 | Wall Mount | Compact Fluorescent |  | Twist | 4 | 15 | Bathroom | 217001 | Bathroom | 0.2054%
21700 | 1 | 3 |  | Manual | 1 | Ceiling Fixture | Incandescent |  | Standard A Lamp | 2 | 60 | Bathroom | 217001 | Bathroom | 0.2054%
21700 | 2 | 1 |  | Manual | 2 | Floor lamp | Incandescent |  | Standard A Lamp | 1 | 60 | Bedroom | 217002 | Bedroom | 0.2054%
21700 | 2 | 2 |  | Manual | 1 | Ceiling Fixture | Incandescent |  | Standard A Lamp | 1 | 60 | Bedroom | 217002 | Bedroom | 0.2054%
21700 | 3 | 1 |  | Manual | 1 | Architectural | Incandescent |  | Decorative | 1 | 40 | Kitchen | 217003 | Kitchen | 0.2054%
21700 | 3 | 2 |  | Manual | 2 | Ceiling Fixture | Compact Fluorescent |  | Twist | 1 | 22 | Kitchen | 217003 | Kitchen | 0.2054%
21700 | 3 | 3 |  | Manual | 1 | Ceiling Fixture | Compact Fluorescent |  | Twist | 1 | 15 | Kitchen | 217003 | Kitchen | 0.2054%
21700 | 3 | 4 |  | Manual | 1 | Recessed - other | Linear Fluorescent | 16 | T-8 | 1 | 16 | Kitchen | 217003 | Kitchen | 0.2054%
21700 | 4 | 1 |  | Manual | 2 | Track | Halogen |  | PAR | 4 | 35 | Living Room | 217004 | Living Room | 0.2054%
21700 | 4 | 2 |  | Dimmer | 1 | Chandelier (Hanging) | Incandescent |  | Standard A Lamp | 1 | 60 | Living Room | 217004 | Living Room | 0.2054%
21700 | 4 | 3 |  | Manual | 2 | Other | Incandescent |  | Standard A Lamp | 1 | 40 | Living Room | 217004 | Living Room | 0.2054%
21700 | 5 | 1 |  | Manual | 4 | Table | Incandescent |  | Standard A Lamp | 1 | 60 | Master Bedroom | 217005 | Master Bedroom | 0.2054%
21700 | 5 | 2 |  | Manual | 1 | Ceiling Fixture | Incandescent |  | Standard A Lamp | 2 | 60 | Master Bedroom | 217005 | Master Bedroom | 0.2054%
21700 | 6 | 1 |  | Manual | 2 | Table | Incandescent |  | Standard A Lamp | 1 | 60 | Office | 217006 | Office | 0.2054%
21700 | 6 | 2 |  | Manual | 3 | Wall Mount | Compact Fluorescent |  | Twist | 1 | 15 | Office | 217006 | Office | 0.2054%
21700 | 6 | 3 |  | Manual | 1 | Table | Linear Fluorescent | 16 | T-8 | 1 | 16 | Office | 217006 | Office | 0.2054%
21700 | 6 | 4 |  | Manual | 2 | Table | Halogen |  | MR | 1 | 20 | Office | 217006 | Office | 0.2054%
21701 | 1 | 1 |  | Manual | 1 | Wall Mount | Compact Fluorescent |  | Twist | 2 | 15 | Bathroom | 217011 | Bathroom | 0.02845%
21701 | 2 | 1 |  | Manual | 1 | Ceiling Fixture | Compact Fluorescent |  | Pin base | 1 | 22 | Bedroom | 217012 | Bedroom | 0.02845%
21701 | 2 | 2 |  | Manual | 1 | Table | Compact Fluorescent |  | Twist | 1 | 15 | Bedroom | 217012 | Bedroom | 0.02845%
21701 | 3 | 1 |  | Manual | 1 | Ceiling Fixture | Compact Fluorescent |  | Twist | 1 | 15 | Hall | 217013 | Hall | 0.02845%
21701 | 4 | 1 |  | Manual | 1 | Ceiling Fixture | Incandescent |  | Standard A Lamp | 1 | 40 | Kitchen | 217014 | Kitchen | 0.02845%
21701 | 4 | 2 |  | Manual | 5 | Recessed Can | Incandescent |  | Standard A Lamp | 1 | 60 | Kitchen | 217014 | Kitchen | 0.02845%
21701 | 4 | 3 |  | Manual | 1 | Wall Mount | Incandescent |  | Standard A Lamp | 1 | 60 | Kitchen | 217014 | Kitchen | 0.02845%
21701 | 5 | 1 |  | Manual | 1 | Ceiling Fixture | Compact Fluorescent |  | Twist | 1 | 26 | Laundry Room | 217015 | Laundry Room | 0.02845%
21701 | 6 | 1 |  | Manual | 1 | Ceiling Fixture | Compact Fluorescent |  | Twist | 2 | 15 | Living Room | 217016 | Living Room | 0.02845%
21701 | 7 | 1 |  | Manual | 1 | Ceiling Fixture | Compact Fluorescent |  | Twist | 1 | 15 | Office | 217017 | Office | 0.02845%
21701 | 8 | 1 |  | Manual | 1 | Wall Mount | Compact Fluorescent |  | Twist | 2 | 15 | Bathroom | 217018 | Bathroom | 0.02845%
21701 | 9 | 1 |  | Manual | 1 | Ceiling Fixture | Compact Fluorescent |  | Twist | 1 | 15 | Bedroom | 217019 | Bedroom | 0.02845%
21701 | 10 | 1 |  | Manual | 1 | Ceiling Fixture | Compact Fluorescent |  | Twist | 1 | 15 | Bedroom | 2170110 | Bedroom | 0.02845%
21701 | 10 | 2 |  | Manual | 1 | Table | Incandescent |  | Standard A Lamp | 1 | 60 | Bedroom | 2170110 | Bedroom | 0.02845%
21701 | 11 | 1 |  | Manual | 1 | Ceiling Fixture | Compact Fluorescent |  | Twist | 1 | 15 | Hall | 2170111 | Hall | 0.02845%
21703 | 1 | 1 |  | Manual | 6 | Recessed Can | Incandescent |  | Reflector | 1 | 65 | Kitchen | 217031 | Kitchen | 0.04732%
21703 | 2 | 1 |  | Manual | 1 | Ceiling Fixture | Incandescent |  | Standard A Lamp | 1 | 40 | Hall | 217032 | Hall | 0.04732%
21703 | 3 | 1 |  | Manual | 1 | Wall Mount | Incandescent |  | Globe | 6 | 60 | Bathroom | 217033 | Bathroom | 0.04732%
21703 | 3 | 2 |  | Manual | 1 | Wall Mount | Incandescent |  | Standard A Lamp | 1 | 40 | Bathroom | 217033 | Bathroom | 0.04732%
21703 | 3 | 3 |  | Manual | 1 | Recessed - other | Incandescent |  | Heat Lamp | 1 | 250 | Bathroom | 217033 | Bathroom | 0.04732%
21703 | 4 | 1 |  | Manual | 1 | Ceiling Fixture | Compact Fluorescent |  | Twist | 2 | 15 | Bathroom | 217034 | Bathroom | 0.04732%
21703 | 5 | 1 |  | Manual | 1 | Wall Mount | Incandescent |  | Decorative | 1 | 40 | Bedroom | 217035 | Bedroom | 0.04732%
21703 | 5 | 2 |  | Manual | 1 | Table | Incandescent |  | Standard A Lamp | 1 | 75 | Bedroom | 217035 | Bedroom | 0.04732%
21703 | 5 | 3 |  | Manual | 1 | Ceiling Fixture | Compact Fluorescent |  | Twist | 2 | 15 | Bedroom | 217035 | Bedroom | 0.04732%
21703 | 6 | 1 |  | Manual | 1 | Ceiling Fixture | Incandescent |  | Standard A Lamp | 1 | 60 | Living Room | 217036 | Living Room | 0.04732%
21703 | 6 | 2 |  | Manual | 2 | Floor lamp | Incandescent |  | Standard A Lamp | 1 | 75 | Living Room | 217036 | Living Room | 0.04732%
21703 | 6 | 3 |  | Manual | 1 | Table | Incandescent |  | 3-Way Incandescent | 1 | 75 | Living Room | 217036 | Living Room | 0.04732%
21703 | 7 | 1 |  | Manual | 1 | Ceiling Fixture | Incandescent |  | Standard A Lamp | 1 | 60 | Bedroom | 217037 | Bedroom | 0.04732%
21703 | 7 | 2 |  | Manual | 1 | Ceiling Fixture | Compact Fluorescent |  | Twist | 1 | 15 | Bedroom | 217037 | Bedroom | 0.04732%
21703 | 8 | 1 |  | Manual | 2 | Ceiling Fixture | Incandescent |  | Standard A Lamp | 1 | 60 | Family Room | 217038 | Family Room | 0.04732%
21703 | 8 | 2 |  | Manual | 1 | Table | Incandescent |  | Standard A Lamp | 1 | 75 | Family Room | 217038 | Family Room | 0.04732%
21703 | 8 | 3 |  | Manual | 1 | Floor lamp | Incandescent |  | Standard A Lamp | 1 | 75 | Family Room | 217038 | Family Room | 0.04732%
21703 | 9 | 1 |  | Manual | 1 | Ceiling Fixture | Incandescent |  | Standard A Lamp | 2 | 60 | Laundry Room | 217039 | Laundry Room | 0.04732%
21707 | 1 | 1 |  | Manual | 1 | Ceiling Fixture | Incandescent |  | Standard A Lamp | 4 | 60 | Bedroom | 217071 | Bedroom | 0.04732%
21707 | 2 | 1 |  | Manual | 2 | Ceiling Fixture | Incandescent |  | Standard A Lamp | 1 | 60 | Bathroom | 217072 | Bathroom | 0.04732%
21707 | 2 | 2 |  | Manual | 1 | Wall Mount | Incandescent |  | Globe | 7 | 60 | Bathroom | 217072 | Bathroom | 0.04732%
21707 | 3 | 1 |  | Manual | 1 | Ceiling Fixture | Incandescent |  | Reflector | 1 | 65 | Bathroom | 217073 | Bathroom | 0.04732%
21707 | 3 | 2 |  | Manual | 4 | Wall Mount | Incandescent |  | Decorative | 1 | 60 | Bathroom | 217073 | Bathroom | 0.04732%
21707 | 4 | 1 |  | Manual | 2 | Wall Mount | Incandescent |  | Standard A Lamp | 1 | 60 | Bathroom | 217074 | Bathroom | 0.04732%
21707 | 4 | 2 |  | Manual | 1 | Ceiling Fixture | Incandescent |  | Reflector | 2 | 65 | Bathroom | 217074 | Bathroom | 0.04732%
21707 | 5 | 1 |  | Manual | 1 | Chandelier (Hanging) | Incandescent |  | Standard A Lamp | 2 | 60 | Bedroom | 217075 | Bedroom | 0.04732%
21707 | 6 | 1 |  | Manual | 1 | Chandelier (Hanging) | Incandescent |  | Standard A Lamp | 1 | 60 | Bedroom | 217076 | Bedroom | 0.04732%
21707 | 6 | 2 |  | Manual | 4 | Table | Incandescent |  | Standard A Lamp | 1 | 60 | Bedroom | 217076 | Bedroom | 0.04732%
21707 | 7 | 1 |  | Manual | 1 | Chandelier (Hanging) | Compact Fluorescent |  | Twist | 1 | 15 | Bedroom | 217077 | Bedroom | 0.04732%
21707 | 7 | 2 |  | Manual | 2 | Table | Compact Fluorescent |  | 3-Way CFL | 1 | 11 | Bedroom | 217077 | Bedroom | 0.04732%
21707 | 8 | 1 |  | Manual | 1 | Ceiling Fixture | Compact Fluorescent |  | Circline (Screw Base) | 1 | 22 | Closet | 217078 | Closet | 0.04732%
21707 | 9 | 1 |  | Manual | 1 | Ceiling Fixture | Incandescent |  | Standard A Lamp | 1 | 60 | Closet | 217079 | Closet | 0.04732%
21707 | 10 | 1 |  | Manual | 1 | Ceiling Fixture | Incandescent |  | Globe | 2 | 75 | Family Room | 2170710 | Family Room | 0.04732%
21707 | 10 | 2 |  | Manual | 1 | Chandelier (Hanging) | Incandescent |  | Standard A Lamp | 3 | 60 | Family Room | 2170710 | Family Room | 0.04732%
21707 | 10 | 3 |  | Manual | 3 | Table | Incandescent |  | Standard A Lamp | 1 | 60 | Family Room | 2170710 | Family Room | 0.04732%
21707 | 10 | 4 |  | Manual | 1 | Ceiling Fixture | Incandescent |  | Decorative | 1 | 40 | Family Room | 2170710 | Family Room | 0.04732%
21707 | 11 | 1 |  | Manual | 4 | Ceiling Fixture | Incandescent |  | Standard A Lamp | 2 | 60 | Hall | 2170711 | Hall | 0.04732%
21707 | 11 | 2 |  | Manual | 1 | Chandelier (Hanging) | Incandescent |  | Decorative | 6 | 60 | Hall | 2170711 | Hall | 0.04732%
21707 | 11 | 3 |  | Manual | 1 | Wall Mount | Incandescent |  | Standard A Lamp | 1 | 60 | Hall | 2170711 | Hall | 0.04732%
21707 | 12 | 1 |  | Manual | 1 | Ceiling Fan | Compact Fluorescent |  | Twist | 6 | 15 | Kitchen | 2170712 | Kitchen | 0.04732%
21707 | 12 | 2 |  | Manual | 1 | Chandelier (Hanging) | Incandescent |  | Decorative | 6 | 40 | Kitchen | 2170712 | Kitchen | 0.04732%
21707 | 13 | 1 |  | Manual | 1 | Ceiling Fixture | Compact Fluorescent |  | Circline (Screw Base) | 1 | 28 | Living Room | 2170713 | Living Room | 0.04732%
21707 | 14 | 1 |  | Manual | 6 | Table | Compact Fluorescent |  | Twist | 1 | 15 | Living Room | 2170714 | Living Room | 0.04732%
21707 | 14 | 2 |  | Manual | 2 | Ceiling Fixture | Incandescent |  | Standard A Lamp | 1 | 60 | Living Room | 2170714 | Living Room | 0.04732%
21707 | 15 | 1 |  | Manual | 1 | Ceiling Fixture | Incandescent |  | Standard A Lamp | 1 | 40 | Other | 2170715 | Other | 0.04732%
21707 | 16 | 1 |  | Manual | 1 | Ceiling Fixture | Linear Fluorescent | 48 | T-12 | 3 | 40 | Other | 2170716 | Other | 0.04732%
21707 | 17 | 1 |  | Manual | 2 | Ceiling Fixture | Linear Fluorescent | 48 | T-12 | 2 | 40 | Other | 2170717 | Other | 0.04732%
21707 | 18 | 1 |  | Manual | 3 | Ceiling Fixture | Incandescent |  | Standard A Lamp | 1 | 60 | Other | 2170718 | Other | 0.04732%
21707 | 18 | 2 |  | Manual | 1 | Ceiling Fixture | Linear Fluorescent | 24 | T-12 | 2 | 20 | Other | 2170718 | Other | 0.04732%
21708 | 1 | 1 |  | Manual | 1 | Ceiling Fixture | Incandescent |  | Standard A Lamp | 1 | 60 | Bedroom | 217081 | Bedroom | 0.09408%
21708 | 2 | 1 |  | Manual | 1 | Ceiling Fixture | Incandescent |  | Standard A Lamp | 1 | 60 | Bedroom | 217082 | Bedroom | 0.09408%
21708 | 3 | 1 |  | Manual | 2 | Ceiling Fixture | Incandescent |  | Standard A Lamp | 1 | 100 | Garage | 217083 | Garage | 0.09408%
21708 | 3 | 2 |  | Motion | 1 | Garage door opener | Incandescent |  | Standard A Lamp | 1 | 60 | Garage | 217083 | Garage | 0.09408%
21708 | 4 | 1 |  | Manual | 1 | Wall Mount | Incandescent |  | Globe | 4 | 40 | Bathroom | 217084 | Bathroom | 0.09408%
21708 | 5 | 1 |  | Manual | 1 | Ceiling Fixture | Incandescent |  | Standard A Lamp | 1 | 60 | Hall | 217085 | Hall | 0.09408%
21708 | 6 | 1 |  | Manual | 1 | Ceiling Fixture | Incandescent |  | Standard A Lamp | 1 | 60 | Hall | 217086 | Hall | 0.09408%
21708 | 7 | 1 |  | Manual | 1 | Chandelier (Hanging) | Incandescent |  | Standard A Lamp | 5 | 60 | Kitchen | 217087 | Kitchen | 0.09408%
21708 | 7 | 2 |  | Manual | 2 | Ceiling Fixture | Linear Fluorescent | 48 | T-12 | 4 | 40 | Kitchen | 217087 | Kitchen | 0.09408%
21708 | 7 | 3 |  | Manual | 1 | Recessed Can | Incandescent |  | Reflector | 1 | 65 | Kitchen | 217087 | Kitchen | 0.09408%
21708 | 8 | 1 |  | Manual | 1 | Ceiling Fixture | Linear Fluorescent | 48 | T-12 | 2 | 40 | Laundry Room | 217088 | Laundry Room | 0.09408%
21708 | 9 | 1 |  | Manual | 1 | Ceiling Fan | Incandescent |  | Standard A Lamp | 3 | 60 | Living Room | 217089 | Living Room | 0.09408%
21708 | 9 | 2 |  | Manual | 1 | Table | Incandescent |  | Standard A Lamp | 1 | 60 | Living Room | 217089 | Living Room | 0.09408%
21708 | 9 | 3 |  | Manual | 2 | Recessed Can | Incandescent |  | Reflector | 1 | 65 | Living Room | 217089 | Living Room | 0.09408%
21708 | 10 | 1 |  | Manual | 1 | Wall Mount | Incandescent |  | Globe | 4 | 40 | Bathroom | 2170810 | Bathroom | 0.09408%
21708 | 11 | 1 |  | Manual | 1 | Ceiling Fixture | Incandescent |  | Standard A Lamp | 2 | 60 | Master Bedroom | 2170811 | Master Bedroom | 0.09408%
21708 | 12 | 1 |  | Manual | 1 | Ceiling Fixture | Linear Fluorescent | 48 | T-12 | 2 | 40 | Closet | 2170812 | Closet | 0.09408%
21710 | 1 | 1 |  | Manual | 1 | Wall Mount | Compact Fluorescent |  | Twist | 5 | 15 | Bathroom | 217101 | Bathroom | 0.05169%
21710 | 2 | 1 |  | Manual | 1 | Ceiling Fixture | Compact Fluorescent |  | Twist | 2 | 23 | Bedroom | 217102 | Bedroom | 0.05169%
21710 | 2 | 2 |  | Manual | 1 | Table | Incandescent |  | Standard A Lamp | 1 | 100 | Bedroom | 217102 | Bedroom | 0.05169%
21710 | 3 | 1 |  | Manual | 2 | Wall Mount | Compact Fluorescent |  | Twist | 1 | 23 | Closet | 217103 | Closet | 0.05169%
21710 | 4 | 1 |  | Manual | 2 | Wall Mount | Compact Fluorescent |  | Twist | 1 | 23 | Closet | 217104 | Closet | 0.05169%
21710 | 5 | 1 |  | Manual | 2 | Ceiling Fixture | Compact Fluorescent |  | Pin base | 2 | 15 | Dining Room | 217105 | Dining Room | 0.05169%
21710 | 6 | 1 |  | Manual | 1 | Ceiling Fixture | Compact Fluorescent |  | Twist | 1 | 23 | Hall | 217106 | Hall | 0.05169%
21710 | 7 | 1 |  | Manual | 2 | High bay | Linear Fluorescent | 48 | T-12 | 2 | 40 | Garage | 217107 | Garage | 0.05169%
21710 | 7 | 2 |  | Manual | 1 | Ceiling Fan | Compact Fluorescent |  | Twist | 3 | 23 | Garage | 217107 | Garage | 0.05169%
21710 | 7 | 3 |  | Manual | 1 | Ceiling Fixture | Compact Fluorescent |  | Twist | 1 | 23 | Garage | 217107 | Garage | 0.05169%
21710 | 8 | 1 |  | Manual | 2 | Ceiling Fixture | Compact Fluorescent |  | Twist | 1 | 13 | Hall | 217108 | Hall | 0.05169%
21710 | 9 | 1 |  | Manual | 6 | Recessed Can | Compact Fluorescent |  | Twist | 1 | 15 | Kitchen | 217109 | Kitchen | 0.05169%
21710 | 9 | 2 |  | Manual | 1 | Recessed Can | Compact Fluorescent |  | Twist | 1 | 27 | Kitchen | 217109 | Kitchen | 0.05169%
21710 | 9 | 3 |  | Manual | 2 | Table | Compact Fluorescent |  | Twist | 1 | 17 | Kitchen | 217109 | Kitchen | 0.05169%
21710 | 9 | 4 |  | Manual | 7 | Low bay | Linear Fluorescent | 12 | T-5 | 1 | 13 | Kitchen | 217109 | Kitchen | 0.05169%
21710 | 10 | 1 |  | Manual | 1 | Ceiling Fixture | Compact Fluorescent |  | Twist | 1 | 27 | Laundry Room | 2171010 | Laundry Room | 0.05169%
21710 | 11 | 1 |  | Manual | 3 | Table | Compact Fluorescent |  | Twist | 1 | 23 | Living Room | 2171011 | Living Room | 0.05169%
21710 | 11 | 2 |  | Manual | 3 | Recessed - other | Incandescent |  | Reflector | 1 | 40 | Living Room | 2171011 | Living Room | 0.05169%
21710 | 12 | 1 |  | Manual | 1 | Wall Mount | Compact Fluorescent |  | Twist | 4 | 13 | Bathroom | 2171012 | Bathroom | 0.05169%
21710 | 12 | 2 |  | Manual | 1 | Recessed - other | Compact Fluorescent |  | Twist | 1 | 15 | Bathroom | 2171012 | Bathroom | 0.05169%
21710 | 13 | 1 |  | Manual | 1 | Ceiling Fixture | Compact Fluorescent |  | Twist | 2 | 23 | Master Bedroom | 2171013 | Master Bedroom | 0.05169%
21710 | 13 | 2 |  | Manual | 1 | Table | Compact Fluorescent |  | Twist | 1 | 23 | Master Bedroom | 2171013 | Master Bedroom | 0.05169%
21710 | 14 | 1 |  | Manual | 2 | Wall Mount | Compact Fluorescent |  | Twist | 1 | 27 | Closet | 2171014 | Closet | 0.05169%
21710 | 15 | 1 |  | Manual | 1 | Ceiling Fixture | Compact Fluorescent |  | Twist | 2 | 23 | Office | 2171015 | Office | 0.05169%
21710 | 15 | 2 |  | Manual | 1 | Table | Compact Fluorescent |  | Twist | 1 | 23 | Office | 2171015 | Office | 0.05169%
21719 | 1 | 1 |  | Manual | 2 | Wall Mount | Incandescent |  | Standard A Lamp | 1 | 100 | Bathroom | 217191 | Bathroom | 0.05296%
21719 | 2 | 1 |  | Manual | 1 | Ceiling Fixture | Incandescent |  | Standard A Lamp | 1 | 100 | Bedroom | 217192 | Bedroom | 0.05296%
21719 | 2 | 2 |  | Manual | 2 | Table | Incandescent |  | Standard A Lamp | 1 | 60 | Bedroom | 217192 | Bedroom | 0.05296%
21719 | 3 | 1 |  | Manual | 1 | Ceiling Fixture | Incandescent |  | Standard A Lamp | 1 | 100 | Bedroom | 217193 | Bedroom | 0.05296%
21719 | 3 | 2 |  | Manual | 1 | Table | Incandescent |  | Standard A Lamp | 1 | 60 | Bedroom | 217193 | Bedroom | 0.05296%
21719 | 4 | 1 |  | Manual | 2 | Wall Mount | Incandescent |  | Standard A Lamp | 1 | 100 | Bathroom | 217194 | Bathroom | 0.05296%
21719 | 5 | 1 |  | Manual | 1 | Ceiling Fixture | Incandescent |  | Standard A Lamp | 1 | 100 | Bedroom | 217195 | Bedroom | 0.05296%
21719 | 6 | 1 |  | Manual | 1 | Ceiling Fixture | Incandescent |  | Standard A Lamp | 1 | 75 | Bedroom | 217196 | Bedroom | 0.05296%
21719 | 6 | 2 |  | Manual | 1 | Wall Mount | Incandescent |  | Standard A Lamp | 1 | 100 | Bedroom | 217196 | Bedroom | 0.05296%
21719 | 7 | 1 |  | Manual | 1 | Ceiling Fixture | Incandescent |  | Standard A Lamp | 1 | 100 | Closet | 217197 | Closet | 0.05296%
21719 | 8 | 1 |  | Manual | 1 | Ceiling Fixture | Incandescent |  | Standard A Lamp | 1 | 60 | Closet | 217198 | Closet | 0.05296%
21719 | 9 | 1 |  | Manual | 1 | Ceiling Fixture | Incandescent |  | Standard A Lamp | 1 | 40 | Closet | 217199 | Closet | 0.05296%
21719 | 10 | 1 |  | Manual | 1 | Ceiling Fixture | Incandescent |  | Standard A Lamp | 1 | 100 | Closet | 2171910 | Closet | 0.05296%
21719 | 11 | 1 |  | Manual | 1 | Wall Mount | Incandescent |  | Standard A Lamp | 1 | 100 | Hall | 2171911 | Hall | 0.05296%
21719 | 12 | 1 |  | Manual | 1 | Ceiling Fixture | Incandescent |  | Standard A Lamp | 1 | 60 | Kitchen | 2171912 | Kitchen | 0.05296%
21719 | 13 | 1 |  | Manual | 1 | Ceiling Fixture | Incandescent |  | Standard A Lamp | 1 | 125 | Other | 2171913 | Other | 0.05296%
21719 | 14 | 1 |  | Manual | 1 | Ceiling Fixture | Incandescent |  | Standard A Lamp | 1 | 100 | Closet | 2171914 | Closet | 0.05296%
21719 | 15 | 1 |  | Manual | 1 | Ceiling Fixture | Incandescent |  | Standard A Lamp | 1 | 100 | Closet | 2171915 | Closet | 0.05296%
21719 | 16 | 1 |  | Manual | 1 | Ceiling Fixture | Incandescent |  | Standard A Lamp | 1 | 100 | Closet | 2171916 | Closet | 0.05296%
21719 | 17 | 1 |  | Manual | 1 | Ceiling Fixture | Incandescent |  | Standard A Lamp | 3 | 100 | Family Room | 2171917 | Family Room | 0.05296%
21719 | 18 | 1 |  | Manual | 1 | Ceiling Fixture | Linear Fluorescent | 48 | T-12 | 2 | 60 | Kitchen | 2171918 | Kitchen | 0.05296%
21719 | 18 | 2 |  | Manual | 1 | Wall Mount | Linear Fluorescent | 12 | T-12 | 1 | 20 | Kitchen | 2171918 | Kitchen | 0.05296%
21719 | 18 | 3 |  | Manual | 1 | Wall Mount | Incandescent |  | Standard A Lamp | 1 | 100 | Kitchen | 2171918 | Kitchen | 0.05296%
21719 | 19 | 1 |  | Manual | 1 | Ceiling Fixture | Incandescent |  | Standard A Lamp | 1 | 90 | Laundry Room | 2171919 | Laundry Room | 0.05296%
21719 | 20 | 1 |  | Manual | 1 | Ceiling Fixture | Incandescent |  | Standard A Lamp | 1 | 90 | Living Room | 2171920 | Living Room | 0.05296%
21719 | 21 | 1 |  | Manual | 1 | Ceiling Fixture | Incandescent |  | Standard A Lamp | 1 | 100 | Hall | 2171921 | Hall | 0.05296%
21719 | 22 | 1 |  | Manual | 1 | Ceiling Fixture | Incandescent |  | Standard A Lamp | 1 | 100 | Hall | 2171922 | Hall | 0.05296%
21720 | 1 | 1 |  | Manual | 1 | Ceiling Fixture | Incandescent |  | Standard A Lamp | 4 | 40 | Dining Room | 217201 | Dining Room | 0.09408%
21720 | 2 | 1 |  | Manual | 4 | Ceiling Fixture | Linear Fluorescent | 96 | T-12 | 4 | 60 | Kitchen | 217202 | Kitchen | 0.09408%
21720 | 3 | 1 |  | Manual | 1 | Ceiling Fixture | Incandescent |  | Standard A Lamp | 4 | 60 | Laundry Room | 217203 | Laundry Room | 0.09408%
21720 | 4 | 1 |  | Manual | 2 | Ceiling Fixture | Linear Fluorescent | 96 | Fluorescent Other | 2 | 110 | Garage | 217204 | Garage | 0.09408%
21720 | 4 | 2 |  | Manual | 2 | Garage door opener | Incandescent |  | Standard A Lamp | 2 | 100 | Garage | 217204 | Garage | 0.09408%
21720 | 5 | 1 |  | Manual | 1 | Table | Incandescent |  | Standard A Lamp | 1 | 60 | Living Room | 217205 | Living Room | 0.09408%
21720 | 5 | 2 |  | Manual | 1 | Table | Incandescent |  | 3-Way Incandescent | 1 | 100 | Living Room | 217205 | Living Room | 0.09408%
21720 | 6 | 1 |  | Manual | 1 | Ceiling Fixture | Incandescent |  | Standard A Lamp | 1 | 60 | Hall | 217206 | Hall | 0.09408%
21720 | 7 | 1 |  | Manual | 1 | Ceiling Fixture | Linear Fluorescent | 48 | T-12 | 1 | 40 | Bathroom | 217207 | Bathroom | 0.09408%
21720 | 7 | 2 |  | Manual | 1 | Ceiling Fixture | Incandescent |  | Standard A Lamp | 1 | 60 | Bathroom | 217207 | Bathroom | 0.09408%
21720 | 8 | 1 |  | Manual | 1 | Ceiling Fixture | Incandescent |  | Standard A Lamp | 2 | 75 | Office | 217208 | Office | 0.09408%
21720 | 9 | 1 |  | Manual | 1 | Ceiling Fixture | Incandescent |  | Standard A Lamp | 2 | 75 | Bedroom | 217209 | Bedroom | 0.09408%
21720 | 9 | 2 |  | Manual | 1 | Table | Incandescent |  | Standard A Lamp | 1 | 75 | Bedroom | 217209 | Bedroom | 0.09408%
21720 | 10 | 1 |  | Manual | 1 | Table | Incandescent |  | Decorative | 1 | 7 | Master Bedroom | 2172010 | Master Bedroom | 0.09408%
21720 | 10 | 2 |  | Manual | 1 | Table | Incandescent |  | Standard A Lamp | 1 | 60 | Master Bedroom | 2172010 | Master Bedroom | 0.09408%
21720 | 10 | 3 |  | Manual | 1 | Ceiling Fixture | Incandescent |  | Standard A Lamp | 2 | 75 | Master Bedroom | 2172010 | Master Bedroom | 0.09408%
21720 | 11 | 1 |  | Manual | 1 | Wall Mount | Incandescent |  | Globe | 3 | 60 | Bathroom | 2172011 | Bathroom | 0.09408%
21722 | 1 | 1 |  | Manual | 1 | Ceiling Fixture | Compact Fluorescent |  | Twist | 1 | 22 | Bathroom | 217221 | Bathroom | 0.05296%
21722 | 1 | 2 |  | Manual | 1 | Wall Mount | Incandescent |  | Standard A Lamp | 3 | 60 | Bathroom | 217221 | Bathroom | 0.05296%
21722 | 2 | 1 |  | Manual | 1 | Ceiling Fan | Incandescent |  | Globe | 3 | 40 | Bedroom | 217222 | Bedroom | 0.05296%
21722 | 3 | 1 |  | Manual | 1 | Wall Mount | Incandescent |  | Standard A Lamp | 1 | 60 | Bathroom | 217223 | Bathroom | 0.05296%
21722 | 4 | 1 |  | Manual | 1 | Ceiling Fixture | Compact Fluorescent |  | Twist | 1 | 22 | Bedroom | 217224 | Bedroom | 0.05296%
21722 | 5 | 1 |  | Manual | 2 | Ceiling Fixture | Incandescent |  | Standard A Lamp | 1 | 60 | Hall | 217225 | Hall | 0.05296%
21722 | 6 | 1 |  | Manual | 1 | Ceiling Fixture | Compact Fluorescent |  | Circline (Screw Base) | 1 | 36 | Laundry Room | 217226 | Laundry Room | 0.05296%
21722 | 7 | 1 |  | Manual | 2 | Recessed Can | Incandescent |  | Standard A Lamp | 1 | 75 | Family Room | 217227 | Family Room | 0.05296%
21722 | 8 | 1 |  | Manual | 2 | Ceiling Fixture | Linear Fluorescent | 48 | T-8 | 2 | 40 | Other | 217228 | Other | 0.05296%
21722 | 9 | 1 |  | Manual | 6 | Ceiling Fixture | Linear Fluorescent | 48 | T-12 | 2 | 40 | Garage | 217229 | Garage | 0.05296%
21722 | 9 | 2 |  | Manual | 1 | Garage door opener | Incandescent |  | Standard A Lamp | 2 | 60 | Garage | 217229 | Garage | 0.05296%
21722 | 10 | 1 |  | Manual | 1 | Ceiling Fixture | Compact Fluorescent |  | Twist | 1 | 28 | Hall | 2172210 | Hall | 0.05296%
21722 | 11 | 1 |  | Manual | 1 | Chandelier (Hanging) | Incandescent |  | Mini base | 5 | 25 | Kitchen | 2172211 | Kitchen | 0.05296%
21722 | 11 | 2 |  | Manual | 1 | Ceiling Fixture | Linear Fluorescent | 48 | T-12 | 2 | 32 | Kitchen | 2172211 | Kitchen | 0.05296%
21722 | 12 | 1 |  | Manual | 1 | Torchiere | Compact Fluorescent |  | Circline (Screw Base) | 1 | 28 | Living Room | 2172212 | Living Room | 0.05296%
21722 | 13 | 1 |  | Manual | 1 | Ceiling Fan | Compact Fluorescent |  | Twist | 4 | 22 | Master Bedroom | 2172213 | Master Bedroom | 0.05296%
21722 | 13 | 2 |  | Manual | 1 | Table | Incandescent |  | Mini base | 1 | 25 | Master Bedroom | 2172213 | Master Bedroom | 0.05296%
21722 | 14 | 1 |  | Manual | 1 | Ceiling Fan | Incandescent |  | Clear | 3 | 40 | Hall | 2172214 | Hall | 0.05296%
21733 | 1 | 1 |  | Manual | 1 | Wall Mount | Incandescent |  | Standard A Lamp | 3 | 60 | Bathroom | 217331 | Bathroom | 0.02963%
21733 | 2 | 1 |  | Manual | 1 | Ceiling Fixture | Incandescent |  | Standard A Lamp | 2 | 60 | Bedroom | 217332 | Bedroom | 0.02963%
21733 | 3 | 1 |  | Manual | 1 | Ceiling Fixture | Incandescent |  | Standard A Lamp | 2 | 60 | Bedroom | 217333 | Bedroom | 0.02963%
21733 | 4 | 1 |  | Manual | 2 | Ceiling Fixture | Incandescent |  | Standard A Lamp | 2 | 60 | Bedroom | 217334 | Bedroom | 0.02963%
21733 | 4 | 2 |  | Manual | 2 | Torchiere | Incandescent |  | Standard A Lamp | 1 | 150 | Bedroom | 217334 | Bedroom | 0.02963%
21733 | 4 | 3 |  | Manual | 1 | Torchiere | Incandescent |  | Standard A Lamp | 1 | 60 | Bedroom | 217334 | Bedroom | 0.02963%
21733 | 4 | 4 |  | Manual | 1 | Table | Compact Fluorescent |  | Mini base | 1 | 7 | Bedroom | 217334 | Bedroom | 0.02963%
21733 | 5 | 1 |  | Manual | 1 | Ceiling Fixture | Incandescent |  | Standard A Lamp | 2 | 60 | Family Room | 217335 | Family Room | 0.02963%
21733 | 5 | 2 |  | Manual | 3 | Ceiling Fixture | Compact Fluorescent |  | Twist | 2 | 15 | Family Room | 217335 | Family Room | 0.02963%
21733 | 5 | 3 |  | Manual | 1 | Torchiere | Incandescent |  | Standard A Lamp | 1 | 60 | Family Room | 217335 | Family Room | 0.02963%
21733 | 6 | 1 |  | Manual | 1 | Wall Mount | Incandescent |  | Standard A Lamp | 2 | 60 | Bathroom | 217336 | Bathroom | 0.02963%
21733 | 7 | 1 |  | Manual | 1 | Ceiling Fixture | Incandescent |  | Standard A Lamp | 2 | 60 | Bedroom | 217337 | Bedroom | 0.02963%
21733 | 8 | 1 |  | Manual | 1 | Ceiling Fixture | Incandescent |  | Standard A Lamp | 2 | 60 | Bedroom | 217338 | Bedroom | 0.02963%
21733 | 8 | 2 |  | Photo | 1 | Other | Incandescent |  | Mini base | 1 | 7 | Bedroom | 217338 | Bedroom | 0.02963%
21733 | 9 | 1 |  | Manual | 1 | Wall Mount | Compact Fluorescent |  | Twist | 1 | 15 | Other | 217339 | Other | 0.02963%
21733 | 10 | 1 |  | Manual | 2 | Ceiling Fixture | Incandescent |  | Reflector | 1 | 125 | Garage | 2173310 | Garage | 0.02963%
21733 | 10 | 2 |  | Manual | 2 | Ceiling Fixture | Incandescent |  | Standard A Lamp | 1 | 100 | Garage | 2173310 | Garage | 0.02963%
21733 | 10 | 3 |  | Motion | 1 | Garage door opener | Incandescent |  | Standard A Lamp | 1 | 60 | Garage | 2173310 | Garage | 0.02963%
21733 | 11 | 1 |  | Manual | 1 | Chandelier (Hanging) | Incandescent |  | Standard A Lamp | 5 | 60 | Kitchen | 2173311 | Kitchen | 0.02963%
21733 | 11 | 2 |  | Manual | 4 | Recessed Can | Incandescent |  | Reflector | 1 | 65 | Kitchen | 2173311 | Kitchen | 0.02963%
21733 | 11 | 3 |  | Manual | 3 | Recessed Can | Compact Fluorescent |  | Reflector | 1 | 15 | Kitchen | 2173311 | Kitchen | 0.02963%
21733 | 12 | 1 |  | Manual | 2 | Ceiling Fixture | Incandescent |  | Standard A Lamp | 2 | 60 | Laundry Room | 2173312 | Laundry Room | 0.02963%
21733 | 13 | 1 |  | Manual | 1 | Ceiling Fixture | Incandescent |  | Standard A Lamp | 2 | 60 | Bathroom | 2173313 | Bathroom | 0.02963%
21733 | 13 | 2 |  | Manual | 1 | Wall Mount | Incandescent |  | Standard A Lamp | 4 | 60 | Bathroom | 2173313 | Bathroom | 0.02963%
21733 | 14 | 1 |  | Manual | 1 | Ceiling Fixture | Incandescent |  | Standard A Lamp | 1 | 60 | Master Bedroom | 2173314 | Master Bedroom | 0.02963%
21733 | 14 | 2 |  | Manual | 1 | Ceiling Fan | Incandescent |  | Standard A Lamp | 2 | 60 | Master Bedroom | 2173314 | Master Bedroom | 0.02963%
21733 | 15 | 1 |  | Manual | 1 | Wall Mount | Incandescent |  | Standard A Lamp | 1 | 60 | Other | 2173315 | Other | 0.02963%
21733 | 16 | 1 |  | Manual | 1 | Ceiling Fan | Incandescent |  | Standard A Lamp | 4 | 60 | Family Room | 2173316 | Family Room | 0.02963%
21733 | 16 | 2 |  | Manual | 1 | Table | Compact Fluorescent |  | Twist | 1 | 15 | Family Room | 2173316 | Family Room | 0.02963%
21733 | 16 | 3 |  | Manual | 1 | Ceiling Fixture | Incandescent |  | Standard A Lamp | 1 | 60 | Family Room | 2173316 | Family Room | 0.02963%
21741 | 1 | 1 |  | Manual | 4 | Recessed Can | Incandescent |  | Reflector | 1 | 50 | Bathroom | 217411 | Bathroom | 0.1084%
21741 | 1 | 2 |  | Manual | 1 | Wall Mount | Incandescent |  | Mini base | 1 | 7 | Bathroom | 217411 | Bathroom | 0.1084%
21741 | 2 | 1 |  | Manual | 1 | Wall Mount | Compact Fluorescent |  | Globe | 5 | 15 | Bathroom | 217412 | Bathroom | 0.1084%
21741 | 2 | 2 |  | Photo | 1 | Wall Mount | Incandescent |  | Other | 1 | 5 | Bathroom | 217412 | Bathroom | 0.1084%
21741 | 3 | 1 |  | Manual | 3 | Table | Compact Fluorescent |  | Twist | 1 | 15 | Bedroom | 217413 | Bedroom | 0.1084%
21741 | 4 | 1 |  | Manual | 1 | Wall Mount | Compact Fluorescent |  | Twist | 1 | 15 | Closet | 217414 | Closet | 0.1084%
21741 | 5 | 1 |  | Manual | 2 | Recessed Can | Compact Fluorescent |  | Twist | 1 | 15 | Closet | 217415 | Closet | 0.1084%
21741 | 6 | 1 |  | Manual | 2 | Recessed - other | Compact Fluorescent |  | Reflector | 1 | 15 | Closet | 217416 | Closet | 0.1084%
21741 | 7 | 1 |  | Manual | 2 | Recessed - other | Compact Fluorescent |  | Reflector | 1 | 15 | Closet | 217417 | Closet | 0.1084%
21741 | 8 | 1 |  | Dimmer | 1 | Chandelier (Hanging) | Incandescent |  | Mini base | 6 | 60 | Dining Room | 217418 | Dining Room | 0.1084%
21741 | 9 | 1 |  | Manual | 5 | Recessed Can | Compact Fluorescent |  | Twist | 1 | 15 | Hall | 217419 | Hall | 0.1084%
21741 | 9 | 2 |  | Manual | 1 | Other | Incandescent |  | Other | 9 | 40 | Hall | 217419 | Hall | 0.1084%
21741 | 9 | 3 |  | Manual | 1 | Table | Incandescent |  | Mini base | 1 | 25 | Hall | 217419 | Hall | 0.1084%
21741 | 9 | 4 |  | Manual | 1 | Wall Mount | Incandescent |  | Mini base | 1 | 7 | Hall | 217419 | Hall | 0.1084%
21741 | 10 | 1 |  | Dimmer | 5 | Recessed Can | Incandescent |  | Reflector | 1 | 65 | Family Room | 2174110 | Family Room | 0.1084%
21741 | 10 | 2 |  | Manual | 1 | Torchiere | Compact Fluorescent |  | Twist | 1 | 15 | Family Room | 2174110 | Family Room | 0.1084%
21741 | 11 | 1 |  | Manual | 2 | Ceiling Fixture | Linear Fluorescent | 48 | T-12 | 4 | 40 | Garage | 2174111 | Garage | 0.1084%
21741 | 11 | 2 |  | Photo/motion | 1 | Ceiling Fixture | Halogen |  | Quartz Tube | 1 | 300 | Garage | 2174111 | Garage | 0.1084%
21741 | 11 | 3 |  | Manual | 2 | Wall Mount | Linear Fluorescent | 12 | T-5 | 1 | 12 | Garage | 2174111 | Garage | 0.1084%
21741 | 11 | 4 |  | Manual | 1 | Table | Linear Fluorescent | 12 | T-12 | 1 | 15 | Garage | 2174111 | Garage | 0.1084%
21741 | 11 | 5 |  | Manual | 1 | Garage door opener | Compact Fluorescent |  | Twist | 1 | 15 | Garage | 2174111 | Garage | 0.1084%
21741 | 12 | 1 |  | Manual | 3 | Recessed Can | Compact Fluorescent |  | Reflector | 1 | 15 | Family Room | 2174112 | Family Room | 0.1084%
21741 | 12 | 2 |  | Manual | 1 | Torchiere | Incandescent |  | 3-Way Incandescent | 1 | 150 | Family Room | 2174112 | Family Room | 0.1084%
21741 | 12 | 3 |  | Manual | 1 | Floor lamp | Compact Fluorescent |  | Twist | 1 | 15 | Family Room | 2174112 | Family Room | 0.1084%
21741 | 13 | 1 |  | Manual | 1 | Recessed Can | Compact Fluorescent |  | Reflector | 1 | 15 | Hall | 2174113 | Hall | 0.1084%
21741 | 14 | 1 |  | Manual | 1 | Recessed Can | Incandescent |  | Reflector | 1 | 65 | Hall | 2174114 | Hall | 0.1084%
21741 | 15 | 1 |  | Manual | 8 | Recessed Can | Compact Fluorescent |  | Reflector | 1 | 15 | Kitchen | 2174115 | Kitchen | 0.1084%
21741 | 16 | 1 |  | Manual | 1 | Ceiling Fixture | Incandescent |  | Reflector | 1 | 45 | Dining Room | 2174116 | Dining Room | 0.1084%
21741 | 16 | 2 |  | Manual | 1 | Wall Mount | Linear Fluorescent | 18 | T-8 | 1 | 15 | Dining Room | 2174116 | Dining Room | 0.1084%
21741 | 16 | 3 |  | Manual | 2 | Recessed Can | Incandescent |  | Reflector | 1 | 65 | Dining Room | 2174116 | Dining Room | 0.1084%
21741 | 17 | 1 |  | Manual | 4 | Recessed Can | Compact Fluorescent |  | Reflector | 1 | 15 | Hall | 2174117 | Hall | 0.1084%
21741 | 17 | 2 |  | Manual | 1 | Chandelier (Hanging) | Incandescent |  | Mini base | 1 | 60 | Hall | 2174117 | Hall | 0.1084%
21741 | 18 | 1 |  | Manual | 1 | Ceiling Fixture | Linear Fluorescent | 48 | T-12 | 4 | 40 | Laundry Room | 2174118 | Laundry Room | 0.1084%
21741 | 19 | 1 |  | Manual | 1 | Torchiere | Compact Fluorescent |  | Twist | 1 | 15 | Living Room | 2174119 | Living Room | 0.1084%
21741 | 19 | 2 |  | Manual | 1 | Recessed Can | Compact Fluorescent |  | Reflector | 1 | 15 | Living Room | 2174119 | Living Room | 0.1084%
21741 | 19 | 3 |  | Manual | 1 | Recessed - other | Compact Fluorescent |  | Reflector | 2 | 15 | Living Room | 2174119 | Living Room | 0.1084%
21741 | 19 | 4 |  | Manual | 1 | Wall Mount | Incandescent |  | Standard A Lamp | 1 | 40 | Living Room | 2174119 | Living Room | 0.1084%
21741 | 20 | 1 |  | Manual | 6 | Recessed Can | Incandescent |  | Reflector | 1 | 50 | Bathroom | 2174120 | Bathroom | 0.1084%
21741 | 21 | 1 |  | Manual | 2 | Table | Compact Fluorescent |  | Twist | 1 | 15 | Master Bedroom | 2174121 | Master Bedroom | 0.1084%
21741 | 21 | 2 |  | Manual | 1 | Table | Compact Fluorescent |  | Twist | 1 | 15 | Master Bedroom | 2174121 | Master Bedroom | 0.1084%
21741 | 22 | 1 |  | Manual | 2 | Recessed Can | Incandescent |  | Reflector | 1 | 65 | Office | 2174122 | Office | 0.1084%
21741 | 22 | 2 |  | Manual | 1 | Table | Compact Fluorescent |  | Twist | 1 | 15 | Office | 2174122 | Office | 0.1084%
21741 | 22 | 3 |  | Manual | 1 | Floor lamp | Incandescent |  | Standard A Lamp | 3 | 60 | Office | 2174122 | Office | 0.1084%
21741 | 22 | 4 |  | Manual | 1 | Floor lamp | Incandescent |  | 3-Way Incandescent | 1 | 150 | Office | 2174122 | Office | 0.1084%
21741 | 23 | 1 |  | Manual | 1 | Recessed - other | Compact Fluorescent |  | Reflector | 1 | 15 | Bathroom | 2174123 | Bathroom | 0.1084%
21741 | 24 | 1 |  | Manual | 1 | Ceiling Fixture | Compact Fluorescent |  | Twist | 1 | 15 | Bathroom | 2174124 | Bathroom | 0.1084%
21746 | 1 | 1 |  | Manual | 1 | Wall Mount | Compact Fluorescent |  | Globe | 6 | 11 | Bathroom | 217461 | Bathroom | 0.2054%
21746 | 2 | 1 |  | Manual | 1 | Ceiling Fixture | Incandescent |  | Standard A Lamp | 2 | 40 | Bedroom | 217462 | Bedroom | 0.2054%
21746 | 3 | 1 |  | Manual | 1 | Table | Incandescent |  | Standard A Lamp | 1 | 40 | Bedroom | 217463 | Bedroom | 0.2054%
21746 | 3 | 2 |  | Manual | 1 | Ceiling Fixture | Incandescent |  | Standard A Lamp | 2 | 60 | Bedroom | 217463 | Bedroom | 0.2054%
21746 | 4 | 1 |  | Manual | 1 | Ceiling Fixture | Incandescent |  | Standard A Lamp | 2 | 60 | Bedroom | 217464 | Bedroom | 0.2054%
21746 | 5 | 1 |  | Manual | 1 | Recessed Can | Incandescent |  | Reflector | 1 | 65 | Family Room | 217465 | Family Room | 0.2054%
21746 | 6 | 1 |  | Manual | 1 | Ceiling Fixture | Incandescent |  | Standard A Lamp | 1 | 60 | Garage | 217466 | Garage | 0.2054%
21746 | 6 | 2 |  | Manual | 1 | Garage door opener | Incandescent |  | Standard A Lamp | 1 | 40 | Garage | 217466 | Garage | 0.2054%
21746 | 7 | 1 |  | Manual | 1 | Wall Mount | Incandescent |  | Globe | 4 | 40 | Bathroom | 217467 | Bathroom | 0.2054%
21746 | 8 | 1 |  | Manual | 1 | Chandelier (Hanging) | Incandescent |  | Decorative | 3 | 25 | Hall | 217468 | Hall | 0.2054%
21746 | 8 | 2 |  | Manual | 1 | Ceiling Fan | Compact Fluorescent |  | Twist | 2 | 15 | Hall | 217468 | Hall | 0.2054%
21746 | 8 | 3 |  | Manual | 1 | Ceiling Fixture | Compact Fluorescent |  | Twist | 2 | 22 | Hall | 217468 | Hall | 0.2054%
21746 | 9 | 1 |  | Manual | 6 | Recessed Can | Compact Fluorescent |  | Reflector | 1 | 22 | Kitchen | 217469 | Kitchen | 0.2054%
21746 | 9 | 2 |  | Manual | 1 | Chandelier (Hanging) | Incandescent |  | Clear | 1 | 100 | Kitchen | 217469 | Kitchen | 0.2054%
21746 | 10 | 1 |  | Manual | 1 | Ceiling Fixture | Incandescent |  | Standard A Lamp | 2 | 40 | Laundry Room | 2174610 | Laundry Room | 0.2054%
21746 | 11 | 1 |  | Dimmer | 1 | Chandelier (Hanging) | Incandescent |  | Decorative | 5 | 25 | Living Room | 2174611 | Living Room | 0.2054%
21746 | 11 | 2 |  | Manual | 1 | Table | Incandescent |  | Standard A Lamp | 1 | 40 | Living Room | 2174611 | Living Room | 0.2054%
21746 | 11 | 3 |  | Manual | 1 | Table | Incandescent |  | Standard A Lamp | 1 | 100 | Living Room | 2174611 | Living Room | 0.2054%
21746 | 12 | 1 |  | Manual | 1 | Wall Mount | Incandescent |  | Globe | 5 | 40 | Bathroom | 2174612 | Bathroom | 0.2054%
21746 | 12 | 2 |  | Dimmer | 1 | Ceiling Fixture | Incandescent |  | Standard A Lamp | 1 | 60 | Bathroom | 2174612 | Bathroom | 0.2054%
21746 | 13 | 1 |  | Manual | 1 | Table | Incandescent |  | Standard A Lamp | 1 | 100 | Bedroom | 2174613 | Bedroom | 0.2054%
21746 | 14 | 1 |  | Manual | 1 | Ceiling Fixture | Incandescent |  | Standard A Lamp | 1 | 60 | Closet | 2174614 | Closet | 0.2054%
21748 | 1 | 1 |  | Manual | 1 | Ceiling Fixture | Incandescent |  | Standard A Lamp | 1 | 60 | Bedroom | 217481 | Bedroom | 0.02963%
21748 | 2 | 1 |  | Manual | 2 | Ceiling Fixture | Incandescent |  | Decorative | 2 | 40 | Family Room | 217482 | Family Room | 0.02963%
21748 | 3 | 1 |  | Manual | 1 | Wall Mount | Compact Fluorescent |  | Twist | 1 | 15 | Bathroom | 217483 | Bathroom | 0.02963%
21748 | 3 | 2 | FAN LIGHT COMBO | Manual | 1 | Ceiling Fan | Incandescent |  | Standard A Lamp | 1 | 60 | Bathroom | 217483 | Bathroom | 0.02963%
21748 | 4 | 1 |  | Dimmer | 1 | Ceiling Fixture | Incandescent |  | Standard A Lamp | 1 | 60 | Bedroom | 217484 | Bedroom | 0.02963%
21748 | 5 | 1 |  | Manual | 1 | Ceiling Fixture | Compact Fluorescent |  | Twist | 1 | 15 | Bedroom | 217485 | Bedroom | 0.02963%
21748 | 6 | 1 |  | Manual | 1 | Ceiling Fan | Compact Fluorescent |  | Twist | 3 | 15 | Dining Room | 217486 | Dining Room | 0.02963%
21748 | 6 | 2 |  | Manual | 1 | Ceiling Fan | Compact Fluorescent |  | Twist | 1 | 15 | Dining Room | 217486 | Dining Room | 0.02963%
21748 | 6 | 3 |  | Manual | 2 | Recessed Can | Compact Fluorescent |  | A shape bulb | 1 | 15 | Dining Room | 217486 | Dining Room | 0.02963%
21748 | 6 | 4 |  | Manual | 1 | Ceiling Fixture | Compact Fluorescent |  | Twist | 2 | 15 | Dining Room | 217486 | Dining Room | 0.02963%
21748 | 7 | 1 |  | Manual | 1 | Ceiling Fixture | Incandescent |  | Standard A Lamp | 2 | 60 | Garage | 217487 | Garage | 0.02963%
21748 | 7 | 2 |  | Manual | 2 | Ceiling Fixture | Compact Fluorescent |  | Twist | 1 | 15 | Garage | 217487 | Garage | 0.02963%
21748 | 7 | 3 |  | Motion | 1 | Garage door opener | Incandescent |  | Standard A Lamp | 2 | 60 | Garage | 217487 | Garage | 0.02963%
21748 | 8 | 1 |  | Manual | 1 | Ceiling Fixture | Linear Fluorescent | 48 | T-12 | 4 | 40 | Kitchen | 217488 | Kitchen | 0.02963%
21748 | 8 | 2 |  | Manual | 1 | Ceiling Fixture | Compact Fluorescent |  | Twist | 1 | 15 | Kitchen | 217488 | Kitchen | 0.02963%
21748 | 9 | 1 |  | Manual | 1 | Recessed Can | Compact Fluorescent |  | A shape bulb | 1 | 15 | Laundry Room | 217489 | Laundry Room | 0.02963%
21748 | 9 | 2 |  | Manual | 1 | Ceiling Fixture | Linear Fluorescent | 48 | T-12 | 4 | 40 | Laundry Room | 217489 | Laundry Room | 0.02963%
21748 | 10 | 1 |  | Manual | 1 | Recessed Can | Compact Fluorescent |  | A shape bulb | 1 | 15 | Living Room | 2174810 | Living Room | 0.02963%
21748 | 10 | 2 |  | Manual | 1 | Floor lamp | Compact Fluorescent |  | Twist | 1 | 15 | Living Room | 2174810 | Living Room | 0.02963%
21748 | 11 | 1 |  | Manual | 1 | Ceiling Fan | Incandescent |  | Standard A Lamp | 1 | 60 | Master Bedroom | 2174811 | Master Bedroom | 0.02963%
21748 | 11 | 2 |  | Manual | 1 | Table | Compact Fluorescent |  | Twist | 1 | 15 | Master Bedroom | 2174811 | Master Bedroom | 0.02963%
21748 | 13 | 1 |  | Manual | 1 | Wall Mount | Incandescent |  | Globe | 2 | 40 | Bathroom | 2174813 | Bathroom | 0.02963%
21753 | 1 | 1 |  | Manual | 1 | Wall Mount | Compact Fluorescent |  | Twist | 2 | 15 | Bathroom | 217531 | Bathroom | 0.04008%
21753 | 2 | 1 |  | Manual | 1 | Wall Mount | Incandescent |  | Standard A Lamp | 3 | 60 | Bathroom | 217532 | Bathroom | 0.04008%
21753 | 3 | 1 |  | Manual | 1 | Table | Incandescent |  | Standard A Lamp | 1 | 75 | Bedroom | 217533 | Bedroom | 0.04008%
21753 | 3 | 2 |  | Manual | 1 | Table | Compact Fluorescent |  | Twist | 1 | 22 | Bedroom | 217533 | Bedroom | 0.04008%
21753 | 4 | 1 |  | Manual | 1 | Torchiere | Incandescent |  | Standard A Lamp | 2 | 75 | Other | 217534 | Other | 0.04008%
21753 | 5 | 1 |  | Manual | 2 | Table | Incandescent |  | Standard A Lamp | 1 | 75 | Bedroom | 217535 | Bedroom | 0.04008%
21753 | 6 | 1 |  | Manual | 1 | Ceiling Fan | Compact Fluorescent |  | Twist | 1 | 22 | Living Room | 217536 | Living Room | 0.04008%
21753 | 7 | 1 |  | Manual | 2 | Ceiling Fixture | Incandescent |  | Standard A Lamp | 1 | 60 | Hall | 217537 | Hall | 0.04008%
21753 | 8 | 1 |  | Manual | 2 | Ceiling Fixture | Incandescent |  | Standard A Lamp | 2 | 40 | Kitchen | 217538 | Kitchen | 0.04008%
21753 | 9 | 1 |  | Manual | 1 | Ceiling Fixture | Incandescent |  | Standard A Lamp | 1 | 40 | Laundry Room | 217539 | Laundry Room | 0.04008%
21753 | 10 | 1 |  | Manual | 1 | Torchiere | Incandescent |  | Standard A Lamp | 1 | 100 | Family Room | 2175310 | Family Room | 0.04008%
21753 | 10 | 2 |  | Manual | 2 | Floor lamp | Compact Fluorescent |  | Twist | 1 | 15 | Family Room | 2175310 | Family Room | 0.04008%
21753 | 10 | 3 |  | Manual | 1 | Floor lamp | Incandescent |  | Standard A Lamp | 1 | 100 | Family Room | 2175310 | Family Room | 0.04008%
21753 | 10 | 4 |  | Manual | 2 | Chandelier (Hanging) | Incandescent |  | Standard A Lamp | 1 | 60 | Family Room | 2175310 | Family Room | 0.04008%
21753 | 11 | 1 |  | Manual | 2 | Ceiling Fixture | Linear Fluorescent | 48 | T-12 | 2 | 40 | Other | 2175311 | Other | 0.04008%
21753 | 11 | 2 |  | Manual | 1 | Ceiling Fixture | Incandescent |  | Standard A Lamp | 1 | 60 | Other | 2175311 | Other | 0.04008%
21768 | 1 | 1 |  | Manual | 1 | Wall Mount | Compact Fluorescent |  | Twist | 3 | 15 | Bathroom | 217681 | Bathroom | 0.04784%
21768 | 2 | 1 |  | Manual | 1 | Ceiling Fixture | Compact Fluorescent |  | Twist | 1 | 15 | Bedroom | 217682 | Bedroom | 0.04784%
21768 | 2 | 2 |  | Manual | 2 | Table | Compact Fluorescent |  | Twist | 1 | 15 | Bedroom | 217682 | Bedroom | 0.04784%
21768 | 3 | 1 |  | Manual | 2 | Recessed Can | Compact Fluorescent |  | Reflector | 1 | 15 | Garage | 217683 | Garage | 0.04784%
21768 | 4 | 1 |  | Manual | 2 | Ceiling Fixture | Compact Fluorescent |  | Twist | 1 | 15 | Garage | 217684 | Garage | 0.04784%
21768 | 4 | 2 |  | Manual | 2 | Garage door opener | Incandescent |  | Standard A Lamp | 2 | 60 | Garage | 217684 | Garage | 0.04784%
21768 | 5 | 1 |  | Manual | 2 | Ceiling Fixture | Compact Fluorescent |  | Twist | 1 | 15 | Hall | 217685 | Hall | 0.04784%
21768 | 6 | 1 |  | Manual | 1 | Ceiling Fixture | Halogen |  | MR | 4 | 50 | Kitchen | 217686 | Kitchen | 0.04784%
21768 | 6 | 2 |  | Manual | 1 | Recessed Can | Compact Fluorescent |  | Twist | 1 | 15 | Kitchen | 217686 | Kitchen | 0.04784%
21768 | 7 | 1 |  | Manual | 1 | Ceiling Fixture | Compact Fluorescent |  | Twist | 1 | 15 | Laundry Room | 217687 | Laundry Room | 0.04784%
21768 | 8 | 1 |  | Manual | 3 | Recessed Can | Compact Fluorescent |  | Reflector | 1 | 15 | Living Room | 217688 | Living Room | 0.04784%
21768 | 8 | 2 |  | Manual | 2 | Table | Compact Fluorescent |  | Twist | 1 | 15 | Living Room | 217688 | Living Room | 0.04784%
21768 | 9 | 1 |  | Manual | 1 | Ceiling Fixture | Compact Fluorescent |  | Twist | 1 | 15 | Master Bedroom | 217689 | Master Bedroom | 0.04784%
21768 | 9 | 2 |  | Manual | 2 | Table | Compact Fluorescent |  | Twist | 1 | 15 | Master Bedroom | 217689 | Master Bedroom | 0.04784%
21768 | 10 | 1 |  | Manual | 1 | Ceiling Fixture | Compact Fluorescent |  | Twist | 1 | 15 | Bathroom | 2176810 | Bathroom | 0.04784%
21768 | 11 | 1 |  | Manual | 1 | Ceiling Fixture | Compact Fluorescent |  | Twist | 1 | 15 | Closet | 2176811 | Closet | 0.04784%
21768 | 12 | 1 |  | Manual | 1 | Ceiling Fixture | Compact Fluorescent |  | Twist | 1 | 15 | Office | 2176812 | Office | 0.04784%
21768 | 12 | 2 |  | Manual | 1 | Table | Halogen |  | Quartz Tube | 1 | 30 | Office | 2176812 | Office | 0.04784%
21777 | 1 | 1 |  | Manual | 2 | Recessed Can | Incandescent |  | Reflector | 1 | 60 | Other | 217771 | Other | 0.05296%
21777 | 2 | 1 |  | Manual | 1 | Wall Mount | Incandescent |  | Standard A Lamp | 4 | 40 | Bathroom | 217772 | Bathroom | 0.05296%
21777 | 3 | 1 |  | Manual | 1 | Wall Mount | Compact Fluorescent |  | Twist | 3 | 15 | Bathroom | 217773 | Bathroom | 0.05296%
21777 | 4 | 1 |  | Manual | 1 | Ceiling Fan | Incandescent |  | Standard A Lamp | 3 | 60 | Bedroom | 217774 | Bedroom | 0.05296%
21777 | 5 | 1 |  | Manual | 1 | Ceiling Fan | Incandescent |  | Standard A Lamp | 2 | 60 | Bedroom | 217775 | Bedroom | 0.05296%
21777 | 5 | 2 |  | Manual | 1 | Floor lamp | Compact Fluorescent |  | Straight Tube | 1 | 15 | Bedroom | 217775 | Bedroom | 0.05296%
21777 | 6 | 1 |  | Manual | 2 | Ceiling Fixture | Linear Fluorescent | 48 | T-8 | 2 | 40 | Bedroom | 217776 | Bedroom | 0.05296%
21777 | 6 | 2 |  | Manual | 2 | Table | Incandescent |  | Standard A Lamp | 1 | 60 | Bedroom | 217776 | Bedroom | 0.05296%
21777 | 7 | 1 |  | Manual | 2 | Ceiling Fixture | Linear Fluorescent | 48 | T-8 | 2 | 40 | Bedroom | 217777 | Bedroom | 0.05296%
21777 | 8 | 1 |  | Manual | 1 | Ceiling Fixture | Compact Fluorescent |  | Twist | 2 | 15 | Other | 217778 | Other | 0.05296%
21777 | 9 | 1 |  | Manual | 1 | Table | Compact Fluorescent |  | Twist | 1 | 15 | Family Room | 217779 | Family Room | 0.05296%
21777 | 10 | 1 |  | Manual | 1 | Ceiling Fixture | Linear Fluorescent | 60 | T-12 | 2 | 100 | Garage | 2177710 | Garage | 0.05296%
21777 | 11 | 1 |  | Manual | 1 | Ceiling Fixture | Compact Fluorescent |  | Twist | 2 | 15 | Hall | 2177711 | Hall | 0.05296%
21777 | 12 | 1 |  | Manual | 1 | Chandelier (Hanging) | Compact Fluorescent |  | Twist | 6 | 15 | Kitchen | 2177712 | Kitchen | 0.05296%
21777 | 12 | 2 |  | Manual | 1 | Ceiling Fixture | Linear Fluorescent | 48 | T-8 | 2 | 40 | Kitchen | 2177712 | Kitchen | 0.05296%
21777 | 13 | 1 |  | Manual | 1 | Ceiling Fixture | Linear Fluorescent | 48 | T-8 | 2 | 60 | Laundry Room | 2177713 | Laundry Room | 0.05296%
21777 | 14 | 1 |  | Manual | 1 | Ceiling Fixture | Linear Fluorescent | 48 | T-8 | 2 | 40 | Other | 2177714 | Other | 0.05296%
21777 | 15 | 1 |  | Manual | 1 | Floor lamp | Incandescent |  | Standard A Lamp | 2 | 60 | Other | 2177715 | Other | 0.05296%
21777 | 15 | 2 |  | Manual | 1 | Table | Compact Fluorescent |  | Twist | 1 | 15 | Other | 2177715 | Other | 0.05296%
21781 | 1 | 1 |  | Manual | 1 | Wall Mount | Incandescent |  | Globe | 6 | 40 | Bathroom | 217811 | Bathroom | 0.04008%
21781 | 2 | 1 |  | Manual | 1 | Wall Mount | Incandescent |  | Globe | 4 | 40 | Bathroom | 217812 | Bathroom | 0.04008%
21781 | 2 | 2 |  | Manual | 1 | Recessed - other | Incandescent |  | Heat Lamp | 1 | 150 | Bathroom | 217812 | Bathroom | 0.04008%
21781 | 3 | 1 |  | Manual | 1 | Wall Mount | Incandescent |  | Mini base | 6 | 60 | Bathroom | 217813 | Bathroom | 0.04008%
21781 | 4 | 1 |  | Manual | 2 | Wall Mount | Compact Fluorescent |  | Twist | 1 | 22 | Bedroom | 217814 | Bedroom | 0.04008%
21781 | 5 | 1 |  | Manual | 1 | Ceiling Fixture | Compact Fluorescent |  | Twist | 3 | 22 | Bedroom | 217815 | Bedroom | 0.04008%
21781 | 6 | 1 |  | Manual | 1 | Wall Mount | Compact Fluorescent |  | Twist | 1 | 15 | Bedroom | 217816 | Bedroom | 0.04008%
21781 | 6 | 2 |  | Manual | 2 | Floor lamp | Incandescent |  | Standard A Lamp | 1 | 75 | Bedroom | 217816 | Bedroom | 0.04008%
21781 | 7 | 1 |  | Manual | 2 | Ceiling Fixture | Linear Fluorescent | 24 | T-8 | 2 | 20 | Family Room | 217817 | Family Room | 0.04008%
21781 | 7 | 2 |  | Manual | 2 | Floor lamp | Incandescent |  | Standard A Lamp | 2 | 60 | Family Room | 217817 | Family Room | 0.04008%
21781 | 7 | 3 |  | Manual | 1 | Table | Incandescent |  | Decorative | 2 | 40 | Family Room | 217817 | Family Room | 0.04008%
21781 | 8 | 1 |  | Manual | 1 | Chandelier (Hanging) | Incandescent |  | Mini base | 8 | 40 | Family Room | 217818 | Family Room | 0.04008%
21781 | 8 | 2 |  | Manual | 1 | Floor lamp | Compact Fluorescent |  | Twist | 2 | 22 | Family Room | 217818 | Family Room | 0.04008%
21781 | 8 | 3 |  | Manual | 4 | Recessed Can | Compact Fluorescent |  | Flood | 1 | 22 | Family Room | 217818 | Family Room | 0.04008%
21781 | 8 | 4 |  | Manual | 1 | Table | Halogen |  | Quartz Tube | 1 | 30 | Family Room | 217818 | Family Room | 0.04008%
21781 | 9 | 1 |  | Dimmer | 10 | Recessed Can | Halogen |  | PAR | 1 | 50 | Kitchen | 217819 | Kitchen | 0.04008%
21781 | 9 | 2 |  | Dimmer | 3 | Recessed Can | Halogen |  | PAR | 1 | 50 | Kitchen | 217819 | Kitchen | 0.04008%
21781 | 10 | 1 |  | Manual | 1 | Track | Compact Fluorescent |  | Flood | 2 | 22 | Master Bedroom | 2178110 | Master Bedroom | 0.04008%
21781 | 10 | 2 |  | Manual | 1 | Wall Mount | Compact Fluorescent |  | Twist | 1 | 15 | Master Bedroom | 2178110 | Master Bedroom | 0.04008%
21781 | 10 | 3 |  | Manual | 2 | Wall Mount | Incandescent |  | Standard A Lamp | 2 | 65 | Master Bedroom | 2178110 | Master Bedroom | 0.04008%
21781 | 11 | 1 |  | Manual | 2 | Track | Incandescent |  | Reflector | 2 | 65 | Office | 2178111 | Office | 0.04008%
21781 | 12 | 1 |  | Manual | 2 | Recessed Can | Incandescent |  | Reflector | 1 | 65 | Hall | 2178112 | Hall | 0.04008%
21781 | 12 | 2 |  | Manual | 2 | Wall Mount | Halogen |  | Quartz Tube | 1 | 50 | Hall | 2178112 | Hall | 0.04008%
21781 | 13 | 1 |  | Manual | 1 | Exterior | Compact Fluorescent |  | Flood | 2 | 22 | Other | 2178113 | Other | 0.04008%
21781 | 14 | 1 |  | Manual | 1 | Ceiling Fixture | Linear Fluorescent | 96 | T-12 | 2 | 100 | Laundry Room | 2178114 | Laundry Room | 0.04008%
21783 | 1 | 1 |  | Manual | 1 | Ceiling Fixture | Compact Fluorescent |  | Twist | 1 | 22 | Bathroom | 217831 | Bathroom | 0.2054%
21783 | 2 | 1 |  | Manual | 1 | Ceiling Fixture | Compact Fluorescent |  | Twist | 1 | 22 | Bedroom | 217832 | Bedroom | 0.2054%
21783 | 2 | 2 |  | Manual | 2 | Ceiling Fixture | Other |  | LED Interior | 1 | 2 | Bedroom | 217832 | Bedroom | 0.2054%
21783 | 2 | 3 |  | Manual | 1 | Table | Compact Fluorescent |  | Twist | 1 | 15 | Bedroom | 217832 | Bedroom | 0.2054%
21783 | 3 | 1 |  | Manual | 2 | Ceiling Fixture | Compact Fluorescent |  | Twist | 1 | 28 | Other | 217833 | Other | 0.2054%
21783 | 4 | 1 |  | Manual | 4 | Ceiling Fixture | Incandescent |  | Standard A Lamp | 1 | 60 | Kitchen | 217834 | Kitchen | 0.2054%
21783 | 5 | 1 |  | Manual | 1 | Ceiling Fixture | Compact Fluorescent |  | 3-Way CFL | 1 | 15 | Laundry Room | 217835 | Laundry Room | 0.2054%
21783 | 6 | 1 |  | Manual | 1 | Floor lamp | Compact Fluorescent |  | Twist | 1 | 22 | Living Room | 217836 | Living Room | 0.2054%
21783 | 6 | 2 |  | Manual | 1 | Ceiling Fan | Compact Fluorescent |  | Twist | 3 | 15 | Living Room | 217836 | Living Room | 0.2054%
21783 | 6 | 3 |  | Manual | 3 | Ceiling Fixture | Other |  | LED Interior | 1 | 2 | Living Room | 217836 | Living Room | 0.2054%
21783 | 6 | 4 |  | Manual | 1 | Ceiling Fixture | Compact Fluorescent |  | Twist | 1 | 15 | Living Room | 217836 | Living Room | 0.2054%
21783 | 7 | 1 |  | Manual | 3 | Ceiling Fixture | Incandescent |  | Standard A Lamp | 1 | 60 | Other | 217837 | Other | 0.2054%
21787 | 1 | 1 |  | Manual | 1 | Wall Mount | Compact Fluorescent |  | Twist | 5 | 15 | Bathroom | 217871 | Bathroom | 0.1084%
21787 | 1 | 2 |  | Manual | 1 | Recessed - other | Incandescent |  | Heat Lamp | 1 | 250 | Bathroom | 217871 | Bathroom | 0.1084%
21787 | 2 | 1 |  | Manual | 3 | Recessed Can | Compact Fluorescent |  | Reflector | 1 | 22 | Master Bedroom | 217872 | Master Bedroom | 0.1084%
21787 | 2 | 2 |  | Manual | 2 | Table | Incandescent |  | 3-Way Incandescent | 1 | 150 | Master Bedroom | 217872 | Master Bedroom | 0.1084%
21787 | 3 | 1 |  | Manual | 4 | Ceiling Fixture | Linear Fluorescent | 48 | T-12 | 2 | 40 | Garage | 217873 | Garage | 0.1084%
21787 | 4 | 1 |  | Manual | 1 | Chandelier (Hanging) | Compact Fluorescent |  | Twist | 1 | 15 | Bedroom | 217874 | Bedroom | 0.1084%
21787 | 5 | 1 |  | Manual | 1 | Chandelier (Hanging) | Compact Fluorescent |  | Twist | 1 | 15 | Hall | 217875 | Hall | 0.1084%
21787 | 6 | 1 |  | Manual | 1 | Recessed Can | Compact Fluorescent |  | Reflector | 1 | 22 | Hall | 217876 | Hall | 0.1084%
21787 | 7 | 1 |  | Manual | 9 | Recessed Can | Compact Fluorescent |  | Reflector | 1 | 22 | Kitchen | 217877 | Kitchen | 0.1084%
21787 | 8 | 1 |  | Manual | 2 | Chandelier (Hanging) | Compact Fluorescent |  | Twist | 1 | 15 | Laundry Room | 217878 | Laundry Room | 0.1084%
21787 | 9 | 1 |  | Manual | 1 | Floor lamp | Incandescent |  | 3-Way Incandescent | 1 | 150 | Living Room | 217879 | Living Room | 0.1084%
21787 | 9 | 2 |  | Manual | 2 | Table | Incandescent |  | Standard A Lamp | 1 | 60 | Living Room | 217879 | Living Room | 0.1084%
21787 | 10 | 1 |  | Manual | 1 | Wall Mount | Compact Fluorescent |  | Globe | 5 | 15 | Bathroom | 2178710 | Bathroom | 0.1084%
21787 | 11 | 1 |  | Manual | 1 | Recessed Can | Compact Fluorescent |  | Reflector | 1 | 22 | Closet | 2178711 | Closet | 0.1084%
21787 | 12 | 1 |  | Manual | 1 | Wall Mount | Compact Fluorescent |  | Globe | 6 | 15 | Bathroom | 2178712 | Bathroom | 0.1084%
21787 | 13 | 1 |  | Manual | 2 | Recessed Can | Compact Fluorescent |  | Reflector | 1 | 22 | Bedroom | 2178713 | Bedroom | 0.1084%
21787 | 13 | 2 |  | Manual | 1 | Table | Incandescent |  | Standard A Lamp | 1 | 60 | Bedroom | 2178713 | Bedroom | 0.1084%
21787 | 14 | 1 |  | Manual | 1 | Track | Compact Fluorescent |  | Reflector | 3 | 22 | Office | 2178714 | Office | 0.1084%
21787 | 15 | 1 |  | Manual | 2 | Chandelier (Hanging) | Compact Fluorescent |  | Twist | 1 | 15 | Hall | 2178715 | Hall | 0.1084%
21791 | 1 | 1 |  | Manual | 2 | Chandelier (Hanging) | Incandescent |  | Standard A Lamp | 1 | 100 | Bathroom | 217911 | Bathroom | 0.04008%
21791 | 2 | 1 |  | Manual | 1 | Ceiling Fixture | Incandescent |  | Standard A Lamp | 1 | 100 | Bedroom | 217912 | Bedroom | 0.04008%
21791 | 3 | 1 |  | Manual | 1 | Ceiling Fixture | Incandescent |  | Standard A Lamp | 1 | 100 | Bedroom | 217913 | Bedroom | 0.04008%
21791 | 4 | 1 |  | Manual | 1 | Ceiling Fan | Incandescent |  | Standard A Lamp | 1 | 100 | Bedroom | 217914 | Bedroom | 0.04008%
21791 | 4 | 2 |  | Manual | 1 | Table | Linear Fluorescent | 18 | T-8 | 1 | 15 | Bedroom | 217914 | Bedroom | 0.04008%
21791 | 5 | 1 |  | Manual | 1 | Ceiling Fixture | Incandescent |  | Standard A Lamp | 1 | 100 | Hall | 217915 | Hall | 0.04008%
21791 | 6 | 1 |  | Manual | 1 | Ceiling Fixture | Incandescent |  | Standard A Lamp | 1 | 90 | Kitchen | 217916 | Kitchen | 0.04008%
21791 | 6 | 2 |  | Manual | 1 | Architectural | Compact Fluorescent |  | Twist | 1 | 26 | Kitchen | 217916 | Kitchen | 0.04008%
21791 | 6 | 3 |  | Manual | 1 | Ceiling Fan | Incandescent |  | Standard A Lamp | 1 | 100 | Kitchen | 217916 | Kitchen | 0.04008%
21791 | 6 | 4 |  | Manual | 1 | Table | Incandescent |  | Standard A Lamp | 1 | 100 | Kitchen | 217916 | Kitchen | 0.04008%
21791 | 7 | 1 |  | Manual | 1 | Ceiling Fan | Incandescent |  | Standard A Lamp | 3 | 60 | Living Room | 217917 | Living Room | 0.04008%
21791 | 7 | 2 |  | Manual | 1 | Ceiling Fixture | Incandescent |  | Standard A Lamp | 2 | 60 | Living Room | 217917 | Living Room | 0.04008%
21791 | 7 | 3 |  | Manual | 2 | Table | Incandescent |  | Standard A Lamp | 1 | 100 | Living Room | 217917 | Living Room | 0.04008%
21791 | 8 | 1 |  | Manual | 1 | Ceiling Fixture | Compact Fluorescent |  | Twist | 1 | 28 | Closet | 217918 | Closet | 0.04008%
21796 | 1 | 1 |  | Manual | 1 | Ceiling Fixture | Compact Fluorescent |  | Twist | 1 | 22 | Dining Room | 217961 | Dining Room | 0.02963%
21796 | 1 | 2 |  | Manual | 3 | Ceiling Fixture | Halogen |  | MR | 1 | 30 | Dining Room | 217961 | Dining Room | 0.02963%
21796 | 1 | 3 |  | Manual | 3 | Ceiling Fixture | Incandescent |  | Reflector | 1 | 65 | Dining Room | 217961 | Dining Room | 0.02963%
21796 | 2 | 1 |  | Manual | 11 | Ceiling Fixture | Incandescent |  | Reflector | 1 | 65 | Living Room | 217962 | Living Room | 0.02963%
21796 | 2 | 2 |  | Manual | 2 | Table | Incandescent |  | Standard A Lamp | 1 | 40 | Living Room | 217962 | Living Room | 0.02963%
21796 | 3 | 1 |  | Manual | 2 | Table | Incandescent |  | 3-Way Incandescent | 2 | 100 | Master Bedroom | 217963 | Master Bedroom | 0.02963%
21796 | 3 | 2 |  | Manual | 4 | Ceiling Fixture | Incandescent |  | Reflector | 1 | 65 | Master Bedroom | 217963 | Master Bedroom | 0.02963%
21796 | 4 | 1 |  | Manual | 4 | Ceiling Fixture | Incandescent |  | Reflector | 1 | 65 | Bathroom | 217964 | Bathroom | 0.02963%
21796 | 4 | 2 |  | Manual | 1 | Track | Incandescent |  | Standard A Lamp | 3 | 60 | Bathroom | 217964 | Bathroom | 0.02963%
21796 | 5 | 1 |  | Manual | 4 | Ceiling Fixture | Incandescent |  | Reflector | 1 | 65 | Other | 217965 | Other | 0.02963%
21796 | 6 | 1 |  | Manual | 3 | Ceiling Fixture | Incandescent |  | Reflector | 1 | 65 | Hall | 217966 | Hall | 0.02963%
21796 | 6 | 2 |  | Manual | 1 | Ceiling Fixture | Compact Fluorescent |  | Twist | 3 | 22 | Hall | 217966 | Hall | 0.02963%
21796 | 7 | 1 |  | Manual | 6 | Recessed Can | Compact Fluorescent |  | Twist | 1 | 22 | Living Room | 217967 | Living Room | 0.02963%
21796 | 7 | 2 |  | Manual | 2 | Table | Incandescent |  | Standard A Lamp | 1 | 40 | Living Room | 217967 | Living Room | 0.02963%
21796 | 8 | 1 |  | Manual | 6 | Ceiling Fixture | Incandescent |  | Standard A Lamp | 3 | 60 | Living Room | 217968 | Living Room | 0.02963%
21796 | 9 | 1 |  | Manual | 3 | Table | Incandescent |  | Standard A Lamp | 1 | 40 | Bedroom | 217969 | Bedroom | 0.02963%
21796 | 9 | 2 |  | Manual | 3 | Ceiling Fixture | Incandescent |  | Reflector | 1 | 65 | Bedroom | 217969 | Bedroom | 0.02963%
21796 | 9 | 3 |  | Dimmer | 1 | Ceiling Fixture | Compact Fluorescent |  | Twist | 3 | 22 | Bedroom | 217969 | Bedroom | 0.02963%
21796 | 10 | 1 |  | Manual | 3 | Ceiling Fixture | Incandescent |  | Reflector | 1 | 60 | Other | 2179610 | Other | 0.02963%
21796 | 11 | 1 |  | Manual | 4 | Recessed Can | Halogen |  | PAR | 1 | 65 | Family Room | 2179611 | Family Room | 0.02963%
21796 | 11 | 2 |  | Manual | 2 | Table | Incandescent |  | Standard A Lamp | 1 | 60 | Family Room | 2179611 | Family Room | 0.02963%
21796 | 12 | 1 |  | Manual | 7 | Ceiling Fixture | Incandescent |  | Decorative | 1 | 60 | Other | 2179612 | Other | 0.02963%
21796 | 13 | 1 |  | Manual | 2 | Ceiling Fixture | Incandescent |  | Standard A Lamp | 1 | 60 | Other | 2179613 | Other | 0.02963%
21796 | 14 | 1 |  | Manual | 4 | Ceiling Fixture | Incandescent |  | Standard A Lamp | 2 | 40 | Other | 2179614 | Other | 0.02963%
21796 | 15 | 1 |  | Manual | 3 | Ceiling Fixture | Incandescent |  | Reflector | 3 | 65 | Hall | 2179615 | Hall | 0.02963%
21796 | 16 | 1 |  | Manual | 4 | Ceiling Fixture | Incandescent |  | Reflector | 1 | 65 | Bedroom | 2179616 | Bedroom | 0.02963%
21796 | 17 | 1 |  | Manual | 5 | Ceiling Fixture | Incandescent |  | Standard A Lamp | 5 | 65 | Bathroom | 2179617 | Bathroom | 0.02963%
21796 | 17 | 2 |  | Manual | 3 | Chandelier (Hanging) | Compact Fluorescent |  | Twist | 1 | 22 | Bathroom | 2179617 | Bathroom | 0.02963%
21796 | 17 | 3 |  | Manual | 2 | Ceiling Fixture | Incandescent |  | Standard A Lamp | 1 | 65 | Bathroom | 2179617 | Bathroom | 0.02963%
21796 | 18 | 1 |  | Manual | 4 | Ceiling Fixture | Incandescent |  | Reflector | 1 | 65 | Bedroom | 2179618 | Bedroom | 0.02963%
21796 | 18 | 2 |  | Manual | 1 | Ceiling Fixture | Incandescent |  | Standard A Lamp | 3 | 65 | Bedroom | 2179618 | Bedroom | 0.02963%
21796 | 18 | 3 |  | Manual | 1 | Table | Incandescent |  | 3-Way Incandescent | 1 | 100 | Bedroom | 2179618 | Bedroom | 0.02963%
21796 | 19 | 1 |  | Manual | 3 | Ceiling Fixture | Incandescent |  | Standard A Lamp | 3 | 65 | Hall | 2179619 | Hall | 0.02963%
21796 | 20 | 1 |  | Manual | 2 | Ceiling Fixture | Incandescent |  | Standard A Lamp | 1 | 65 | Other | 2179620 | Other | 0.02963%
21796 | 21 | 1 |  | Manual | 3 | Ceiling Fixture | Incandescent |  | Standard A Lamp | 2 | 60 | Hall | 2179621 | Hall | 0.02963%
21796 | 22 | 1 |  | Manual | 4 | Ceiling Fixture | Incandescent |  | Reflector | 1 | 65 | Other | 2179622 | Other | 0.02963%
21796 | 22 | 2 |  | Manual | 1 | Table | Incandescent |  | Standard A Lamp | 1 | 40 | Other | 2179622 | Other | 0.02963%
21796 | 23 | 1 |  | Manual | 2 | Ceiling Fixture | Incandescent |  | Standard A Lamp | 2 | 65 | Laundry Room | 2179623 | Laundry Room | 0.02963%
21796 | 24 | 1 |  | Manual | 1 | Chandelier (Hanging) | Incandescent |  | Globe | 3 | 60 | Hall | 2179624 | Hall | 0.02963%
21796 | 25 | 1 |  | Manual | 5 | Ceiling Fixture | Incandescent |  | Standard A Lamp | 2 | 65 | Other | 2179625 | Other | 0.02963%
21796 | 25 | 2 |  | Manual | 2 | Ceiling Fixture | Incandescent |  | Reflector | 1 | 60 | Other | 2179625 | Other | 0.02963%
21796 | 26 | 1 |  | Manual | 1 | Chandelier (Hanging) | Incandescent |  | Standard A Lamp | 3 | 65 | Hall | 2179626 | Hall | 0.02963%
21796 | 26 | 2 |  | Manual | 4 | Recessed Can | Incandescent |  | Reflector | 1 | 65 | Hall | 2179626 | Hall | 0.02963%
21796 | 27 | 1 |  | Manual | 4 | Ceiling Fixture | Incandescent |  | Standard A Lamp | 2 | 65 | Bedroom | 2179627 | Bedroom | 0.02963%
21796 | 28 | 1 |  | Manual | 1 | Track | Halogen |  | MR | 5 | 30 | Bathroom | 2179628 | Bathroom | 0.02963%
21796 | 28 | 2 |  | Manual | 1 | Ceiling Fixture | Incandescent |  | Standard A Lamp | 3 | 65 | Bathroom | 2179628 | Bathroom | 0.02963%
21796 | 29 | 1 |  | Manual | 6 | Ceiling Fixture | Incandescent |  | Reflector | 1 | 65 | Bedroom | 2179629 | Bedroom | 0.02963%
21796 | 30 | 1 |  | Manual | 3 | Ceiling Fixture | Linear Fluorescent | 96 | T-12 | 2 | 100 | Garage | 2179630 | Garage | 0.02963%
21796 | 31 | 1 |  | Manual | 4 | Ceiling Fixture | Incandescent |  | Reflector | 1 | 65 | Hall | 2179631 | Hall | 0.02963%
21796 | 32 | 1 |  | Manual | 4 | Recessed Can | Incandescent |  | Reflector | 1 | 65 | Bedroom | 2179632 | Bedroom | 0.02963%
21796 | 33 | 1 |  | Manual | 3 | Ceiling Fixture | Incandescent |  | Reflector | 1 | 65 | Bathroom | 2179633 | Bathroom | 0.02963%
21796 | 33 | 2 |  | Manual | 1 | Track | Incandescent |  | Standard A Lamp | 3 | 40 | Bathroom | 2179633 | Bathroom | 0.02963%
21796 | 34 | 1 |  | Manual | 4 | Ceiling Fixture | Compact Fluorescent |  | Twist | 1 | 22 | Hall | 2179634 | Hall | 0.02963%
21796 | 35 | 1 |  | Manual | 1 | Ceiling Fixture | Incandescent |  | Standard A Lamp | 3 | 40 | Other | 2179635 | Other | 0.02963%
21796 | 36 | 1 |  | Manual | 9 | Ceiling Fixture | Compact Fluorescent |  | Twist | 1 | 22 | Kitchen | 2179636 | Kitchen | 0.02963%
21796 | 36 | 2 |  | Manual | 5 | Ceiling Fixture | Incandescent |  | Reflector | 1 | 65 | Kitchen | 2179636 | Kitchen | 0.02963%
21799 | 1 | 1 |  | Manual | 1 | Wall Mount | Compact Fluorescent |  | Twist | 3 | 13 | Bathroom | 217991 | Bathroom | 0.04732%
21799 | 2 | 1 |  | Manual | 1 | Ceiling Fixture | Incandescent |  | Standard A Lamp | 2 | 60 | Bathroom | 217992 | Bathroom | 0.04732%
21799 | 2 | 2 |  | Manual | 1 | Ceiling Fixture | Incandescent |  | Standard A Lamp | 1 | 60 | Bathroom | 217992 | Bathroom | 0.04732%
21799 | 3 | 1 |  | Manual | 1 | Ceiling Fixture | Compact Fluorescent |  | Twist | 2 | 13 | Bedroom | 217993 | Bedroom | 0.04732%
21799 | 3 | 2 |  | Manual | 1 | Table | Compact Fluorescent |  | Twist | 1 | 14 | Bedroom | 217993 | Bedroom | 0.04732%
21799 | 4 | 1 |  | Manual | 1 | Ceiling Fixture | Incandescent |  | Standard A Lamp | 2 | 60 | Bedroom | 217994 | Bedroom | 0.04732%
21799 | 4 | 2 |  | Manual | 1 | Table | Compact Fluorescent |  | Twist | 1 | 13 | Bedroom | 217994 | Bedroom | 0.04732%
21799 | 5 | 1 |  | Manual | 1 | Ceiling Fan | Compact Fluorescent |  | Twist | 2 | 13 | Dining Room | 217995 | Dining Room | 0.04732%
21799 | 6 | 1 |  | Manual | 1 | Chandelier (Hanging) | Incandescent |  | Standard A Lamp | 9 | 60 | Hall | 217996 | Hall | 0.04732%
21799 | 6 | 2 |  | Manual | 1 | Ceiling Fixture | Compact Fluorescent |  | Twist | 1 | 13 | Hall | 217996 | Hall | 0.04732%
21799 | 7 | 1 |  | Manual | 2 | Ceiling Fixture | Compact Fluorescent |  | Twist | 2 | 13 | Family Room | 217997 | Family Room | 0.04732%
21799 | 7 | 2 |  | Manual | 1 | Floor lamp | Compact Fluorescent |  | Pin base | 1 | 27 | Family Room | 217997 | Family Room | 0.04732%
21799 | 8 | 1 |  | Dimmer | 1 | Chandelier (Hanging) | Incandescent |  | Standard A Lamp | 6 | 60 | Dining Room | 217998 | Dining Room | 0.04732%
21799 | 8 | 2 |  | Dimmer | 2 | Wall Mount | Incandescent |  | Standard A Lamp | 2 | 60 | Dining Room | 217998 | Dining Room | 0.04732%
21799 | 9 | 1 |  | Manual | 2 | Ceiling Fixture | Compact Fluorescent |  | Twist | 1 | 13 | Hall | 217999 | Hall | 0.04732%
21799 | 10 | 1 |  | Manual | 4 | Ceiling Fixture | Linear Fluorescent | 48 | T-8 | 2 | 32 | Kitchen | 2179910 | Kitchen | 0.04732%
21799 | 11 | 1 |  | Manual | 1 | Recessed Can | Incandescent |  | Reflector | 1 | 65 | Laundry Room | 2179911 | Laundry Room | 0.04732%
21799 | 12 | 1 |  | Manual | 2 | Table | Compact Fluorescent |  | Twist | 1 | 13 | Living Room | 2179912 | Living Room | 0.04732%
21799 | 12 | 2 |  | Manual | 1 | Table | Compact Fluorescent |  | Twist | 1 | 19 | Living Room | 2179912 | Living Room | 0.04732%
21799 | 12 | 3 |  | Dimmer | 1 | Floor lamp | Incandescent |  | Standard A Lamp | 1 | 60 | Living Room | 2179912 | Living Room | 0.04732%
21799 | 12 | 4 |  | Manual | 1 | Floor lamp | Compact Fluorescent |  | Twist | 1 | 19 | Living Room | 2179912 | Living Room | 0.04732%
21799 | 13 | 1 |  | Manual | 1 | Wall Mount | Compact Fluorescent |  | Twist | 4 | 13 | Bathroom | 2179913 | Bathroom | 0.04732%
21799 | 14 | 1 |  | Manual | 1 | Ceiling Fixture | Compact Fluorescent |  | Twist | 2 | 23 | Master Bedroom | 2179914 | Master Bedroom | 0.04732%
21799 | 14 | 2 |  | Manual | 2 | Table | Compact Fluorescent |  | Twist | 1 | 14 | Master Bedroom | 2179914 | Master Bedroom | 0.04732%
21799 | 15 | 1 |  | Manual | 2 | Ceiling Fixture | Linear Fluorescent | 48 | T-12 | 2 | 40 | Closet | 2179915 | Closet | 0.04732%
21799 | 16 | 1 |  | Manual | 1 | Ceiling Fixture | Compact Fluorescent |  | Pin base | 2 | 26 | Office | 2179916 | Office | 0.04732%
21799 | 16 | 2 |  | Manual | 1 | Floor lamp | Compact Fluorescent |  | A shape bulb | 2 | 15 | Office | 2179916 | Office | 0.04732%
21799 | 16 | 3 |  | Manual | 2 | Table | Compact Fluorescent |  | Twist | 1 | 13 | Office | 2179916 | Office | 0.04732%
21816 | 1 | 1 |  | Manual | 3 | Ceiling Fixture | Incandescent |  | Standard A Lamp | 3 | 60 | Family Room | 218161 | Family Room | 0.02963%
21816 | 1 | 2 |  | Manual | 1 | Torchiere | Halogen |  | Quartz Tube | 1 | 100 | Family Room | 218161 | Family Room | 0.02963%
21816 | 1 | 3 |  | Manual | 2 | Table | Incandescent |  | Clear | 1 | 40 | Family Room | 218161 | Family Room | 0.02963%
21816 | 1 | 4 |  | Manual | 2 | Recessed Can | Incandescent |  | Reflector | 1 | 65 | Family Room | 218161 | Family Room | 0.02963%
21816 | 2 | 1 |  | Manual | 2 | Ceiling Fixture | Compact Fluorescent |  | Twist | 1 | 22 | Other | 218162 | Other | 0.02963%
21816 | 2 | 2 |  | Manual | 2 | Ceiling Fixture | Incandescent |  | Reflector | 1 | 75 | Other | 218162 | Other | 0.02963%
21816 | 3 | 1 |  | Manual | 1 | Ceiling Fixture | Incandescent |  | Standard A Lamp | 3 | 60 | Bedroom | 218163 | Bedroom | 0.02963%
21816 | 4 | 1 |  | Motion | 1 | Garage door opener | Incandescent |  | Standard A Lamp | 1 | 60 | Garage | 218164 | Garage | 0.02963%
21816 | 4 | 2 |  | Manual | 2 | Ceiling Fixture | Incandescent |  | Reflector | 1 | 65 | Garage | 218164 | Garage | 0.02963%
21816 | 5 | 1 |  | Manual | 1 | Ceiling Fixture | Incandescent |  | Standard A Lamp | 1 | 60 | Hall | 218165 | Hall | 0.02963%
21816 | 6 | 1 |  | Dimmer | 1 | Ceiling Fan | Incandescent |  | Standard A Lamp | 4 | 100 | Kitchen | 218166 | Kitchen | 0.02963%
21816 | 6 | 2 |  | Manual | 1 | Ceiling Fixture | Linear Fluorescent | 48 | T-12 | 2 | 40 | Kitchen | 218166 | Kitchen | 0.02963%
21816 | 7 | 1 |  | Manual | 1 | Ceiling Fixture | Compact Fluorescent |  | Twist | 1 | 36 | Laundry Room | 218167 | Laundry Room | 0.02963%
21816 | 8 | 1 |  | Manual | 5 | Recessed Can | Incandescent |  | Reflector | 1 | 100 | Living Room | 218168 | Living Room | 0.02963%
21816 | 8 | 2 |  | Manual | 1 | Table | Incandescent |  | Clear | 1 | 40 | Living Room | 218168 | Living Room | 0.02963%
21816 | 8 | 3 |  | Manual | 1 | Table | Incandescent |  | Standard A Lamp | 1 | 150 | Living Room | 218168 | Living Room | 0.02963%
21816 | 8 | 4 |  | Manual | 2 | Floor lamp | Incandescent |  | Standard A Lamp | 1 | 150 | Living Room | 218168 | Living Room | 0.02963%
21816 | 8 | 5 |  | Manual | 1 | Ceiling Fixture | Compact Fluorescent |  | Twist | 3 | 22 | Living Room | 218168 | Living Room | 0.02963%
21816 | 9 | 1 |  | Manual | 1 | Wall Mount | Incandescent |  | Standard A Lamp | 3 | 100 | Bathroom | 218169 | Bathroom | 0.02963%
21816 | 10 | 1 |  | Manual | 1 | Ceiling Fixture | Incandescent |  | Standard A Lamp | 3 | 60 | Bedroom | 2181610 | Bedroom | 0.02963%
21816 | 11 | 1 |  | Manual | 1 | Wall Mount | Incandescent |  | Standard A Lamp | 4 | 60 | Bathroom | 2181611 | Bathroom | 0.02963%
21816 | 11 | 2 |  | Photo | 1 | Other | Incandescent |  | Decorative | 1 | 5 | Bathroom | 2181611 | Bathroom | 0.02963%
21816 | 12 | 1 |  | Manual | 1 | Ceiling Fixture | Incandescent |  | Standard A Lamp | 3 | 60 | Master Bedroom | 2181612 | Master Bedroom | 0.02963%
21816 | 12 | 2 |  | Manual | 2 | Floor lamp | Incandescent |  | Reflector | 2 | 50 | Master Bedroom | 2181612 | Master Bedroom | 0.02963%
21816 | 13 | 1 |  | Manual | 1 | Ceiling Fixture | Incandescent |  | Standard A Lamp | 1 | 60 | Hall | 2181613 | Hall | 0.02963%
21818 | 1 | 1 |  | Manual | 1 | Wall Mount | Incandescent |  | Globe | 4 | 40 | Bathroom | 218181 | Bathroom | 0.05296%
21818 | 1 | 2 |  | Manual | 1 | Ceiling Fixture | Incandescent |  | Standard A Lamp | 1 | 60 | Bathroom | 218181 | Bathroom | 0.05296%
21818 | 2 | 1 |  | Manual | 1 | Ceiling Fixture | Linear Fluorescent | 48 | T-12 | 2 | 32 | Bedroom | 218182 | Bedroom | 0.05296%
21818 | 2 | 2 |  | Manual | 1 | Table | Incandescent |  | Mini base | 1 | 25 | Bedroom | 218182 | Bedroom | 0.05296%
21818 | 2 | 3 |  | Manual | 2 | Wall Mount | Compact Fluorescent |  | A shape bulb | 1 | 22 | Bedroom | 218182 | Bedroom | 0.05296%
21818 | 2 | 4 |  | Manual | 1 | Floor lamp | Incandescent |  | 3-Way Incandescent | 1 | 75 | Bedroom | 218182 | Bedroom | 0.05296%
21818 | 3 | 1 |  | Manual | 1 | Ceiling Fixture | Linear Fluorescent | 48 | T-12 | 2 | 40 | Kitchen | 218183 | Kitchen | 0.05296%
21818 | 4 | 1 |  | Manual | 2 | Wall Mount | Compact Fluorescent |  | Twist | 1 | 15 | Living Room | 218184 | Living Room | 0.05296%
21828 | 1 | 1 |  | Manual | 1 | Ceiling Fixture | Compact Fluorescent |  | Twist | 2 | 15 | Bathroom | 218281 | Bathroom | 0.04732%
21828 | 2 | 1 |  | Manual | 1 | Ceiling Fixture | Linear Fluorescent | 24 | T-12 | 4 | 20 | Kitchen | 218282 | Kitchen | 0.04732%
21828 | 2 | 2 |  | Manual | 1 | Ceiling Fixture | Incandescent |  | Standard A Lamp | 1 | 60 | Kitchen | 218282 | Kitchen | 0.04732%
21828 | 3 | 1 |  | Manual | 1 | Floor lamp | Compact Fluorescent |  | Twist | 1 | 22 | Family Room | 218283 | Family Room | 0.04732%
21828 | 3 | 2 |  | Manual | 1 | Table | Compact Fluorescent |  | Twist | 1 | 15 | Family Room | 218283 | Family Room | 0.04732%
21828 | 4 | 1 |  | Manual | 4 | Ceiling Fixture | Linear Fluorescent | 48 | T-12 | 2 | 40 | Garage | 218284 | Garage | 0.04732%
21828 | 4 | 2 |  | Manual | 1 | Garage door opener | Incandescent |  | Standard A Lamp | 2 | 40 | Garage | 218284 | Garage | 0.04732%
21828 | 5 | 1 |  | Manual | 1 | Ceiling Fixture | Incandescent |  | Standard A Lamp | 1 | 75 | Closet | 218285 | Closet | 0.04732%
21828 | 6 | 1 |  | Manual | 1 | Wall Mount | Compact Fluorescent |  | Twist | 2 | 15 | Master Bedroom | 218286 | Master Bedroom | 0.04732%
21828 | 6 | 2 |  | Manual | 1 | Table | Compact Fluorescent |  | Twist | 1 | 15 | Master Bedroom | 218286 | Master Bedroom | 0.04732%
21828 | 7 | 1 |  | Manual | 1 | Ceiling Fixture | Incandescent |  | Standard A Lamp | 1 | 60 | Bedroom | 218287 | Bedroom | 0.04732%
21828 | 7 | 2 |  | Manual | 1 | Table | Incandescent |  | Standard A Lamp | 1 | 60 | Bedroom | 218287 | Bedroom | 0.04732%
21828 | 8 | 1 |  | Manual | 1 | Ceiling Fixture | Compact Fluorescent |  | Twist | 1 | 15 | Hall | 218288 | Hall | 0.04732%
21828 | 8 | 2 |  | Manual | 3 | Recessed Can | Incandescent |  | Reflector | 1 | 65 | Hall | 218288 | Hall | 0.04732%
21828 | 9 | 1 |  | Manual | 1 | Ceiling Fixture | Compact Fluorescent |  | Twist | 1 | 15 | Bedroom | 218289 | Bedroom | 0.04732%
21828 | 10 | 1 |  | Manual | 1 | Wall Mount | Incandescent |  | Mini base | 4 | 40 | Bathroom | 2182810 | Bathroom | 0.04732%
21828 | 11 | 1 |  | Manual | 1 | Floor lamp | Incandescent |  | Standard A Lamp | 1 | 60 | Living Room | 2182811 | Living Room | 0.04732%
21828 | 11 | 2 |  | Manual | 1 | Table | Compact Fluorescent |  | Twist | 1 | 15 | Living Room | 2182811 | Living Room | 0.04732%
21828 | 12 | 1 |  | Dimmer | 1 | Chandelier (Hanging) | Incandescent |  | Mini base | 3 | 60 | Dining Room | 2182812 | Dining Room | 0.04732%
21831 | 1 | 1 |  | Manual | 3 | Ceiling Fixture | Incandescent |  | Standard A Lamp | 1 | 60 | Other | 218311 | Other | 0.02845%
21831 | 2 | 1 |  | Manual | 1 | Wall Mount | Incandescent |  | Standard A Lamp | 3 | 75 | Bathroom | 218312 | Bathroom | 0.02845%
21831 | 3 | 1 |  | Manual | 1 | Floor lamp | Incandescent |  | Standard A Lamp | 2 | 60 | Bedroom | 218313 | Bedroom | 0.02845%
21831 | 3 | 2 |  | Manual | 1 | Track | Compact Fluorescent |  | Twist | 4 | 15 | Bedroom | 218313 | Bedroom | 0.02845%
21831 | 4 | 1 |  | Manual | 1 | Track | Incandescent |  | Standard A Lamp | 3 | 75 | Bedroom | 218314 | Bedroom | 0.02845%
21831 | 4 | 2 |  | Dimmer | 1 | Table | Incandescent |  | Decorative | 1 | 100 | Bedroom | 218314 | Bedroom | 0.02845%
21831 | 5 | 1 |  | Manual | 10 | Ceiling Fixture | Linear Fluorescent | 48 | T-12 | 2 | 40 | Garage | 218315 | Garage | 0.02845%
21831 | 6 | 1 |  | Manual | 2 | Wall Mount | Incandescent |  | Standard A Lamp | 1 | 75 | Hall | 218316 | Hall | 0.02845%
21831 | 7 | 1 |  | Manual | 1 | Ceiling Fan | Incandescent |  | Standard A Lamp | 3 | 100 | Kitchen | 218317 | Kitchen | 0.02845%
21831 | 7 | 2 |  | Manual | 1 | Ceiling Fixture | Linear Fluorescent | 48 | T-8 | 2 | 32 | Kitchen | 218317 | Kitchen | 0.02845%
21831 | 7 | 3 |  | Manual | 1 | Recessed Can | Incandescent |  | Standard A Lamp | 1 | 60 | Kitchen | 218317 | Kitchen | 0.02845%
21831 | 8 | 1 |  | Manual | 1 | Track | Incandescent |  | Standard A Lamp | 10 | 75 | Living Room | 218318 | Living Room | 0.02845%
21831 | 8 | 2 |  | Manual | 3 | Table | Incandescent |  | Standard A Lamp | 1 | 60 | Living Room | 218318 | Living Room | 0.02845%
21856 | 1 | 1 |  | Manual | 1 | Wall Mount | Incandescent |  | Globe | 6 | 25 | Bathroom | 218561 | Bathroom | 0.05296%
21856 | 1 | 2 |  | Manual | 1 | Ceiling Fixture | Incandescent |  | Heat Lamp | 2 | 60 | Bathroom | 218561 | Bathroom | 0.05296%
21856 | 2 | 1 |  | Manual | 1 | Ceiling Fixture | Compact Fluorescent |  | Twist | 2 | 22 | Bedroom | 218562 | Bedroom | 0.05296%
21856 | 2 | 2 |  | Manual | 1 | Table | Incandescent |  | Standard A Lamp | 1 | 40 | Bedroom | 218562 | Bedroom | 0.05296%
21856 | 3 | 1 |  | Manual | 2 | Ceiling Fixture | Compact Fluorescent |  | Twist | 2 | 22 | Family Room | 218563 | Family Room | 0.05296%
21856 | 3 | 2 |  | Manual | 3 | Table | Compact Fluorescent |  | Twist | 1 | 22 | Family Room | 218563 | Family Room | 0.05296%
21856 | 3 | 3 |  | Manual | 1 | Floor lamp | Incandescent |  | Standard A Lamp | 4 | 40 | Family Room | 218563 | Family Room | 0.05296%
21856 | 3 | 4 |  | Manual | 1 | Floor lamp | Linear Fluorescent | 72 | T-4 | 1 | 16 | Family Room | 218563 | Family Room | 0.05296%
21856 | 4 | 1 |  | Manual | 1 | Ceiling Fan | Compact Fluorescent |  | Twist | 1 | 22 | Family Room | 218564 | Family Room | 0.05296%
21856 | 4 | 2 |  | Manual | 1 | Chandelier (Hanging) | Incandescent |  | Decorative | 4 | 25 | Family Room | 218564 | Family Room | 0.05296%
21856 | 5 | 1 |  | Manual | 1 | Ceiling Fixture | Compact Fluorescent |  | Twist | 2 | 22 | Office | 218565 | Office | 0.05296%
21856 | 5 | 2 |  | Manual | 1 | Table | Incandescent |  | Standard A Lamp | 1 | 60 | Office | 218565 | Office | 0.05296%
21856 | 6 | 1 |  | Manual | 1 | Ceiling Fixture | Compact Fluorescent |  | Twist | 2 | 22 | Office | 218566 | Office | 0.05296%
21856 | 6 | 2 |  | Manual | 1 | Table | Linear Fluorescent | 72 | Fluorescent Other | 4 | 16 | Office | 218566 | Office | 0.05296%
21862 | 1 | 1 |  | Manual | 1 | Ceiling Fixture | Incandescent |  | Standard A Lamp | 2 | 40 | Closet | 218621 | Closet | 0.02963%
21862 | 2 | 1 |  | Manual | 1 | Wall Mount | Incandescent |  | Standard A Lamp | 2 | 75 | Bathroom | 218622 | Bathroom | 0.02963%
21862 | 3 | 1 |  | Manual | 1 | Ceiling Fixture | Incandescent |  | Standard A Lamp | 3 | 60 | Closet | 218623 | Closet | 0.02963%
21862 | 4 | 1 |  | Manual | 1 | Ceiling Fan | Incandescent |  | Standard A Lamp | 2 | 60 | Master Bedroom | 218624 | Master Bedroom | 0.02963%
21862 | 4 | 2 |  | Manual | 2 | Table | Incandescent |  | Standard A Lamp | 2 | 60 | Master Bedroom | 218624 | Master Bedroom | 0.02963%
21862 | 5 | 1 |  | Manual | 1 | Ceiling Fixture | Incandescent |  | Standard A Lamp | 3 | 60 | Closet | 218625 | Closet | 0.02963%
21862 | 6 | 1 |  | Manual | 2 | Wall Mount | Incandescent |  | Standard A Lamp | 2 | 60 | Bathroom | 218626 | Bathroom | 0.02963%
21862 | 6 | 2 |  | Manual | 1 | Recessed Can | Incandescent |  | Standard A Lamp | 1 | 60 | Bathroom | 218626 | Bathroom | 0.02963%
21862 | 6 | 3 |  | Manual | 1 | Recessed Can | Incandescent |  | Reflector | 1 | 65 | Bathroom | 218626 | Bathroom | 0.02963%
21862 | 7 | 1 |  | Manual | 1 | Ceiling Fan | Incandescent |  | Standard A Lamp | 2 | 60 | Bedroom | 218627 | Bedroom | 0.02963%
21862 | 7 | 2 |  | Manual | 3 | Table | Incandescent |  | Standard A Lamp | 1 | 75 | Bedroom | 218627 | Bedroom | 0.02963%
21862 | 8 | 1 |  | Manual | 1 | Ceiling Fixture | Incandescent |  | Standard A Lamp | 3 | 60 | Closet | 218628 | Closet | 0.02963%
21862 | 9 | 1 |  | Manual | 2 | Ceiling Fixture | Incandescent |  | Standard A Lamp | 2 | 60 | Hall | 218629 | Hall | 0.02963%
21862 | 10 | 1 |  | Manual | 2 | Ceiling Fixture | Incandescent |  | Standard A Lamp | 2 | 60 | Family Room | 2186210 | Family Room | 0.02963%
21862 | 11 | 1 |  | Manual | 1 | Ceiling Fixture | Incandescent |  | Standard A Lamp | 3 | 60 | Bedroom | 2186211 | Bedroom | 0.02963%
21862 | 11 | 2 |  | Manual | 1 | Table | Incandescent |  | Standard A Lamp | 1 | 40 | Bedroom | 2186211 | Bedroom | 0.02963%
21862 | 12 | 1 |  | Manual | 1 | Chandelier (Hanging) | Incandescent |  | Standard A Lamp | 3 | 60 | Kitchen | 2186212 | Kitchen | 0.02963%
21862 | 12 | 2 |  | Manual | 1 | Chandelier (Hanging) | Incandescent |  | Standard A Lamp | 4 | 60 | Kitchen | 2186212 | Kitchen | 0.02963%
21862 | 12 | 3 |  | Manual | 6 | Recessed Can | Compact Fluorescent |  | Flood | 1 | 22 | Kitchen | 2186212 | Kitchen | 0.02963%
21862 | 12 | 4 |  | Manual | 1 | Recessed Can | Incandescent |  | Reflector | 1 | 65 | Kitchen | 2186212 | Kitchen | 0.02963%
21862 | 13 | 1 |  | Manual | 1 | Wall Mount | Incandescent |  | Standard A Lamp | 2 | 60 | Bathroom | 2186213 | Bathroom | 0.02963%
21862 | 14 | 1 |  | Manual | 2 | Ceiling Fixture | Incandescent |  | Standard A Lamp | 1 | 100 | Other | 2186214 | Other | 0.02963%
21862 | 14 | 2 |  | Manual | 1 | Ceiling Fixture | Linear Fluorescent | 48 | T-12 | 2 | 40 | Other | 2186214 | Other | 0.02963%
21862 | 15 | 1 |  | Manual | 3 | Ceiling Fixture | Incandescent |  | Standard A Lamp | 2 | 60 | Hall | 2186215 | Hall | 0.02963%
21862 | 16 | 1 |  | Manual | 1 | Wall Mount | Incandescent |  | Standard A Lamp | 2 | 60 | Bathroom | 2186216 | Bathroom | 0.02963%
21862 | 17 | 1 |  | Manual | 1 | Ceiling Fixture | Incandescent |  | Standard A Lamp | 3 | 60 | Laundry Room | 2186217 | Laundry Room | 0.02963%
21862 | 18 | 1 |  | Manual | 2 | Ceiling Fixture | Linear Fluorescent | 48 | T-12 | 2 | 40 | Garage | 2186218 | Garage | 0.02963%
21862 | 18 | 2 |  | Manual | 2 | Garage door opener | Incandescent |  | Standard A Lamp | 2 | 75 | Garage | 2186218 | Garage | 0.02963%
21862 | 19 | 1 |  | Manual | 6 | Recessed Can | Compact Fluorescent |  | Flood | 1 | 22 | Living Room | 2186219 | Living Room | 0.02963%
21862 | 19 | 2 |  | Manual | 1 | Floor lamp | Compact Fluorescent |  | Twist | 1 | 15 | Living Room | 2186219 | Living Room | 0.02963%
21862 | 19 | 3 |  | Manual | 1 | Floor lamp | Incandescent |  | 3-Way Incandescent | 1 | 100 | Living Room | 2186219 | Living Room | 0.02963%
21862 | 19 | 4 |  | Dimmer | 2 | Ceiling Fixture | Halogen |  | MR | 1 | 50 | Living Room | 2186219 | Living Room | 0.02963%
21862 | 20 | 1 |  | Manual | 1 | Chandelier (Hanging) | Compact Fluorescent |  | Twist | 4 | 22 | Hall | 2186220 | Hall | 0.02963%
21862 | 20 | 2 |  | Manual | 2 | Wall Mount | Incandescent |  | Standard A Lamp | 1 | 60 | Hall | 2186220 | Hall | 0.02963%
21862 | 21 | 1 |  | Manual | 3 | Ceiling Fixture | Incandescent |  | Standard A Lamp | 2 | 60 | Hall | 2186221 | Hall | 0.02963%
21862 | 22 | 1 |  | Manual | 1 | Ceiling Fan | Incandescent |  | Standard A Lamp | 2 | 65 | Office | 2186222 | Office | 0.02963%
21862 | 23 | 1 |  | Manual | 1 | Ceiling Fixture | Incandescent |  | Standard A Lamp | 3 | 60 | Closet | 2186223 | Closet | 0.02963%
21862 | 24 | 1 |  | Manual | 1 | Ceiling Fan | Incandescent |  | Standard A Lamp | 2 | 60 | Bedroom | 2186224 | Bedroom | 0.02963%
21862 | 25 | 1 |  | Manual | 1 | Ceiling Fixture | Incandescent |  | Standard A Lamp | 3 | 60 | Closet | 2186225 | Closet | 0.02963%
21877 | 1 | 1 |  | Manual | 2 | Wall Mount | Halogen |  | Quartz Tube | 4 | 20 | Bathroom | 218771 | Bathroom | 0.04732%
21877 | 1 | 2 |  | Manual | 1 | Ceiling Fixture | Halogen |  | Quartz Tube | 1 | 20 | Bathroom | 218771 | Bathroom | 0.04732%
21877 | 1 | 3 |  | Manual | 1 | Ceiling Fixture | Halogen |  | MR | 3 | 20 | Bathroom | 218771 | Bathroom | 0.04732%
21877 | 2 | 1 |  | Manual | 1 | Ceiling Fixture | Compact Fluorescent |  | Twist | 4 | 15 | Bedroom | 218772 | Bedroom | 0.04732%
21877 | 3 | 1 |  | Manual | 2 | Ceiling Fixture | Halogen |  | Quartz Tube | 3 | 30 | Closet | 218773 | Closet | 0.04732%
21877 | 4 | 1 |  | Manual | 1 | Ceiling Fan | Compact Fluorescent |  | Twist | 4 | 15 | Family Room | 218774 | Family Room | 0.04732%
21877 | 4 | 2 |  | Manual | 2 | Track | Compact Fluorescent |  | Reflector | 3 | 28 | Family Room | 218774 | Family Room | 0.04732%
21877 | 4 | 3 |  | Timer | 1 | Table | Compact Fluorescent |  | Twist | 1 | 15 | Family Room | 218774 | Family Room | 0.04732%
21877 | 5 | 1 |  | Manual | 1 | Ceiling Fixture | Halogen |  | Quartz Tube | 3 | 20 | Hall | 218775 | Hall | 0.04732%
21877 | 6 | 1 |  | Manual | 1 | Ceiling Fixture | Compact Fluorescent |  | Twist | 6 | 22 | Kitchen | 218776 | Kitchen | 0.04732%
21877 | 6 | 2 |  | Manual | 1 | Ceiling Fixture | Compact Fluorescent |  | Twist | 4 | 22 | Kitchen | 218776 | Kitchen | 0.04732%
21877 | 7 | 1 |  | Manual | 2 | Ceiling Fixture | Compact Fluorescent |  | Reflector | 4 | 28 | Living Room | 218777 | Living Room | 0.04732%
21877 | 7 | 2 |  | Manual | 1 | Wall Mount | Incandescent |  | Standard A Lamp | 1 | 60 | Living Room | 218777 | Living Room | 0.04732%
21877 | 8 | 1 |  | Manual | 1 | Ceiling Fixture | Halogen |  | Quartz Tube | 3 | 20 | Bathroom | 218778 | Bathroom | 0.04732%
21877 | 8 | 2 |  | Manual | 1 | Wall Mount | Incandescent |  | Globe | 5 | 40 | Bathroom | 218778 | Bathroom | 0.04732%
21877 | 8 | 3 |  | Manual | 1 | Wall Mount | Incandescent |  | Standard A Lamp | 1 | 60 | Bathroom | 218778 | Bathroom | 0.04732%
21877 | 9 | 1 |  | Manual | 1 | Floor lamp | Incandescent |  | 3-Way Incandescent | 1 | 100 | Master Bedroom | 218779 | Master Bedroom | 0.04732%
21877 | 9 | 2 |  | Manual | 2 | Table | Incandescent |  | 3-Way Incandescent | 1 | 75 | Master Bedroom | 218779 | Master Bedroom | 0.04732%
21877 | 10 | 1 |  | Manual | 1 | Ceiling Fixture | Compact Fluorescent |  | Twist | 4 | 15 | Office | 2187710 | Office | 0.04732%
21877 | 11 | 1 |  | Manual | 3 | Ceiling Fixture | Compact Fluorescent |  | Twist | 3 | 22 | Other | 2187711 | Other | 0.04732%
21877 | 11 | 2 |  | Other | 1 | Table | Incandescent |  | Decorative | 1 | 25 | Other | 2187711 | Other | 0.04732%
21877 | 12 | 1 |  | Manual | 3 | Ceiling Fixture | Linear Fluorescent | 48 | T-12 | 4 | 40 | Other | 2187712 | Other | 0.04732%
21881 | 1 | 1 |  | Manual | 1 | Wall Mount | Incandescent |  | Standard A Lamp | 3 | 60 | Bathroom | 218811 | Bathroom | 0.02963%
21881 | 2 | 1 |  | Manual | 1 | Wall Mount | Incandescent |  | Mini base | 2 | 25 | Bathroom | 218812 | Bathroom | 0.02963%
21881 | 3 | 1 |  | Manual | 1 | Ceiling Fan | Incandescent |  | Standard A Lamp | 1 | 60 | Bedroom | 218813 | Bedroom | 0.02963%
21881 | 4 | 1 |  | Manual | 1 | Ceiling Fixture | Incandescent |  | Reflector | 3 | 30 | Bedroom | 218814 | Bedroom | 0.02963%
21881 | 5 | 1 |  | Manual | 1 | Ceiling Fixture | Incandescent |  | Standard A Lamp | 1 | 60 | Bedroom | 218815 | Bedroom | 0.02963%
21881 | 6 | 1 |  | Manual | 2 | Ceiling Fixture | Incandescent |  | Standard A Lamp | 1 | 75 | Garage | 218816 | Garage | 0.02963%
21881 | 6 | 2 |  | Motion | 1 | Garage door opener | Incandescent |  | Standard A Lamp | 1 | 75 | Garage | 218816 | Garage | 0.02963%
21881 | 7 | 1 |  | Manual | 1 | Ceiling Fixture | Incandescent |  | Standard A Lamp | 1 | 60 | Hall | 218817 | Hall | 0.02963%
21881 | 8 | 1 |  | Manual | 2 | Ceiling Fixture | Incandescent |  | Standard A Lamp | 1 | 60 | Hall | 218818 | Hall | 0.02963%
21881 | 8 | 2 |  | Manual | 3 | Recessed Can | Incandescent |  | Standard A Lamp | 1 | 60 | Hall | 218818 | Hall | 0.02963%
21881 | 9 | 1 |  | Manual | 1 | Ceiling Fixture | Linear Fluorescent | 48 | T-12 | 4 | 40 | Kitchen | 218819 | Kitchen | 0.02963%
21881 | 9 | 2 |  | Manual | 1 | Ceiling Fixture | Incandescent |  | Standard A Lamp | 1 | 60 | Kitchen | 218819 | Kitchen | 0.02963%
21881 | 10 | 1 |  | Manual | 3 | Ceiling Fixture | Linear Fluorescent | 96 | Fluorescent Unknown | 2 | 70 | Laundry Room | 2188110 | Laundry Room | 0.02963%
21881 | 11 | 1 |  | Manual | 1 | Ceiling Fixture | Incandescent |  | Standard A Lamp | 1 | 75 | Living Room | 2188111 | Living Room | 0.02963%
21881 | 11 | 2 |  | Manual | 1 | Floor lamp | Incandescent |  | Standard A Lamp | 1 | 100 | Living Room | 2188111 | Living Room | 0.02963%
21881 | 11 | 3 |  | Manual | 1 | Chandelier (Hanging) | Incandescent |  | Standard A Lamp | 5 | 60 | Living Room | 2188111 | Living Room | 0.02963%
21881 | 12 | 1 |  | Manual | 1 | Track | Halogen |  | MR | 3 | 50 | Master Bedroom | 2188112 | Master Bedroom | 0.02963%
21881 | 12 | 2 |  | Manual | 1 | Track | Halogen |  | MR | 6 | 50 | Master Bedroom | 2188112 | Master Bedroom | 0.02963%
21881 | 12 | 3 |  | Manual | 2 | Wall Mount | Incandescent |  | Standard A Lamp | 1 | 60 | Master Bedroom | 2188112 | Master Bedroom | 0.02963%
21881 | 12 | 4 |  | Manual | 1 | Ceiling Fixture | Incandescent |  | Standard A Lamp | 1 | 60 | Master Bedroom | 2188112 | Master Bedroom | 0.02963%
21881 | 13 | 1 |  | Manual | 3 | Recessed Can | Incandescent |  | Standard A Lamp | 1 | 60 | Closet | 2188113 | Closet | 0.02963%
21881 | 13 | 2 |  | Manual | 2 | Recessed Can | Compact Fluorescent |  | Twist | 1 | 22 | Closet | 2188113 | Closet | 0.02963%
21883 | 1 | 1 |  | Manual | 7 | Ceiling Fixture | Linear Fluorescent | 48 | T-4 | 2 | 40 | Other | 218831 | Other | 0.02845%
21883 | 2 | 1 |  | Manual | 2 | Wall Mount | Compact Fluorescent |  | Twist | 1 | 22 | Bathroom | 218832 | Bathroom | 0.02845%
21883 | 2 | 2 |  | Manual | 1 | Ceiling Fixture | Compact Fluorescent |  | Twist | 2 | 15 | Bathroom | 218832 | Bathroom | 0.02845%
21883 | 3 | 1 |  | Manual | 2 | Wall Mount | Compact Fluorescent |  | Twist | 1 | 22 | Bathroom | 218833 | Bathroom | 0.02845%
21883 | 3 | 2 |  | Manual | 1 | Ceiling Fixture | Incandescent |  | Mini base | 1 | 25 | Bathroom | 218833 | Bathroom | 0.02845%
21883 | 4 | 1 |  | Manual | 2 | Table | Incandescent |  | Standard A Lamp | 1 | 60 | Bedroom | 218834 | Bedroom | 0.02845%
21883 | 5 | 1 |  | Manual | 3 | Table | Incandescent |  | Standard A Lamp | 1 | 40 | Bathroom | 218835 | Bathroom | 0.02845%
21883 | 6 | 1 |  | Manual | 1 | Ceiling Fixture | Incandescent |  | Standard A Lamp | 4 | 100 | Dining Room | 218836 | Dining Room | 0.02845%
21883 | 7 | 1 |  | Manual | 2 | Table | Compact Fluorescent |  | Twist | 1 | 28 | Family Room | 218837 | Family Room | 0.02845%
21883 | 8 | 1 |  | Manual | 1 | Ceiling Fixture | Linear Fluorescent | 48 | T-4 | 2 | 40 | Garage | 218838 | Garage | 0.02845%
21883 | 8 | 2 |  | Manual | 2 | Ceiling Fixture | Compact Fluorescent |  | Twist | 1 | 22 | Garage | 218838 | Garage | 0.02845%
21883 | 8 | 3 |  | Manual | 1 | Garage door opener | Incandescent |  | Clear | 2 | 40 | Garage | 218838 | Garage | 0.02845%
21883 | 9 | 1 |  | Manual | 1 | Ceiling Fixture | Compact Fluorescent |  | Twist | 4 | 22 | Kitchen | 218839 | Kitchen | 0.02845%
21883 | 9 | 2 |  | Manual | 1 | Ceiling Fixture | Incandescent |  | Globe | 1 | 60 | Kitchen | 218839 | Kitchen | 0.02845%
21883 | 9 | 3 |  | Manual | 2 | Recessed Can | Compact Fluorescent |  | Twist | 1 | 22 | Kitchen | 218839 | Kitchen | 0.02845%
21883 | 9 | 4 |  | Manual | 1 | Recessed Can | Compact Fluorescent |  | Twist | 1 | 22 | Kitchen | 218839 | Kitchen | 0.02845%
21883 | 10 | 1 |  | Manual | 2 | Table | Compact Fluorescent |  | Twist | 2 | 22 | Office | 2188310 | Office | 0.02845%
21883 | 10 | 2 |  | Manual | 1 | Floor lamp | Compact Fluorescent |  | Twist | 1 | 22 | Office | 2188310 | Office | 0.02845%
21883 | 11 | 1 |  | Manual | 2 | Ceiling Fixture | Incandescent |  | Standard A Lamp | 2 | 40 | Other | 2188311 | Other | 0.02845%
21883 | 11 | 2 |  | Manual | 3 | Table | Incandescent |  | Standard A Lamp | 1 | 60 | Other | 2188311 | Other | 0.02845%
21883 | 11 | 3 |  | Manual | 1 | Ceiling Fixture | Incandescent |  | Mini base | 4 | 25 | Other | 2188311 | Other | 0.02845%
21883 | 11 | 4 |  | Manual | 2 | Ceiling Fixture | Compact Fluorescent |  | Twist | 1 | 15 | Other | 2188311 | Other | 0.02845%
21888 | 1 | 1 |  | Manual | 1 | Ceiling Fixture | Linear Fluorescent | 48 | T-12 | 2 | 40 | Other | 218881 | Other | 0.2127%
21888 | 1 | 2 |  | Manual | 3 | Ceiling Fixture | Incandescent |  | Standard A Lamp | 1 | 60 | Other | 218881 | Other | 0.2127%
21888 | 1 | 3 |  | Manual | 1 | Ceiling Fixture | Compact Fluorescent |  | Twist | 1 | 15 | Other | 218881 | Other | 0.2127%
21888 | 1 | 4 |  | Manual | 1 | Floor lamp | Compact Fluorescent |  | Straight Tube | 1 | 28 | Other | 218881 | Other | 0.2127%
21888 | 2 | 1 |  | Manual | 1 | Wall Mount | Compact Fluorescent |  | Twist | 1 | 15 | Bathroom | 218882 | Bathroom | 0.2127%
21888 | 2 | 2 |  | Manual | 1 | Ceiling Fixture | Incandescent |  | Standard A Lamp | 1 | 60 | Bathroom | 218882 | Bathroom | 0.2127%
21888 | 3 | 1 |  | Manual | 1 | Ceiling Fan | Incandescent |  | Standard A Lamp | 1 | 60 | Bedroom | 218883 | Bedroom | 0.2127%
21888 | 4 | 1 |  | Manual | 1 | Ceiling Fixture | Incandescent |  | Standard A Lamp | 1 | 60 | Bedroom | 218884 | Bedroom | 0.2127%
21888 | 5 | 1 |  | Manual | 1 | Wall Mount | Incandescent |  | Standard A Lamp | 1 | 60 | Hall | 218885 | Hall | 0.2127%
21888 | 6 | 1 |  | Manual | 1 | Ceiling Fixture | Incandescent |  | Standard A Lamp | 1 | 75 | Garage | 218886 | Garage | 0.2127%
21888 | 7 | 1 |  | Manual | 1 | Ceiling Fixture | Compact Fluorescent |  | Circline (Screw Base) | 1 | 28 | Kitchen | 218887 | Kitchen | 0.2127%
21888 | 7 | 2 |  | Manual | 1 | Wall Mount | Incandescent |  | Standard A Lamp | 1 | 60 | Kitchen | 218887 | Kitchen | 0.2127%
21888 | 8 | 1 |  | Manual | 1 | Table | Incandescent |  | Standard A Lamp | 1 | 60 | Living Room | 218888 | Living Room | 0.2127%
21888 | 8 | 2 |  | Manual | 1 | Ceiling Fan | Incandescent |  | Standard A Lamp | 1 | 60 | Living Room | 218888 | Living Room | 0.2127%
21888 | 8 | 3 |  | Manual | 1 | Ceiling Fixture | Compact Fluorescent |  | Twist | 1 | 15 | Living Room | 218888 | Living Room | 0.2127%
21888 | 8 | 4 |  | Manual | 1 | Ceiling Fixture | Incandescent |  | Standard A Lamp | 1 | 60 | Living Room | 218888 | Living Room | 0.2127%
21888 | 9 | 1 |  | Manual | 1 | Ceiling Fixture | Incandescent |  | Standard A Lamp | 1 | 60 | Master Bedroom | 218889 | Master Bedroom | 0.2127%
21888 | 10 | 1 |  | Manual | 1 | Ceiling Fixture | Incandescent |  | Standard A Lamp | 1 | 60 | Closet | 2188810 | Closet | 0.2127%
21889 | 1 | 1 |  | Manual | 1 | Ceiling Fixture | Incandescent |  | Decorative | 2 | 40 | Bedroom | 218891 | Bedroom | 0.04784%
21889 | 2 | 1 |  | Manual | 1 | Ceiling Fixture | Incandescent |  | Clear | 2 | 40 | Bedroom | 218892 | Bedroom | 0.04784%
21889 | 2 | 2 |  | Manual | 1 | Table | Incandescent |  | Decorative | 1 | 25 | Bedroom | 218892 | Bedroom | 0.04784%
21889 | 3 | 1 |  | Manual | 1 | Ceiling Fan | Incandescent |  | Clear | 1 | 40 | Bedroom | 218893 | Bedroom | 0.04784%
21889 | 3 | 2 |  | Manual | 1 | Table | Incandescent |  | Standard A Lamp | 1 | 60 | Bedroom | 218893 | Bedroom | 0.04784%
21889 | 4 | 1 |  | Manual | 1 | Ceiling Fan | Incandescent |  | Standard A Lamp | 1 | 60 | Bedroom | 218894 | Bedroom | 0.04784%
21889 | 4 | 2 |  | Manual | 1 | Table | Halogen |  | MR | 1 | 30 | Bedroom | 218894 | Bedroom | 0.04784%
21889 | 5 | 1 |  | Manual | 1 | Wall Mount | Incandescent |  | Clear | 1 | 60 | Closet | 218895 | Closet | 0.04784%
21889 | 6 | 1 |  | Manual | 1 | Ceiling Fixture | Compact Fluorescent |  | Twist | 2 | 15 | Hall | 218896 | Hall | 0.04784%
21889 | 7 | 1 |  | Manual | 1 | Floor lamp | Compact Fluorescent |  | Twist | 1 | 22 | Living Room | 218897 | Living Room | 0.04784%
21889 | 7 | 2 |  | Manual | 1 | Table | Incandescent |  | 3-Way Incandescent | 1 | 100 | Living Room | 218897 | Living Room | 0.04784%
21889 | 7 | 3 |  | Manual | 1 | Table | Incandescent |  | Globe | 1 | 60 | Living Room | 218897 | Living Room | 0.04784%
21889 | 8 | 1 |  | Manual | 4 | Ceiling Fixture | Compact Fluorescent |  | Twist | 1 | 22 | Garage | 218898 | Garage | 0.04784%
21889 | 9 | 1 |  | Manual | 2 | Ceiling Fixture | Linear Fluorescent | 48 | T-8 | 4 | 32 | Kitchen | 218899 | Kitchen | 0.04784%
21889 | 9 | 2 |  | Manual | 1 | Ceiling Fixture | Linear Fluorescent | 18 | T-12 | 2 | 20 | Kitchen | 218899 | Kitchen | 0.04784%
21889 | 10 | 1 |  | Manual | 1 | Ceiling Fixture | Linear Fluorescent | 48 | T-12 | 2 | 40 | Laundry Room | 2188910 | Laundry Room | 0.04784%
21889 | 11 | 1 |  | Manual | 1 | Ceiling Fixture | Linear Fluorescent | 48 | T-8 | 2 | 32 | Bathroom | 2188911 | Bathroom | 0.04784%
21889 | 11 | 2 |  | Manual | 1 | Ceiling Fixture | Incandescent |  | Heat Lamp | 2 | 250 | Bathroom | 2188911 | Bathroom | 0.04784%
21889 | 12 | 1 |  | Manual | 1 | Ceiling Fan | Compact Fluorescent |  | Twist | 4 | 15 | Master Bedroom | 2188912 | Master Bedroom | 0.04784%
21889 | 12 | 2 |  | Manual | 1 | Table | Incandescent |  | Clear | 1 | 25 | Master Bedroom | 2188912 | Master Bedroom | 0.04784%
21889 | 13 | 1 |  | Manual | 1 | Ceiling Fixture | Incandescent |  | Standard A Lamp | 2 | 60 | Closet | 2188913 | Closet | 0.04784%
21889 | 14 | 1 |  | Manual | 2 | Ceiling Fixture | Compact Fluorescent |  | Twist | 2 | 15 | Closet | 2188914 | Closet | 0.04784%
21889 | 15 | 1 |  | Manual | 1 | Ceiling Fixture | Linear Fluorescent | 48 | T-12 | 4 | 40 | Living Room | 2188915 | Living Room | 0.04784%
21889 | 15 | 2 |  | Manual | 1 | Table | Incandescent |  | Standard A Lamp | 1 | 75 | Living Room | 2188915 | Living Room | 0.04784%
21889 | 16 | 1 |  | Manual | 2 | Ceiling Fixture | Linear Fluorescent | 48 | T-12 | 4 | 40 | Hall | 2188916 | Hall | 0.04784%
21889 | 16 | 2 |  | Manual | 1 | Ceiling Fixture | Incandescent |  | Standard A Lamp | 1 | 75 | Hall | 2188916 | Hall | 0.04784%
21889 | 17 | 1 |  | Manual | 1 | Ceiling Fixture | Compact Fluorescent |  | Twist | 3 | 22 | Hall | 2188917 | Hall | 0.04784%
21889 | 18 | 1 |  | Manual | 1 | Ceiling Fixture | Incandescent |  | Standard A Lamp | 1 | 60 | Hall | 2188918 | Hall | 0.04784%
21889 | 19 | 1 |  | Manual | 3 | Ceiling Fixture | Linear Fluorescent | 48 | T-12 | 2 | 40 | Other | 2188919 | Other | 0.04784%
21896 | 1 | 1 |  | Manual | 1 | Wall Mount | Incandescent |  | Globe | 8 | 25 | Bathroom | 218961 | Bathroom | 0.02845%
21896 | 2 | 1 |  | Manual | 1 | Wall Mount | Incandescent |  | Globe | 8 | 40 | Bathroom | 218962 | Bathroom | 0.02845%
21896 | 3 | 1 |  | Manual | 2 | Ceiling Fixture | Compact Fluorescent |  | Twist | 2 | 15 | Bedroom | 218963 | Bedroom | 0.02845%
21896 | 4 | 1 |  | Manual | 1 | Ceiling Fixture | Compact Fluorescent |  | Twist | 2 | 7 | Bedroom | 218964 | Bedroom | 0.02845%
21896 | 5 | 1 |  | Manual | 1 | Ceiling Fixture | Compact Fluorescent |  | Twist | 2 | 15 | Bedroom | 218965 | Bedroom | 0.02845%
21896 | 6 | 1 |  | Manual | 1 | Ceiling Fan | Compact Fluorescent |  | Twist | 4 | 15 | Family Room | 218966 | Family Room | 0.02845%
21896 | 6 | 2 |  | Manual | 1 | Floor lamp | Compact Fluorescent |  | Twist | 1 | 15 | Family Room | 218966 | Family Room | 0.02845%
21896 | 7 | 1 |  | Manual | 2 | Ceiling Fixture | Linear Fluorescent | 36 | T-4 | 2 | 40 | Kitchen | 218967 | Kitchen | 0.02845%
21896 | 7 | 2 |  | Manual | 1 | Ceiling Fixture | Compact Fluorescent |  | Twist | 2 | 15 | Kitchen | 218967 | Kitchen | 0.02845%
21896 | 8 | 1 |  | Manual | 2 | Ceiling Fixture | Compact Fluorescent |  | Twist | 2 | 15 | Laundry Room | 218968 | Laundry Room | 0.02845%
21896 | 9 | 1 |  | Manual | 1 | Ceiling Fan | Incandescent |  | Standard A Lamp | 3 | 65 | Living Room | 218969 | Living Room | 0.02845%
21898 | 1 | 1 |  | Manual | 1 | Track | Incandescent |  | Reflector | 3 | 75 | Bedroom | 218981 | Bedroom | 0.09408%
21898 | 2 | 1 |  | Manual | 2 | Ceiling Fixture | Incandescent |  | Globe | 2 | 75 | Bathroom | 218982 | Bathroom | 0.09408%
21898 | 3 | 1 |  | Manual | 1 | Ceiling Fixture | Compact Fluorescent |  | Globe | 2 | 22 | Kitchen | 218983 | Kitchen | 0.09408%
21898 | 4 | 1 |  | Manual | 5 | Table | Incandescent |  | Standard A Lamp | 1 | 100 | Master Bedroom | 218984 | Master Bedroom | 0.09408%
21898 | 5 | 1 |  | Manual | 4 | Ceiling Fixture | Incandescent |  | Standard A Lamp | 1 | 100 | Bathroom | 218985 | Bathroom | 0.09408%
21898 | 6 | 1 |  | Manual | 4 | Table | Incandescent |  | Standard A Lamp | 1 | 100 | Office | 218986 | Office | 0.09408%
21898 | 7 | 1 |  | Manual | 1 | Ceiling Fixture | Incandescent |  | Standard A Lamp | 1 | 100 | Laundry Room | 218987 | Laundry Room | 0.09408%
21898 | 8 | 1 |  | Manual | 1 | Ceiling Fixture | Incandescent |  | Standard A Lamp | 1 | 100 | Other | 218988 | Other | 0.09408%
21898 | 9 | 1 |  | Manual | 2 | Ceiling Fixture | Compact Fluorescent |  | Twist | 1 | 22 | Garage | 218989 | Garage | 0.09408%
21898 | 10 | 1 |  | Manual | 2 | Table | Incandescent |  | Standard A Lamp | 1 | 100 | Living Room | 2189810 | Living Room | 0.09408%
21898 | 10 | 2 |  | Manual | 1 | Table | Incandescent |  | Standard A Lamp | 1 | 40 | Living Room | 2189810 | Living Room | 0.09408%
21898 | 11 | 1 |  | Manual | 9 | Ceiling Fixture | Halogen |  | PAR | 1 | 75 | Kitchen | 2189811 | Kitchen | 0.09408%
21898 | 12 | 1 |  | Manual | 1 | Chandelier (Hanging) | Incandescent |  | Decorative | 5 | 60 | Dining Room | 2189812 | Dining Room | 0.09408%
21898 | 13 | 1 |  | Manual | 2 | Table | Incandescent |  | Clear | 1 | 60 | Living Room | 2189813 | Living Room | 0.09408%
21898 | 13 | 2 |  | Manual | 1 | Table | Incandescent |  | Standard A Lamp | 1 | 60 | Living Room | 2189813 | Living Room | 0.09408%
21898 | 13 | 3 |  | Manual | 1 | Table | Incandescent |  | Standard A Lamp | 1 | 100 | Living Room | 2189813 | Living Room | 0.09408%
21898 | 13 | 4 |  | Manual | 1 | Ceiling Fixture | Compact Fluorescent |  | Twist | 1 | 28 | Living Room | 2189813 | Living Room | 0.09408%
21898 | 14 | 1 |  | Manual | 1 | Ceiling Fixture | Incandescent |  | Standard A Lamp | 1 | 75 | Hall | 2189814 | Hall | 0.09408%
21898 | 14 | 2 |  | Manual | 4 | Ceiling Fixture | Incandescent |  | Standard A Lamp | 1 | 100 | Hall | 2189814 | Hall | 0.09408%
21898 | 14 | 3 |  | Manual | 1 | Chandelier (Hanging) | Halogen |  | Other | 4 | 50 | Hall | 2189814 | Hall | 0.09408%
21898 | 15 | 1 |  | Manual | 1 | Table | Incandescent |  | Standard A Lamp | 1 | 75 | Office | 2189815 | Office | 0.09408%
21898 | 15 | 2 |  | Manual | 1 | Table | Incandescent |  | 3-Way Incandescent | 1 | 125 | Office | 2189815 | Office | 0.09408%
21898 | 15 | 3 |  | Manual | 1 | Track | Incandescent |  | Globe | 4 | 75 | Office | 2189815 | Office | 0.09408%
21898 | 16 | 1 |  | Manual | 1 | Ceiling Fixture | Incandescent |  | Standard A Lamp | 1 | 100 | Closet | 2189816 | Closet | 0.09408%
21899 | 1 | 1 |  | Manual | 2 | Wall Mount | Incandescent |  | Decorative | 2 | 40 | Bathroom | 218991 | Bathroom | 0.2054%
21899 | 2 | 1 |  | Manual | 2 | Wall Mount | Incandescent |  | Standard A Lamp | 2 | 60 | Bathroom | 218992 | Bathroom | 0.2054%
21899 | 2 | 2 |  | Manual | 4 | Recessed Can | Compact Fluorescent |  | Pin base | 1 | 15 | Bathroom | 218992 | Bathroom | 0.2054%
21899 | 3 | 1 |  | Manual | 3 | Table | Incandescent |  | Standard A Lamp | 1 | 60 | Bedroom | 218993 | Bedroom | 0.2054%
21899 | 3 | 2 |  | Manual | 1 | Ceiling Fan | Incandescent |  | Standard A Lamp | 1 | 40 | Bedroom | 218993 | Bedroom | 0.2054%
21899 | 4 | 1 |  | Manual | 2 | Table | Incandescent |  | Standard A Lamp | 1 | 60 | Bedroom | 218994 | Bedroom | 0.2054%
21899 | 4 | 2 |  | Manual | 1 | Ceiling Fixture | Incandescent |  | Standard A Lamp | 3 | 60 | Bedroom | 218994 | Bedroom | 0.2054%
21899 | 5 | 1 |  | Manual | 4 | Recessed Can | Compact Fluorescent |  | Pin base | 1 | 15 | Bedroom | 218995 | Bedroom | 0.2054%
21899 | 5 | 2 |  | Manual | 2 | Table | Incandescent |  | Standard A Lamp | 1 | 60 | Bedroom | 218995 | Bedroom | 0.2054%
21899 | 6 | 1 |  | Manual | 2 | Ceiling Fixture | Incandescent |  | Standard A Lamp | 2 | 60 | Other | 218996 | Other | 0.2054%
21899 | 6 | 2 |  | Manual | 3 | Table | Incandescent |  | Standard A Lamp | 1 | 60 | Other | 218996 | Other | 0.2054%
21899 | 7 | 1 |  | Manual | 1 | Ceiling Fixture | Incandescent |  | Standard A Lamp | 2 | 60 | Closet | 218997 | Closet | 0.2054%
21899 | 8 | 1 |  | Manual | 1 | Ceiling Fixture | Incandescent |  | Standard A Lamp | 2 | 60 | Closet | 218998 | Closet | 0.2054%
21899 | 9 | 1 |  | Manual | 4 | Ceiling Fixture | Linear Fluorescent | 48 | T-8 | 2 | 32 | Garage | 218999 | Garage | 0.2054%
21899 | 9 | 2 |  | Manual | 2 | Garage door opener | Incandescent |  | Standard A Lamp | 2 | 60 | Garage | 218999 | Garage | 0.2054%
21899 | 10 | 1 |  | Manual | 6 | Recessed Can | Incandescent |  | Reflector | 1 | 65 | Hall | 2189910 | Hall | 0.2054%
21899 | 11 | 1 |  | Manual | 13 | Recessed Can | Incandescent |  | Reflector | 1 | 65 | Kitchen | 2189911 | Kitchen | 0.2054%
21899 | 11 | 2 |  | Manual | 3 | Ceiling Fixture | Incandescent |  | Standard A Lamp | 1 | 60 | Kitchen | 2189911 | Kitchen | 0.2054%
21899 | 11 | 3 |  | Manual | 1 | Recessed - other | Incandescent |  | Standard A Lamp | 2 | 40 | Kitchen | 2189911 | Kitchen | 0.2054%
21899 | 12 | 1 |  | Manual | 1 | Ceiling Fixture | Linear Fluorescent | 48 | T-8 | 2 | 32 | Laundry Room | 2189912 | Laundry Room | 0.2054%
21899 | 12 | 2 |  | Manual | 1 | Ceiling Fixture | Compact Fluorescent |  | Circline (Screw Base) | 1 | 22 | Laundry Room | 2189912 | Laundry Room | 0.2054%
21899 | 13 | 1 |  | Manual | 6 | Recessed Can | Incandescent |  | Reflector | 1 | 65 | Living Room | 2189913 | Living Room | 0.2054%
21899 | 13 | 2 |  | Manual | 1 | Table | Compact Fluorescent |  | Twist | 1 | 22 | Living Room | 2189913 | Living Room | 0.2054%
21905 | 1 | 1 |  | Manual | 1 | Wall Mount | Incandescent |  | Clear | 3 | 60 | Bathroom | 219051 | Bathroom | 0.305%
21905 | 1 | 2 |  | Manual | 1 | Ceiling Fixture | Incandescent |  | Reflector | 1 | 75 | Bathroom | 219051 | Bathroom | 0.305%
21905 | 1 | 3 |  | Manual | 1 | Ceiling Fixture | Halogen |  | PAR | 1 | 250 | Bathroom | 219051 | Bathroom | 0.305%
21905 | 2 | 1 |  | Manual | 1 | Wall Mount | Compact Fluorescent |  | Twist | 4 | 13 | Bathroom | 219052 | Bathroom | 0.305%
21905 | 2 | 2 |  | Manual | 1 | Ceiling Fixture | Compact Fluorescent |  | Twist | 1 | 13 | Bathroom | 219052 | Bathroom | 0.305%
21905 | 3 | 1 |  | Manual | 1 | Floor lamp | Incandescent |  | Reflector | 3 | 50 | Bedroom | 219053 | Bedroom | 0.305%
21905 | 3 | 2 |  | Manual | 1 | Ceiling Fixture | Compact Fluorescent |  | Pin base | 1 | 22 | Bedroom | 219053 | Bedroom | 0.305%
21905 | 3 | 3 |  | Manual | 1 | Floor lamp | Incandescent |  | Standard A Lamp | 1 | 75 | Bedroom | 219053 | Bedroom | 0.305%
21905 | 3 | 4 |  | Manual | 1 | Table | Compact Fluorescent |  | Twist | 1 | 22 | Bedroom | 219053 | Bedroom | 0.305%
21905 | 4 | 1 |  | Manual | 1 | Ceiling Fan | Incandescent |  | Standard A Lamp | 1 | 60 | Bedroom | 219054 | Bedroom | 0.305%
21905 | 4 | 2 |  | Manual | 2 | Table | Incandescent |  | Standard A Lamp | 1 | 60 | Bedroom | 219054 | Bedroom | 0.305%
21905 | 5 | 1 |  | Motion | 1 | Ceiling Fixture | Linear Fluorescent | 48 | T-8 | 3 | 32 | Other | 219055 | Other | 0.305%
21905 | 6 | 1 |  | Manual | 3 | Chandelier (Hanging) | Incandescent |  | Clear | 1 | 60 | Dining Room | 219056 | Dining Room | 0.305%
21905 | 6 | 2 |  | Manual | 1 | Floor lamp | Compact Fluorescent |  | Twist | 1 | 13 | Dining Room | 219056 | Dining Room | 0.305%
21905 | 7 | 1 |  | Manual | 1 | Table | Compact Fluorescent |  | Twist | 1 | 26 | Family Room | 219057 | Family Room | 0.305%
21905 | 7 | 2 |  | Manual | 1 | Ceiling Fixture | Compact Fluorescent |  | Pin base | 1 | 22 | Family Room | 219057 | Family Room | 0.305%
21905 | 7 | 3 |  | Manual | 2 | Ceiling Fixture | Compact Fluorescent |  | Pin base | 2 | 32 | Family Room | 219057 | Family Room | 0.305%
21905 | 7 | 4 |  | Motion | 1 | Wall Mount | Incandescent |  | Standard A Lamp | 1 | 60 | Family Room | 219057 | Family Room | 0.305%
21905 | 8 | 1 |  | Manual | 1 | Ceiling Fixture | Compact Fluorescent |  | Twist | 1 | 26 | Garage | 219058 | Garage | 0.305%
21905 | 8 | 2 |  | Manual | 1 | Ceiling Fixture | Compact Fluorescent |  | Circline (Screw Base) | 1 | 28 | Garage | 219058 | Garage | 0.305%
21905 | 8 | 3 |  | Timer | 1 | Garage door opener | Incandescent |  | Standard A Lamp | 2 | 60 | Garage | 219058 | Garage | 0.305%
21905 | 9 | 1 |  | Manual | 1 | Wall Mount | Incandescent |  | Clear | 4 | 60 | Bathroom | 219059 | Bathroom | 0.305%
21905 | 10 | 1 |  | Manual | 1 | Wall Mount | Compact Fluorescent |  | Twist | 1 | 20 | Other | 2190510 | Other | 0.305%
21905 | 10 | 2 |  | Manual | 2 | Ceiling Fixture | Linear Fluorescent | 24 | T-8 | 2 | 20 | Other | 2190510 | Other | 0.305%
21905 | 11 | 1 |  | Manual | 1 | Wall Mount | Incandescent |  | Clear | 1 | 40 | Hall | 2190511 | Hall | 0.305%
21905 | 12 | 1 |  | Manual | 1 | Chandelier (Hanging) | Incandescent |  | Clear | 3 | 60 | Kitchen | 2190512 | Kitchen | 0.305%
21905 | 13 | 1 |  | Manual | 1 | Ceiling Fixture | Linear Fluorescent | 48 | T-12 | 2 | 40 | Laundry Room | 2190513 | Laundry Room | 0.305%
21905 | 13 | 2 |  | Manual | 1 | Ceiling Fixture | Compact Fluorescent |  | Twist | 1 | 13 | Laundry Room | 2190513 | Laundry Room | 0.305%
21905 | 14 | 1 |  | Manual | 1 | Ceiling Fixture | Compact Fluorescent |  | Twist | 1 | 13 | Hall | 2190514 | Hall | 0.305%
21905 | 15 | 1 |  | Manual | 3 | Recessed Can | Incandescent |  | Reflector | 1 | 65 | Living Room | 2190515 | Living Room | 0.305%
21905 | 15 | 2 |  | Manual | 1 | Recessed Can | Compact Fluorescent |  | Reflector | 1 | 26 | Living Room | 2190515 | Living Room | 0.305%
21905 | 15 | 3 |  | Manual | 2 | Recessed Can | Halogen |  | PAR | 1 | 75 | Living Room | 2190515 | Living Room | 0.305%
21905 | 15 | 4 |  | Manual | 1 | Floor lamp | Compact Fluorescent |  | Twist | 1 | 13 | Living Room | 2190515 | Living Room | 0.305%
21905 | 15 | 5 |  | Manual | 1 | Table | Incandescent |  | Standard A Lamp | 1 | 100 | Living Room | 2190515 | Living Room | 0.305%
21905 | 15 | 6 |  | Manual | 1 | Table | Compact Fluorescent |  | Straight Tube | 1 | 18 | Living Room | 2190515 | Living Room | 0.305%
21905 | 15 | 7 |  | Manual | 1 | Floor lamp | Halogen |  | PAR | 1 | 50 | Living Room | 2190515 | Living Room | 0.305%
21905 | 15 | 8 |  | Manual | 1 | Ceiling Fixture | Incandescent |  | Reflector | 1 | 40 | Living Room | 2190515 | Living Room | 0.305%
21905 | 16 | 1 |  | Manual | 1 | Ceiling Fixture | Incandescent |  | Reflector | 1 | 75 | Bathroom | 2190516 | Bathroom | 0.305%
21905 | 16 | 2 |  | Manual | 2 | Wall Mount | Linear Fluorescent | 48 | T-12 | 1 | 40 | Bathroom | 2190516 | Bathroom | 0.305%
21905 | 16 | 3 |  | Manual | 1 | Wall Mount | Incandescent |  | Globe | 6 | 40 | Bathroom | 2190516 | Bathroom | 0.305%
21905 | 16 | 4 |  | Manual | 1 | Ceiling Fixture | Compact Fluorescent |  | Twist | 1 | 13 | Bathroom | 2190516 | Bathroom | 0.305%
21905 | 17 | 1 |  | Manual | 2 | Ceiling Fixture | Linear Fluorescent | 24 | T-8 | 3 | 20 | Other | 2190517 | Other | 0.305%
21905 | 17 | 2 |  | Manual | 1 | Chandelier (Hanging) | Compact Fluorescent |  | Circline (Screw Base) | 1 | 28 | Other | 2190517 | Other | 0.305%
21905 | 18 | 1 |  | Manual | 2 | Table | Incandescent |  | Standard A Lamp | 1 | 60 | Master Bedroom | 2190518 | Master Bedroom | 0.305%
21905 | 18 | 2 |  | Manual | 2 | Recessed Can | Compact Fluorescent |  | Reflector | 1 | 26 | Master Bedroom | 2190518 | Master Bedroom | 0.305%
21905 | 19 | 1 |  | Manual | 1 | Ceiling Fixture | Linear Fluorescent | 48 | T-8 | 3 | 32 | Office | 2190519 | Office | 0.305%
21905 | 19 | 2 |  | Manual | 1 | Table | Incandescent |  | Standard A Lamp | 1 | 60 | Office | 2190519 | Office | 0.305%
21905 | 20 | 1 |  | Manual | 1 | Ceiling Fixture | Compact Fluorescent |  | Twist | 1 | 13 | Bathroom | 2190520 | Bathroom | 0.305%
21905 | 21 | 1 |  | Manual | 1 | Ceiling Fixture | Linear Fluorescent | 24 | T-8 | 3 | 20 | Other | 2190521 | Other | 0.305%
21906 | 1 | 1 |  | Manual | 1 | Ceiling Fixture | Incandescent |  | Standard A Lamp | 1 | 40 | Other | 219061 | Other | 0.05296%
21906 | 2 | 1 |  | Manual | 1 | Ceiling Fixture | Incandescent |  | Standard A Lamp | 1 | 60 | Bathroom | 219062 | Bathroom | 0.05296%
21906 | 3 | 1 |  | Manual | 1 | Ceiling Fixture | Incandescent |  | Standard A Lamp | 1 | 40 | Closet | 219063 | Closet | 0.05296%
21906 | 4 | 1 |  | Manual | 9 | Recessed Can | Incandescent |  | Reflector | 1 | 65 | Kitchen | 219064 | Kitchen | 0.05296%
21906 | 5 | 1 |  | Manual | 1 | Ceiling Fixture | Incandescent |  | Standard A Lamp | 1 | 40 | Laundry Room | 219065 | Laundry Room | 0.05296%
21906 | 6 | 1 |  | Manual | 3 | Table | Compact Fluorescent |  | Twist | 1 | 22 | Living Room | 219066 | Living Room | 0.05296%
21906 | 6 | 2 |  | Manual | 1 | Floor lamp | Compact Fluorescent |  | Twist | 1 | 22 | Living Room | 219066 | Living Room | 0.05296%
21906 | 7 | 1 |  | Manual | 1 | Ceiling Fixture | Compact Fluorescent |  | Twist | 1 | 22 | Bedroom | 219067 | Bedroom | 0.05296%
21906 | 7 | 2 |  | Manual | 1 | Table | Incandescent |  | Standard A Lamp | 1 | 40 | Bedroom | 219067 | Bedroom | 0.05296%
21906 | 8 | 1 |  | Manual | 1 | Ceiling Fixture | Incandescent |  | Standard A Lamp | 1 | 60 | Office | 219068 | Office | 0.05296%
21906 | 8 | 2 |  | Manual | 1 | Floor lamp | Compact Fluorescent |  | Twist | 1 | 22 | Office | 219068 | Office | 0.05296%
21906 | 9 | 1 |  | Manual | 2 | Wall Mount | Incandescent |  | Standard A Lamp | 2 | 60 | Bathroom | 219069 | Bathroom | 0.05296%
21906 | 9 | 2 |  | Manual | 1 | Ceiling Fan | Incandescent |  | Standard A Lamp | 1 | 40 | Bathroom | 219069 | Bathroom | 0.05296%
21906 | 10 | 1 |  | Manual | 1 | Table | Incandescent |  | Standard A Lamp | 1 | 60 | Bedroom | 2190610 | Bedroom | 0.05296%
21906 | 11 | 1 |  | Manual | 1 | Ceiling Fixture | Incandescent |  | Standard A Lamp | 1 | 60 | Bedroom | 2190611 | Bedroom | 0.05296%
21906 | 11 | 2 |  | Manual | 1 | Floor lamp | Compact Fluorescent |  | Twist | 1 | 22 | Bedroom | 2190611 | Bedroom | 0.05296%
21906 | 12 | 1 |  | Manual | 1 | Ceiling Fixture | Incandescent |  | Standard A Lamp | 1 | 60 | Closet | 2190612 | Closet | 0.05296%
21906 | 13 | 1 |  | Manual | 1 | Ceiling Fixture | Compact Fluorescent |  | Pin base | 2 | 15 | Hall | 2190613 | Hall | 0.05296%
21914 | 1 | 1 |  | Manual | 3 | Wall Mount | Linear Fluorescent | 24 | T-4 | 1 | 16 | Dining Room | 219141 | Dining Room | 0.04008%
21914 | 1 | 2 |  | Manual | 6 | Wall Mount | Halogen |  | PAR | 1 | 50 | Dining Room | 219141 | Dining Room | 0.04008%
21914 | 1 | 3 |  | Dimmer | 1 | Chandelier (Hanging) | Incandescent |  | Decorative | 8 | 40 | Dining Room | 219141 | Dining Room | 0.04008%
21914 | 1 | 4 |  | Manual | 8 | Recessed Can | Halogen |  | PAR | 1 | 50 | Dining Room | 219141 | Dining Room | 0.04008%
21914 | 1 | 5 |  | Manual | 3 | Floor lamp | Incandescent |  | Standard A Lamp | 1 | 100 | Dining Room | 219141 | Dining Room | 0.04008%
21914 | 2 | 1 |  | Manual | 1 | Ceiling Fan | Incandescent |  | Decorative | 6 | 40 | Other | 219142 | Other | 0.04008%
21914 | 3 | 1 |  | Manual | 2 | Garage door opener | Incandescent |  | Standard A Lamp | 2 | 60 | Garage | 219143 | Garage | 0.04008%
21914 | 3 | 2 |  | Manual | 2 | Ceiling Fixture | Linear Fluorescent | 48 | T-12 | 2 | 40 | Garage | 219143 | Garage | 0.04008%
21914 | 4 | 1 |  | Manual | 3 | Wall Mount | Linear Fluorescent | 24 | T-4 | 1 | 16 | Kitchen | 219144 | Kitchen | 0.04008%
21914 | 4 | 2 |  | Manual | 7 | Recessed Can | Compact Fluorescent |  | Twist | 1 | 23 | Kitchen | 219144 | Kitchen | 0.04008%
21914 | 4 | 3 |  | Manual | 2 | Chandelier (Hanging) | Compact Fluorescent |  | Twist | 1 | 23 | Kitchen | 219144 | Kitchen | 0.04008%
21914 | 5 | 1 |  | Manual | 10 | Recessed Can | Halogen |  | PAR | 1 | 50 | Living Room | 219145 | Living Room | 0.04008%
21914 | 6 | 1 |  | Manual | 8 | Wall Mount | Halogen |  | PAR | 1 | 75 | Bathroom | 219146 | Bathroom | 0.04008%
21914 | 6 | 2 |  | Manual | 1 | Ceiling Fixture | Incandescent |  | Standard A Lamp | 1 | 40 | Bathroom | 219146 | Bathroom | 0.04008%
21914 | 7 | 1 |  | Dimmer | 4 | Recessed Can | Incandescent |  | Standard A Lamp | 1 | 100 | Master Bedroom | 219147 | Master Bedroom | 0.04008%
21914 | 7 | 2 |  | Manual | 2 | Floor lamp | Incandescent |  | 3-Way Incandescent | 1 | 150 | Master Bedroom | 219147 | Master Bedroom | 0.04008%
21914 | 8 | 1 |  | Manual | 1 | Ceiling Fixture | Linear Fluorescent | 48 | T-12 | 2 | 40 | Bathroom | 219148 | Bathroom | 0.04008%
21914 | 8 | 2 |  | Manual | 1 | Ceiling Fixture | Incandescent |  | Standard A Lamp | 1 | 40 | Bathroom | 219148 | Bathroom | 0.04008%
21914 | 9 | 1 |  | Motion | 1 | Ceiling Fixture | Incandescent |  | Standard A Lamp | 2 | 75 | Closet | 219149 | Closet | 0.04008%
21914 | 10 | 1 |  | Manual | 3 | Ceiling Fixture | Incandescent |  | Standard A Lamp | 1 | 60 | Hall | 2191410 | Hall | 0.04008%
21914 | 11 | 1 |  | Manual | 1 | Ceiling Fixture | Compact Fluorescent |  | Twist | 2 | 23 | Closet | 2191411 | Closet | 0.04008%
21914 | 12 | 1 |  | Manual | 2 | Ceiling Fixture | Incandescent |  | Standard A Lamp | 2 | 60 | Bedroom | 2191412 | Bedroom | 0.04008%
21914 | 13 | 1 |  | Manual | 1 | Ceiling Fixture | Linear Fluorescent | 48 | T-8 | 2 | 32 | Office | 2191413 | Office | 0.04008%
21914 | 14 | 1 |  | Manual | 1 | Ceiling Fixture | Compact Fluorescent |  | Twist | 3 | 23 | Office | 2191414 | Office | 0.04008%
21914 | 15 | 1 |  | Manual | 6 | Recessed Can | Incandescent |  | Standard A Lamp | 1 | 100 | Hall | 2191415 | Hall | 0.04008%
21914 | 16 | 1 |  | Manual | 2 | Ceiling Fixture | Linear Fluorescent | 48 | T-12 | 2 | 40 | Laundry Room | 2191416 | Laundry Room | 0.04008%
21914 | 17 | 1 |  | Motion | 1 | Ceiling Fixture | Incandescent |  | Standard A Lamp | 1 | 75 | Closet | 2191417 | Closet | 0.04008%
21914 | 18 | 1 |  | Manual | 1 | Wall Mount | Incandescent |  | Decorative | 4 | 40 | Bathroom | 2191418 | Bathroom | 0.04008%
21914 | 19 | 1 |  | Manual | 2 | Ceiling Fixture | Incandescent |  | Standard A Lamp | 2 | 75 | Bedroom | 2191419 | Bedroom | 0.04008%
21914 | 19 | 2 |  | Manual | 1 | Floor lamp | Incandescent |  | Standard A Lamp | 2 | 75 | Bedroom | 2191419 | Bedroom | 0.04008%
21914 | 19 | 3 |  | Manual | 1 | Floor lamp | Incandescent |  | Standard A Lamp | 1 | 40 | Bedroom | 2191419 | Bedroom | 0.04008%
21914 | 20 | 1 |  | Manual | 10 | Ceiling Fixture | Halogen |  | PAR | 1 | 50 | Hall | 2191420 | Hall | 0.04008%
21914 | 20 | 2 |  | Manual | 2 | Recessed Can | Incandescent |  | Standard A Lamp | 1 | 100 | Hall | 2191420 | Hall | 0.04008%
21914 | 21 | 1 |  | Manual | 2 | Ceiling Fixture | Linear Fluorescent | 48 | T-12 | 2 | 40 | Closet | 2191421 | Closet | 0.04008%
21914 | 22 | 1 |  | Manual | 2 | Ceiling Fixture | Linear Fluorescent | 48 | T-12 | 4 | 40 | Office | 2191422 | Office | 0.04008%
21914 | 22 | 2 |  | Manual | 4 | Recessed Can | Incandescent |  | Reflector | 1 | 65 | Office | 2191422 | Office | 0.04008%
21922 | 1 | 1 |  | Manual | 1 | Ceiling Fixture | Compact Fluorescent |  | Twist | 2 | 15 | Bedroom | 219221 | Bedroom | 0.04732%
21922 | 2 | 1 |  | Manual | 1 | Ceiling Fixture | Compact Fluorescent |  | Twist | 2 | 15 | Master Bedroom | 219222 | Master Bedroom | 0.04732%
21922 | 3 | 1 |  | Manual | 1 | Wall Mount | Incandescent |  | Globe | 4 | 60 | Bathroom | 219223 | Bathroom | 0.04732%
21922 | 3 | 2 |  | Manual | 1 | Recessed - other | Incandescent |  | Reflector | 1 | 75 | Bathroom | 219223 | Bathroom | 0.04732%
21922 | 4 | 1 |  | Manual | 2 | Ceiling Fixture | Compact Fluorescent |  | Twist | 1 | 15 | Hall | 219224 | Hall | 0.04732%
21922 | 5 | 1 |  | Manual | 1 | Wall Mount | Incandescent |  | Globe | 4 | 60 | Bathroom | 219225 | Bathroom | 0.04732%
21922 | 6 | 1 |  | Manual | 1 | Ceiling Fixture | Compact Fluorescent |  | Twist | 2 | 15 | Bedroom | 219226 | Bedroom | 0.04732%
21922 | 7 | 1 |  | Manual | 1 | Chandelier (Hanging) | Compact Fluorescent |  | Twist | 5 | 15 | Kitchen | 219227 | Kitchen | 0.04732%
21922 | 7 | 2 |  | Manual | 5 | Recessed Can | Compact Fluorescent |  | Flood | 1 | 22 | Kitchen | 219227 | Kitchen | 0.04732%
21922 | 8 | 1 |  | Manual | 1 | Ceiling Fan | Compact Fluorescent |  | Twist | 2 | 15 | Living Room | 219228 | Living Room | 0.04732%
21922 | 8 | 2 |  | Manual | 1 | Recessed Can | Compact Fluorescent |  | Reflector | 1 | 22 | Living Room | 219228 | Living Room | 0.04732%
21922 | 9 | 1 |  | Manual | 2 | Ceiling Fixture | Compact Fluorescent |  | Twist | 1 | 28 | Garage | 219229 | Garage | 0.04732%
21922 | 9 | 2 |  | Manual | 1 | Garage door opener | Incandescent |  | Clear | 1 | 40 | Garage | 219229 | Garage | 0.04732%
21934 | 1 | 1 |  | Manual | 1 | Wall Mount | Incandescent |  | Globe | 5 | 40 | Bedroom | 219341 | Bedroom | 0.09408%
21934 | 2 | 1 |  | Manual | 1 | Wall Mount | Compact Fluorescent |  | Twist | 2 | 22 | Bathroom | 219342 | Bathroom | 0.09408%
21934 | 3 | 1 |  | Manual | 1 | Ceiling Fixture | Compact Fluorescent |  | Twist | 1 | 15 | Bedroom | 219343 | Bedroom | 0.09408%
21934 | 3 | 2 |  | Manual | 1 | Floor lamp | Compact Fluorescent |  | Twist | 1 | 22 | Bedroom | 219343 | Bedroom | 0.09408%
21934 | 4 | 1 |  | Manual | 1 | Ceiling Fixture | Incandescent |  | Standard A Lamp | 2 | 40 | Bedroom | 219344 | Bedroom | 0.09408%
21934 | 4 | 2 |  | Manual | 1 | Table | Compact Fluorescent |  | Twist | 1 | 15 | Bedroom | 219344 | Bedroom | 0.09408%
21934 | 5 | 1 |  | Manual | 1 | Ceiling Fixture | Incandescent |  | Reflector | 1 | 75 | Garage | 219345 | Garage | 0.09408%
21934 | 6 | 1 |  | Manual | 1 | Ceiling Fixture | Incandescent |  | Standard A Lamp | 2 | 60 | Hall | 219346 | Hall | 0.09408%
21934 | 7 | 1 |  | Manual | 2 | Ceiling Fixture | Incandescent |  | Standard A Lamp | 1 | 60 | Laundry Room | 219347 | Laundry Room | 0.09408%
21934 | 8 | 1 |  | Manual | 1 | Wall Mount | Compact Fluorescent |  | Twist | 1 | 22 | Living Room | 219348 | Living Room | 0.09408%
21936 | 1 | 1 |  | Manual | 1 | Wall Mount | Incandescent |  | Standard A Lamp | 2 | 60 | Bathroom | 219361 | Bathroom | 0.05296%
21936 | 1 | 2 |  | Manual | 1 | Ceiling Fixture | Incandescent |  | Standard A Lamp | 1 | 60 | Bathroom | 219361 | Bathroom | 0.05296%
21936 | 2 | 1 |  | Manual | 1 | Ceiling Fixture | Incandescent |  | Standard A Lamp | 1 | 60 | Bedroom | 219362 | Bedroom | 0.05296%
21936 | 3 | 1 |  | Manual | 1 | Ceiling Fixture | Incandescent |  | Standard A Lamp | 2 | 60 | Bedroom | 219363 | Bedroom | 0.05296%
21936 | 5 | 1 |  | Manual | 1 | Ceiling Fixture | Incandescent |  | Standard A Lamp | 1 | 60 | Laundry Room | 219365 | Laundry Room | 0.05296%
21936 | 6 | 1 |  | Manual | 2 | Table | Incandescent |  | Standard A Lamp | 1 | 60 | Living Room | 219366 | Living Room | 0.05296%
21950 | 1 | 1 |  | Manual | 1 | Chandelier (Hanging) | Incandescent |  | Standard A Lamp | 2 | 60 | Bathroom | 219501 | Bathroom | 0.05296%
21950 | 2 | 1 |  | Manual | 1 | Chandelier (Hanging) | Incandescent |  | Standard A Lamp | 2 | 60 | Bathroom | 219502 | Bathroom | 0.05296%
21950 | 3 | 1 |  | Manual | 1 | Ceiling Fixture | Incandescent |  | Standard A Lamp | 1 | 65 | Bathroom | 219503 | Bathroom | 0.05296%
21950 | 4 | 1 |  | Manual | 1 | Ceiling Fixture | Compact Fluorescent |  | Twist | 1 | 22 | Bedroom | 219504 | Bedroom | 0.05296%
21950 | 4 | 2 |  | Manual | 4 | Table | Incandescent |  | Standard A Lamp | 1 | 60 | Bedroom | 219504 | Bedroom | 0.05296%
21950 | 5 | 1 |  | Manual | 1 | Ceiling Fixture | Incandescent |  | Standard A Lamp | 2 | 60 | Bedroom | 219505 | Bedroom | 0.05296%
21950 | 5 | 2 |  | Manual | 2 | Wall Mount | Incandescent |  | Standard A Lamp | 1 | 60 | Bedroom | 219505 | Bedroom | 0.05296%
21950 | 6 | 1 |  | Manual | 1 | Chandelier (Hanging) | Incandescent |  | Decorative | 6 | 25 | Family Room | 219506 | Family Room | 0.05296%
21950 | 6 | 2 |  | Manual | 3 | Table | Incandescent |  | 3-Way Incandescent | 1 | 75 | Family Room | 219506 | Family Room | 0.05296%
21950 | 7 | 1 |  | Manual | 1 | Ceiling Fixture | Incandescent |  | Standard A Lamp | 1 | 60 | Hall | 219507 | Hall | 0.05296%
21950 | 8 | 1 |  | Manual | 3 | Ceiling Fixture | Incandescent |  | Standard A Lamp | 2 | 60 | Hall | 219508 | Hall | 0.05296%
21950 | 9 | 1 |  | Manual | 2 | Ceiling Fixture | Incandescent |  | Standard A Lamp | 3 | 60 | Kitchen | 219509 | Kitchen | 0.05296%
21950 | 10 | 1 |  | Manual | 1 | Ceiling Fixture | Incandescent |  | Standard A Lamp | 1 | 65 | Laundry Room | 2195010 | Laundry Room | 0.05296%
21950 | 11 | 1 |  | Manual | 1 | Ceiling Fan | Incandescent |  | Standard A Lamp | 1 | 75 | Living Room | 2195011 | Living Room | 0.05296%
21950 | 11 | 2 |  | Manual | 2 | Table | Incandescent |  | Standard A Lamp | 1 | 100 | Living Room | 2195011 | Living Room | 0.05296%
21950 | 11 | 3 |  | Manual | 1 | Table | Compact Fluorescent |  | Twist | 1 | 28 | Living Room | 2195011 | Living Room | 0.05296%
21950 | 12 | 1 |  | Manual | 1 | Ceiling Fixture | Incandescent |  | Standard A Lamp | 1 | 65 | Office | 2195012 | Office | 0.05296%
21950 | 12 | 2 |  | Manual | 2 | Table | Incandescent |  | Standard A Lamp | 1 | 60 | Office | 2195012 | Office | 0.05296%
21950 | 13 | 1 |  | Manual | 1 | Ceiling Fixture | Incandescent |  | Standard A Lamp | 2 | 60 | Office | 2195013 | Office | 0.05296%
21951 | 1 | 1 |  | Manual | 1 | Torchiere | Halogen |  | Quartz Tube | 1 | 150 | Living Room | 219511 | Living Room | 0.02963%
21951 | 1 | 2 |  | Manual | 1 | Chandelier (Hanging) | Incandescent |  | Standard A Lamp | 1 | 60 | Living Room | 219511 | Living Room | 0.02963%
21951 | 2 | 1 |  | Manual | 1 | Ceiling Fixture | Incandescent |  | Standard A Lamp | 2 | 60 | Bedroom | 219512 | Bedroom | 0.02963%
21951 | 2 | 2 |  | Manual | 1 | Table | Incandescent |  | Mini base | 2 | 40 | Bedroom | 219512 | Bedroom | 0.02963%
21951 | 3 | 1 |  | Manual | 2 | Ceiling Fixture | Incandescent |  | Standard A Lamp | 1 | 75 | Other | 219513 | Other | 0.02963%
21951 | 4 | 1 |  | Manual | 1 | Ceiling Fixture | Linear Fluorescent | 48 | T-8 | 2 | 32 | Other | 219514 | Other | 0.02963%
21951 | 4 | 2 |  | Manual | 3 | Ceiling Fixture | Incandescent |  | Standard A Lamp | 1 | 100 | Other | 219514 | Other | 0.02963%
21951 | 5 | 1 |  | Manual | 1 | Ceiling Fixture | Incandescent |  | Standard A Lamp | 1 | 100 | Other | 219515 | Other | 0.02963%
21951 | 6 | 1 |  | Manual | 1 | Ceiling Fixture | Incandescent |  | Standard A Lamp | 2 | 60 | Other | 219516 | Other | 0.02963%
21951 | 7 | 1 |  | Manual | 1 | Ceiling Fixture | Linear Fluorescent | 48 | T-8 | 4 | 32 | Dining Room | 219517 | Dining Room | 0.02963%
21951 | 8 | 1 |  | Manual | 1 | Ceiling Fixture | Linear Fluorescent | 48 | T-8 | 3 | 32 | Kitchen | 219518 | Kitchen | 0.02963%
21951 | 9 | 1 |  | Manual | 2 | Ceiling Fixture | Incandescent |  | Standard A Lamp | 1 | 40 | Hall | 219519 | Hall | 0.02963%
21951 | 10 | 1 |  | Manual | 1 | Wall Mount | Incandescent |  | Standard A Lamp | 4 | 60 | Bathroom | 2195110 | Bathroom | 0.02963%
21951 | 10 | 2 |  | Manual | 1 | Ceiling Fixture | Incandescent |  | Standard A Lamp | 1 | 60 | Bathroom | 2195110 | Bathroom | 0.02963%
21951 | 11 | 1 |  | Manual | 1 | Ceiling Fixture | Incandescent |  | Standard A Lamp | 2 | 60 | Master Bedroom | 2195111 | Master Bedroom | 0.02963%
21951 | 11 | 2 |  | Manual | 1 | Table | Incandescent |  | Decorative | 1 | 40 | Master Bedroom | 2195111 | Master Bedroom | 0.02963%
21951 | 11 | 3 |  | Manual | 1 | Table | Incandescent |  | Standard A Lamp | 1 | 60 | Master Bedroom | 2195111 | Master Bedroom | 0.02963%
21951 | 12 | 1 |  | Manual | 1 | Ceiling Fixture | Incandescent |  | Standard A Lamp | 2 | 60 | Bedroom | 2195112 | Bedroom | 0.02963%
21951 | 12 | 2 |  | Manual | 1 | Table | Compact Fluorescent |  | Twist | 1 | 22 | Bedroom | 2195112 | Bedroom | 0.02963%
21951 | 12 | 3 |  | Manual | 1 | Floor lamp | Incandescent |  | 3-Way Incandescent | 1 | 75 | Bedroom | 2195112 | Bedroom | 0.02963%
21951 | 13 | 1 |  | Manual | 1 | Ceiling Fixture | Incandescent |  | Standard A Lamp | 2 | 60 | Bedroom | 2195113 | Bedroom | 0.02963%
21951 | 14 | 1 |  | Manual | 3 | Ceiling Fixture | Incandescent |  | Standard A Lamp | 2 | 60 | Family Room | 2195114 | Family Room | 0.02963%
21961 | 1 | 1 |  | Dimmer | 1 | Ceiling Fixture | Incandescent |  | Standard A Lamp | 1 | 100 | Bedroom | 219611 | Bedroom | 0.05169%
21961 | 1 | 2 |  | Manual | 1 | Table | Compact Fluorescent |  | A shape bulb | 1 | 11 | Bedroom | 219611 | Bedroom | 0.05169%
21961 | 2 | 1 |  | Manual | 2 | High bay | Linear Fluorescent | 48 | T-12 | 2 | 40 | Other | 219612 | Other | 0.05169%
21961 | 2 | 2 |  | Manual | 1 | Table | Compact Fluorescent |  | Twist | 1 | 27 | Other | 219612 | Other | 0.05169%
21961 | 3 | 1 |  | Manual | 1 | Ceiling Fixture | Compact Fluorescent |  | Twist | 1 | 10 | Other | 219613 | Other | 0.05169%
21961 | 4 | 1 |  | Manual | 1 | Ceiling Fixture | Compact Fluorescent |  | Twist | 1 | 14 | Hall | 219614 | Hall | 0.05169%
21961 | 5 | 1 |  | Manual | 2 | Wall Mount | Compact Fluorescent |  | Twist | 1 | 14 | Bathroom | 219615 | Bathroom | 0.05169%
21961 | 5 | 2 |  | Manual | 1 | Ceiling Fixture | Compact Fluorescent |  | Twist | 1 | 14 | Bathroom | 219615 | Bathroom | 0.05169%
21961 | 6 | 1 |  | Manual | 1 | Wall Mount | Incandescent |  | Globe | 6 | 40 | Bathroom | 219616 | Bathroom | 0.05169%
21961 | 6 | 2 |  | Manual | 1 | Ceiling Fixture | Compact Fluorescent |  | Twist | 1 | 23 | Bathroom | 219616 | Bathroom | 0.05169%
21961 | 7 | 1 |  | Manual | 1 | Ceiling Fixture | Compact Fluorescent |  | A shape bulb | 1 | 23 | Closet | 219617 | Closet | 0.05169%
21961 | 8 | 1 |  | Manual | 1 | Ceiling Fixture | Incandescent |  | Standard A Lamp | 1 | 60 | Closet | 219618 | Closet | 0.05169%
21961 | 9 | 1 |  | Manual | 1 | Chandelier (Hanging) | Incandescent |  | Decorative | 5 | 40 | Dining Room | 219619 | Dining Room | 0.05169%
21961 | 10 | 1 |  | Manual | 1 | Floor lamp | Incandescent |  | 3-Way Incandescent | 1 | 200 | Family Room | 2196110 | Family Room | 0.05169%
21961 | 10 | 2 |  | Manual | 1 | Floor lamp | Incandescent |  | Decorative | 3 | 40 | Family Room | 2196110 | Family Room | 0.05169%
21961 | 10 | 3 |  | Manual | 1 | Table | Compact Fluorescent |  | Twist | 1 | 13 | Family Room | 2196110 | Family Room | 0.05169%
21961 | 10 | 4 |  | Manual | 1 | Table | Compact Fluorescent |  | Twist | 1 | 23 | Family Room | 2196110 | Family Room | 0.05169%
21961 | 11 | 1 |  | Manual | 1 | Ceiling Fixture | Incandescent |  | Standard A Lamp | 1 | 100 | Hall | 2196111 | Hall | 0.05169%
21961 | 12 | 1 |  | Manual | 1 | Ceiling Fixture | Compact Fluorescent |  | Twist | 1 | 23 | Hall | 2196112 | Hall | 0.05169%
21961 | 13 | 1 |  | Manual | 1 | High bay | Linear Fluorescent | 48 | T-12 | 2 | 40 | Kitchen | 2196113 | Kitchen | 0.05169%
21961 | 14 | 1 |  | Manual | 3 | Ceiling Fixture | Compact Fluorescent |  | Twist | 1 | 10 | Laundry Room | 2196114 | Laundry Room | 0.05169%
21961 | 15 | 1 |  | Manual | 1 | Ceiling Fan | Compact Fluorescent |  | Twist | 1 | 14 | Living Room | 2196115 | Living Room | 0.05169%
21961 | 15 | 2 |  | Manual | 1 | Table | Compact Fluorescent |  | Twist | 1 | 13 | Living Room | 2196115 | Living Room | 0.05169%
21961 | 15 | 3 |  | Manual | 1 | Floor lamp | Incandescent |  | 3-Way Incandescent | 1 | 70 | Living Room | 2196115 | Living Room | 0.05169%
21961 | 15 | 4 |  | Manual | 1 | Floor lamp | Incandescent |  | 3-Way Incandescent | 1 | 200 | Living Room | 2196115 | Living Room | 0.05169%
21961 | 15 | 5 |  | Manual | 1 | Floor lamp | Incandescent |  | Decorative | 3 | 40 | Living Room | 2196115 | Living Room | 0.05169%
21961 | 16 | 1 |  | Dimmer | 1 | Ceiling Fixture | Incandescent |  | Standard A Lamp | 1 | 100 | Master Bedroom | 2196116 | Master Bedroom | 0.05169%
21961 | 16 | 2 |  | Manual | 1 | Table | Compact Fluorescent |  | Decorative | 1 | 7 | Master Bedroom | 2196116 | Master Bedroom | 0.05169%
21961 | 17 | 1 |  | Manual | 1 | Ceiling Fixture | Incandescent |  | Standard A Lamp | 1 | 60 | Office | 2196117 | Office | 0.05169%
21961 | 17 | 2 |  | Manual | 1 | Low bay | Incandescent |  | Other | 2 | 40 | Office | 2196117 | Office | 0.05169%
21961 | 18 | 1 |  | Manual | 1 | Track | Incandescent |  | Reflector | 2 | 65 | Office | 2196118 | Office | 0.05169%
21961 | 18 | 2 |  | Manual | 1 | Ceiling Fixture | Compact Fluorescent |  | Twist | 1 | 23 | Office | 2196118 | Office | 0.05169%
21961 | 19 | 1 |  | Manual | 1 | Chandelier (Hanging) | Incandescent |  | Standard A Lamp | 1 | 60 | Hall | 2196119 | Hall | 0.05169%
21961 | 20 | 1 |  | Manual | 1 | Ceiling Fixture | Compact Fluorescent |  | Twist | 1 | 23 | Bedroom | 2196120 | Bedroom | 0.05169%
21961 | 20 | 2 |  | Motion | 1 | Table | Compact Fluorescent |  | Twist | 1 | 23 | Bedroom | 2196120 | Bedroom | 0.05169%
21961 | 21 | 1 |  | Manual | 1 | Ceiling Fixture | Compact Fluorescent |  | Twist | 1 | 15 | Hall | 2196121 | Hall | 0.05169%
21967 | 1 | 1 |  | Manual | 1 | Ceiling Fixture | Linear Fluorescent | 48 | T-8 | 2 | 32 | Closet | 219671 | Closet | 0.04732%
21967 | 2 | 1 |  | Manual | 1 | Chandelier (Hanging) | Incandescent |  | Clear | 5 | 60 | Dining Room | 219672 | Dining Room | 0.04732%
21967 | 2 | 2 |  | Dimmer | 1 | Chandelier (Hanging) | Halogen |  | MR | 1 | 50 | Dining Room | 219672 | Dining Room | 0.04732%
21967 | 2 | 3 |  | Dimmer | 1 | Other | Incandescent |  | Other | 1 | 224 | Dining Room | 219672 | Dining Room | 0.04732%
21967 | 3 | 1 |  | Manual | 10 | Recessed Can | Incandescent |  | Reflector | 1 | 65 | Kitchen | 219673 | Kitchen | 0.04732%
21967 | 3 | 2 |  | Manual | 1 | Recessed - other | Compact Fluorescent |  | Pin base | 2 | 32 | Kitchen | 219673 | Kitchen | 0.04732%
21967 | 4 | 1 |  | Manual | 1 | Ceiling Fixture | Incandescent |  | Standard A Lamp | 2 | 60 | Closet | 219674 | Closet | 0.04732%
21967 | 5 | 1 |  | Manual | 1 | Chandelier (Hanging) | Incandescent |  | Standard A Lamp | 3 | 60 | Family Room | 219675 | Family Room | 0.04732%
21967 | 5 | 2 |  | Manual | 2 | Table | Compact Fluorescent |  | Twist | 1 | 36 | Family Room | 219675 | Family Room | 0.04732%
21967 | 6 | 1 |  | Manual | 2 | Ceiling Fixture | Linear Fluorescent | 48 | T-8 | 2 | 32 | Office | 219676 | Office | 0.04732%
21967 | 6 | 2 |  | Manual | 1 | Torchiere | Halogen |  | Quartz Tube | 1 | 300 | Office | 219676 | Office | 0.04732%
21967 | 7 | 1 |  | Manual | 1 | Wall Mount | Incandescent |  | Globe | 6 | 60 | Bathroom | 219677 | Bathroom | 0.04732%
21967 | 8 | 1 |  | Manual | 1 | Ceiling Fixture | Linear Fluorescent | 48 | T-8 | 4 | 32 | Laundry Room | 219678 | Laundry Room | 0.04732%
21967 | 9 | 1 |  | Manual | 8 | Ceiling Fixture | Linear Fluorescent | 32 | T-8 | 2 | 32 | Garage | 219679 | Garage | 0.04732%
21967 | 9 | 2 |  | Manual | 2 | Garage door opener | Incandescent |  | Standard A Lamp | 1 | 40 | Garage | 219679 | Garage | 0.04732%
21967 | 10 | 1 |  | Manual | 1 | Ceiling Fixture | Linear Fluorescent | 48 | T-8 | 2 | 40 | Other | 2196710 | Other | 0.04732%
21967 | 11 | 1 |  | Manual | 3 | Wall Mount | Incandescent |  | Standard A Lamp | 1 | 60 | Living Room | 2196711 | Living Room | 0.04732%
21967 | 11 | 2 |  | Manual | 2 | Wall Mount | Compact Fluorescent |  | Twist | 1 | 15 | Living Room | 2196711 | Living Room | 0.04732%
21967 | 12 | 1 |  | Manual | 1 | Ceiling Fixture | Incandescent |  | Standard A Lamp | 3 | 40 | Bedroom | 2196712 | Bedroom | 0.04732%
21967 | 12 | 2 |  | Manual | 1 | Table | Compact Fluorescent |  | Twist | 1 | 15 | Bedroom | 2196712 | Bedroom | 0.04732%
21967 | 13 | 1 |  | Manual | 7 | Recessed Can | Incandescent |  | Reflector | 1 | 65 | Family Room | 2196713 | Family Room | 0.04732%
21967 | 13 | 2 |  | Manual | 1 | Ceiling Fixture | Linear Fluorescent | 40 | T-12 | 2 | 40 | Family Room | 2196713 | Family Room | 0.04732%
21967 | 13 | 3 |  | Manual | 1 | Ceiling Fixture | Compact Fluorescent |  | Twist | 1 | 15 | Family Room | 2196713 | Family Room | 0.04732%
21967 | 14 | 1 |  | Manual | 1 | Ceiling Fixture | Linear Fluorescent | 48 | T-12 | 2 | 40 | Other | 2196714 | Other | 0.04732%
21967 | 15 | 1 |  | Manual | 2 | Ceiling Fixture | Incandescent |  | Standard A Lamp | 1 | 100 | Other | 2196715 | Other | 0.04732%
21967 | 15 | 2 |  | Manual | 1 | Table | Incandescent |  | Standard A Lamp | 1 | 100 | Other | 2196715 | Other | 0.04732%
21967 | 15 | 3 |  | Manual | 2 | Ceiling Fixture | Incandescent |  | Standard A Lamp | 2 | 75 | Other | 2196715 | Other | 0.04732%
21967 | 16 | 1 |  | Manual | 1 | Ceiling Fixture | Incandescent |  | Standard A Lamp | 2 | 60 | Bathroom | 2196716 | Bathroom | 0.04732%
21967 | 16 | 2 |  | Manual | 1 | Wall Mount | Incandescent |  | Standard A Lamp | 5 | 100 | Bathroom | 2196716 | Bathroom | 0.04732%
21967 | 17 | 1 |  | Manual | 1 | Ceiling Fixture | Incandescent |  | Standard A Lamp | 3 | 60 | Bedroom | 2196717 | Bedroom | 0.04732%
21967 | 17 | 2 |  | Manual | 1 | Table | Incandescent |  | Standard A Lamp | 1 | 100 | Bedroom | 2196717 | Bedroom | 0.04732%
21967 | 18 | 1 |  | Manual | 2 | Wall Mount | Halogen |  | MR | 6 | 50 | Bathroom | 2196718 | Bathroom | 0.04732%
21967 | 18 | 2 |  | Manual | 1 | Recessed Can | Incandescent |  | Reflector | 1 | 65 | Bathroom | 2196718 | Bathroom | 0.04732%
21967 | 18 | 3 |  | Manual | 1 | Recessed Can | Incandescent |  | Reflector | 1 | 40 | Bathroom | 2196718 | Bathroom | 0.04732%
21967 | 19 | 1 |  | Manual | 1 | Ceiling Fixture | Incandescent |  | Standard A Lamp | 3 | 60 | Master Bedroom | 2196719 | Master Bedroom | 0.04732%
21967 | 19 | 2 |  | Manual | 2 | Table | Incandescent |  | Standard A Lamp | 1 | 60 | Master Bedroom | 2196719 | Master Bedroom | 0.04732%
21967 | 20 | 1 |  | Manual | 1 | Ceiling Fixture | Linear Fluorescent | 48 | T-8 | 2 | 32 | Closet | 2196720 | Closet | 0.04732%
21967 | 21 | 1 |  | Manual | 5 | Ceiling Fixture | Incandescent |  | Standard A Lamp | 2 | 60 | Hall | 2196721 | Hall | 0.04732%
21967 | 21 | 2 |  | Dimmer | 1 | Ceiling Fixture | Incandescent |  | Standard A Lamp | 3 | 60 | Hall | 2196721 | Hall | 0.04732%
21967 | 21 | 3 |  | Manual | 1 | Other | Incandescent |  | Other | 1 | 208 | Hall | 2196721 | Hall | 0.04732%
21967 | 21 | 4 |  | Manual | 1 | Ceiling Fixture | Compact Fluorescent |  | Twist | 2 | 15 | Hall | 2196721 | Hall | 0.04732%
21967 | 22 | 1 |  | Manual | 1 | Recessed - other | Incandescent |  | Reflector | 1 | 65 | Living Room | 2196722 | Living Room | 0.04732%
21967 | 22 | 2 |  | Manual | 2 | Table | Incandescent |  | 3-Way Incandescent | 1 | 70 | Living Room | 2196722 | Living Room | 0.04732%
21967 | 22 | 3 |  | Manual | 1 | Table | Incandescent |  | Other | 1 | 60 | Living Room | 2196722 | Living Room | 0.04732%
21974 | 1 | 1 |  | Manual | 1 | Chandelier (Hanging) | Incandescent |  | Mini base | 8 | 60 | Kitchen | 219741 | Kitchen | 0.09408%
21974 | 2 | 1 |  | Manual | 1 | Ceiling Fan | Incandescent |  | Standard A Lamp | 2 | 40 | Living Room | 219742 | Living Room | 0.09408%
21974 | 3 | 1 |  | Manual | 1 | Ceiling Fixture | Incandescent |  | Standard A Lamp | 1 | 100 | Other | 219743 | Other | 0.09408%
21974 | 4 | 1 |  | Manual | 1 | Ceiling Fixture | Compact Fluorescent |  | Twist | 2 | 15 | Master Bedroom | 219744 | Master Bedroom | 0.09408%
21974 | 5 | 1 |  | Manual | 1 | Ceiling Fixture | Compact Fluorescent |  | Twist | 1 | 15 | Bathroom | 219745 | Bathroom | 0.09408%
21974 | 6 | 1 |  | Manual | 1 | Ceiling Fixture | Compact Fluorescent |  | Twist | 2 | 15 | Closet | 219746 | Closet | 0.09408%
21974 | 7 | 1 |  | Manual | 1 | Ceiling Fixture | Compact Fluorescent |  | Twist | 3 | 22 | Bathroom | 219747 | Bathroom | 0.09408%
21974 | 8 | 1 |  | Manual | 1 | Ceiling Fan | Compact Fluorescent |  | Twist | 3 | 22 | Bedroom | 219748 | Bedroom | 0.09408%
21974 | 9 | 1 |  | Manual | 1 | Ceiling Fixture | Compact Fluorescent |  | Twist | 2 | 15 | Bedroom | 219749 | Bedroom | 0.09408%
21974 | 10 | 1 |  | Manual | 1 | Ceiling Fixture | Compact Fluorescent |  | Twist | 1 | 15 | Bedroom | 2197410 | Bedroom | 0.09408%
21974 | 10 | 2 |  | Manual | 1 | Table | Compact Fluorescent |  | Twist | 1 | 15 | Bedroom | 2197410 | Bedroom | 0.09408%
21974 | 10 | 3 |  | Manual | 1 | Table | Compact Fluorescent |  | Straight Tube | 1 | 28 | Bedroom | 2197410 | Bedroom | 0.09408%
21977 | 1 | 1 |  | Manual | 1 | Ceiling Fixture | Incandescent |  | Heat Lamp | 2 | 150 | Bathroom | 219771 | Bathroom | 0.2127%
21977 | 1 | 2 |  | Manual | 1 | Wall Mount | Incandescent |  | Globe | 4 | 40 | Bathroom | 219771 | Bathroom | 0.2127%
21977 | 2 | 1 |  | Manual | 1 | Ceiling Fixture | Incandescent |  | Standard A Lamp | 2 | 60 | Bedroom | 219772 | Bedroom | 0.2127%
21977 | 3 | 1 |  | Manual | 2 | Ceiling Fixture | Incandescent |  | Standard A Lamp | 2 | 60 | Bedroom | 219773 | Bedroom | 0.2127%
21977 | 4 | 1 |  | Manual | 4 | Ceiling Fixture | Linear Fluorescent | 48 | T-12 | 2 | 40 | Garage | 219774 | Garage | 0.2127%
21977 | 5 | 1 |  | Manual | 2 | Ceiling Fixture | Compact Fluorescent |  | Twist | 1 | 22 | Hall | 219775 | Hall | 0.2127%
21977 | 6 | 1 |  | Manual | 2 | Ceiling Fixture | Linear Fluorescent | 48 | T-8 | 4 | 32 | Kitchen | 219776 | Kitchen | 0.2127%
21977 | 6 | 2 |  | Manual | 1 | Chandelier (Hanging) | Incandescent |  | Decorative | 7 | 40 | Kitchen | 219776 | Kitchen | 0.2127%
21977 | 6 | 3 |  | Manual | 1 | Ceiling Fixture | Incandescent |  | Standard A Lamp | 1 | 60 | Kitchen | 219776 | Kitchen | 0.2127%
21977 | 7 | 1 |  | Manual | 3 | Recessed Can | Incandescent |  | Reflector | 1 | 60 | Living Room | 219777 | Living Room | 0.2127%
21977 | 7 | 2 |  | Manual | 1 | Ceiling Fan | Incandescent |  | Standard A Lamp | 2 | 75 | Living Room | 219777 | Living Room | 0.2127%
21977 | 8 | 1 |  | Manual | 1 | Wall Mount | Incandescent |  | Globe | 4 | 40 | Bathroom | 219778 | Bathroom | 0.2127%
21977 | 9 | 1 |  | Manual | 1 | Ceiling Fixture | Compact Fluorescent |  | Twist | 2 | 22 | Master Bedroom | 219779 | Master Bedroom | 0.2127%
21978 | 1 | 1 |  | Manual | 1 | Wall Mount | Incandescent |  | Standard A Lamp | 5 | 75 | Bathroom | 219781 | Bathroom | 0.04732%
21978 | 2 | 1 |  | Manual | 1 | Wall Mount | Incandescent |  | Standard A Lamp | 3 | 60 | Bathroom | 219782 | Bathroom | 0.04732%
21978 | 3 | 1 |  | Manual | 1 | Ceiling Fan | Incandescent |  | Standard A Lamp | 1 | 60 | Bedroom | 219783 | Bedroom | 0.04732%
21978 | 4 | 1 |  | Manual | 1 | Ceiling Fan | Incandescent |  | Standard A Lamp | 1 | 100 | Master Bedroom | 219784 | Master Bedroom | 0.04732%
21978 | 4 | 2 |  | Manual | 1 | Table | Incandescent |  | Standard A Lamp | 1 | 40 | Master Bedroom | 219784 | Master Bedroom | 0.04732%
21978 | 5 | 1 |  | Manual | 1 | Ceiling Fan | Incandescent |  | Standard A Lamp | 1 | 60 | Bedroom | 219785 | Bedroom | 0.04732%
21978 | 6 | 1 |  | Manual | 1 | Ceiling Fan | Incandescent |  | Standard A Lamp | 4 | 60 | Other | 219786 | Other | 0.04732%
21978 | 6 | 2 |  | Manual | 1 | Ceiling Fixture | Incandescent |  | Decorative | 1 | 75 | Other | 219786 | Other | 0.04732%
21978 | 7 | 1 |  | Manual | 2 | Ceiling Fixture | Linear Fluorescent | 96 | T-12 | 2 | 75 | Other | 219787 | Other | 0.04732%
21978 | 8 | 1 |  | Dimmer | 1 | Chandelier (Hanging) | Incandescent |  | Mini base | 10 | 40 | Dining Room | 219788 | Dining Room | 0.04732%
21978 | 9 | 1 |  | Manual | 3 | Recessed Can | Incandescent |  | Reflector | 1 | 65 | Family Room | 219789 | Family Room | 0.04732%
21978 | 9 | 2 |  | Manual | 1 | Table | Incandescent |  | Standard A Lamp | 1 | 100 | Family Room | 219789 | Family Room | 0.04732%
21978 | 9 | 3 |  | Manual | 1 | Ceiling Fan | Incandescent |  | Standard A Lamp | 1 | 75 | Family Room | 219789 | Family Room | 0.04732%
21978 | 10 | 1 |  | Manual | 1 | Garage door opener | Incandescent |  | Standard A Lamp | 2 | 60 | Garage | 2197810 | Garage | 0.04732%
21978 | 10 | 2 |  | Manual | 2 | Ceiling Fixture | Linear Fluorescent | 48 | T-12 | 2 | 40 | Garage | 2197810 | Garage | 0.04732%
21978 | 11 | 1 |  | Manual | 1 | Ceiling Fixture | Incandescent |  | Standard A Lamp | 2 | 60 | Hall | 2197811 | Hall | 0.04732%
21978 | 12 | 1 |  | Manual | 1 | Ceiling Fixture | Incandescent |  | Standard A Lamp | 1 | 60 | Hall | 2197812 | Hall | 0.04732%
21978 | 13 | 1 |  | Manual | 1 | Ceiling Fixture | Linear Fluorescent | 48 | T-8 | 2 | 32 | Kitchen | 2197813 | Kitchen | 0.04732%
21978 | 14 | 1 |  | Manual | 1 | Ceiling Fixture | Incandescent |  | Standard A Lamp | 1 | 75 | Laundry Room | 2197814 | Laundry Room | 0.04732%
21978 | 15 | 1 |  | Manual | 2 | Table | Incandescent |  | Standard A Lamp | 1 | 100 | Living Room | 2197815 | Living Room | 0.04732%
21978 | 16 | 1 |  | Manual | 1 | Ceiling Fan | Incandescent |  | Standard A Lamp | 1 | 75 | Master Bedroom | 2197816 | Master Bedroom | 0.04732%
21978 | 17 | 1 |  | Manual | 1 | Chandelier (Hanging) | Incandescent |  | Reflector | 3 | 40 | Hall | 2197817 | Hall | 0.04732%
21979 | 1 | 1 |  | Manual | 1 | Wall Mount | Incandescent |  | Globe | 4 | 60 | Bathroom | 219791 | Bathroom | 0.04008%
21979 | 2 | 1 |  | Manual | 1 | Ceiling Fixture | Incandescent |  | Standard A Lamp | 2 | 40 | Bedroom | 219792 | Bedroom | 0.04008%
21979 | 3 | 1 |  | Manual | 1 | Ceiling Fixture | Incandescent |  | Standard A Lamp | 2 | 40 | Bedroom | 219793 | Bedroom | 0.04008%
21979 | 4 | 1 |  | Manual | 1 | Ceiling Fixture | Incandescent |  | Reflector | 3 | 65 | Dining Room | 219794 | Dining Room | 0.04008%
21979 | 5 | 1 |  | Dimmer | 1 | Floor lamp | Halogen |  | Quartz Tube | 1 | 30 | Closet | 219795 | Closet | 0.04008%
21979 | 6 | 1 |  | Manual | 2 | Ceiling Fixture | Incandescent |  | Colored | 1 | 60 | Other | 219796 | Other | 0.04008%
21979 | 7 | 1 |  | Manual | 4 | Ceiling Fixture | Incandescent |  | Standard A Lamp | 1 | 60 | Garage | 219797 | Garage | 0.04008%
21979 | 8 | 1 |  | Manual | 2 | Ceiling Fixture | Incandescent |  | Standard A Lamp | 2 | 40 | Hall | 219798 | Hall | 0.04008%
21979 | 9 | 1 |  | Manual | 1 | Ceiling Fixture | Incandescent |  | Reflector | 3 | 65 | Kitchen | 219799 | Kitchen | 0.04008%
21979 | 10 | 1 |  | Manual | 1 | Ceiling Fixture | Incandescent |  | Standard A Lamp | 2 | 40 | Laundry Room | 2197910 | Laundry Room | 0.04008%
21979 | 11 | 1 |  | Manual | 1 | Floor lamp | Compact Fluorescent |  | Twist | 1 | 22 | Living Room | 2197911 | Living Room | 0.04008%
21979 | 12 | 1 |  | Manual | 1 | Wall Mount | Incandescent |  | Decorative | 4 | 40 | Bathroom | 2197912 | Bathroom | 0.04008%
21979 | 13 | 1 |  | Manual | 1 | Ceiling Fixture | Compact Fluorescent |  | Twist | 3 | 22 | Master Bedroom | 2197913 | Master Bedroom | 0.04008%
21979 | 14 | 1 |  | Manual | 1 | Ceiling Fixture | Incandescent |  | Standard A Lamp | 2 | 60 | Bedroom | 2197914 | Bedroom | 0.04008%
21979 | 14 | 2 |  | Manual | 1 | Table | Compact Fluorescent |  | Twist | 1 | 22 | Bedroom | 2197914 | Bedroom | 0.04008%
21981 | 1 | 1 |  | Manual | 1 | Wall Mount | Incandescent |  | Standard A Lamp | 3 | 60 | Bathroom | 219811 | Bathroom | 0.05169%
21981 | 2 | 1 |  | Manual | 1 | Ceiling Fixture | Incandescent |  | Standard A Lamp | 2 | 60 | Other | 219812 | Other | 0.05169%
21981 | 3 | 1 |  | Manual | 2 | Ceiling Fixture | Linear Fluorescent | 48 | T-12 | 2 | 40 | Kitchen | 219813 | Kitchen | 0.05169%
21981 | 3 | 2 |  | Manual | 2 | Ceiling Fixture | Incandescent |  | Standard A Lamp | 1 | 60 | Kitchen | 219813 | Kitchen | 0.05169%
21981 | 4 | 1 |  | Manual | 1 | Ceiling Fixture | Incandescent |  | Standard A Lamp | 2 | 60 | Living Room | 219814 | Living Room | 0.05169%
21981 | 4 | 2 |  | Manual | 2 | Floor lamp | Incandescent |  | Standard A Lamp | 1 | 60 | Living Room | 219814 | Living Room | 0.05169%
21981 | 5 | 1 |  | Manual | 1 | Ceiling Fixture | Incandescent |  | Standard A Lamp | 3 | 60 | Master Bedroom | 219815 | Master Bedroom | 0.05169%
21981 | 6 | 1 |  | Manual | 1 | Ceiling Fixture | Incandescent |  | Standard A Lamp | 3 | 60 | Office | 219816 | Office | 0.05169%
21988 | 1 | 1 |  | Manual | 1 | Wall Mount | Incandescent |  | Decorative | 2 | 40 | Bathroom | 219881 | Bathroom | 0.05169%
21988 | 2 | 1 |  | Manual | 1 | Wall Mount | Incandescent |  | Globe | 6 | 40 | Bathroom | 219882 | Bathroom | 0.05169%
21988 | 2 | 2 |  | Manual | 1 | Ceiling Fixture | Incandescent |  | Standard A Lamp | 1 | 40 | Bathroom | 219882 | Bathroom | 0.05169%
21988 | 3 | 1 |  | Manual | 1 | Wall Mount | Incandescent |  | Globe | 6 | 40 | Bathroom | 219883 | Bathroom | 0.05169%
21988 | 4 | 1 |  | Manual | 1 | Ceiling Fixture | Compact Fluorescent |  | Twist | 1 | 15 | Bedroom | 219884 | Bedroom | 0.05169%
21988 | 4 | 2 |  | Manual | 1 | Other | Incandescent |  | Heat Lamp | 1 | 25 | Bedroom | 219884 | Bedroom | 0.05169%
21988 | 5 | 1 |  | Manual | 1 | Ceiling Fixture | Compact Fluorescent |  | Twist | 1 | 15 | Bedroom | 219885 | Bedroom | 0.05169%
21988 | 5 | 2 |  | Manual | 2 | Other | Incandescent |  | Heat Lamp | 1 | 25 | Bedroom | 219885 | Bedroom | 0.05169%
21988 | 6 | 1 |  | Manual | 1 | Ceiling Fan | Compact Fluorescent |  | Twist | 3 | 15 | Master Bedroom | 219886 | Master Bedroom | 0.05169%
21988 | 6 | 2 |  | Manual | 1 | Floor lamp | Incandescent |  | Standard A Lamp | 1 | 60 | Master Bedroom | 219886 | Master Bedroom | 0.05169%
21988 | 7 | 1 |  | Manual | 2 | Ceiling Fan | Incandescent |  | Standard A Lamp | 1 | 60 | Office | 219887 | Office | 0.05169%
21988 | 8 | 1 |  | Manual | 1 | Ceiling Fixture | Incandescent |  | Standard A Lamp | 1 | 60 | Closet | 219888 | Closet | 0.05169%
21988 | 9 | 1 |  | Manual | 1 | Torchiere | Incandescent |  | Standard A Lamp | 1 | 75 | Family Room | 219889 | Family Room | 0.05169%
21988 | 9 | 2 |  | Manual | 1 | Table | Incandescent |  | Standard A Lamp | 1 | 75 | Family Room | 219889 | Family Room | 0.05169%
21988 | 10 | 1 |  | Manual | 1 | Garage door opener | Incandescent |  | Standard A Lamp | 1 | 60 | Garage | 2198810 | Garage | 0.05169%
21988 | 11 | 1 |  | Manual | 2 | Ceiling Fixture | Compact Fluorescent |  | Twist | 1 | 15 | Hall | 2198811 | Hall | 0.05169%
21988 | 11 | 2 |  | Manual | 1 | Track | Incandescent |  | Standard A Lamp | 1 | 100 | Hall | 2198811 | Hall | 0.05169%
21988 | 12 | 1 |  | Manual | 5 | Recessed Can | Incandescent |  | Reflector | 1 | 65 | Kitchen | 2198812 | Kitchen | 0.05169%
21988 | 12 | 2 |  | Manual | 1 | Ceiling Fixture | Compact Fluorescent |  | Circline (Screw Base) | 1 | 28 | Kitchen | 2198812 | Kitchen | 0.05169%
21988 | 13 | 1 |  | Manual | 1 | Ceiling Fixture | Compact Fluorescent |  | Twist | 1 | 15 | Laundry Room | 2198813 | Laundry Room | 0.05169%
21988 | 14 | 1 |  | Manual | 1 | Ceiling Fan | Incandescent |  | Standard A Lamp | 2 | 60 | Living Room | 2198814 | Living Room | 0.05169%
21988 | 14 | 2 |  | Manual | 1 | Torchiere | Incandescent |  | Standard A Lamp | 1 | 60 | Living Room | 2198814 | Living Room | 0.05169%
21988 | 14 | 3 |  | Manual | 1 | Ceiling Fan | Compact Fluorescent |  | Twist | 1 | 15 | Living Room | 2198814 | Living Room | 0.05169%
21988 | 15 | 1 |  | Manual | 1 | Chandelier (Hanging) | Incandescent |  | Globe | 1 | 75 | Kitchen | 2198815 | Kitchen | 0.05169%
22000 | 1 | 1 |  | Manual | 1 | Ceiling Fixture | Compact Fluorescent |  | Twist | 2 | 15 | Kitchen | 220001 | Kitchen | 0.09408%
22000 | 1 | 2 |  | Manual | 1 | Other | Compact Fluorescent |  | Twist | 1 | 22 | Kitchen | 220001 | Kitchen | 0.09408%
22000 | 2 | 1 |  | Manual | 1 | Wall Mount | Incandescent |  | Clear | 3 | 75 | Bathroom | 220002 | Bathroom | 0.09408%
22000 | 2 | 2 |  | Manual | 1 | Ceiling Fixture | Compact Fluorescent |  | Twist | 1 | 15 | Bathroom | 220002 | Bathroom | 0.09408%
22000 | 3 | 1 |  | Manual | 2 | Table | Incandescent |  | Globe | 3 | 40 | Family Room | 220003 | Family Room | 0.09408%
22000 | 3 | 2 |  | Manual | 1 | Ceiling Fixture | Linear Fluorescent | 48 | T-8 | 2 | 32 | Family Room | 220003 | Family Room | 0.09408%
22000 | 3 | 3 |  | Manual | 2 | Ceiling Fixture | Compact Fluorescent |  | Twist | 2 | 7 | Family Room | 220003 | Family Room | 0.09408%
22000 | 4 | 1 |  | Manual | 1 | Ceiling Fixture | Compact Fluorescent |  | Twist | 3 | 15 | Bedroom | 220004 | Bedroom | 0.09408%
22000 | 5 | 1 |  | Manual | 1 | Ceiling Fixture | Compact Fluorescent |  | Twist | 3 | 22 | Bedroom | 220005 | Bedroom | 0.09408%
22000 | 6 | 1 |  | Manual | 1 | Ceiling Fixture | Linear Fluorescent | 36 | T-5 | 1 | 20 | Laundry Room | 220006 | Laundry Room | 0.09408%
22000 | 7 | 1 |  | Manual | 2 | Wall Mount | Linear Fluorescent | 36 | T-8 | 2 | 32 | Living Room | 220007 | Living Room | 0.09408%
22000 | 7 | 2 |  | Manual | 1 | Ceiling Fixture | Compact Fluorescent |  | Twist | 1 | 15 | Living Room | 220007 | Living Room | 0.09408%
22000 | 8 | 1 |  | Manual | 1 | Ceiling Fixture | Compact Fluorescent |  | Twist | 1 | 15 | Bedroom | 220008 | Bedroom | 0.09408%
22000 | 9 | 1 |  | Manual | 3 | Track | Incandescent |  | Clear | 3 | 90 | Closet | 220009 | Closet | 0.09408%
22000 | 9 | 2 |  | Manual | 2 | Ceiling Fixture | Compact Fluorescent |  | Twist | 1 | 15 | Closet | 220009 | Closet | 0.09408%
22000 | 10 | 1 |  | Manual | 1 | Ceiling Fixture | Linear Fluorescent | 36 | T-5 | 1 | 20 | Other | 2200010 | Other | 0.09408%
22000 | 11 | 1 |  | Dimmer | 1 | Ceiling Fixture | Compact Fluorescent |  | Twist | 1 | 22 | Bathroom | 2200011 | Bathroom | 0.09408%
22000 | 12 | 1 |  | Manual | 2 | Ceiling Fixture | Compact Fluorescent |  | Twist | 1 | 22 | Hall | 2200012 | Hall | 0.09408%
22000 | 13 | 1 |  | Manual | 1 | Chandelier (Hanging) | Compact Fluorescent |  | Twist | 1 | 36 | Kitchen | 2200013 | Kitchen | 0.09408%
22005 | 1 | 1 |  | Manual | 1 | Wall Mount | Incandescent |  | Standard A Lamp | 2 | 60 | Bathroom | 220051 | Bathroom | 0.02845%
22005 | 2 | 1 |  | Manual | 2 | Wall Mount | Incandescent |  | Standard A Lamp | 2 | 60 | Bathroom | 220052 | Bathroom | 0.02845%
22005 | 2 | 2 |  | Manual | 2 | Recessed Can | Incandescent |  | Reflector | 1 | 60 | Bathroom | 220052 | Bathroom | 0.02845%
22005 | 3 | 1 |  | Manual | 1 | Ceiling Fan | Incandescent |  | Standard A Lamp | 2 | 60 | Bedroom | 220053 | Bedroom | 0.02845%
22005 | 3 | 2 |  | Manual | 2 | Table | Compact Fluorescent |  | Twist | 1 | 22 | Bedroom | 220053 | Bedroom | 0.02845%
22005 | 4 | 1 |  | Manual | 1 | Ceiling Fixture | Incandescent |  | Standard A Lamp | 2 | 60 | Bedroom | 220054 | Bedroom | 0.02845%
22005 | 4 | 2 |  | Manual | 1 | Table | Incandescent |  | Standard A Lamp | 1 | 60 | Bedroom | 220054 | Bedroom | 0.02845%
22005 | 5 | 1 |  | Manual | 2 | Table | Compact Fluorescent |  | Twist | 1 | 22 | Bedroom | 220055 | Bedroom | 0.02845%
22005 | 5 | 2 |  | Manual | 2 | Ceiling Fixture | Incandescent |  | Standard A Lamp | 2 | 60 | Bedroom | 220055 | Bedroom | 0.02845%
22005 | 6 | 1 |  | Manual | 1 | Chandelier (Hanging) | Incandescent |  | Standard A Lamp | 3 | 60 | Family Room | 220056 | Family Room | 0.02845%
22005 | 6 | 2 |  | Manual | 2 | Table | Compact Fluorescent |  | Twist | 1 | 22 | Family Room | 220056 | Family Room | 0.02845%
22005 | 6 | 3 |  | Manual | 1 | Floor lamp | Incandescent |  | Standard A Lamp | 3 | 60 | Family Room | 220056 | Family Room | 0.02845%
22005 | 6 | 4 |  | Manual | 8 | Recessed Can | Incandescent |  | Reflector | 1 | 40 | Family Room | 220056 | Family Room | 0.02845%
22005 | 6 | 5 |  | Manual | 4 | Wall Mount | Incandescent |  | Standard A Lamp | 1 | 60 | Family Room | 220056 | Family Room | 0.02845%
22005 | 7 | 1 |  | Manual | 6 | Ceiling Fixture | Compact Fluorescent |  | Twist | 1 | 22 | Garage | 220057 | Garage | 0.02845%
22005 | 7 | 2 |  | Manual | 1 | Garage door opener | Incandescent |  | Clear | 2 | 40 | Garage | 220057 | Garage | 0.02845%
22005 | 8 | 1 |  | Manual | 3 | Ceiling Fixture | Incandescent |  | Standard A Lamp | 2 | 60 | Hall | 220058 | Hall | 0.02845%
22005 | 8 | 2 |  | Manual | 2 | Recessed Can | Incandescent |  | Reflector | 1 | 60 | Hall | 220058 | Hall | 0.02845%
22005 | 9 | 1 |  | Manual | 1 | Ceiling Fixture | Incandescent |  | Standard A Lamp | 2 | 60 | Laundry Room | 220059 | Laundry Room | 0.02845%
22005 | 10 | 1 |  | Manual | 1 | Ceiling Fixture | Incandescent |  | Standard A Lamp | 2 | 60 | Office | 2200510 | Office | 0.02845%
22005 | 10 | 2 |  | Manual | 1 | Table | Incandescent |  | Standard A Lamp | 3 | 60 | Office | 2200510 | Office | 0.02845%
22005 | 11 | 1 |  | Manual | 2 | Wall Mount | Incandescent |  | Standard A Lamp | 1 | 60 | Other | 2200511 | Other | 0.02845%
22005 | 12 | 1 |  | Manual | 4 | Ceiling Fixture | Incandescent |  | Standard A Lamp | 1 | 65 | Other | 2200512 | Other | 0.02845%
22005 | 12 | 2 |  | Manual | 2 | Wall Mount | Incandescent |  | Reflector | 7 | 65 | Other | 2200512 | Other | 0.02845%
22015 | 1 | 1 |  | Manual | 1 | Ceiling Fixture | Incandescent |  | Standard A Lamp | 1 | 75 | Bathroom | 220151 | Bathroom | 0.05296%
22015 | 1 | 2 |  | Manual | 2 | Wall Mount | Incandescent |  | Standard A Lamp | 1 | 100 | Bathroom | 220151 | Bathroom | 0.05296%
22015 | 2 | 1 |  | Manual | 1 | Ceiling Fixture | Incandescent |  | Standard A Lamp | 2 | 60 | Bedroom | 220152 | Bedroom | 0.05296%
22015 | 3 | 1 |  | Manual | 1 | Ceiling Fixture | Incandescent |  | Standard A Lamp | 1 | 100 | Bedroom | 220153 | Bedroom | 0.05296%
22015 | 3 | 2 |  | Manual | 1 | Table | Incandescent |  | Standard A Lamp | 1 | 125 | Bedroom | 220153 | Bedroom | 0.05296%
22015 | 4 | 1 |  | Manual | 1 | Ceiling Fixture | Incandescent |  | Standard A Lamp | 1 | 100 | Bedroom | 220154 | Bedroom | 0.05296%
22015 | 5 | 1 |  | Manual | 1 | Ceiling Fixture | Incandescent |  | Standard A Lamp | 1 | 100 | Hall | 220155 | Hall | 0.05296%
22015 | 6 | 1 |  | Manual | 2 | Ceiling Fixture | Incandescent |  | Standard A Lamp | 4 | 125 | Dining Room | 220156 | Dining Room | 0.05296%
22015 | 7 | 1 |  | Manual | 1 | Ceiling Fan | Incandescent |  | Standard A Lamp | 5 | 90 | Living Room | 220157 | Living Room | 0.05296%
22015 | 7 | 2 |  | Manual | 2 | Wall Mount | Incandescent |  | Standard A Lamp | 1 | 60 | Living Room | 220157 | Living Room | 0.05296%
22015 | 8 | 1 |  | Manual | 1 | Ceiling Fixture | Incandescent |  | Standard A Lamp | 3 | 100 | Laundry Room | 220158 | Laundry Room | 0.05296%
22019 | 1 | 1 |  | Manual | 1 | Wall Mount | Incandescent |  | Globe | 4 | 60 | Bathroom | 220191 | Bathroom | 0.04732%
22019 | 1 | 2 |  | Manual | 1 | Ceiling Fixture | Incandescent |  | Standard A Lamp | 1 | 75 | Bathroom | 220191 | Bathroom | 0.04732%
22019 | 2 | 1 |  | Manual | 1 | Wall Mount | Incandescent |  | Globe | 6 | 60 | Bathroom | 220192 | Bathroom | 0.04732%
22019 | 3 | 1 |  | Manual | 1 | Ceiling Fan | Incandescent |  | Standard A Lamp | 4 | 60 | Bedroom | 220193 | Bedroom | 0.04732%
22019 | 3 | 2 |  | Manual | 1 | Table | Incandescent |  | Standard A Lamp | 1 | 100 | Bedroom | 220193 | Bedroom | 0.04732%
22019 | 4 | 1 |  | Manual | 1 | Table | Incandescent |  | Standard A Lamp | 1 | 100 | Bedroom | 220194 | Bedroom | 0.04732%
22019 | 4 | 2 |  | Manual | 1 | Ceiling Fan | Incandescent |  | Standard A Lamp | 3 | 60 | Bedroom | 220194 | Bedroom | 0.04732%
22019 | 5 | 1 |  | Manual | 1 | Wall Mount | Incandescent |  | Standard A Lamp | 1 | 60 | Closet | 220195 | Closet | 0.04732%
22019 | 6 | 1 |  | Manual | 1 | Ceiling Fan | Incandescent |  | Standard A Lamp | 4 | 100 | Dining Room | 220196 | Dining Room | 0.04732%
22019 | 7 | 1 |  | Manual | 1 | Ceiling Fan | Incandescent |  | Decorative | 3 | 60 | Other | 220197 | Other | 0.04732%
22019 | 8 | 1 |  | Manual | 2 | Ceiling Fixture | Linear Fluorescent | 48 | T-8 | 2 | 32 | Living Room | 220198 | Living Room | 0.04732%
22019 | 8 | 2 |  | Manual | 3 | Recessed Can | Halogen |  | PAR | 1 | 150 | Living Room | 220198 | Living Room | 0.04732%
22019 | 8 | 3 |  | Dimmer | 1 | Table | Incandescent |  | Standard A Lamp | 1 | 100 | Living Room | 220198 | Living Room | 0.04732%
22019 | 8 | 4 |  | Manual | 1 | Floor lamp | Incandescent |  | Standard A Lamp | 1 | 60 | Living Room | 220198 | Living Room | 0.04732%
22019 | 9 | 1 |  | Timer | 1 | Garage door opener | Incandescent |  | Standard A Lamp | 2 | 75 | Garage | 220199 | Garage | 0.04732%
22019 | 9 | 2 |  | Manual | 3 | Ceiling Fixture | Linear Fluorescent | 48 | T-8 | 2 | 32 | Garage | 220199 | Garage | 0.04732%
22019 | 10 | 1 |  | Manual | 1 | Ceiling Fixture | Incandescent |  | Standard A Lamp | 2 | 75 | Hall | 2201910 | Hall | 0.04732%
22019 | 11 | 1 |  | Manual | 1 | Wall Mount | Incandescent |  | Decorative | 1 | 60 | Hall | 2201911 | Hall | 0.04732%
22019 | 12 | 1 |  | Manual | 1 | Ceiling Fixture | Incandescent |  | Standard A Lamp | 1 | 60 | Hall | 2201912 | Hall | 0.04732%
22019 | 13 | 1 |  | Manual | 1 | Ceiling Fixture | Linear Fluorescent | 48 | T-8 | 2 | 32 | Kitchen | 2201913 | Kitchen | 0.04732%
22019 | 14 | 1 |  | Manual | 1 | Ceiling Fixture | Incandescent |  | Standard A Lamp | 1 | 75 | Laundry Room | 2201914 | Laundry Room | 0.04732%
22019 | 14 | 2 |  | Manual | 1 | Ceiling Fixture | Compact Fluorescent |  | Twist | 1 | 15 | Laundry Room | 2201914 | Laundry Room | 0.04732%
22019 | 15 | 1 |  | Dimmer | 1 | Torchiere | Halogen |  | Quartz Tube | 1 | 500 | Living Room | 2201915 | Living Room | 0.04732%
22019 | 15 | 2 |  | Manual | 1 | Floor lamp | Incandescent |  | Standard A Lamp | 1 | 60 | Living Room | 2201915 | Living Room | 0.04732%
22019 | 16 | 1 |  | Manual | 1 | Table | Incandescent |  | Standard A Lamp | 2 | 60 | Bedroom | 2201916 | Bedroom | 0.04732%
22019 | 16 | 2 |  | Manual | 1 | Ceiling Fixture | Linear Fluorescent | 48 | T-8 | 2 | 32 | Bedroom | 2201916 | Bedroom | 0.04732%
22019 | 17 | 1 |  | Manual | 1 | Ceiling Fixture | Compact Fluorescent |  | Twist | 2 | 15 | Office | 2201917 | Office | 0.04732%
22021 | 1 | 1 |  | Manual | 2 | Ceiling Fixture | Incandescent |  | Standard A Lamp | 1 | 60 | Other | 220211 | Other | 0.02963%
22021 | 2 | 1 |  | Manual | 1 | Ceiling Fixture | Compact Fluorescent |  | Twist | 1 | 22 | Bathroom | 220212 | Bathroom | 0.02963%
22021 | 3 | 1 |  | Manual | 1 | Ceiling Fixture | Incandescent |  | Standard A Lamp | 1 | 60 | Bedroom | 220213 | Bedroom | 0.02963%
22021 | 4 | 1 |  | Manual | 1 | Ceiling Fixture | Incandescent |  | Standard A Lamp | 1 | 60 | Bedroom | 220214 | Bedroom | 0.02963%
22021 | 5 | 1 |  | Manual | 1 | Ceiling Fixture | Incandescent |  | Standard A Lamp | 1 | 65 | Bedroom | 220215 | Bedroom | 0.02963%
22021 | 6 | 1 |  | Manual | 2 | Ceiling Fixture | Incandescent |  | Standard A Lamp | 2 | 60 | Garage | 220216 | Garage | 0.02963%
22021 | 7 | 1 |  | Manual | 1 | Ceiling Fixture | Compact Fluorescent |  | Twist | 2 | 22 | Kitchen | 220217 | Kitchen | 0.02963%
22021 | 8 | 1 |  | Manual | 1 | Table | Compact Fluorescent |  | Twist | 1 | 22 | Living Room | 220218 | Living Room | 0.02963%
22021 | 9 | 1 |  | Manual | 1 | Ceiling Fixture | Incandescent |  | Standard A Lamp | 1 | 60 | Laundry Room | 220219 | Laundry Room | 0.02963%
22023 | 1 | 1 |  | Manual | 1 | Ceiling Fixture | Incandescent |  | Standard A Lamp | 1 | 60 | Bathroom | 220231 | Bathroom | 0.05169%
22023 | 2 | 1 |  | Manual | 1 | Wall Mount | Incandescent |  | Standard A Lamp | 3 | 40 | Bathroom | 220232 | Bathroom | 0.05169%
22023 | 2 | 2 |  | Manual | 2 | Wall Mount | Incandescent |  | Standard A Lamp | 1 | 40 | Bathroom | 220232 | Bathroom | 0.05169%
22023 | 3 | 1 |  | Manual | 1 | Ceiling Fixture | Incandescent |  | Standard A Lamp | 1 | 60 | Bathroom | 220233 | Bathroom | 0.05169%
22023 | 3 | 2 |  | Manual | 1 | Wall Mount | Incandescent |  | Standard A Lamp | 4 | 40 | Bathroom | 220233 | Bathroom | 0.05169%
22023 | 4 | 1 |  | Manual | 1 | Ceiling Fan | Incandescent |  | Decorative | 4 | 60 | Master Bedroom | 220234 | Master Bedroom | 0.05169%
22023 | 4 | 2 |  | Manual | 1 | Wall Mount | Incandescent |  | Globe | 1 | 60 | Master Bedroom | 220234 | Master Bedroom | 0.05169%
22023 | 4 | 3 |  | Manual | 1 | Table | Incandescent |  | Clear | 1 | 60 | Master Bedroom | 220234 | Master Bedroom | 0.05169%
22023 | 5 | 1 |  | Manual | 1 | Ceiling Fixture | Incandescent |  | Standard A Lamp | 2 | 40 | Bedroom | 220235 | Bedroom | 0.05169%
22023 | 5 | 2 |  | Manual | 2 | Table | Incandescent |  | Standard A Lamp | 1 | 40 | Bedroom | 220235 | Bedroom | 0.05169%
22023 | 6 | 1 |  | Manual | 1 | Ceiling Fixture | Incandescent |  | Standard A Lamp | 3 | 40 | Office | 220236 | Office | 0.05169%
22023 | 7 | 1 |  | Manual | 1 | Ceiling Fixture | Linear Fluorescent | 48 | T-12 | 2 | 32 | Closet | 220237 | Closet | 0.05169%
22023 | 8 | 1 |  | Manual | 1 | Chandelier (Hanging) | Incandescent |  | Globe | 6 | 60 | Dining Room | 220238 | Dining Room | 0.05169%
22023 | 9 | 1 |  | Manual | 5 | Recessed Can | Incandescent |  | Reflector | 1 | 65 | Family Room | 220239 | Family Room | 0.05169%
22023 | 10 | 1 |  | Manual | 3 | Ceiling Fixture | Linear Fluorescent | 60 | T-12 | 2 | 40 | Garage | 2202310 | Garage | 0.05169%
22023 | 11 | 1 |  | Manual | 1 | Wall Mount | Incandescent |  | Standard A Lamp | 1 | 60 | Hall | 2202311 | Hall | 0.05169%
22023 | 11 | 2 |  | Manual | 1 | Chandelier (Hanging) | Incandescent |  | Standard A Lamp | 3 | 60 | Hall | 2202311 | Hall | 0.05169%
22023 | 11 | 3 |  | Manual | 1 | Wall Mount | Incandescent |  | Standard A Lamp | 1 | 40 | Hall | 2202311 | Hall | 0.05169%
22023 | 12 | 1 |  | Manual | 1 | Track | Halogen |  | MR | 5 | 50 | Kitchen | 2202312 | Kitchen | 0.05169%
22023 | 12 | 2 |  | Manual | 1 | Ceiling Fixture | Compact Fluorescent |  | Twist | 2 | 15 | Kitchen | 2202312 | Kitchen | 0.05169%
22023 | 13 | 1 |  | Manual | 1 | Ceiling Fixture | Linear Fluorescent | 48 | T-12 | 4 | 32 | Laundry Room | 2202313 | Laundry Room | 0.05169%
22023 | 13 | 2 |  | Manual | 1 | Ceiling Fixture | Compact Fluorescent |  | Twist | 2 | 15 | Laundry Room | 2202313 | Laundry Room | 0.05169%
22023 | 14 | 1 |  | Manual | 1 | Ceiling Fixture | Compact Fluorescent |  | Twist | 2 | 15 | Living Room | 2202314 | Living Room | 0.05169%
22023 | 14 | 2 |  | Manual | 2 | Table | Incandescent |  | Standard A Lamp | 1 | 60 | Living Room | 2202314 | Living Room | 0.05169%
22023 | 14 | 3 |  | Manual | 1 | Floor lamp | Incandescent |  | Standard A Lamp | 1 | 60 | Living Room | 2202314 | Living Room | 0.05169%
22024 | 1 | 1 |  | Manual | 2 | Recessed - other | Compact Fluorescent |  | Twist | 1 | 22 | Living Room | 220241 | Living Room | 0.02963%
22024 | 1 | 2 |  | Manual | 1 | Floor lamp | Incandescent |  | 3-Way Incandescent | 1 | 100 | Living Room | 220241 | Living Room | 0.02963%
22024 | 1 | 3 |  | Manual | 1 | Floor lamp | Compact Fluorescent |  | Twist | 1 | 22 | Living Room | 220241 | Living Room | 0.02963%
22024 | 2 | 1 |  | Manual | 1 | Ceiling Fixture | Compact Fluorescent |  | Twist | 1 | 28 | Bathroom | 220242 | Bathroom | 0.02963%
22024 | 3 | 1 |  | Manual | 1 | Ceiling Fixture | Linear Fluorescent | 48 | T-8 | 2 | 32 | Bedroom | 220243 | Bedroom | 0.02963%
22024 | 3 | 2 |  | Manual | 1 | Table | Incandescent |  | Mini base | 3 | 60 | Bedroom | 220243 | Bedroom | 0.02963%
22024 | 4 | 1 |  | Manual | 1 | Ceiling Fixture | Compact Fluorescent |  | Straight Tube | 1 | 15 | Bedroom | 220244 | Bedroom | 0.02963%
22024 | 4 | 2 |  | Manual | 1 | Table | Incandescent |  | Standard A Lamp | 1 | 60 | Bedroom | 220244 | Bedroom | 0.02963%
22024 | 5 | 1 |  | Manual | 3 | Ceiling Fixture | Compact Fluorescent |  | Twist | 1 | 28 | Other | 220245 | Other | 0.02963%
22024 | 6 | 1 |  | Manual | 3 | Ceiling Fixture | Compact Fluorescent |  | Straight Tube | 1 | 36 | Family Room | 220246 | Family Room | 0.02963%
22024 | 7 | 1 |  | Manual | 3 | Ceiling Fixture | Linear Fluorescent | 96 | T-12 | 2 | 100 | Garage | 220247 | Garage | 0.02963%
22024 | 8 | 1 |  | Manual | 1 | Ceiling Fixture | Compact Fluorescent |  | Twist | 1 | 15 | Master Bedroom | 220248 | Master Bedroom | 0.02963%
22024 | 9 | 1 |  | Manual | 1 | Chandelier (Hanging) | Compact Fluorescent |  | Twist | 5 | 15 | Dining Room | 220249 | Dining Room | 0.02963%
22024 | 9 | 2 |  | Manual | 1 | Recessed Can | Compact Fluorescent |  | Flood | 1 | 15 | Dining Room | 220249 | Dining Room | 0.02963%
22024 | 9 | 3 |  | Manual | 1 | Table | Incandescent |  | Standard A Lamp | 1 | 75 | Dining Room | 220249 | Dining Room | 0.02963%
22024 | 10 | 1 |  | Manual | 1 | Ceiling Fixture | Linear Fluorescent | 48 | T-8 | 4 | 32 | Kitchen | 2202410 | Kitchen | 0.02963%
22024 | 10 | 2 |  | Manual | 1 | Ceiling Fixture | Compact Fluorescent |  | Flood | 1 | 15 | Kitchen | 2202410 | Kitchen | 0.02963%
22024 | 11 | 1 |  | Manual | 1 | Ceiling Fixture | Linear Fluorescent | 48 | T-8 | 4 | 32 | Laundry Room | 2202411 | Laundry Room | 0.02963%
22024 | 11 | 2 |  | Manual | 1 | Recessed Can | Compact Fluorescent |  | Flood | 1 | 15 | Laundry Room | 2202411 | Laundry Room | 0.02963%
22024 | 12 | 1 |  | Manual | 1 | Ceiling Fixture | Linear Fluorescent | 48 | T-8 | 2 | 32 | Bathroom | 2202412 | Bathroom | 0.02963%
22024 | 13 | 1 |  | Manual | 2 | Recessed Can | Compact Fluorescent |  | Flood | 1 | 15 | Hall | 2202413 | Hall | 0.02963%
22024 | 14 | 1 |  | Manual | 1 | Ceiling Fixture | Compact Fluorescent |  | Twist | 1 | 15 | Bedroom | 2202414 | Bedroom | 0.02963%
22024 | 15 | 1 |  | Manual | 3 | Recessed Can | Compact Fluorescent |  | Flood | 1 | 15 | Hall | 2202415 | Hall | 0.02963%
22024 | 15 | 2 |  | Manual | 1 | Wall Mount | Linear Fluorescent | 48 | T-12 | 1 | 40 | Hall | 2202415 | Hall | 0.02963%
22039 | 1 | 1 |  | Manual | 1 | Chandelier (Hanging) | Incandescent |  | Standard A Lamp | 5 | 60 | Dining Room | 220391 | Dining Room | 0.04732%
22039 | 2 | 1 |  | Manual | 1 | Wall Mount | Compact Fluorescent |  | Twist | 3 | 15 | Bathroom | 220392 | Bathroom | 0.04732%
22039 | 3 | 1 |  | Dimmer | 1 | Ceiling Fan | Incandescent |  | Standard A Lamp | 2 | 60 | Bathroom | 220393 | Bathroom | 0.04732%
22039 | 3 | 2 |  | Manual | 1 | Table | Compact Fluorescent |  | Twist | 1 | 15 | Bathroom | 220393 | Bathroom | 0.04732%
22039 | 4 | 1 |  | Manual | 1 | Ceiling Fixture | Linear Fluorescent | 48 | T-12 | 2 | 40 | Bedroom | 220394 | Bedroom | 0.04732%
22039 | 5 | 1 |  | Manual | 1 | Ceiling Fixture | Linear Fluorescent | 48 | T-12 | 2 | 40 | Laundry Room | 220395 | Laundry Room | 0.04732%
22039 | 6 | 1 |  | Manual | 1 | Ceiling Fixture | Incandescent |  | Standard A Lamp | 1 | 100 | Garage | 220396 | Garage | 0.04732%
22039 | 6 | 2 |  | Manual | 1 | Ceiling Fixture | Incandescent |  | Standard A Lamp | 1 | 60 | Garage | 220396 | Garage | 0.04732%
22039 | 7 | 1 |  | Manual | 1 | Wall Mount | Incandescent |  | Standard A Lamp | 4 | 60 | Bathroom | 220397 | Bathroom | 0.04732%
22039 | 8 | 1 |  | Manual | 1 | Ceiling Fan | Incandescent |  | Standard A Lamp | 2 | 40 | Living Room | 220398 | Living Room | 0.04732%
22039 | 9 | 1 |  | Manual | 1 | Ceiling Fan | Incandescent |  | Mini base | 4 | 40 | Family Room | 220399 | Family Room | 0.04732%
22039 | 9 | 2 |  | Manual | 1 | Floor lamp | Incandescent |  | Standard A Lamp | 1 | 100 | Family Room | 220399 | Family Room | 0.04732%
22039 | 10 | 1 |  | Manual | 2 | Ceiling Fixture | Incandescent |  | Standard A Lamp | 1 | 60 | Hall | 2203910 | Hall | 0.04732%
22039 | 10 | 2 |  | Manual | 1 | Chandelier (Hanging) | Incandescent |  | Standard A Lamp | 3 | 60 | Hall | 2203910 | Hall | 0.04732%
22039 | 11 | 1 |  | Manual | 1 | Floor lamp | Incandescent |  | Other | 1 | 25 | Master Bedroom | 2203911 | Master Bedroom | 0.04732%
22039 | 11 | 2 |  | Manual | 2 | Table | Incandescent |  | Standard A Lamp | 1 | 100 | Master Bedroom | 2203911 | Master Bedroom | 0.04732%
22039 | 12 | 1 |  | Manual | 1 | Wall Mount | Incandescent |  | Standard A Lamp | 4 | 60 | Bathroom | 2203912 | Bathroom | 0.04732%
22039 | 12 | 2 |  | Manual | 1 | Ceiling Fixture | Incandescent |  | Standard A Lamp | 3 | 60 | Bathroom | 2203912 | Bathroom | 0.04732%
22039 | 13 | 1 |  | Manual | 1 | Ceiling Fixture | Incandescent |  | Standard A Lamp | 2 | 60 | Closet | 2203913 | Closet | 0.04732%
22039 | 14 | 1 |  | Manual | 4 | Recessed Can | Incandescent |  | Reflector | 1 | 75 | Kitchen | 2203914 | Kitchen | 0.04732%
22039 | 14 | 2 |  | Manual | 2 | Chandelier (Hanging) | Compact Fluorescent |  | Pin base | 1 | 22 | Kitchen | 2203914 | Kitchen | 0.04732%
22039 | 15 | 1 |  | Manual | 1 | Ceiling Fixture | Incandescent |  | Standard A Lamp | 2 | 60 | Bedroom | 2203915 | Bedroom | 0.04732%
22041 | 1 | 1 |  | Manual | 1 | Ceiling Fixture | Incandescent |  | Standard A Lamp | 1 | 60 | Bathroom | 220411 | Bathroom | 0.05296%
22041 | 1 | 2 |  | Manual | 1 | Wall Mount | Compact Fluorescent |  | Globe | 3 | 15 | Bathroom | 220411 | Bathroom | 0.05296%
22041 | 2 | 1 |  | Manual | 1 | Ceiling Fixture | Incandescent |  | Standard A Lamp | 1 | 60 | Bathroom | 220412 | Bathroom | 0.05296%
22041 | 2 | 2 |  | Manual | 1 | Wall Mount | Incandescent |  | Decorative | 4 | 25 | Bathroom | 220412 | Bathroom | 0.05296%
22041 | 3 | 1 |  | Manual | 1 | Ceiling Fixture | Compact Fluorescent |  | Twist | 2 | 15 | Bedroom | 220413 | Bedroom | 0.05296%
22041 | 3 | 2 |  | Manual | 2 | Wall Mount | Incandescent |  | Standard A Lamp | 1 | 65 | Bedroom | 220413 | Bedroom | 0.05296%
22041 | 4 | 1 |  | Manual | 1 | Ceiling Fixture | Incandescent |  | Standard A Lamp | 2 | 65 | Bedroom | 220414 | Bedroom | 0.05296%
22041 | 5 | 1 |  | Manual | 2 | Ceiling Fixture | Compact Fluorescent |  | Twist | 2 | 22 | Hall | 220415 | Hall | 0.05296%
22041 | 6 | 1 |  | Manual | 1 | Ceiling Fixture | Linear Fluorescent | 48 | T-8 | 2 | 60 | Hall | 220416 | Hall | 0.05296%
22041 | 7 | 1 |  | Manual | 2 | Ceiling Fixture | Compact Fluorescent |  | Circline (Screw Base) | 1 | 36 | Kitchen | 220417 | Kitchen | 0.05296%
22041 | 7 | 2 |  | Manual | 1 | Chandelier (Hanging) | Incandescent |  | Standard A Lamp | 2 | 100 | Kitchen | 220417 | Kitchen | 0.05296%
22041 | 7 | 3 |  | Manual | 1 | Chandelier (Hanging) | Halogen |  | PAR | 1 | 50 | Kitchen | 220417 | Kitchen | 0.05296%
22041 | 8 | 1 |  | Manual | 1 | Ceiling Fixture | Compact Fluorescent |  | Twist | 1 | 22 | Laundry Room | 220418 | Laundry Room | 0.05296%
22041 | 8 | 2 |  | Manual | 1 | Ceiling Fixture | Linear Fluorescent | 36 | T-8 | 2 | 40 | Laundry Room | 220418 | Laundry Room | 0.05296%
22041 | 9 | 1 |  | Manual | 3 | Torchiere | Compact Fluorescent |  | 3-Way CFL | 1 | 22 | Living Room | 220419 | Living Room | 0.05296%
22041 | 10 | 1 |  | Manual | 1 | Ceiling Fixture | Incandescent |  | Standard A Lamp | 2 | 60 | Master Bedroom | 2204110 | Master Bedroom | 0.05296%
22041 | 10 | 2 |  | Manual | 2 | Table | Compact Fluorescent |  | Twist | 2 | 15 | Master Bedroom | 2204110 | Master Bedroom | 0.05296%
22041 | 10 | 3 |  | Manual | 1 | Torchiere | Compact Fluorescent |  | 3-Way CFL | 1 | 22 | Master Bedroom | 2204110 | Master Bedroom | 0.05296%
22041 | 11 | 1 |  | Manual | 1 | Chandelier (Hanging) | Compact Fluorescent |  | Globe | 3 | 22 | Office | 2204111 | Office | 0.05296%
22041 | 12 | 1 |  | Manual | 2 | Ceiling Fixture | Linear Fluorescent | 36 | T-8 | 2 | 40 | Family Room | 2204112 | Family Room | 0.05296%
22041 | 12 | 2 |  | Manual | 2 | Wall Mount | Compact Fluorescent |  | Twist | 1 | 22 | Family Room | 2204112 | Family Room | 0.05296%
22047 | 1 | 1 |  | Manual | 2 | Recessed Can | Compact Fluorescent |  | Twist | 1 | 15 | Bathroom | 220471 | Bathroom | 0.09408%
22047 | 1 | 2 |  | Manual | 3 | Wall Mount | Linear Fluorescent | 36 | T-8 | 2 | 32 | Bathroom | 220471 | Bathroom | 0.09408%
22047 | 2 | 1 |  | Manual | 2 | Ceiling Fixture | Compact Fluorescent |  | Twist | 2 | 15 | Bedroom | 220472 | Bedroom | 0.09408%
22047 | 3 | 1 |  | Manual | 1 | Ceiling Fixture | Compact Fluorescent |  | Twist | 2 | 15 | Bedroom | 220473 | Bedroom | 0.09408%
22047 | 4 | 1 |  | Manual | 1 | Ceiling Fixture | Compact Fluorescent |  | Twist | 2 | 15 | Dining Room | 220474 | Dining Room | 0.09408%
22047 | 5 | 1 |  | Manual | 1 | Ceiling Fixture | Compact Fluorescent |  | Twist | 4 | 22 | Family Room | 220475 | Family Room | 0.09408%
22047 | 6 | 1 |  | Manual | 1 | Ceiling Fixture | Compact Fluorescent |  | Twist | 1 | 15 | Hall | 220476 | Hall | 0.09408%
22047 | 7 | 1 |  | Manual | 1 | Ceiling Fixture | Compact Fluorescent |  | Twist | 1 | 22 | Kitchen | 220477 | Kitchen | 0.09408%
22047 | 7 | 2 |  | Manual | 1 | Ceiling Fixture | Linear Fluorescent | 48 | T-12 | 4 | 32 | Kitchen | 220477 | Kitchen | 0.09408%
22047 | 8 | 1 |  | Manual | 1 | Ceiling Fixture | Incandescent |  | Standard A Lamp | 2 | 60 | Family Room | 220478 | Family Room | 0.09408%
22047 | 8 | 2 |  | Manual | 2 | Ceiling Fixture | Incandescent |  | Mini base | 3 | 60 | Family Room | 220478 | Family Room | 0.09408%
22047 | 8 | 3 |  | Manual | 1 | Floor lamp | Incandescent |  | Heat Lamp | 5 | 60 | Family Room | 220478 | Family Room | 0.09408%
22047 | 8 | 4 |  | Manual | 1 | Floor lamp | Incandescent |  | Standard A Lamp | 1 | 150 | Family Room | 220478 | Family Room | 0.09408%
22047 | 9 | 1 |  | Manual | 1 | Ceiling Fixture | Compact Fluorescent |  | Twist | 4 | 15 | Bedroom | 220479 | Bedroom | 0.09408%
22047 | 9 | 2 |  | Manual | 1 | Table | Compact Fluorescent |  | Twist | 1 | 15 | Bedroom | 220479 | Bedroom | 0.09408%
22047 | 10 | 1 |  | Manual | 1 | Ceiling Fixture | Compact Fluorescent |  | Twist | 1 | 15 | Office | 2204710 | Office | 0.09408%
22047 | 11 | 1 |  | Manual | 1 | Ceiling Fixture | Compact Fluorescent |  | Twist | 1 | 15 | Bathroom | 2204711 | Bathroom | 0.09408%
22047 | 11 | 2 |  | Dimmer | 1 | Wall Mount | Compact Fluorescent |  | Globe | 6 | 7 | Bathroom | 2204711 | Bathroom | 0.09408%
22052 | 1 | 1 |  | Manual | 1 | Wall Mount | Incandescent |  | Standard A Lamp | 2 | 65 | Bathroom | 220521 | Bathroom | 0.04732%
22052 | 2 | 1 |  | Manual | 1 | Ceiling Fixture | Compact Fluorescent |  | Twist | 3 | 22 | Bedroom | 220522 | Bedroom | 0.04732%
22052 | 2 | 2 |  | Manual | 1 | Table | Compact Fluorescent |  | Twist | 1 | 22 | Bedroom | 220522 | Bedroom | 0.04732%
22052 | 3 | 1 |  | Manual | 1 | Ceiling Fan | Incandescent |  | Mini base | 3 | 25 | Bedroom | 220523 | Bedroom | 0.04732%
22052 | 3 | 2 |  | Manual | 1 | Table | Compact Fluorescent |  | Twist | 1 | 22 | Bedroom | 220523 | Bedroom | 0.04732%
22052 | 4 | 1 |  | Manual | 1 | Ceiling Fan | Compact Fluorescent |  | A shape bulb | 3 | 22 | Bedroom | 220524 | Bedroom | 0.04732%
22052 | 4 | 2 |  | Manual | 1 | Torchiere | Compact Fluorescent |  | Twist | 1 | 22 | Bedroom | 220524 | Bedroom | 0.04732%
22052 | 5 | 1 |  | Manual | 2 | Ceiling Fixture | Linear Fluorescent | 48 | T-8 | 2 | 32 | Garage | 220525 | Garage | 0.04732%
22052 | 5 | 2 |  | Timer | 1 | Garage door opener | Incandescent |  | Standard A Lamp | 2 | 60 | Garage | 220525 | Garage | 0.04732%
22052 | 6 | 1 |  | Manual | 1 | Recessed Can | Compact Fluorescent |  | Twist | 1 | 22 | Hall | 220526 | Hall | 0.04732%
22052 | 7 | 1 |  | Manual | 1 | Recessed Can | Incandescent |  | Reflector | 1 | 75 | Hall | 220527 | Hall | 0.04732%
22052 | 8 | 1 |  | Manual | 5 | Recessed Can | Incandescent |  | Reflector | 1 | 75 | Kitchen | 220528 | Kitchen | 0.04732%
22052 | 8 | 2 |  | Manual | 1 | Chandelier (Hanging) | Incandescent |  | Standard A Lamp | 3 | 60 | Kitchen | 220528 | Kitchen | 0.04732%
22052 | 9 | 1 |  | Manual | 1 | Ceiling Fixture | Incandescent |  | Standard A Lamp | 3 | 60 | Laundry Room | 220529 | Laundry Room | 0.04732%
22052 | 10 | 1 |  | Manual | 1 | Ceiling Fan | Incandescent |  | Standard A Lamp | 4 | 60 | Living Room | 2205210 | Living Room | 0.04732%
22052 | 11 | 1 |  | Manual | 1 | Wall Mount | Incandescent |  | Standard A Lamp | 4 | 60 | Bathroom | 2205211 | Bathroom | 0.04732%
22052 | 12 | 1 |  | Manual | 1 | Ceiling Fan | Compact Fluorescent |  | A shape bulb | 3 | 22 | Master Bedroom | 2205212 | Master Bedroom | 0.04732%
22052 | 12 | 2 |  | Manual | 1 | Table | Compact Fluorescent |  | Twist | 1 | 22 | Master Bedroom | 2205212 | Master Bedroom | 0.04732%
22053 | 1 | 1 |  | Manual | 1 | Wall Mount | Incandescent |  | Mini base | 1 | 25 | Dining Room | 220531 | Dining Room | 0.05169%
22053 | 1 | 2 |  | Dimmer | 1 | Ceiling Fixture | Incandescent |  | Globe | 1 | 40 | Dining Room | 220531 | Dining Room | 0.05169%
22053 | 2 | 1 |  | Manual | 1 | Wall Mount | Compact Fluorescent |  | Twist | 2 | 22 | Bathroom | 220532 | Bathroom | 0.05169%
22053 | 3 | 1 |  | Manual | 1 | Ceiling Fixture | Compact Fluorescent |  | Twist | 1 | 15 | Laundry Room | 220533 | Laundry Room | 0.05169%
22053 | 4 | 1 |  | Manual | 1 | Ceiling Fixture | Compact Fluorescent |  | Twist | 3 | 15 | Office | 220534 | Office | 0.05169%
22053 | 4 | 2 |  | Manual | 1 | Table | Incandescent |  | Standard A Lamp | 1 | 60 | Office | 220534 | Office | 0.05169%
22053 | 5 | 1 |  | Manual | 4 | Ceiling Fixture | Compact Fluorescent |  | Twist | 1 | 22 | Garage | 220535 | Garage | 0.05169%
22053 | 5 | 2 |  | Manual | 1 | Garage door opener | Compact Fluorescent |  | Twist | 1 | 22 | Garage | 220535 | Garage | 0.05169%
22053 | 6 | 1 |  | Manual | 6 | Recessed Can | Compact Fluorescent |  | Twist | 1 | 15 | Kitchen | 220536 | Kitchen | 0.05169%
22053 | 7 | 1 |  | Manual | 2 | Floor lamp | Compact Fluorescent |  | Twist | 1 | 22 | Living Room | 220537 | Living Room | 0.05169%
22053 | 7 | 2 |  | Manual | 2 | Table | Compact Fluorescent |  | Twist | 1 | 22 | Living Room | 220537 | Living Room | 0.05169%
22053 | 7 | 3 |  | Manual | 1 | Table | Incandescent |  | Standard A Lamp | 1 | 60 | Living Room | 220537 | Living Room | 0.05169%
22053 | 8 | 1 |  | Manual | 1 | Ceiling Fixture | Incandescent |  | Clear | 1 | 65 | Hall | 220538 | Hall | 0.05169%
22053 | 8 | 2 |  | Dimmer | 1 | Wall Mount | Incandescent |  | Clear | 1 | 60 | Hall | 220538 | Hall | 0.05169%
22053 | 8 | 3 |  | Manual | 3 | Ceiling Fixture | Compact Fluorescent |  | Twist | 1 | 22 | Hall | 220538 | Hall | 0.05169%
22053 | 9 | 1 |  | Manual | 1 | Ceiling Fixture | Compact Fluorescent |  | Twist | 1 | 15 | Master Bedroom | 220539 | Master Bedroom | 0.05169%
22053 | 9 | 2 |  | Manual | 1 | Wall Mount | Compact Fluorescent |  | Twist | 1 | 15 | Master Bedroom | 220539 | Master Bedroom | 0.05169%
22053 | 9 | 3 |  | Motion | 1 | Table | Compact Fluorescent |  | Twist | 1 | 22 | Master Bedroom | 220539 | Master Bedroom | 0.05169%
22053 | 10 | 1 |  | Manual | 1 | Wall Mount | Compact Fluorescent |  | A shape bulb | 2 | 22 | Bathroom | 2205310 | Bathroom | 0.05169%
22053 | 11 | 1 |  | Manual | 1 | Ceiling Fixture | Compact Fluorescent |  | Twist | 1 | 15 | Master Bedroom | 2205311 | Master Bedroom | 0.05169%
22053 | 11 | 2 |  | Manual | 2 | Wall Mount | Compact Fluorescent |  | Twist | 1 | 15 | Master Bedroom | 2205311 | Master Bedroom | 0.05169%
22053 | 11 | 3 |  | Manual | 1 | Table | Incandescent |  | Clear | 1 | 60 | Master Bedroom | 2205311 | Master Bedroom | 0.05169%
22053 | 11 | 4 |  | Manual | 1 | Table | Compact Fluorescent |  | Twist | 1 | 22 | Master Bedroom | 2205311 | Master Bedroom | 0.05169%
22053 | 12 | 1 |  | Manual | 1 | Ceiling Fixture | Compact Fluorescent |  | Twist | 1 | 22 | Closet | 2205312 | Closet | 0.05169%
22053 | 13 | 1 |  | Manual | 1 | Ceiling Fixture | Compact Fluorescent |  | Twist | 1 | 15 | Hall | 2205313 | Hall | 0.05169%
22059 | 1 | 1 |  | Manual | 1 | Wall Mount | Compact Fluorescent |  | Twist | 4 | 15 | Bathroom | 220591 | Bathroom | 0.04732%
22059 | 2 | 1 |  | Manual | 1 | Table | Incandescent |  | Standard A Lamp | 1 | 15 | Bedroom | 220592 | Bedroom | 0.04732%
22059 | 2 | 2 |  | Manual | 1 | Ceiling Fixture | Compact Fluorescent |  | Twist | 1 | 15 | Bedroom | 220592 | Bedroom | 0.04732%
22059 | 2 | 3 |  | Manual | 1 | Floor lamp | Halogen |  | Other | 1 | 20 | Bedroom | 220592 | Bedroom | 0.04732%
22059 | 3 | 1 |  | Manual | 1 | Chandelier (Hanging) | Compact Fluorescent |  | Twist | 5 | 15 | Dining Room | 220593 | Dining Room | 0.04732%
22059 | 4 | 1 |  | Manual | 1 | Wall Mount | Halogen |  | Quartz Tube | 1 | 500 | Garage | 220594 | Garage | 0.04732%
22059 | 4 | 2 |  | Manual | 1 | Garage door opener | Incandescent |  | Standard A Lamp | 2 | 60 | Garage | 220594 | Garage | 0.04732%
22059 | 4 | 3 |  | Manual | 2 | Ceiling Fixture | Incandescent |  | Standard A Lamp | 2 | 125 | Garage | 220594 | Garage | 0.04732%
22059 | 5 | 1 |  | Manual | 1 | Ceiling Fixture | Incandescent |  | Standard A Lamp | 1 | 60 | Hall | 220595 | Hall | 0.04732%
22059 | 6 | 1 |  | Manual | 1 | Ceiling Fan | Compact Fluorescent |  | Pin base | 4 | 22 | Kitchen | 220596 | Kitchen | 0.04732%
22059 | 6 | 2 |  | Manual | 1 | Recessed Can | Incandescent |  | Reflector | 1 | 75 | Kitchen | 220596 | Kitchen | 0.04732%
22059 | 6 | 3 |  | Manual | 1 | Architectural | Incandescent |  | Mini base | 1 | 25 | Kitchen | 220596 | Kitchen | 0.04732%
22059 | 7 | 1 |  | Manual | 1 | Recessed Can | Incandescent |  | Reflector | 1 | 75 | Laundry Room | 220597 | Laundry Room | 0.04732%
22059 | 8 | 1 |  | Manual | 1 | Ceiling Fan | Compact Fluorescent |  | Twist | 3 | 15 | Living Room | 220598 | Living Room | 0.04732%
22059 | 8 | 2 |  | Manual | 1 | Floor lamp | Incandescent |  | Standard A Lamp | 1 | 75 | Living Room | 220598 | Living Room | 0.04732%
22059 | 9 | 1 |  | Manual | 1 | Wall Mount | Compact Fluorescent |  | Twist | 4 | 15 | Bathroom | 220599 | Bathroom | 0.04732%
22059 | 9 | 2 |  | Manual | 1 | Recessed Can | Incandescent |  | Reflector | 1 | 75 | Bathroom | 220599 | Bathroom | 0.04732%
22059 | 10 | 1 |  | Manual | 1 | Table | Incandescent |  | Mini base | 1 | 40 | Master Bedroom | 2205910 | Master Bedroom | 0.04732%
22059 | 10 | 2 |  | Manual | 1 | Ceiling Fan | Compact Fluorescent |  | Twist | 1 | 15 | Master Bedroom | 2205910 | Master Bedroom | 0.04732%
22059 | 10 | 3 |  | Manual | 1 | Table | Incandescent |  | Standard A Lamp | 1 | 60 | Master Bedroom | 2205910 | Master Bedroom | 0.04732%
22059 | 11 | 1 |  | Manual | 1 | Table | Incandescent |  | Standard A Lamp | 1 | 75 | Office | 2205911 | Office | 0.04732%
22059 | 11 | 2 |  | Manual | 1 | Ceiling Fixture | Compact Fluorescent |  | Twist | 2 | 15 | Office | 2205911 | Office | 0.04732%
22061 | 1 | 1 |  | Manual | 1 | Track | Incandescent |  | Standard A Lamp | 3 | 75 | Bathroom | 220611 | Bathroom | 0.04732%
22061 | 1 | 2 |  | Manual | 1 | Wall Mount | Compact Fluorescent |  | Twist | 2 | 22 | Bathroom | 220611 | Bathroom | 0.04732%
22061 | 2 | 1 |  | Manual | 1 | Wall Mount | Incandescent |  | Standard A Lamp | 4 | 65 | Bathroom | 220612 | Bathroom | 0.04732%
22061 | 3 | 1 |  | Manual | 1 | Ceiling Fixture | Incandescent |  | Standard A Lamp | 1 | 60 | Bedroom | 220613 | Bedroom | 0.04732%
22061 | 4 | 1 |  | Manual | 2 | Ceiling Fixture | Linear Fluorescent | 48 | T-12 | 2 | 40 | Family Room | 220614 | Family Room | 0.04732%
22061 | 5 | 1 |  | Manual | 4 | Ceiling Fixture | Linear Fluorescent | 48 | T-12 | 2 | 40 | Other | 220615 | Other | 0.04732%
22061 | 6 | 1 |  | Manual | 2 | Ceiling Fixture | Linear Fluorescent | 48 | T-12 | 2 | 40 | Garage | 220616 | Garage | 0.04732%
22061 | 7 | 1 |  | Manual | 1 | Ceiling Fixture | Incandescent |  | Standard A Lamp | 1 | 75 | Hall | 220617 | Hall | 0.04732%
22061 | 8 | 1 |  | Manual | 1 | Track | Compact Fluorescent |  | Twist | 3 | 22 | Kitchen | 220618 | Kitchen | 0.04732%
22061 | 8 | 2 |  | Manual | 1 | Chandelier (Hanging) | Incandescent |  | Decorative | 5 | 40 | Kitchen | 220618 | Kitchen | 0.04732%
22061 | 8 | 3 |  | Manual | 1 | Wall Mount | Incandescent |  | Standard A Lamp | 4 | 60 | Kitchen | 220618 | Kitchen | 0.04732%
22061 | 9 | 1 |  | Manual | 1 | Ceiling Fan | Incandescent |  | Decorative | 3 | 40 | Living Room | 220619 | Living Room | 0.04732%
22061 | 9 | 2 |  | Manual | 1 | Floor lamp | Compact Fluorescent |  | Twist | 1 | 22 | Living Room | 220619 | Living Room | 0.04732%
22061 | 9 | 3 |  | Manual | 1 | Ceiling Fixture | Incandescent |  | Standard A Lamp | 3 | 60 | Living Room | 220619 | Living Room | 0.04732%
22061 | 10 | 1 |  | Manual | 1 | Wall Mount | Incandescent |  | Standard A Lamp | 3 | 60 | Bathroom | 2206110 | Bathroom | 0.04732%
22061 | 11 | 1 |  | Manual | 1 | Ceiling Fixture | Incandescent |  | Standard A Lamp | 2 | 60 | Master Bedroom | 2206111 | Master Bedroom | 0.04732%
22061 | 11 | 2 |  | Manual | 2 | Table | Incandescent |  | Standard A Lamp | 1 | 75 | Master Bedroom | 2206111 | Master Bedroom | 0.04732%
22061 | 11 | 3 |  | Manual | 1 | Track | Incandescent |  | Standard A Lamp | 3 | 60 | Master Bedroom | 2206111 | Master Bedroom | 0.04732%
22061 | 12 | 1 |  | Manual | 1 | Ceiling Fixture | Compact Fluorescent |  | Twist | 2 | 15 | Office | 2206112 | Office | 0.04732%
22061 | 12 | 2 |  | Manual | 1 | Floor lamp | Incandescent |  | Standard A Lamp | 3 | 60 | Office | 2206112 | Office | 0.04732%
22061 | 13 | 1 |  | Manual | 1 | Ceiling Fixture | Incandescent |  | Standard A Lamp | 2 | 60 | Office | 2206113 | Office | 0.04732%
22061 | 13 | 2 |  | Manual | 2 | Table | Incandescent |  | Standard A Lamp | 1 | 75 | Office | 2206113 | Office | 0.04732%
22061 | 13 | 3 |  | Manual | 2 | Floor lamp | Incandescent |  | Standard A Lamp | 1 | 60 | Office | 2206113 | Office | 0.04732%
22061 | 14 | 1 |  | Manual | 2 | Ceiling Fixture | Incandescent |  | Standard A Lamp | 2 | 65 | Other | 2206114 | Other | 0.04732%
22061 | 14 | 2 |  | Manual | 1 | Torchiere | Compact Fluorescent |  | Twist | 1 | 22 | Other | 2206114 | Other | 0.04732%
22061 | 14 | 3 |  | Manual | 1 | Floor lamp | Compact Fluorescent |  | Twist | 1 | 22 | Other | 2206114 | Other | 0.04732%
22061 | 14 | 4 |  | Manual | 1 | Table | Incandescent |  | Standard A Lamp | 1 | 60 | Other | 2206114 | Other | 0.04732%
22077 | 1 | 1 |  | Manual | 1 | Wall Mount | Compact Fluorescent |  | Twist | 1 | 15 | Bathroom | 220771 | Bathroom | 0.09408%
22077 | 2 | 1 |  | Manual | 1 | Ceiling Fixture | Incandescent |  | Standard A Lamp | 1 | 60 | Bathroom | 220772 | Bathroom | 0.09408%
22077 | 3 | 1 |  | Manual | 1 | Ceiling Fixture | Incandescent |  | Standard A Lamp | 1 | 60 | Closet | 220773 | Closet | 0.09408%
22077 | 5 | 1 |  | Manual | 1 | Ceiling Fixture | Incandescent |  | Standard A Lamp | 1 | 60 | Kitchen | 220775 | Kitchen | 0.09408%
22077 | 6 | 1 |  | Manual | 2 | Ceiling Fixture | Compact Fluorescent |  | Twist | 1 | 22 | Laundry Room | 220776 | Laundry Room | 0.09408%
22077 | 8 | 1 |  | Manual | 1 | Table | Incandescent |  | Standard A Lamp | 1 | 60 | Closet | 220778 | Closet | 0.09408%
22077 | 9 | 1 |  | Manual | 1 | Ceiling Fixture | Incandescent |  | Standard A Lamp | 1 | 60 | Other | 220779 | Other | 0.09408%
22077 | 10 | 1 |  | Manual | 1 | Ceiling Fixture | Compact Fluorescent |  | Twist | 2 | 22 | Living Room | 2207710 | Living Room | 0.09408%
22077 | 11 | 1 |  | Manual | 1 | Ceiling Fixture | Compact Fluorescent |  | Twist | 1 | 22 | Bedroom | 2207711 | Bedroom | 0.09408%
22077 | 11 | 2 |  | Manual | 1 | Table | Incandescent |  | Standard A Lamp | 1 | 60 | Bedroom | 2207711 | Bedroom | 0.09408%
22084 | 1 | 1 |  | Manual | 1 | Recessed Can | Incandescent |  | Reflector | 1 | 75 | Bathroom | 220841 | Bathroom | 0.05296%
22084 | 1 | 2 |  | Manual | 2 | Ceiling Fixture | Linear Fluorescent | 48 | T-8 | 2 | 40 | Bathroom | 220841 | Bathroom | 0.05296%
22084 | 1 | 3 |  | Manual | 2 | Wall Mount | Incandescent |  | Reflector | 1 | 65 | Bathroom | 220841 | Bathroom | 0.05296%
22084 | 2 | 1 |  | Manual | 1 | Ceiling Fixture | Incandescent |  | Standard A Lamp | 1 | 60 | Bedroom | 220842 | Bedroom | 0.05296%
22084 | 2 | 2 |  | Manual | 2 | Wall Mount | Incandescent |  | Standard A Lamp | 1 | 60 | Bedroom | 220842 | Bedroom | 0.05296%
22084 | 3 | 1 |  | Manual | 2 | Table | Incandescent |  | 3-Way Incandescent | 1 | 150 | Bedroom | 220843 | Bedroom | 0.05296%
22084 | 3 | 2 |  | Manual | 1 | Torchiere | Compact Fluorescent |  | Twist | 1 | 28 | Bedroom | 220843 | Bedroom | 0.05296%
22084 | 3 | 3 |  | Manual | 2 | Wall Mount | Incandescent |  | Standard A Lamp | 1 | 60 | Bedroom | 220843 | Bedroom | 0.05296%
22084 | 4 | 1 |  | Manual | 1 | Wall Mount | Incandescent |  | Globe | 4 | 40 | Bathroom | 220844 | Bathroom | 0.05296%
22084 | 4 | 2 |  | Manual | 1 | Ceiling Fixture | Incandescent |  | Standard A Lamp | 1 | 60 | Bathroom | 220844 | Bathroom | 0.05296%
22084 | 5 | 1 |  | Manual | 4 | Ceiling Fixture | Incandescent |  | Globe | 4 | 25 | Other | 220845 | Other | 0.05296%
22084 | 5 | 2 |  | Manual | 1 | Ceiling Fixture | Compact Fluorescent |  | Twist | 3 | 22 | Other | 220845 | Other | 0.05296%
22084 | 5 | 3 |  | Manual | 1 | Table | Incandescent |  | Standard A Lamp | 1 | 100 | Other | 220845 | Other | 0.05296%
22084 | 6 | 1 |  | Manual | 1 | Chandelier (Hanging) | Incandescent |  | Decorative | 10 | 25 | Hall | 220846 | Hall | 0.05296%
22084 | 6 | 2 |  | Manual | 1 | Ceiling Fixture | Incandescent |  | Clear | 4 | 25 | Hall | 220846 | Hall | 0.05296%
22084 | 7 | 1 |  | Manual | 2 | Ceiling Fixture | Incandescent |  | Standard A Lamp | 1 | 60 | Garage | 220847 | Garage | 0.05296%
22084 | 7 | 2 |  | Timer | 1 | Garage door opener | Incandescent |  | Standard A Lamp | 2 | 65 | Garage | 220847 | Garage | 0.05296%
22084 | 8 | 1 |  | Manual | 1 | Ceiling Fixture | Incandescent |  | Standard A Lamp | 1 | 60 | Hall | 220848 | Hall | 0.05296%
22084 | 9 | 1 |  | Manual | 2 | Wall Mount | Incandescent |  | Standard A Lamp | 1 | 40 | Laundry Room | 220849 | Laundry Room | 0.05296%
22084 | 10 | 1 |  | Manual | 1 | Chandelier (Hanging) | Incandescent |  | Mini base | 5 | 25 | Kitchen | 2208410 | Kitchen | 0.05296%
22084 | 10 | 2 |  | Manual | 2 | Table | Incandescent |  | 3-Way Incandescent | 1 | 75 | Kitchen | 2208410 | Kitchen | 0.05296%
22084 | 10 | 3 |  | Manual | 1 | Torchiere | Incandescent |  | Reflector | 3 | 60 | Kitchen | 2208410 | Kitchen | 0.05296%
22084 | 10 | 4 |  | Manual | 1 | Ceiling Fan | Incandescent |  | Standard A Lamp | 4 | 40 | Kitchen | 2208410 | Kitchen | 0.05296%
22084 | 10 | 5 |  | Manual | 2 | Ceiling Fixture | Linear Fluorescent | 48 | T-8 | 4 | 32 | Kitchen | 2208410 | Kitchen | 0.05296%
22084 | 11 | 1 |  | Manual | 1 | Wall Mount | Incandescent |  | Reflector | 2 | 75 | Master Bedroom | 2208411 | Master Bedroom | 0.05296%
22084 | 11 | 2 |  | Manual | 1 | Table | Compact Fluorescent |  | Twist | 1 | 22 | Master Bedroom | 2208411 | Master Bedroom | 0.05296%
22084 | 12 | 1 |  | Manual | 1 | Ceiling Fixture | Incandescent |  | Standard A Lamp | 1 | 60 | Closet | 2208412 | Closet | 0.05296%
22086 | 1 | 1 |  | Manual | 1 | Wall Mount | Incandescent |  | Standard A Lamp | 5 | 40 | Bathroom | 220861 | Bathroom | 0.09408%
22086 | 2 | 1 |  | Manual | 1 | Ceiling Fixture | Incandescent |  | Standard A Lamp | 3 | 60 | Family Room | 220862 | Family Room | 0.09408%
22086 | 2 | 2 |  | Manual | 1 | Table | Incandescent |  | Standard A Lamp | 1 | 60 | Family Room | 220862 | Family Room | 0.09408%
22086 | 3 | 1 |  | Manual | 1 | Ceiling Fixture | Compact Fluorescent |  | Twist | 1 | 15 | Hall | 220863 | Hall | 0.09408%
22086 | 4 | 1 |  | Dimmer | 1 | Chandelier (Hanging) | Incandescent |  | Decorative | 4 | 60 | Dining Room | 220864 | Dining Room | 0.09408%
22086 | 5 | 1 |  | Manual | 1 | Ceiling Fixture | Incandescent |  | Standard A Lamp | 2 | 60 | Bedroom | 220865 | Bedroom | 0.09408%
22086 | 6 | 1 |  | Manual | 1 | Ceiling Fixture | Incandescent |  | Standard A Lamp | 1 | 60 | Closet | 220866 | Closet | 0.09408%
22086 | 7 | 1 |  | Manual | 1 | Ceiling Fixture | Incandescent |  | Standard A Lamp | 2 | 60 | Bedroom | 220867 | Bedroom | 0.09408%
22086 | 7 | 2 |  | Manual | 1 | Table | Incandescent |  | Standard A Lamp | 1 | 60 | Bedroom | 220867 | Bedroom | 0.09408%
22086 | 8 | 1 |  | Manual | 1 | Ceiling Fixture | Compact Fluorescent |  | Twist | 1 | 15 | Hall | 220868 | Hall | 0.09408%
22086 | 9 | 1 |  | Manual | 1 | Ceiling Fixture | Incandescent |  | Standard A Lamp | 3 | 60 | Living Room | 220869 | Living Room | 0.09408%
22086 | 9 | 2 |  | Manual | 1 | Floor lamp | Incandescent |  | Standard A Lamp | 2 | 60 | Living Room | 220869 | Living Room | 0.09408%
22086 | 10 | 1 | 1 bub of 2 out | Manual | 1 | Ceiling Fixture | Incandescent |  | Standard A Lamp | 1 | 60 | Garage | 2208610 | Garage | 0.09408%
22086 | 10 | 2 |  | Manual | 2 | Garage door opener | Incandescent |  | Standard A Lamp | 1 | 60 | Garage | 2208610 | Garage | 0.09408%
22086 | 10 | 3 |  | Manual | 1 | Low bay | Linear Fluorescent | 48 | T-12 | 2 | 25 | Garage | 2208610 | Garage | 0.09408%
22086 | 11 | 1 |  | Manual | 1 | Ceiling Fixture | Linear Fluorescent | 48 | T-12 | 4 | 40 | Kitchen | 2208611 | Kitchen | 0.09408%
22086 | 11 | 2 |  | Manual | 1 | Ceiling Fixture | Incandescent |  | Standard A Lamp | 1 | 60 | Kitchen | 2208611 | Kitchen | 0.09408%
22086 | 12 | 1 |  | Manual | 1 | Ceiling Fixture | Incandescent |  | Standard A Lamp | 1 | 60 | Laundry Room | 2208612 | Laundry Room | 0.09408%
22086 | 13 | 1 |  | Manual | 1 | Floor lamp | Incandescent |  | 3-Way Incandescent | 1 | 100 | Living Room | 2208613 | Living Room | 0.09408%
22086 | 14 | 1 |  | Manual | 1 | Ceiling Fixture | Incandescent |  | Standard A Lamp | 1 | 60 | Closet | 2208614 | Closet | 0.09408%
22086 | 15 | 1 |  | Manual | 1 | Ceiling Fixture | Compact Fluorescent |  | Twist | 2 | 15 | Bedroom | 2208615 | Bedroom | 0.09408%
22086 | 15 | 2 | bulb out on other lamp | Manual | 1 | Table | Incandescent |  | Standard A Lamp | 1 | 100 | Bedroom | 2208615 | Bedroom | 0.09408%
22086 | 15 | 3 | type t g4 base | Manual | 1 | Table | Halogen |  | MR | 1 | 20 | Bedroom | 2208615 | Bedroom | 0.09408%
22086 | 16 | 1 | display case not plugged in 25 watt bulb | Manual | 1 | Ceiling Fixture | Compact Fluorescent |  | Twist | 2 | 15 | Hall | 2208616 | Hall | 0.09408%
22086 | 17 | 1 | 1 bulb of 2 out | Manual | 1 | Ceiling Fixture | Incandescent |  | Standard A Lamp | 1 | 60 | Bathroom | 2208617 | Bathroom | 0.09408%
22086 | 17 | 2 |  | Manual | 1 | Floor lamp | Incandescent |  | Standard A Lamp | 1 | 60 | Bathroom | 2208617 | Bathroom | 0.09408%
22086 | 18 | 1 |  | Manual | 1 | Wall Mount | Incandescent |  | Clear | 8 | 40 | Bathroom | 2208618 | Bathroom | 0.09408%
22087 | 1 | 1 |  | Manual | 1 | Ceiling Fixture | Incandescent |  | Heat Lamp | 3 | 150 | Bathroom | 220871 | Bathroom | 0.04008%
22087 | 2 | 1 |  | Manual | 1 | Ceiling Fixture | Compact Fluorescent |  | Twist | 1 | 22 | Bedroom | 220872 | Bedroom | 0.04008%
22087 | 2 | 2 |  | Manual | 3 | Table | Incandescent |  | Standard A Lamp | 1 | 60 | Bedroom | 220872 | Bedroom | 0.04008%
22087 | 3 | 1 |  | Manual | 1 | Ceiling Fan | Compact Fluorescent |  | Twist | 1 | 22 | Dining Room | 220873 | Dining Room | 0.04008%
22087 | 4 | 1 |  | Dimmer | 2 | Floor lamp | Compact Fluorescent |  | Twist | 2 | 22 | Family Room | 220874 | Family Room | 0.04008%
22087 | 5 | 1 |  | Manual | 2 | Low bay | Linear Fluorescent | 48 | T-12 | 2 | 40 | Garage | 220875 | Garage | 0.04008%
22087 | 6 | 1 |  | Manual | 1 | Ceiling Fixture | Compact Fluorescent |  | Twist | 2 | 22 | Bedroom | 220876 | Bedroom | 0.04008%
22087 | 7 | 1 |  | Manual | 2 | Ceiling Fixture | Compact Fluorescent |  | Twist | 1 | 22 | Hall | 220877 | Hall | 0.04008%
22087 | 8 | 1 |  | Manual | 1 | Ceiling Fan | Compact Fluorescent |  | Twist | 2 | 22 | Hall | 220878 | Hall | 0.04008%
22087 | 8 | 2 |  | Manual | 1 | Ceiling Fixture | Incandescent |  | Standard A Lamp | 1 | 60 | Hall | 220878 | Hall | 0.04008%
22087 | 9 | 1 |  | Manual | 1 | Ceiling Fixture | Linear Fluorescent | 48 | T-12 | 2 | 40 | Kitchen | 220879 | Kitchen | 0.04008%
22087 | 9 | 2 |  | Manual | 1 | Track | Halogen |  | Quartz Tube | 2 | 30 | Kitchen | 220879 | Kitchen | 0.04008%
22087 | 10 | 1 |  | Manual | 1 | Wall Mount | Compact Fluorescent |  | A shape bulb | 2 | 15 | Bathroom | 2208710 | Bathroom | 0.04008%
22087 | 10 | 2 |  | Manual | 1 | Ceiling Fixture | Compact Fluorescent |  | Twist | 1 | 15 | Bathroom | 2208710 | Bathroom | 0.04008%
22087 | 11 | 1 |  | Manual | 2 | Floor lamp | Incandescent |  | Decorative | 2 | 65 | Master Bedroom | 2208711 | Master Bedroom | 0.04008%
22087 | 12 | 1 |  | Manual | 1 | Ceiling Fixture | Compact Fluorescent |  | Twist | 2 | 22 | Bedroom | 2208712 | Bedroom | 0.04008%
22087 | 12 | 2 |  | Manual | 1 | Table | Incandescent |  | Globe | 1 | 60 | Bedroom | 2208712 | Bedroom | 0.04008%
22087 | 12 | 3 |  | Manual | 1 | Chandelier (Hanging) | Compact Fluorescent |  | Twist | 1 | 15 | Bedroom | 2208712 | Bedroom | 0.04008%
22087 | 13 | 1 |  | Manual | 1 | Ceiling Fixture | Incandescent |  | Standard A Lamp | 1 | 75 | Laundry Room | 2208713 | Laundry Room | 0.04008%
22095 | 1 | 1 |  | Manual | 1 | Wall Mount | Incandescent |  | Globe | 4 | 60 | Bathroom | 220951 | Bathroom | 0.05296%
22095 | 2 | 1 |  | Manual | 1 | Wall Mount | Incandescent |  | Globe | 5 | 60 | Bathroom | 220952 | Bathroom | 0.05296%
22095 | 3 | 1 |  | Manual | 1 | Wall Mount | Incandescent |  | Globe | 4 | 60 | Bathroom | 220953 | Bathroom | 0.05296%
22095 | 4 | 1 |  | Manual | 1 | Ceiling Fan | Compact Fluorescent |  | Twist | 3 | 7 | Bedroom | 220954 | Bedroom | 0.05296%
22095 | 4 | 2 |  | Manual | 1 | Table | Incandescent |  | Reflector | 1 | 40 | Bedroom | 220954 | Bedroom | 0.05296%
22095 | 5 | 1 |  | Manual | 2 | Ceiling Fixture | Compact Fluorescent |  | Twist | 1 | 22 | Bedroom | 220955 | Bedroom | 0.05296%
22095 | 5 | 2 |  | Manual | 1 | Ceiling Fixture | Linear Fluorescent | 48 | T-12 | 2 | 40 | Bedroom | 220955 | Bedroom | 0.05296%
22095 | 6 | 1 |  | Manual | 1 | Track | Incandescent |  | Reflector | 3 | 65 | Hall | 220956 | Hall | 0.05296%
22095 | 7 | 1 |  | Manual | 2 | Ceiling Fixture | Linear Fluorescent | 48 | T-12 | 4 | 60 | Kitchen | 220957 | Kitchen | 0.05296%
22095 | 8 | 1 |  | Manual | 2 | Ceiling Fixture | Linear Fluorescent | 48 | T-12 | 2 | 60 | Laundry Room | 220958 | Laundry Room | 0.05296%
22095 | 9 | 1 |  | Manual | 2 | Track | Compact Fluorescent |  | Twist | 3 | 28 | Living Room | 220959 | Living Room | 0.05296%
22095 | 9 | 2 |  | Manual | 2 | Table | Incandescent |  | Standard A Lamp | 1 | 75 | Living Room | 220959 | Living Room | 0.05296%
22095 | 9 | 3 |  | Manual | 1 | Ceiling Fan | Incandescent |  | Standard A Lamp | 2 | 60 | Living Room | 220959 | Living Room | 0.05296%
22095 | 9 | 4 |  | Manual | 1 | Chandelier (Hanging) | Compact Fluorescent |  | Twist | 1 | 28 | Living Room | 220959 | Living Room | 0.05296%
22095 | 10 | 1 |  | Manual | 1 | Ceiling Fan | Compact Fluorescent |  | Twist | 4 | 15 | Master Bedroom | 2209510 | Master Bedroom | 0.05296%
22095 | 10 | 2 |  | Manual | 1 | Table | Compact Fluorescent |  | Twist | 1 | 15 | Master Bedroom | 2209510 | Master Bedroom | 0.05296%
22095 | 11 | 1 |  | Manual | 2 | Ceiling Fixture | Incandescent |  | Standard A Lamp | 4 | 60 | Office | 2209511 | Office | 0.05296%
22095 | 11 | 2 |  | Manual | 1 | Table | Linear Fluorescent | 24 | T-8 | 2 | 16 | Office | 2209511 | Office | 0.05296%
22095 | 12 | 1 |  | Manual | 1 | Ceiling Fixture | Incandescent |  | Globe | 3 | 65 | Hall | 2209512 | Hall | 0.05296%
22096 | 1 | 1 |  | Manual | 1 | Wall Mount | Incandescent |  | Standard A Lamp | 2 | 60 | Bathroom | 220961 | Bathroom | 0.09408%
22096 | 1 | 2 |  | Manual | 1 | Ceiling Fan | Incandescent |  | Standard A Lamp | 1 | 60 | Bathroom | 220961 | Bathroom | 0.09408%
22096 | 2 | 1 |  | Manual | 3 | Wall Mount | Incandescent |  | Standard A Lamp | 1 | 40 | Bathroom | 220962 | Bathroom | 0.09408%
22096 | 3 | 1 |  | Manual | 1 | Ceiling Fixture | Incandescent |  | Standard A Lamp | 2 | 60 | Bedroom | 220963 | Bedroom | 0.09408%
22096 | 3 | 2 |  | Manual | 1 | Table | Incandescent |  | Standard A Lamp | 1 | 60 | Bedroom | 220963 | Bedroom | 0.09408%
22096 | 4 | 1 |  | Manual | 1 | Ceiling Fan | Incandescent |  | Standard A Lamp | 3 | 60 | Bathroom | 220964 | Bathroom | 0.09408%
22096 | 5 | 1 |  | Manual | 2 | Ceiling Fixture | Incandescent |  | Standard A Lamp | 2 | 60 | Bedroom | 220965 | Bedroom | 0.09408%
22096 | 6 | 1 |  | Manual | 1 | Ceiling Fixture | Incandescent |  | Standard A Lamp | 2 | 60 | Bedroom | 220966 | Bedroom | 0.09408%
22096 | 7 | 1 |  | Manual | 3 | Ceiling Fixture | Linear Fluorescent | 48 | T-12 | 1 | 40 | Kitchen | 220967 | Kitchen | 0.09408%
22096 | 8 | 1 |  | Manual | 1 | Ceiling Fan | Incandescent |  | Standard A Lamp | 1 | 60 | Laundry Room | 220968 | Laundry Room | 0.09408%
22096 | 9 | 1 |  | Manual | 1 | Ceiling Fixture | Incandescent |  | Standard A Lamp | 1 | 60 | Other | 220969 | Other | 0.09408%
22096 | 10 | 1 |  | Manual | 2 | Table | Incandescent |  | Standard A Lamp | 1 | 100 | Family Room | 2209610 | Family Room | 0.09408%
22096 | 10 | 2 |  | Manual | 1 | Floor lamp | Incandescent |  | Standard A Lamp | 1 | 100 | Family Room | 2209610 | Family Room | 0.09408%
22096 | 11 | 1 |  | Manual | 1 | Wall Mount | Incandescent |  | Globe | 8 | 40 | Bathroom | 2209611 | Bathroom | 0.09408%
22096 | 11 | 2 |  | Manual | 1 | Ceiling Fixture | Incandescent |  | Standard A Lamp | 1 | 60 | Bathroom | 2209611 | Bathroom | 0.09408%
22096 | 12 | 1 |  | Manual | 3 | Ceiling Fixture | Linear Fluorescent | 48 | Fluorescent Unknown | 2 | 40 | Bedroom | 2209612 | Bedroom | 0.09408%
22096 | 13 | 1 |  | Manual | 2 | Wall Mount | Incandescent |  | Reflector | 1 | 65 | Living Room | 2209613 | Living Room | 0.09408%
22096 | 13 | 2 |  | Manual | 1 | Torchiere | Compact Fluorescent |  | Twist | 2 | 15 | Living Room | 2209613 | Living Room | 0.09408%
22096 | 13 | 3 |  | Manual | 2 | Ceiling Fixture | Incandescent |  | Standard A Lamp | 3 | 60 | Living Room | 2209613 | Living Room | 0.09408%
22096 | 14 | 1 |  | Manual | 1 | Architectural | Incandescent |  | Standard A Lamp | 5 | 60 | Dining Room | 2209614 | Dining Room | 0.09408%
22096 | 14 | 2 |  | Manual | 1 | Table | Incandescent |  | Standard A Lamp | 1 | 40 | Dining Room | 2209614 | Dining Room | 0.09408%
22096 | 15 | 1 |  | Manual | 1 | Ceiling Fixture | Incandescent |  | Standard A Lamp | 1 | 60 | Other | 2209615 | Other | 0.09408%
22108 | 1 | 1 |  | Manual | 3 | Torchiere | Incandescent |  | Standard A Lamp | 1 | 60 | Other | 221081 | Other | 0.04008%
22108 | 1 | 2 |  | Manual | 2 | Wall Mount | Incandescent |  | Standard A Lamp | 1 | 75 | Other | 221081 | Other | 0.04008%
22108 | 1 | 3 |  | Manual | 2 | Wall Mount | Incandescent |  | Standard A Lamp | 3 | 65 | Other | 221081 | Other | 0.04008%
22108 | 1 | 4 |  | Manual | 2 | Chandelier (Hanging) | Incandescent |  | Mini base | 6 | 25 | Other | 221081 | Other | 0.04008%
22108 | 2 | 1 |  | Manual | 1 | Wall Mount | Incandescent |  | Globe | 6 | 40 | Bathroom | 221082 | Bathroom | 0.04008%
22108 | 2 | 2 |  | Manual | 1 | Ceiling Fixture | Compact Fluorescent |  | Straight Tube | 1 | 28 | Bathroom | 221082 | Bathroom | 0.04008%
22108 | 2 | 3 |  | Manual | 1 | Recessed - other | Incandescent |  | Standard A Lamp | 1 | 40 | Bathroom | 221082 | Bathroom | 0.04008%
22108 | 3 | 1 |  | Manual | 1 | Wall Mount | Incandescent |  | Globe | 8 | 25 | Bathroom | 221083 | Bathroom | 0.04008%
22108 | 3 | 2 |  | Manual | 1 | Recessed Can | Incandescent |  | Reflector | 1 | 75 | Bathroom | 221083 | Bathroom | 0.04008%
22108 | 3 | 3 |  | Manual | 1 | Ceiling Fixture | Incandescent |  | Heat Lamp | 1 | 150 | Bathroom | 221083 | Bathroom | 0.04008%
22108 | 4 | 1 |  | Manual | 1 | Ceiling Fixture | Incandescent |  | Standard A Lamp | 2 | 40 | Bedroom | 221084 | Bedroom | 0.04008%
22108 | 4 | 2 |  | Manual | 2 | Table | Incandescent |  | Standard A Lamp | 1 | 60 | Bedroom | 221084 | Bedroom | 0.04008%
22108 | 5 | 1 |  | Manual | 1 | Ceiling Fixture | Compact Fluorescent |  | Twist | 1 | 15 | Bedroom | 221085 | Bedroom | 0.04008%
22108 | 5 | 2 |  | Manual | 1 | Table | Incandescent |  | Standard A Lamp | 1 | 40 | Bedroom | 221085 | Bedroom | 0.04008%
22108 | 6 | 1 |  | Manual | 1 | Chandelier (Hanging) | Compact Fluorescent |  | Straight Tube | 1 | 28 | Dining Room | 221086 | Dining Room | 0.04008%
22108 | 6 | 2 |  | Dimmer | 1 | Recessed Can | Compact Fluorescent |  | Twist | 1 | 15 | Dining Room | 221086 | Dining Room | 0.04008%
22108 | 7 | 1 |  | Manual | 3 | Wall Mount | Compact Fluorescent |  | Twist | 1 | 15 | Family Room | 221087 | Family Room | 0.04008%
22108 | 7 | 2 |  | Manual | 3 | Torchiere | Compact Fluorescent |  | Twist | 1 | 15 | Family Room | 221087 | Family Room | 0.04008%
22108 | 7 | 3 |  | Manual | 1 | Table | Compact Fluorescent |  | Twist | 1 | 15 | Family Room | 221087 | Family Room | 0.04008%
22108 | 8 | 1 |  | Manual | 4 | Ceiling Fixture | Linear Fluorescent | 44 | T-8 | 4 | 25 | Garage | 221088 | Garage | 0.04008%
22108 | 9 | 1 |  | Manual | 2 | Chandelier (Hanging) | Compact Fluorescent |  | Straight Tube | 1 | 28 | Kitchen | 221089 | Kitchen | 0.04008%
22108 | 9 | 2 |  | Manual | 3 | Recessed Can | Compact Fluorescent |  | Twist | 1 | 15 | Kitchen | 221089 | Kitchen | 0.04008%
22108 | 9 | 3 |  | Manual | 1 | Recessed - other | Incandescent |  | Standard A Lamp | 1 | 40 | Kitchen | 221089 | Kitchen | 0.04008%
22108 | 10 | 1 |  | Manual | 3 | Ceiling Fixture | Compact Fluorescent |  | Twist | 1 | 15 | Laundry Room | 2210810 | Laundry Room | 0.04008%
22108 | 11 | 1 |  | Manual | 2 | Recessed Can | Incandescent |  | Standard A Lamp | 1 | 60 | Living Room | 2210811 | Living Room | 0.04008%
22108 | 11 | 2 |  | Manual | 1 | Table | Incandescent |  | Globe | 1 | 40 | Living Room | 2210811 | Living Room | 0.04008%
22108 | 11 | 3 |  | Manual | 1 | Torchiere | Incandescent |  | Standard A Lamp | 1 | 40 | Living Room | 2210811 | Living Room | 0.04008%
22108 | 11 | 4 |  | Dimmer | 1 | Wall Mount | Incandescent |  | Standard A Lamp | 3 | 40 | Living Room | 2210811 | Living Room | 0.04008%
22108 | 12 | 1 |  | Manual | 1 | Ceiling Fixture | Incandescent |  | Standard A Lamp | 3 | 60 | Hall | 2210812 | Hall | 0.04008%
22108 | 13 | 1 |  | Manual | 2 | Ceiling Fixture | Compact Fluorescent |  | Twist | 1 | 15 | Office | 2210813 | Office | 0.04008%
22108 | 13 | 2 |  | Manual | 1 | Torchiere | Compact Fluorescent |  | Twist | 1 | 15 | Office | 2210813 | Office | 0.04008%
22108 | 13 | 3 |  | Manual | 1 | Table | Incandescent |  | Mini base | 2 | 5 | Office | 2210813 | Office | 0.04008%
22108 | 13 | 4 |  | Manual | 1 | Table | Incandescent |  | Standard A Lamp | 1 | 40 | Office | 2210813 | Office | 0.04008%
22108 | 14 | 1 |  | Manual | 1 | Ceiling Fixture | Incandescent |  | Standard A Lamp | 1 | 100 | Other | 2210814 | Other | 0.04008%
22108 | 15 | 1 |  | Manual | 2 | Ceiling Fixture | Incandescent |  | Standard A Lamp | 1 | 60 | Bedroom | 2210815 | Bedroom | 0.04008%
22108 | 15 | 2 |  | Manual | 2 | Table | Incandescent |  | Standard A Lamp | 1 | 40 | Bedroom | 2210815 | Bedroom | 0.04008%
22108 | 16 | 1 |  | Manual | 1 | Ceiling Fixture | Incandescent |  | Standard A Lamp | 2 | 40 | Hall | 2210816 | Hall | 0.04008%
22108 | 17 | 1 |  | Manual | 1 | Ceiling Fixture | Incandescent |  | Standard A Lamp | 1 | 60 | Other | 2210817 | Other | 0.04008%
22108 | 17 | 2 |  | Manual | 1 | Table | Incandescent |  | Standard A Lamp | 2 | 40 | Other | 2210817 | Other | 0.04008%
22109 | 1 | 1 |  | Manual | 1 | Wall Mount | Incandescent |  | Decorative | 2 | 40 | Bathroom | 221091 | Bathroom | 0.04732%
22109 | 2 | 1 |  | Manual | 4 | Recessed Can | Incandescent |  | Reflector | 1 | 75 | Bathroom | 221092 | Bathroom | 0.04732%
22109 | 2 | 2 |  | Manual | 2 | Wall Mount | Incandescent |  | Decorative | 2 | 40 | Bathroom | 221092 | Bathroom | 0.04732%
22109 | 3 | 1 |  | Manual | 2 | Wall Mount | Incandescent |  | Decorative | 3 | 40 | Bathroom | 221093 | Bathroom | 0.04732%
22109 | 3 | 2 |  | Manual | 2 | Recessed Can | Incandescent |  | Reflector | 1 | 75 | Bathroom | 221093 | Bathroom | 0.04732%
22109 | 4 | 1 |  | Manual | 1 | Ceiling Fixture | Incandescent |  | Standard A Lamp | 2 | 60 | Bedroom | 221094 | Bedroom | 0.04732%
22109 | 5 | 1 |  | Manual | 1 | Ceiling Fan | Incandescent |  | Standard A Lamp | 4 | 60 | Bedroom | 221095 | Bedroom | 0.04732%
22109 | 5 | 2 |  | Manual | 2 | Table | Incandescent |  | Standard A Lamp | 1 | 40 | Bedroom | 221095 | Bedroom | 0.04732%
22109 | 5 | 3 |  | Manual | 1 | Recessed Can | Incandescent |  | Reflector | 1 | 75 | Bedroom | 221095 | Bedroom | 0.04732%
22109 | 6 | 1 |  | Manual | 2 | Recessed Can | Incandescent |  | Reflector | 1 | 75 | Bedroom | 221096 | Bedroom | 0.04732%
22109 | 6 | 2 |  | Manual | 1 | Ceiling Fan | Incandescent |  | Standard A Lamp | 4 | 60 | Bedroom | 221096 | Bedroom | 0.04732%
22109 | 7 | 1 |  | Motion | 1 | Ceiling Fan | Incandescent |  | Standard A Lamp | 4 | 60 | Bedroom | 221097 | Bedroom | 0.04732%
22109 | 7 | 2 |  | Manual | 1 | Table | Incandescent |  | Standard A Lamp | 1 | 60 | Bedroom | 221097 | Bedroom | 0.04732%
22109 | 8 | 1 |  | Manual | 1 | Ceiling Fan | Incandescent |  | Standard A Lamp | 3 | 60 | Bedroom | 221098 | Bedroom | 0.04732%
22109 | 8 | 2 |  | Manual | 1 | Recessed Can | Incandescent |  | Reflector | 1 | 75 | Bedroom | 221098 | Bedroom | 0.04732%
22109 | 8 | 3 |  | Manual | 2 | Table | Incandescent |  | Standard A Lamp | 1 | 40 | Bedroom | 221098 | Bedroom | 0.04732%
22109 | 9 | 1 |  | Manual | 1 | Ceiling Fan | Compact Fluorescent |  | Twist | 4 | 15 | Bedroom | 221099 | Bedroom | 0.04732%
22109 | 9 | 2 |  | Manual | 2 | Table | Incandescent |  | Standard A Lamp | 1 | 60 | Bedroom | 221099 | Bedroom | 0.04732%
22109 | 9 | 3 |  | Manual | 1 | Wall Mount | Incandescent |  | Standard A Lamp | 1 | 40 | Bedroom | 221099 | Bedroom | 0.04732%
22109 | 10 | 1 |  | Manual | 2 | Ceiling Fixture | Incandescent |  | Standard A Lamp | 2 | 60 | Closet | 2210910 | Closet | 0.04732%
22109 | 11 | 1 |  | Manual | 1 | Ceiling Fixture | Incandescent |  | Standard A Lamp | 1 | 60 | Closet | 2210911 | Closet | 0.04732%
22109 | 12 | 1 |  | Manual | 1 | Chandelier (Hanging) | Incandescent |  | Standard A Lamp | 5 | 60 | Dining Room | 2210912 | Dining Room | 0.04732%
22109 | 13 | 1 |  | Manual | 1 | Ceiling Fan | Incandescent |  | Standard A Lamp | 1 | 60 | Family Room | 2210913 | Family Room | 0.04732%
22109 | 13 | 2 |  | Manual | 1 | Recessed Can | Incandescent |  | Reflector | 1 | 75 | Family Room | 2210913 | Family Room | 0.04732%
22109 | 13 | 3 |  | Manual | 1 | Floor lamp | Incandescent |  | Standard A Lamp | 1 | 100 | Family Room | 2210913 | Family Room | 0.04732%
22109 | 14 | 1 |  | Manual | 3 | Ceiling Fixture | Incandescent |  | Standard A Lamp | 2 | 60 | Garage | 2210914 | Garage | 0.04732%
22109 | 14 | 2 |  | Manual | 3 | Ceiling Fixture | Compact Fluorescent |  | Twist | 1 | 22 | Garage | 2210914 | Garage | 0.04732%
22109 | 15 | 1 |  | Manual | 2 | Recessed Can | Incandescent |  | Reflector | 1 | 75 | Hall | 2210915 | Hall | 0.04732%
22109 | 15 | 2 |  | Manual | 1 | Chandelier (Hanging) | Incandescent |  | Decorative | 9 | 40 | Hall | 2210915 | Hall | 0.04732%
22109 | 15 | 3 |  | Manual | 1 | Table | Compact Fluorescent |  | Twist | 2 | 15 | Hall | 2210915 | Hall | 0.04732%
22109 | 15 | 4 |  | Manual | 5 | Recessed Can | Incandescent |  | Reflector | 1 | 75 | Hall | 2210915 | Hall | 0.04732%
22109 | 16 | 1 |  | Manual | 10 | Recessed Can | Incandescent |  | Reflector | 1 | 75 | Kitchen | 2210916 | Kitchen | 0.04732%
22109 | 17 | 1 |  | Manual | 1 | Ceiling Fixture | Incandescent |  | Standard A Lamp | 1 | 60 | Laundry Room | 2210917 | Laundry Room | 0.04732%
22109 | 18 | 1 |  | Manual | 1 | Ceiling Fixture | Incandescent |  | Standard A Lamp | 1 | 25 | Living Room | 2210918 | Living Room | 0.04732%
22123 | 1 | 1 |  | Manual | 1 | Ceiling Fixture | Compact Fluorescent |  | Twist | 1 | 15 | Living Room | 221231 | Living Room | 0.02963%
22123 | 2 | 1 |  | Manual | 4 | Table | Incandescent |  | Standard A Lamp | 1 | 40 | Bedroom | 221232 | Bedroom | 0.02963%
22123 | 3 | 1 |  | Manual | 1 | Wall Mount | Incandescent |  | Standard A Lamp | 1 | 60 | Bathroom | 221233 | Bathroom | 0.02963%
22124 | 1 | 1 |  | Manual | 1 | Ceiling Fixture | Incandescent |  | Standard A Lamp | 1 | 60 | Bathroom | 221241 | Bathroom | 0.1084%
22124 | 2 | 1 |  | Manual | 1 | Wall Mount | Incandescent |  | Standard A Lamp | 2 | 60 | Bathroom | 221242 | Bathroom | 0.1084%
22124 | 2 | 2 |  | Manual | 1 | Ceiling Fixture | Incandescent |  | Standard A Lamp | 1 | 60 | Bathroom | 221242 | Bathroom | 0.1084%
22124 | 3 | 1 |  | Manual | 2 | Wall Mount | Incandescent |  | Standard A Lamp | 1 | 60 | Dining Room | 221243 | Dining Room | 0.1084%
22124 | 4 | 1 |  | Dimmer | 1 | Ceiling Fixture | Incandescent |  | Standard A Lamp | 1 | 60 | Family Room | 221244 | Family Room | 0.1084%
22124 | 4 | 2 |  | Dimmer | 2 | Wall Mount | Incandescent |  | Standard A Lamp | 1 | 60 | Family Room | 221244 | Family Room | 0.1084%
22124 | 4 | 3 |  | Manual | 1 | Table | Incandescent |  | Standard A Lamp | 1 | 60 | Family Room | 221244 | Family Room | 0.1084%
22124 | 5 | 1 |  | Manual | 1 | Chandelier (Hanging) | Incandescent |  | Standard A Lamp | 2 | 60 | Hall | 221245 | Hall | 0.1084%
22124 | 6 | 1 |  | Manual | 2 | Recessed Can | Compact Fluorescent |  | Reflector | 1 | 15 | Kitchen | 221246 | Kitchen | 0.1084%
22124 | 6 | 2 |  | Manual | 1 | Ceiling Fixture | Incandescent |  | Standard A Lamp | 1 | 60 | Kitchen | 221246 | Kitchen | 0.1084%
22124 | 6 | 3 |  | Manual | 1 | Other | Compact Fluorescent |  | Twist | 1 | 22 | Kitchen | 221246 | Kitchen | 0.1084%
22124 | 6 | 4 |  | Manual | 1 | Other | Incandescent |  | Other | 1 | 60 | Kitchen | 221246 | Kitchen | 0.1084%
22124 | 7 | 1 |  | Manual | 1 | Ceiling Fixture | Incandescent |  | Standard A Lamp | 1 | 60 | Laundry Room | 221247 | Laundry Room | 0.1084%
22124 | 8 | 1 |  | Motion | 2 | Recessed Can | Incandescent |  | Standard A Lamp | 1 | 60 | Office | 221248 | Office | 0.1084%
22124 | 9 | 1 |  | Manual | 1 | Chandelier (Hanging) | Incandescent |  | Standard A Lamp | 1 | 60 | Bedroom | 221249 | Bedroom | 0.1084%
22124 | 9 | 2 |  | Manual | 1 | Wall Mount | Incandescent |  | Standard A Lamp | 1 | 60 | Bedroom | 221249 | Bedroom | 0.1084%
22124 | 10 | 1 |  | Manual | 3 | Wall Mount | Incandescent |  | Mini base | 1 | 40 | Hall | 2212410 | Hall | 0.1084%
22124 | 11 | 1 |  | Manual | 1 | Ceiling Fixture | Compact Fluorescent |  | Twist | 1 | 15 | Bathroom | 2212411 | Bathroom | 0.1084%
22124 | 12 | 1 |  | Manual | 1 | Floor lamp | Incandescent |  | Standard A Lamp | 1 | 75 | Bedroom | 2212412 | Bedroom | 0.1084%
22124 | 12 | 2 |  | Manual | 1 | Floor lamp | Incandescent |  | Standard A Lamp | 1 | 60 | Bedroom | 2212412 | Bedroom | 0.1084%
22124 | 12 | 3 |  | Motion | 1 | Ceiling Fixture | Halogen |  | MR | 4 | 50 | Bedroom | 2212412 | Bedroom | 0.1084%
22124 | 12 | 4 |  | Manual | 1 | Table | Incandescent |  | Other | 1 | 20 | Bedroom | 2212412 | Bedroom | 0.1084%
22124 | 13 | 1 |  | Manual | 1 | Wall Mount | Incandescent |  | Mini base | 1 | 60 | Bathroom | 2212413 | Bathroom | 0.1084%
22124 | 13 | 2 |  | Manual | 1 | Chandelier (Hanging) | Compact Fluorescent |  | Twist | 1 | 15 | Bathroom | 2212413 | Bathroom | 0.1084%
22124 | 14 | 1 |  | Manual | 1 | Chandelier (Hanging) | Incandescent |  | Mini base | 4 | 60 | Master Bedroom | 2212414 | Master Bedroom | 0.1084%
22124 | 14 | 2 |  | Manual | 1 | Table | Incandescent |  | 3-Way Incandescent | 1 | 250 | Master Bedroom | 2212414 | Master Bedroom | 0.1084%
22124 | 15 | 1 |  | Manual | 1 | Ceiling Fixture | Compact Fluorescent |  | Twist | 2 | 15 | Closet | 2212415 | Closet | 0.1084%
22124 | 16 | 1 |  | Manual | 1 | Chandelier (Hanging) | Incandescent |  | Mini base | 2 | 60 | Hall | 2212416 | Hall | 0.1084%
22125 | 1 | 1 |  | Manual | 1 | Ceiling Fixture | Linear Fluorescent | 48 | T-12 | 4 | 40 | Bedroom | 221251 | Bedroom | 0.05169%
22125 | 2 | 1 |  | Manual | 1 | Ceiling Fixture | Linear Fluorescent | 48 | T-12 | 4 | 40 | Bedroom | 221252 | Bedroom | 0.05169%
22125 | 2 | 2 |  | Manual | 1 | Wall Mount | Incandescent |  | Standard A Lamp | 1 | 60 | Bedroom | 221252 | Bedroom | 0.05169%
22125 | 3 | 1 |  | Manual | 1 | Ceiling Fixture | Linear Fluorescent | 48 | T-12 | 4 | 40 | Bedroom | 221253 | Bedroom | 0.05169%
22125 | 3 | 2 |  | Manual | 1 | Table | Incandescent |  | Standard A Lamp | 1 | 100 | Bedroom | 221253 | Bedroom | 0.05169%
22125 | 3 | 3 |  | Manual | 1 | Wall Mount | Compact Fluorescent |  | Twist | 1 | 15 | Bedroom | 221253 | Bedroom | 0.05169%
22125 | 4 | 1 |  | Manual | 1 | Ceiling Fixture | Linear Fluorescent | 48 | T-12 | 2 | 40 | Closet | 221254 | Closet | 0.05169%
22125 | 5 | 1 |  | Manual | 2 | Ceiling Fixture | Linear Fluorescent | 48 | T-12 | 2 | 40 | Hall | 221255 | Hall | 0.05169%
22125 | 6 | 1 |  | Manual | 2 | Ceiling Fixture | Linear Fluorescent | 48 | T-12 | 2 | 40 | Kitchen | 221256 | Kitchen | 0.05169%
22125 | 7 | 1 |  | Manual | 1 | Ceiling Fixture | Linear Fluorescent | 48 | T-12 | 2 | 40 | Laundry Room | 221257 | Laundry Room | 0.05169%
22125 | 8 | 1 |  | Manual | 2 | Wall Mount | Incandescent |  | Reflector | 1 | 65 | Living Room | 221258 | Living Room | 0.05169%
22125 | 9 | 1 |  | Manual | 2 | Ceiling Fixture | Linear Fluorescent | 48 | T-12 | 2 | 40 | Office | 221259 | Office | 0.05169%
22125 | 9 | 2 |  | Manual | 2 | Ceiling Fan | Incandescent |  | Standard A Lamp | 2 | 40 | Office | 221259 | Office | 0.05169%
22127 | 1 | 1 |  | Manual | 1 | Wall Mount | Incandescent |  | Decorative | 3 | 60 | Bathroom | 221271 | Bathroom | 0.09408%
22127 | 2 | 1 |  | Manual | 1 | Chandelier (Hanging) | Incandescent |  | Decorative | 3 | 60 | Dining Room | 221272 | Dining Room | 0.09408%
22127 | 3 | 1 |  | Manual | 2 | Floor lamp | Incandescent |  | 3-Way Incandescent | 1 | 100 | Family Room | 221273 | Family Room | 0.09408%
22127 | 4 | 1 |  | Manual | 1 | Ceiling Fixture | Incandescent |  | Standard A Lamp | 1 | 200 | Garage | 221274 | Garage | 0.09408%
22127 | 4 | 2 | treadmill | Manual | 1 | Garage door opener | Incandescent |  | Standard A Lamp | 1 | 60 | Garage | 221274 | Garage | 0.09408%
22127 | 5 | 1 |  | Manual | 1 | Recessed Can | Incandescent |  | Reflector | 1 | 75 | Hall | 221275 | Hall | 0.09408%
22127 | 5 | 2 |  | Manual | 2 | Recessed Can | Incandescent |  | Reflector | 1 | 60 | Hall | 221275 | Hall | 0.09408%
22127 | 6 | 1 |  | Manual | 7 | Recessed Can | Incandescent |  | Reflector | 1 | 75 | Kitchen | 221276 | Kitchen | 0.09408%
22127 | 7 | 1 |  | Manual | 1 | Ceiling Fixture | Linear Fluorescent | 48 | T-12 | 2 | 40 | Laundry Room | 221277 | Laundry Room | 0.09408%
22127 | 8 | 1 |  | Manual | 2 | Table | Incandescent |  | 3-Way Incandescent | 1 | 100 | Living Room | 221278 | Living Room | 0.09408%
22127 | 9 | 1 |  | Manual | 1 | Wall Mount | Incandescent |  | Globe | 7 | 40 | Bathroom | 221279 | Bathroom | 0.09408%
22127 | 9 | 2 |  | Manual | 2 | Ceiling Fixture | Incandescent |  | Reflector | 1 | 60 | Bathroom | 221279 | Bathroom | 0.09408%
22127 | 10 | 1 | low pressure sodium shape | Manual | 2 | Table | Incandescent |  | Standard A Lamp | 1 | 100 | Master Bedroom | 2212710 | Master Bedroom | 0.09408%
22127 | 11 | 1 |  | Manual | 1 | Ceiling Fixture | Incandescent |  | Reflector | 1 | 60 | Closet | 2212711 | Closet | 0.09408%
22127 | 12 | 1 |  | Manual | 1 | Track | Incandescent |  | Reflector | 6 | 60 | Office | 2212712 | Office | 0.09408%
22127 | 13 | 1 |  | Manual | 1 | Wall Mount | Incandescent |  | Decorative | 2 | 60 | Bathroom | 2212713 | Bathroom | 0.09408%
22127 | 14 | 1 |  | Manual | 1 | Chandelier (Hanging) | Incandescent |  | Standard A Lamp | 1 | 100 | Bedroom | 2212714 | Bedroom | 0.09408%
22127 | 14 | 2 |  | Manual | 1 | Table | Incandescent |  | Standard A Lamp | 1 | 100 | Bedroom | 2212714 | Bedroom | 0.09408%
22127 | 15 | 1 |  | Manual | 1 | Ceiling Fixture | Incandescent |  | Standard A Lamp | 1 | 100 | Hall | 2212715 | Hall | 0.09408%
22129 | 1 | 1 |  | Manual | 1 | Wall Mount | Incandescent |  | Standard A Lamp | 3 | 60 | Bathroom | 221291 | Bathroom | 0.04784%
22129 | 2 | 1 |  | Manual | 1 | Ceiling Fixture | Incandescent |  | Standard A Lamp | 2 | 60 | Bedroom | 221292 | Bedroom | 0.04784%
22129 | 2 | 2 |  | Manual | 1 | Floor lamp | Halogen |  | Quartz Tube | 1 | 65 | Bedroom | 221292 | Bedroom | 0.04784%
22129 | 3 | 1 |  | Manual | 1 | Chandelier (Hanging) | Incandescent |  | Decorative | 6 | 40 | Dining Room | 221293 | Dining Room | 0.04784%
22129 | 4 | 1 |  | Manual | 11 | Recessed Can | Incandescent |  | Reflector | 1 | 65 | Family Room | 221294 | Family Room | 0.04784%
22129 | 4 | 2 |  | Manual | 3 | Table | Halogen |  | Quartz Tube | 1 | 50 | Family Room | 221294 | Family Room | 0.04784%
22129 | 5 | 1 |  | Manual | 1 | Recessed Can | Incandescent |  | Reflector | 1 | 65 | Hall | 221295 | Hall | 0.04784%
22129 | 6 | 1 |  | Manual | 1 | Track | Halogen |  | Quartz Tube | 6 | 50 | Kitchen | 221296 | Kitchen | 0.04784%
22129 | 6 | 2 |  | Manual | 4 | Recessed Can | Incandescent |  | Reflector | 1 | 65 | Kitchen | 221296 | Kitchen | 0.04784%
22129 | 7 | 1 |  | Manual | 1 | Ceiling Fixture | Incandescent |  | Standard A Lamp | 2 | 60 | Laundry Room | 221297 | Laundry Room | 0.04784%
22129 | 8 | 1 |  | Manual | 4 | Recessed Can | Incandescent |  | Reflector | 1 | 65 | Bathroom | 221298 | Bathroom | 0.04784%
22129 | 9 | 1 |  | Manual | 1 | Ceiling Fixture | Incandescent |  | Standard A Lamp | 3 | 60 | Master Bedroom | 221299 | Master Bedroom | 0.04784%
22129 | 10 | 1 |  | Manual | 2 | Ceiling Fixture | Incandescent |  | Standard A Lamp | 1 | 60 | Closet | 2212910 | Closet | 0.04784%
22129 | 11 | 1 |  | Manual | 2 | Wall Mount | Incandescent |  | Standard A Lamp | 1 | 60 | Hall | 2212911 | Hall | 0.04784%
22131 | 1 | 1 |  | Manual | 1 | Wall Mount | Incandescent |  | Standard A Lamp | 4 | 40 | Bathroom | 221311 | Bathroom | 0.2054%
22131 | 1 | 2 |  | Manual | 1 | Ceiling Fixture | Incandescent |  | Standard A Lamp | 1 | 60 | Bathroom | 221311 | Bathroom | 0.2054%
22131 | 2 | 1 |  | Manual | 1 | Wall Mount | Incandescent |  | Standard A Lamp | 4 | 40 | Bathroom | 221312 | Bathroom | 0.2054%
22131 | 3 | 1 |  | Manual | 1 | Ceiling Fixture | Incandescent |  | Standard A Lamp | 2 | 60 | Bedroom | 221313 | Bedroom | 0.2054%
22131 | 3 | 2 |  | Manual | 1 | Table | Incandescent |  | Standard A Lamp | 1 | 60 | Bedroom | 221313 | Bedroom | 0.2054%
22131 | 4 | 1 |  | Manual | 1 | Ceiling Fixture | Incandescent |  | Standard A Lamp | 2 | 60 | Bedroom | 221314 | Bedroom | 0.2054%
22131 | 4 | 2 |  | Manual | 1 | Table | Incandescent |  | Standard A Lamp | 1 | 60 | Bedroom | 221314 | Bedroom | 0.2054%
22131 | 5 | 1 |  | Manual | 1 | Ceiling Fixture | Incandescent |  | Standard A Lamp | 2 | 60 | Bedroom | 221315 | Bedroom | 0.2054%
22131 | 5 | 2 |  | Manual | 2 | Table | Incandescent |  | Standard A Lamp | 1 | 60 | Bedroom | 221315 | Bedroom | 0.2054%
22131 | 6 | 1 |  | Manual | 1 | Ceiling Fixture | Incandescent |  | Standard A Lamp | 1 | 60 | Closet | 221316 | Closet | 0.2054%
22131 | 7 | 1 |  | Manual | 2 | Ceiling Fixture | Incandescent |  | Standard A Lamp | 1 | 60 | Garage | 221317 | Garage | 0.2054%
22131 | 7 | 2 |  | Manual | 1 | Garage door opener | Incandescent |  | Standard A Lamp | 2 | 60 | Garage | 221317 | Garage | 0.2054%
22131 | 8 | 1 |  | Manual | 1 | Ceiling Fixture | Compact Fluorescent |  | Twist | 1 | 22 | Hall | 221318 | Hall | 0.2054%
22131 | 9 | 1 |  | Manual | 1 | Ceiling Fixture | Incandescent |  | Standard A Lamp | 3 | 60 | Kitchen | 221319 | Kitchen | 0.2054%
22131 | 9 | 2 |  | Manual | 2 | Ceiling Fixture | Linear Fluorescent | 48 | T-8 | 2 | 32 | Kitchen | 221319 | Kitchen | 0.2054%
22131 | 9 | 3 |  | Manual | 1 | Recessed - other | Incandescent |  | Standard A Lamp | 1 | 60 | Kitchen | 221319 | Kitchen | 0.2054%
22131 | 10 | 1 |  | Manual | 2 | Table | Incandescent |  | Standard A Lamp | 1 | 60 | Living Room | 2213110 | Living Room | 0.2054%
22131 | 10 | 2 |  | Manual | 1 | Floor lamp | Incandescent |  | Standard A Lamp | 2 | 60 | Living Room | 2213110 | Living Room | 0.2054%
22138 | 1 | 1 |  | Manual | 1 | Wall Mount | Incandescent |  | Standard A Lamp | 1 | 65 | Bathroom | 221381 | Bathroom | 0.09408%
22138 | 2 | 1 |  | Manual | 1 | Wall Mount | Incandescent |  | Standard A Lamp | 7 | 65 | Bathroom | 221382 | Bathroom | 0.09408%
22138 | 3 | 1 |  | Manual | 1 | Ceiling Fan | Incandescent |  | Standard A Lamp | 2 | 65 | Bedroom | 221383 | Bedroom | 0.09408%
22138 | 4 | 1 |  | Manual | 1 | Ceiling Fixture | Incandescent |  | Standard A Lamp | 3 | 75 | Bedroom | 221384 | Bedroom | 0.09408%
22138 | 5 | 1 |  | Manual | 1 | Ceiling Fan | Incandescent |  | Standard A Lamp | 1 | 75 | Dining Room | 221385 | Dining Room | 0.09408%
22138 | 5 | 2 |  | Manual | 2 | Recessed Can | Incandescent |  | Reflector | 1 | 65 | Dining Room | 221385 | Dining Room | 0.09408%
22138 | 6 | 1 |  | Manual | 3 | Recessed Can | Incandescent |  | Reflector | 1 | 65 | Hall | 221386 | Hall | 0.09408%
22138 | 7 | 1 |  | Manual | 2 | Recessed Can | Incandescent |  | Reflector | 1 | 65 | Family Room | 221387 | Family Room | 0.09408%
22138 | 7 | 2 |  | Manual | 2 | Table | Incandescent |  | Standard A Lamp | 1 | 85 | Family Room | 221387 | Family Room | 0.09408%
22138 | 8 | 1 |  | Manual | 4 | Ceiling Fixture | Linear Fluorescent | 48 | T-12 | 2 | 40 | Garage | 221388 | Garage | 0.09408%
22138 | 9 | 1 |  | Manual | 1 | Ceiling Fan | Incandescent |  | Standard A Lamp | 1 | 65 | Hall | 221389 | Hall | 0.09408%
22138 | 9 | 2 |  | Manual | 1 | Recessed Can | Incandescent |  | Reflector | 1 | 65 | Hall | 221389 | Hall | 0.09408%
22138 | 10 | 1 |  | Manual | 6 | Recessed Can | Incandescent |  | Reflector | 1 | 65 | Kitchen | 2213810 | Kitchen | 0.09408%
22138 | 10 | 2 |  | Manual | 1 | Low bay | Incandescent |  | Standard A Lamp | 2 | 65 | Kitchen | 2213810 | Kitchen | 0.09408%
22138 | 10 | 3 |  | Manual | 1 | Wall Mount | Linear Fluorescent | 12 | T-12 | 2 | 20 | Kitchen | 2213810 | Kitchen | 0.09408%
22138 | 11 | 1 |  | Manual | 1 | Ceiling Fixture | Linear Fluorescent | 48 | T-8 | 2 | 32 | Laundry Room | 2213811 | Laundry Room | 0.09408%
22138 | 12 | 1 |  | Manual | 1 | Ceiling Fixture | Incandescent |  | Standard A Lamp | 3 | 75 | Living Room | 2213812 | Living Room | 0.09408%
22138 | 12 | 2 |  | Manual | 1 | Table | Incandescent |  | Standard A Lamp | 2 | 75 | Living Room | 2213812 | Living Room | 0.09408%
22138 | 13 | 1 |  | Manual | 1 | Wall Mount | Incandescent |  | Globe | 6 | 60 | Bathroom | 2213813 | Bathroom | 0.09408%
22138 | 13 | 2 |  | Manual | 1 | Ceiling Fixture | Incandescent |  | Reflector | 1 | 65 | Bathroom | 2213813 | Bathroom | 0.09408%
22138 | 14 | 1 |  | Manual | 1 | Ceiling Fan | Incandescent |  | Standard A Lamp | 1 | 75 | Master Bedroom | 2213814 | Master Bedroom | 0.09408%
22138 | 14 | 2 |  | Manual | 3 | Recessed Can | Incandescent |  | Reflector | 1 | 65 | Master Bedroom | 2213814 | Master Bedroom | 0.09408%
22138 | 14 | 3 |  | Manual | 2 | Table | Incandescent |  | Standard A Lamp | 1 | 60 | Master Bedroom | 2213814 | Master Bedroom | 0.09408%
22138 | 15 | 1 |  | Manual | 1 | Track | Incandescent |  | Reflector | 6 | 65 | Closet | 2213815 | Closet | 0.09408%
22138 | 16 | 1 |  | Manual | 1 | Ceiling Fixture | Incandescent |  | Standard A Lamp | 2 | 65 | Office | 2213816 | Office | 0.09408%
22144 | 1 | 1 |  | Manual | 1 | Wall Mount | Incandescent |  | Globe | 4 | 40 | Bathroom | 221441 | Bathroom | 0.09408%
22144 | 2 | 1 |  | Manual | 1 | Ceiling Fixture | Incandescent |  | Standard A Lamp | 2 | 40 | Bedroom | 221442 | Bedroom | 0.09408%
22144 | 2 | 2 |  | Manual | 1 | Floor lamp | Compact Fluorescent |  | Pin base | 1 | 27 | Bedroom | 221442 | Bedroom | 0.09408%
22144 | 3 | 1 |  | Manual | 1 | Chandelier (Hanging) | Compact Fluorescent |  | Twist | 5 | 15 | Dining Room | 221443 | Dining Room | 0.09408%
22144 | 4 | 1 |  | Manual | 1 | Ceiling Fixture | Incandescent |  | Mini base | 3 | 25 | Hall | 221444 | Hall | 0.09408%
22144 | 5 | 1 |  | Manual | 1 | Chandelier (Hanging) | Incandescent |  | Globe | 1 | 60 | Other | 221445 | Other | 0.09408%
22144 | 5 | 2 |  | Manual | 1 | Table | Incandescent |  | Standard A Lamp | 1 | 100 | Other | 221445 | Other | 0.09408%
22144 | 6 | 1 |  | Manual | 2 | Ceiling Fixture | Incandescent |  | Standard A Lamp | 1 | 60 | Garage | 221446 | Garage | 0.09408%
22144 | 7 | 1 |  | Manual | 2 | Ceiling Fixture | Compact Fluorescent |  | Twist | 1 | 13 | Hall | 221447 | Hall | 0.09408%
22144 | 8 | 1 |  | Manual | 1 | Ceiling Fixture | Linear Fluorescent | 48 | T-12 | 4 | 40 | Kitchen | 221448 | Kitchen | 0.09408%
22144 | 9 | 1 |  | Manual | 1 | Ceiling Fixture | Linear Fluorescent | 48 | T-12 | 2 | 40 | Laundry Room | 221449 | Laundry Room | 0.09408%
22144 | 10 | 1 |  | Manual | 1 | Table | Compact Fluorescent |  | Twist | 1 | 23 | Living Room | 2214410 | Living Room | 0.09408%
22144 | 10 | 2 |  | Manual | 1 | Floor lamp | Compact Fluorescent |  | Twist | 1 | 13 | Living Room | 2214410 | Living Room | 0.09408%
22144 | 10 | 3 |  | Manual | 1 | Floor lamp | Compact Fluorescent |  | Decorative | 3 | 7 | Living Room | 2214410 | Living Room | 0.09408%
22144 | 10 | 4 |  | Manual | 1 | Ceiling Fan | Incandescent |  | Reflector | 4 | 50 | Living Room | 2214410 | Living Room | 0.09408%
22144 | 11 | 1 |  | Manual | 1 | Wall Mount | Incandescent |  | Globe | 6 | 40 | Bathroom | 2214411 | Bathroom | 0.09408%
22144 | 12 | 1 |  | Manual | 1 | Ceiling Fixture | Incandescent |  | Standard A Lamp | 2 | 40 | Master Bedroom | 2214412 | Master Bedroom | 0.09408%
22144 | 12 | 2 |  | Manual | 1 | Table | Incandescent |  | Standard A Lamp | 1 | 40 | Master Bedroom | 2214412 | Master Bedroom | 0.09408%
22144 | 13 | 1 |  | Manual | 1 | Wall Mount | Incandescent |  | Standard A Lamp | 2 | 40 | Closet | 2214413 | Closet | 0.09408%
22153 | 1 | 1 |  | Manual | 1 | Ceiling Fan | Incandescent |  | Standard A Lamp | 3 | 60 | Living Room | 221531 | Living Room | 0.02963%
22153 | 1 | 2 |  | Manual | 1 | Floor lamp | Compact Fluorescent |  | 3-Way CFL | 1 | 15 | Living Room | 221531 | Living Room | 0.02963%
22153 | 1 | 3 |  | Manual | 1 | Table | Compact Fluorescent |  | Twist | 1 | 22 | Living Room | 221531 | Living Room | 0.02963%
22153 | 2 | 1 |  | Manual | 2 | Ceiling Fixture | Linear Fluorescent | 48 | T-12 | 4 | 40 | Office | 221532 | Office | 0.02963%
22153 | 2 | 2 |  | Manual | 10 | Recessed Can | Compact Fluorescent |  | Flood | 1 | 15 | Office | 221532 | Office | 0.02963%
22153 | 3 | 1 |  | Manual | 2 | Wall Mount | Incandescent |  | Clear | 1 | 60 | Hall | 221533 | Hall | 0.02963%
22153 | 4 | 1 |  | Manual | 1 | Wall Mount | Incandescent |  | Globe | 6 | 60 | Bathroom | 221534 | Bathroom | 0.02963%
22153 | 5 | 1 |  | Manual | 2 | Ceiling Fixture | Compact Fluorescent |  | Twist | 1 | 15 | Other | 221535 | Other | 0.02963%
22153 | 6 | 1 |  | Manual | 2 | Recessed Can | Incandescent |  | Reflector | 1 | 65 | Hall | 221536 | Hall | 0.02963%
22153 | 7 | 1 |  | Manual | 1 | Ceiling Fan | Incandescent |  | Reflector | 4 | 75 | Bedroom | 221537 | Bedroom | 0.02963%
22153 | 7 | 2 |  | Manual | 1 | Floor lamp | Compact Fluorescent |  | Twist | 1 | 15 | Bedroom | 221537 | Bedroom | 0.02963%
22153 | 8 | 1 |  | Manual | 4 | Recessed Can | Incandescent |  | Reflector | 1 | 60 | Bathroom | 221538 | Bathroom | 0.02963%
22153 | 8 | 2 |  | Manual | 1 | Wall Mount | Halogen |  | Other | 2 | 50 | Bathroom | 221538 | Bathroom | 0.02963%
22153 | 9 | 1 |  | Manual | 1 | Ceiling Fixture | Incandescent |  | Reflector | 4 | 75 | Closet | 221539 | Closet | 0.02963%
22153 | 10 | 1 |  | Manual | 4 | Ceiling Fixture | Incandescent |  | Standard A Lamp | 1 | 40 | Garage | 2215310 | Garage | 0.02963%
22153 | 11 | 1 |  | Manual | 1 | Chandelier (Hanging) | Incandescent |  | Mini base | 5 | 25 | Dining Room | 2215311 | Dining Room | 0.02963%
22153 | 11 | 2 |  | Manual | 1 | Floor lamp | Incandescent |  | Decorative | 2 | 25 | Dining Room | 2215311 | Dining Room | 0.02963%
22153 | 12 | 1 |  | Manual | 3 | Recessed Can | Compact Fluorescent |  | Flood | 1 | 15 | Kitchen | 2215312 | Kitchen | 0.02963%
22153 | 12 | 2 |  | Manual | 7 | Recessed Can | Compact Fluorescent |  | Twist | 1 | 15 | Kitchen | 2215312 | Kitchen | 0.02963%
22153 | 13 | 1 |  | Manual | 1 | Ceiling Fixture | Incandescent |  | Mini base | 4 | 25 | Laundry Room | 2215313 | Laundry Room | 0.02963%
22153 | 14 | 1 |  | Manual | 3 | Ceiling Fixture | Incandescent |  | Mini base | 4 | 40 | Hall | 2215314 | Hall | 0.02963%
22153 | 15 | 1 |  | Manual | 1 | Ceiling Fixture | Incandescent |  | Standard A Lamp | 1 | 40 | Bedroom | 2215315 | Bedroom | 0.02963%
22153 | 15 | 2 |  | Manual | 1 | Table | Incandescent |  | Decorative | 2 | 25 | Bedroom | 2215315 | Bedroom | 0.02963%
22153 | 15 | 3 |  | Manual | 1 | Table | Compact Fluorescent |  | Twist | 1 | 15 | Bedroom | 2215315 | Bedroom | 0.02963%
22153 | 16 | 1 |  | Manual | 1 | Ceiling Fixture | Incandescent |  | Standard A Lamp | 2 | 60 | Bedroom | 2215316 | Bedroom | 0.02963%
22153 | 16 | 2 |  | Manual | 1 | Table | Compact Fluorescent |  | Twist | 1 | 7 | Bedroom | 2215316 | Bedroom | 0.02963%
22153 | 17 | 1 |  | Manual | 1 | Wall Mount | Incandescent |  | Globe | 3 | 65 | Bathroom | 2215317 | Bathroom | 0.02963%
22153 | 17 | 2 |  | Manual | 2 | Recessed Can | Incandescent |  | Reflector | 1 | 65 | Bathroom | 2215317 | Bathroom | 0.02963%
22153 | 18 | 1 |  | Manual | 14 | Recessed Can | Compact Fluorescent |  | Flood | 1 | 22 | Family Room | 2215318 | Family Room | 0.02963%
22153 | 18 | 2 |  | Manual | 1 | Track | Incandescent |  | Reflector | 3 | 65 | Family Room | 2215318 | Family Room | 0.02963%
22159 | 1 | 1 |  | Manual | 1 | Ceiling Fan | Incandescent |  | Standard A Lamp | 2 | 60 | Living Room | 221591 | Living Room | 0.02963%
22159 | 1 | 2 |  | Manual | 1 | Table | Compact Fluorescent |  | A shape bulb | 1 | 15 | Living Room | 221591 | Living Room | 0.02963%
22159 | 2 | 1 |  | Manual | 1 | Wall Mount | Compact Fluorescent |  | Twist | 4 | 22 | Bathroom | 221592 | Bathroom | 0.02963%
22159 | 2 | 2 |  | Manual | 1 | Ceiling Fixture | Compact Fluorescent |  | Pin base | 1 | 22 | Bathroom | 221592 | Bathroom | 0.02963%
22159 | 3 | 1 |  | Manual | 1 | Ceiling Fan | Compact Fluorescent |  | Twist | 3 | 15 | Office | 221593 | Office | 0.02963%
22159 | 3 | 2 |  | Manual | 1 | Table | Incandescent |  | Decorative | 1 | 40 | Office | 221593 | Office | 0.02963%
22159 | 4 | 1 |  | Manual | 1 | Ceiling Fan | Compact Fluorescent |  | Twist | 3 | 15 | Bedroom | 221594 | Bedroom | 0.02963%
22159 | 4 | 2 |  | Manual | 1 | Table | Compact Fluorescent |  | Twist | 1 | 15 | Bedroom | 221594 | Bedroom | 0.02963%
22159 | 5 | 1 |  | Manual | 1 | Wall Mount | Incandescent |  | Standard A Lamp | 1 | 60 | Hall | 221595 | Hall | 0.02963%
22159 | 6 | 1 |  | Manual | 1 | Ceiling Fan | Incandescent |  | Decorative | 3 | 60 | Bedroom | 221596 | Bedroom | 0.02963%
22159 | 6 | 2 |  | Manual | 2 | Table | Incandescent |  | Clear | 1 | 60 | Bedroom | 221596 | Bedroom | 0.02963%
22159 | 7 | 1 |  | Manual | 3 | Ceiling Fixture | Incandescent |  | Standard A Lamp | 1 | 60 | Bathroom | 221597 | Bathroom | 0.02963%
22159 | 7 | 2 |  | Manual | 1 | Wall Mount | Compact Fluorescent |  | Twist | 4 | 15 | Bathroom | 221597 | Bathroom | 0.02963%
22159 | 8 | 1 |  | Manual | 1 | Ceiling Fixture | Compact Fluorescent |  | Pin base | 1 | 22 | Closet | 221598 | Closet | 0.02963%
22159 | 9 | 1 |  | Manual | 1 | Ceiling Fan | Incandescent |  | Standard A Lamp | 2 | 60 | Dining Room | 221599 | Dining Room | 0.02963%
22159 | 9 | 2 |  | Manual | 1 | Table | Incandescent |  | 3-Way Incandescent | 1 | 100 | Dining Room | 221599 | Dining Room | 0.02963%
22159 | 10 | 1 |  | Manual | 2 | Ceiling Fixture | Linear Fluorescent | 24 | T-8 | 3 | 16 | Kitchen | 2215910 | Kitchen | 0.02963%
22159 | 10 | 2 |  | Manual | 1 | Architectural | Incandescent |  | Mini base | 2 | 40 | Kitchen | 2215910 | Kitchen | 0.02963%
22159 | 10 | 3 |  | Manual | 1 | Ceiling Fixture | Incandescent |  | Clear | 1 | 60 | Kitchen | 2215910 | Kitchen | 0.02963%
22159 | 11 | 1 |  | Manual | 1 | Ceiling Fixture | Incandescent |  | Standard A Lamp | 1 | 60 | Laundry Room | 2215911 | Laundry Room | 0.02963%
22159 | 12 | 1 |  | Manual | 2 | Ceiling Fixture | Compact Fluorescent |  | Pin base | 2 | 28 | Hall | 2215912 | Hall | 0.02963%
22172 | 1 | 1 |  | Manual | 1 | Ceiling Fixture | Incandescent |  | Standard A Lamp | 2 | 60 | Office | 221721 | Office | 0.04732%
22172 | 2 | 1 |  | Manual | 1 | Ceiling Fixture | Compact Fluorescent |  | Twist | 1 | 15 | Bathroom | 221722 | Bathroom | 0.04732%
22172 | 2 | 2 |  | Manual | 1 | Wall Mount | Compact Fluorescent |  | Twist | 2 | 22 | Bathroom | 221722 | Bathroom | 0.04732%
22172 | 3 | 1 |  | Manual | 1 | Ceiling Fixture | Compact Fluorescent |  | Twist | 2 | 15 | Bedroom | 221723 | Bedroom | 0.04732%
22172 | 4 | 1 |  | Manual | 1 | Ceiling Fixture | Compact Fluorescent |  | Twist | 2 | 22 | Bedroom | 221724 | Bedroom | 0.04732%
22172 | 5 | 1 |  | Manual | 1 | Wall Mount | Compact Fluorescent |  | Straight Tube | 1 | 15 | Bathroom | 221725 | Bathroom | 0.04732%
22172 | 5 | 2 |  | Manual | 1 | Ceiling Fixture | Incandescent |  | Standard A Lamp | 1 | 40 | Bathroom | 221725 | Bathroom | 0.04732%
22172 | 6 | 1 |  | Manual | 1 | Ceiling Fixture | Compact Fluorescent |  | Twist | 3 | 15 | Master Bedroom | 221726 | Master Bedroom | 0.04732%
22172 | 7 | 1 |  | Manual | 1 | Ceiling Fixture | Linear Fluorescent | 48 | T-8 | 2 | 32 | Garage | 221727 | Garage | 0.04732%
22172 | 8 | 1 |  | Manual | 1 | Ceiling Fixture | Linear Fluorescent | 48 | T-8 | 2 | 32 | Dining Room | 221728 | Dining Room | 0.04732%
22172 | 9 | 1 |  | Manual | 1 | Ceiling Fixture | Compact Fluorescent |  | Pin base | 1 | 22 | Laundry Room | 221729 | Laundry Room | 0.04732%
22172 | 10 | 1 |  | Manual | 1 | Ceiling Fixture | Linear Fluorescent | 48 | T-8 | 2 | 32 | Kitchen | 2217210 | Kitchen | 0.04732%
22172 | 12 | 1 |  | Manual | 1 | Ceiling Fixture | Compact Fluorescent |  | Twist | 1 | 15 | Hall | 2217212 | Hall | 0.04732%
22175 | 1 | 1 |  | Manual | 1 | Wall Mount | Incandescent |  | Globe | 8 | 40 | Bathroom | 221751 | Bathroom | 0.05169%
22175 | 1 | 2 |  | Manual | 1 | Ceiling Fixture | Incandescent |  | Standard A Lamp | 2 | 60 | Bathroom | 221751 | Bathroom | 0.05169%
22175 | 2 | 1 |  | Manual | 1 | Chandelier (Hanging) | Incandescent |  | Decorative | 3 | 40 | Dining Room | 221752 | Dining Room | 0.05169%
22175 | 2 | 2 |  | Manual | 1 | Chandelier (Hanging) | Incandescent |  | Globe | 5 | 25 | Dining Room | 221752 | Dining Room | 0.05169%
22175 | 2 | 3 |  | Manual | 4 | Recessed Can | Incandescent |  | Reflector | 1 | 65 | Dining Room | 221752 | Dining Room | 0.05169%
22175 | 3 | 1 |  | Manual | 1 | Ceiling Fixture | Incandescent |  | Globe | 5 | 40 | Garage | 221753 | Garage | 0.05169%
22175 | 3 | 2 |  | Manual | 1 | Chandelier (Hanging) | Incandescent |  | Standard A Lamp | 1 | 60 | Garage | 221753 | Garage | 0.05169%
22175 | 3 | 3 |  | Manual | 1 | Ceiling Fixture | Incandescent |  | Reflector | 1 | 65 | Garage | 221753 | Garage | 0.05169%
22175 | 4 | 1 |  | Manual | 1 | Ceiling Fixture | Incandescent |  | Standard A Lamp | 2 | 60 | Hall | 221754 | Hall | 0.05169%
22175 | 5 | 1 |  | Manual | 1 | Ceiling Fixture | Compact Fluorescent |  | Twist | 2 | 13 | Kitchen | 221755 | Kitchen | 0.05169%
22175 | 5 | 2 |  | Manual | 2 | Wall Mount | Incandescent |  | Mini base | 1 | 40 | Kitchen | 221755 | Kitchen | 0.05169%
22175 | 6 | 1 |  | Manual | 4 | Recessed Can | Incandescent |  | Reflector | 1 | 65 | Living Room | 221756 | Living Room | 0.05169%
22175 | 6 | 2 |  | Manual | 2 | Floor lamp | Compact Fluorescent |  | Twist | 1 | 13 | Living Room | 221756 | Living Room | 0.05169%
22175 | 6 | 3 |  | Manual | 1 | Torchiere | Incandescent |  | 3-Way Incandescent | 1 | 159 | Living Room | 221756 | Living Room | 0.05169%
22175 | 7 | 1 |  | Manual | 1 | Ceiling Fixture | Compact Fluorescent |  | Twist | 2 | 13 | Bathroom | 221757 | Bathroom | 0.05169%
22175 | 7 | 2 |  | Manual | 1 | Wall Mount | Incandescent |  | Globe | 8 | 60 | Bathroom | 221757 | Bathroom | 0.05169%
22175 | 7 | 3 |  | Manual | 1 | Ceiling Fixture | Incandescent |  | Standard A Lamp | 4 | 60 | Bathroom | 221757 | Bathroom | 0.05169%
22175 | 8 | 1 |  | Manual | 1 | Ceiling Fan | Incandescent |  | Standard A Lamp | 4 | 60 | Master Bedroom | 221758 | Master Bedroom | 0.05169%
22175 | 8 | 2 |  | Manual | 4 | Recessed Can | Halogen |  | PAR | 1 | 65 | Master Bedroom | 221758 | Master Bedroom | 0.05169%
22175 | 9 | 1 |  | Manual | 1 | Ceiling Fixture | Compact Fluorescent |  | Twist | 2 | 13 | Bathroom | 221759 | Bathroom | 0.05169%
22175 | 9 | 2 |  | Manual | 1 | Wall Mount | Incandescent |  | Globe | 3 | 60 | Bathroom | 221759 | Bathroom | 0.05169%
22175 | 10 | 1 |  | Manual | 1 | Floor lamp | Compact Fluorescent |  | Twist | 1 | 13 | Bedroom | 2217510 | Bedroom | 0.05169%
22175 | 10 | 2 |  | Manual | 1 | Ceiling Fan | Incandescent |  | Standard A Lamp | 1 | 60 | Bedroom | 2217510 | Bedroom | 0.05169%
22175 | 11 | 1 |  | Manual | 1 | Ceiling Fan | Incandescent |  | Standard A Lamp | 1 | 60 | Bedroom | 2217511 | Bedroom | 0.05169%
22175 | 11 | 2 |  | Manual | 1 | Floor lamp | Compact Fluorescent |  | Twist | 1 | 23 | Bedroom | 2217511 | Bedroom | 0.05169%
22175 | 12 | 1 |  | Manual | 1 | Floor lamp | Compact Fluorescent |  | Twist | 3 | 13 | Family Room | 2217512 | Family Room | 0.05169%
22175 | 12 | 2 |  | Manual | 5 | Recessed Can | Compact Fluorescent |  | Flood | 1 | 22 | Family Room | 2217512 | Family Room | 0.05169%
22175 | 12 | 3 |  | Manual | 1 | Ceiling Fixture | Incandescent |  | Standard A Lamp | 4 | 60 | Family Room | 2217512 | Family Room | 0.05169%
22176 | 1 | 1 |  | Manual | 1 | Ceiling Fixture | Incandescent |  | Globe | 4 | 40 | Bathroom | 221761 | Bathroom | 0.05296%
22176 | 1 | 2 |  | Manual | 1 | Wall Mount | Incandescent |  | Globe | 4 | 40 | Bathroom | 221761 | Bathroom | 0.05296%
22176 | 2 | 1 |  | Manual | 1 | Ceiling Fixture | Incandescent |  | Standard A Lamp | 1 | 60 | Bathroom | 221762 | Bathroom | 0.05296%
22176 | 2 | 2 |  | Manual | 1 | Wall Mount | Incandescent |  | Standard A Lamp | 3 | 40 | Bathroom | 221762 | Bathroom | 0.05296%
22176 | 3 | 1 |  | Manual | 1 | Ceiling Fixture | Incandescent |  | Standard A Lamp | 1 | 100 | Bathroom | 221763 | Bathroom | 0.05296%
22176 | 3 | 2 |  | Manual | 1 | Wall Mount | Incandescent |  | Standard A Lamp | 3 | 40 | Bathroom | 221763 | Bathroom | 0.05296%
22176 | 4 | 1 |  | Manual | 1 | Ceiling Fan | Incandescent |  | Standard A Lamp | 2 | 65 | Bedroom | 221764 | Bedroom | 0.05296%
22176 | 4 | 2 |  | Manual | 1 | Ceiling Fixture | Incandescent |  | Standard A Lamp | 1 | 65 | Bedroom | 221764 | Bedroom | 0.05296%
22176 | 4 | 3 |  | Manual | 2 | Table | Compact Fluorescent |  | Twist | 1 | 28 | Bedroom | 221764 | Bedroom | 0.05296%
22176 | 5 | 1 |  | Manual | 1 | Ceiling Fixture | Incandescent |  | Standard A Lamp | 2 | 60 | Bedroom | 221765 | Bedroom | 0.05296%
22176 | 5 | 2 |  | Manual | 1 | Table | Compact Fluorescent |  | Twist | 1 | 22 | Bedroom | 221765 | Bedroom | 0.05296%
22176 | 6 | 1 |  | Manual | 1 | Ceiling Fixture | Incandescent |  | Standard A Lamp | 2 | 60 | Bedroom | 221766 | Bedroom | 0.05296%
22176 | 7 | 1 |  | Dimmer | 1 | Ceiling Fixture | Incandescent |  | Standard A Lamp | 2 | 60 | Bedroom | 221767 | Bedroom | 0.05296%
22176 | 7 | 2 |  | Manual | 2 | Table | Incandescent |  | Standard A Lamp | 1 | 100 | Bedroom | 221767 | Bedroom | 0.05296%
22176 | 8 | 1 |  | Manual | 2 | Table | Compact Fluorescent |  | Twist | 1 | 22 | Family Room | 221768 | Family Room | 0.05296%
22176 | 9 | 1 |  | Manual | 2 | Ceiling Fixture | Incandescent |  | Standard A Lamp | 1 | 60 | Hall | 221769 | Hall | 0.05296%
22176 | 10 | 1 |  | Manual | 1 | Ceiling Fixture | Incandescent |  | Standard A Lamp | 2 | 60 | Office | 2217610 | Office | 0.05296%
22176 | 11 | 1 |  | Manual | 1 | Chandelier (Hanging) | Incandescent |  | Mini base | 10 | 25 | Dining Room | 2217611 | Dining Room | 0.05296%
22176 | 12 | 1 |  | Manual | 3 | Recessed Can | Incandescent |  | Reflector | 1 | 60 | Hall | 2217612 | Hall | 0.05296%
22176 | 13 | 1 |  | Manual | 2 | Ceiling Fixture | Incandescent |  | Standard A Lamp | 1 | 100 | Garage | 2217613 | Garage | 0.05296%
22176 | 13 | 2 |  | Manual | 2 | Garage door opener | Incandescent |  | Standard A Lamp | 1 | 65 | Garage | 2217613 | Garage | 0.05296%
22176 | 14 | 1 |  | Manual | 1 | Ceiling Fixture | Incandescent |  | Standard A Lamp | 2 | 60 | Hall | 2217614 | Hall | 0.05296%
22176 | 14 | 2 |  | Manual | 1 | Ceiling Fixture | Incandescent |  | Mini base | 3 | 25 | Hall | 2217614 | Hall | 0.05296%
22176 | 15 | 1 |  | Manual | 2 | Chandelier (Hanging) | Incandescent |  | Globe | 1 | 40 | Kitchen | 2217615 | Kitchen | 0.05296%
22176 | 15 | 2 |  | Manual | 8 | Recessed Can | Halogen |  | MR | 1 | 75 | Kitchen | 2217615 | Kitchen | 0.05296%
22176 | 16 | 1 |  | Manual | 1 | Ceiling Fixture | Incandescent |  | Standard A Lamp | 2 | 60 | Laundry Room | 2217616 | Laundry Room | 0.05296%
22176 | 17 | 1 |  | Dimmer | 7 | Recessed Can | Halogen |  | MR | 1 | 50 | Living Room | 2217617 | Living Room | 0.05296%
22176 | 17 | 2 |  | Manual | 2 | Table | Compact Fluorescent |  | Twist | 1 | 22 | Living Room | 2217617 | Living Room | 0.05296%
22176 | 18 | 1 |  | Manual | 2 | Table | Compact Fluorescent |  | Twist | 1 | 15 | Office | 2217618 | Office | 0.05296%
22177 | 1 | 1 |  | Manual | 1 | Chandelier (Hanging) | Incandescent |  | Standard A Lamp | 1 | 60 | Hall | 221771 | Hall | 0.04008%
22177 | 2 | 1 |  | Manual | 1 | Ceiling Fixture | Incandescent |  | Standard A Lamp | 2 | 60 | Bedroom | 221772 | Bedroom | 0.04008%
22177 | 2 | 2 |  | Manual | 1 | Table | Incandescent |  | Standard A Lamp | 1 | 40 | Bedroom | 221772 | Bedroom | 0.04008%
22177 | 3 | 1 |  | Manual | 2 | Ceiling Fixture | Incandescent |  | Standard A Lamp | 3 | 60 | Family Room | 221773 | Family Room | 0.04008%
22177 | 3 | 2 |  | Manual | 1 | Ceiling Fixture | Incandescent |  | Standard A Lamp | 1 | 60 | Family Room | 221773 | Family Room | 0.04008%
22177 | 3 | 3 |  | Manual | 1 | Table | Incandescent |  | 3-Way Incandescent | 1 | 150 | Family Room | 221773 | Family Room | 0.04008%
22177 | 4 | 1 |  | Manual | 1 | Wall Mount | Incandescent |  | Standard A Lamp | 1 | 60 | Closet | 221774 | Closet | 0.04008%
22177 | 5 | 1 |  | Manual | 2 | Wall Mount | Incandescent |  | Standard A Lamp | 1 | 40 | Garage | 221775 | Garage | 0.04008%
22177 | 6 | 1 |  | Manual | 1 | Wall Mount | Incandescent |  | Standard A Lamp | 1 | 60 | Hall | 221776 | Hall | 0.04008%
22177 | 7 | 1 |  | Manual | 1 | Wall Mount | Incandescent |  | Standard A Lamp | 1 | 60 | Closet | 221777 | Closet | 0.04008%
22177 | 8 | 1 |  | Manual | 1 | Ceiling Fixture | Incandescent |  | Standard A Lamp | 1 | 60 | Closet | 221778 | Closet | 0.04008%
22177 | 9 | 1 |  | Manual | 1 | Wall Mount | Incandescent |  | Globe | 1 | 40 | Bathroom | 221779 | Bathroom | 0.04008%
22177 | 9 | 2 |  | Manual | 1 | Ceiling Fixture | Incandescent |  | Standard A Lamp | 1 | 60 | Bathroom | 221779 | Bathroom | 0.04008%
22177 | 9 | 3 |  | Manual | 1 | Recessed - other | Incandescent |  | Standard A Lamp | 1 | 60 | Bathroom | 221779 | Bathroom | 0.04008%
22177 | 10 | 1 |  | Manual | 1 | Ceiling Fixture | Incandescent |  | Standard A Lamp | 1 | 40 | Bathroom | 2217710 | Bathroom | 0.04008%
22177 | 11 | 1 |  | Manual | 1 | Ceiling Fixture | Incandescent |  | Standard A Lamp | 1 | 60 | Office | 2217711 | Office | 0.04008%
22177 | 11 | 2 |  | Manual | 1 | Table | Incandescent |  | Standard A Lamp | 1 | 40 | Office | 2217711 | Office | 0.04008%
22177 | 11 | 3 |  | Manual | 2 | Ceiling Fixture | Incandescent |  | Standard A Lamp | 1 | 60 | Office | 2217711 | Office | 0.04008%
22177 | 12 | 1 |  | Manual | 4 | Ceiling Fixture | Incandescent |  | Standard A Lamp | 1 | 60 | Garage | 2217712 | Garage | 0.04008%
22177 | 12 | 2 |  | Manual | 1 | Table | Incandescent |  | Standard A Lamp | 1 | 90 | Garage | 2217712 | Garage | 0.04008%
22177 | 12 | 3 |  | Timer | 2 | Garage door opener | Incandescent |  | Standard A Lamp | 1 | 60 | Garage | 2217712 | Garage | 0.04008%
22177 | 13 | 1 |  | Manual | 1 | Ceiling Fixture | Compact Fluorescent |  | Twist | 1 | 15 | Hall | 2217713 | Hall | 0.04008%
22177 | 14 | 1 |  | Manual | 1 | Track | Incandescent |  | Reflector | 2 | 27 | Hall | 2217714 | Hall | 0.04008%
22177 | 14 | 2 |  | Manual | 1 | Track | Incandescent |  | Reflector | 2 | 40 | Hall | 2217714 | Hall | 0.04008%
22177 | 15 | 1 |  | Manual | 3 | Ceiling Fixture | Incandescent |  | Standard A Lamp | 1 | 60 | Kitchen | 2217715 | Kitchen | 0.04008%
22177 | 15 | 2 |  | Manual | 1 | Ceiling Fixture | Compact Fluorescent |  | Twist | 1 | 15 | Kitchen | 2217715 | Kitchen | 0.04008%
22177 | 15 | 3 |  | Manual | 1 | Chandelier (Hanging) | Incandescent |  | Globe | 1 | 40 | Kitchen | 2217715 | Kitchen | 0.04008%
22177 | 15 | 4 |  | Manual | 1 | Ceiling Fixture | Incandescent |  | Standard A Lamp | 1 | 40 | Kitchen | 2217715 | Kitchen | 0.04008%
22177 | 15 | 5 |  | Manual | 1 | Other | Incandescent |  | Other | 1 | 60 | Kitchen | 2217715 | Kitchen | 0.04008%
22177 | 16 | 1 |  | Manual | 11 | Recessed - other | Incandescent |  | Reflector | 1 | 150 | Laundry Room | 2217716 | Laundry Room | 0.04008%
22177 | 16 | 2 |  | Manual | 1 | Ceiling Fixture | Incandescent |  | Standard A Lamp | 1 | 60 | Laundry Room | 2217716 | Laundry Room | 0.04008%
22177 | 17 | 1 |  | Manual | 2 | Ceiling Fixture | Incandescent |  | Standard A Lamp | 1 | 60 | Living Room | 2217717 | Living Room | 0.04008%
22177 | 17 | 2 |  | Manual | 1 | Ceiling Fixture | Compact Fluorescent |  | Twist | 1 | 15 | Living Room | 2217717 | Living Room | 0.04008%
22177 | 17 | 3 |  | Dimmer | 2 | Recessed - other | Incandescent |  | Reflector | 1 | 65 | Living Room | 2217717 | Living Room | 0.04008%
22177 | 17 | 4 |  | Manual | 1 | Floor lamp | Compact Fluorescent |  | Twist | 1 | 13 | Living Room | 2217717 | Living Room | 0.04008%
22177 | 17 | 5 |  | Manual | 1 | Track | Incandescent |  | Reflector | 7 | 65 | Living Room | 2217717 | Living Room | 0.04008%
22177 | 17 | 6 |  | Manual | 1 | Ceiling Fixture | Incandescent |  | Standard A Lamp | 1 | 60 | Living Room | 2217717 | Living Room | 0.04008%
22177 | 18 | 1 |  | Manual | 2 | Wall Mount | Incandescent |  | Globe | 6 | 40 | Bathroom | 2217718 | Bathroom | 0.04008%
22177 | 18 | 2 |  | Manual | 1 | Recessed - other | Incandescent |  | Reflector | 2 | 250 | Bathroom | 2217718 | Bathroom | 0.04008%
22177 | 19 | 1 |  | Manual | 1 | Ceiling Fixture | Incandescent |  | Standard A Lamp | 1 | 60 | Master Bedroom | 2217719 | Master Bedroom | 0.04008%
22177 | 19 | 2 |  | Manual | 1 | Ceiling Fixture | Incandescent |  | Standard A Lamp | 3 | 60 | Master Bedroom | 2217719 | Master Bedroom | 0.04008%
22177 | 20 | 1 |  | Manual | 1 | Ceiling Fixture | Compact Fluorescent |  | Twist | 1 | 15 | Closet | 2217720 | Closet | 0.04008%
22177 | 20 | 2 |  | Manual | 1 | Ceiling Fixture | Incandescent |  | Standard A Lamp | 1 | 60 | Closet | 2217720 | Closet | 0.04008%
22177 | 21 | 1 |  | Manual | 1 | Ceiling Fixture | Incandescent |  | Standard A Lamp | 1 | 60 | Hall | 2217721 | Hall | 0.04008%
22177 | 21 | 2 |  | Manual | 1 | Recessed Can | Incandescent |  | Standard A Lamp | 1 | 60 | Hall | 2217721 | Hall | 0.04008%
22177 | 22 | 1 |  | Manual | 1 | Ceiling Fixture | Incandescent |  | Standard A Lamp | 1 | 60 | Office | 2217722 | Office | 0.04008%
22177 | 22 | 2 |  | Manual | 1 | Ceiling Fixture | Compact Fluorescent |  | Twist | 1 | 15 | Office | 2217722 | Office | 0.04008%
22177 | 22 | 3 |  | Manual | 1 | Table | Compact Fluorescent |  | Twist | 1 | 15 | Office | 2217722 | Office | 0.04008%
22177 | 22 | 4 |  | Manual | 1 | Table | Incandescent |  | Standard A Lamp | 1 | 60 | Office | 2217722 | Office | 0.04008%
22177 | 23 | 1 |  | Manual | 1 | Ceiling Fixture | Incandescent |  | Standard A Lamp | 1 | 60 | Hall | 2217723 | Hall | 0.04008%
22177 | 24 | 1 |  | Manual | 4 | Ceiling Fixture | Incandescent |  | Standard A Lamp | 1 | 60 | Hall | 2217724 | Hall | 0.04008%
22177 | 24 | 2 |  | Manual | 1 | Ceiling Fixture | Incandescent |  | Reflector | 1 | 65 | Hall | 2217724 | Hall | 0.04008%
22177 | 25 | 1 |  | Manual | 1 | Ceiling Fixture | Incandescent |  | Standard A Lamp | 1 | 60 | Closet | 2217725 | Closet | 0.04008%
22177 | 26 | 1 |  | Manual | 1 | Ceiling Fixture | Incandescent |  | Clear | 1 | 60 | Closet | 2217726 | Closet | 0.04008%
22179 | 1 | 1 |  | Manual | 1 | Ceiling Fixture | Incandescent |  | Standard A Lamp | 1 | 60 | Bathroom | 221791 | Bathroom | 0.09408%
22179 | 2 | 1 |  | Manual | 1 | Ceiling Fixture | Compact Fluorescent |  | Twist | 1 | 15 | Bedroom | 221792 | Bedroom | 0.09408%
22179 | 2 | 2 |  | Manual | 1 | Table | Compact Fluorescent |  | Twist | 1 | 15 | Bedroom | 221792 | Bedroom | 0.09408%
22179 | 3 | 1 |  | Manual | 1 | Ceiling Fixture | Compact Fluorescent |  | Twist | 1 | 22 | Bedroom | 221793 | Bedroom | 0.09408%
22179 | 4 | 1 |  | Manual | 1 | Ceiling Fan | Compact Fluorescent |  | Twist | 1 | 22 | Dining Room | 221794 | Dining Room | 0.09408%
22179 | 5 | 1 |  | Manual | 1 | Ceiling Fan | Incandescent |  | Clear | 4 | 40 | Family Room | 221795 | Family Room | 0.09408%
22179 | 5 | 2 |  | Manual | 1 | Table | Incandescent |  | Standard A Lamp | 1 | 75 | Family Room | 221795 | Family Room | 0.09408%
22179 | 5 | 3 |  | Manual | 1 | Table | Compact Fluorescent |  | Twist | 1 | 15 | Family Room | 221795 | Family Room | 0.09408%
22179 | 6 | 1 |  | Manual | 2 | Ceiling Fixture | Compact Fluorescent |  | Twist | 1 | 22 | Kitchen | 221796 | Kitchen | 0.09408%
22179 | 7 | 1 |  | Manual | 1 | Ceiling Fixture | Compact Fluorescent |  | Twist | 1 | 15 | Bedroom | 221797 | Bedroom | 0.09408%
22179 | 7 | 2 |  | Manual | 1 | Table | Incandescent |  | Clear | 1 | 60 | Bedroom | 221797 | Bedroom | 0.09408%
22180 | 1 | 1 |  | Manual | 1 | Wall Mount | Incandescent |  | Standard A Lamp | 3 | 60 | Bathroom | 221801 | Bathroom | 0.05169%
22180 | 2 | 1 |  | Manual | 1 | Ceiling Fan | Incandescent |  | Standard A Lamp | 1 | 40 | Bedroom | 221802 | Bedroom | 0.05169%
22180 | 2 | 2 |  | Manual | 1 | Table | Incandescent |  | Standard A Lamp | 1 | 100 | Bedroom | 221802 | Bedroom | 0.05169%
22180 | 3 | 1 |  | Manual | 2 | Table | Incandescent |  | Standard A Lamp | 1 | 100 | Family Room | 221803 | Family Room | 0.05169%
22180 | 3 | 2 |  | Manual | 1 | Table | Incandescent |  | Decorative | 1 | 75 | Family Room | 221803 | Family Room | 0.05169%
22180 | 4 | 1 |  | Manual | 1 | Ceiling Fan | Compact Fluorescent |  | Twist | 2 | 15 | Bedroom | 221804 | Bedroom | 0.05169%
22180 | 4 | 2 |  | Manual | 1 | Table | Incandescent |  | 3-Way Incandescent | 1 | 100 | Bedroom | 221804 | Bedroom | 0.05169%
22180 | 5 | 1 |  | Manual | 2 | Ceiling Fixture | Incandescent |  | Standard A Lamp | 1 | 75 | Hall | 221805 | Hall | 0.05169%
22180 | 6 | 1 |  | Manual | 1 | Ceiling Fan | Incandescent |  | Standard A Lamp | 4 | 60 | Dining Room | 221806 | Dining Room | 0.05169%
22180 | 6 | 2 |  | Manual | 1 | Ceiling Fixture | Incandescent |  | Standard A Lamp | 1 | 60 | Dining Room | 221806 | Dining Room | 0.05169%
22180 | 7 | 1 |  | Manual | 5 | Recessed Can | Incandescent |  | Reflector | 1 | 75 | Kitchen | 221807 | Kitchen | 0.05169%
22180 | 7 | 2 |  | Manual | 1 | Recessed Can | Halogen |  | PAR | 1 | 50 | Kitchen | 221807 | Kitchen | 0.05169%
22180 | 8 | 1 |  | Manual | 1 | Ceiling Fan | Incandescent |  | Standard A Lamp | 4 | 60 | Living Room | 221808 | Living Room | 0.05169%
22180 | 8 | 2 |  | Manual | 2 | Table | Incandescent |  | Standard A Lamp | 1 | 60 | Living Room | 221808 | Living Room | 0.05169%
22180 | 9 | 1 |  | Manual | 1 | Wall Mount | Compact Fluorescent |  | Twist | 2 | 15 | Bathroom | 221809 | Bathroom | 0.05169%
22180 | 10 | 1 |  | Manual | 1 | Ceiling Fan | Compact Fluorescent |  | Twist | 2 | 22 | Bedroom | 2218010 | Bedroom | 0.05169%
22180 | 10 | 2 |  | Manual | 1 | Table | Incandescent |  | 3-Way Incandescent | 1 | 100 | Bedroom | 2218010 | Bedroom | 0.05169%
22180 | 11 | 1 |  | Manual | 2 | Ceiling Fixture | Incandescent |  | Standard A Lamp | 1 | 60 | Laundry Room | 2218011 | Laundry Room | 0.05169%
22181 | 1 | 1 |  | Manual | 1 | Ceiling Fixture | Linear Fluorescent | 48 | T-12 | 2 | 40 | Master Bedroom | 221811 | Master Bedroom | 0.02963%
22181 | 3 | 1 |  | Manual | 1 | Ceiling Fixture | Linear Fluorescent | 48 | T-12 | 2 | 40 | Other | 221813 | Other | 0.02963%
22181 | 4 | 1 |  | Manual | 1 | Ceiling Fixture | Compact Fluorescent |  | Twist | 1 | 22 | Other | 221814 | Other | 0.02963%
22181 | 5 | 1 |  | Manual | 1 | Chandelier (Hanging) | Incandescent |  | Decorative | 5 | 60 | Dining Room | 221815 | Dining Room | 0.02963%
22181 | 5 | 2 |  | Manual | 1 | Table | Linear Fluorescent | 24 | T-12 | 1 | 32 | Dining Room | 221815 | Dining Room | 0.02963%
22181 | 5 | 3 |  | Manual | 1 | Recessed Can | Incandescent |  | Reflector | 1 | 60 | Dining Room | 221815 | Dining Room | 0.02963%
22181 | 6 | 1 |  | Manual | 1 | Chandelier (Hanging) | Incandescent |  | Standard A Lamp | 1 | 100 | Other | 221816 | Other | 0.02963%
22181 | 6 | 2 |  | Manual | 1 | Table | Incandescent |  | Decorative | 1 | 40 | Other | 221816 | Other | 0.02963%
22181 | 7 | 1 |  | Manual | 1 | Floor lamp | Incandescent |  | Decorative | 2 | 60 | Family Room | 221817 | Family Room | 0.02963%
22181 | 7 | 2 |  | Manual | 1 | Table | Incandescent |  | Decorative | 1 | 60 | Family Room | 221817 | Family Room | 0.02963%
22181 | 7 | 3 |  | Manual | 1 | Table | Incandescent |  | Standard A Lamp | 1 | 100 | Family Room | 221817 | Family Room | 0.02963%
22181 | 7 | 4 |  | Manual | 1 | Ceiling Fan | Incandescent |  | Decorative | 3 | 60 | Family Room | 221817 | Family Room | 0.02963%
22181 | 8 | 1 |  | Manual | 1 | Ceiling Fan | Compact Fluorescent |  | Twist | 1 | 22 | Kitchen | 221818 | Kitchen | 0.02963%
22181 | 9 | 1 |  | Manual | 1 | Ceiling Fixture | Incandescent |  | Standard A Lamp | 1 | 60 | Bathroom | 221819 | Bathroom | 0.02963%
22181 | 9 | 2 |  | Manual | 1 | Wall Mount | Incandescent |  | Clear | 3 | 60 | Bathroom | 221819 | Bathroom | 0.02963%
22181 | 10 | 1 |  | Manual | 2 | Ceiling Fixture | Incandescent |  | Standard A Lamp | 1 | 60 | Bathroom | 2218110 | Bathroom | 0.02963%
22181 | 11 | 1 |  | Manual | 1 | Ceiling Fan | Incandescent |  | Decorative | 4 | 40 | Master Bedroom | 2218111 | Master Bedroom | 0.02963%
22181 | 11 | 2 |  | Manual | 1 | Table | Incandescent |  | Standard A Lamp | 1 | 25 | Master Bedroom | 2218111 | Master Bedroom | 0.02963%
22181 | 11 | 3 |  | Manual | 1 | Table | Incandescent |  | Reflector | 1 | 25 | Master Bedroom | 2218111 | Master Bedroom | 0.02963%
22181 | 11 | 4 |  | Manual | 1 | Table | Incandescent |  | Standard A Lamp | 1 | 75 | Master Bedroom | 2218111 | Master Bedroom | 0.02963%
22181 | 12 | 1 |  | Manual | 1 | Ceiling Fixture | Incandescent |  | Standard A Lamp | 1 | 60 | Bedroom | 2218112 | Bedroom | 0.02963%
22181 | 12 | 2 |  | Manual | 1 | Table | Incandescent |  | Decorative | 1 | 25 | Bedroom | 2218112 | Bedroom | 0.02963%
22181 | 13 | 1 |  | Manual | 1 | Ceiling Fixture | Incandescent |  | Clear | 2 | 25 | Other | 2218113 | Other | 0.02963%
22181 | 14 | 1 |  | Manual | 1 | Ceiling Fan | Incandescent |  | Standard A Lamp | 1 | 100 | Bedroom | 2218114 | Bedroom | 0.02963%
22181 | 14 | 2 |  | Manual | 1 | Table | Incandescent |  | Decorative | 1 | 60 | Bedroom | 2218114 | Bedroom | 0.02963%
22181 | 15 | 1 |  | Manual | 1 | Ceiling Fan | Incandescent |  | Standard A Lamp | 1 | 60 | Bedroom | 2218115 | Bedroom | 0.02963%
22181 | 15 | 2 |  | Manual | 1 | Table | Incandescent |  | Decorative | 1 | 25 | Bedroom | 2218115 | Bedroom | 0.02963%
22181 | 16 | 1 |  | Manual | 1 | Ceiling Fan | Incandescent |  | Standard A Lamp | 1 | 60 | Bedroom | 2218116 | Bedroom | 0.02963%
22181 | 16 | 2 |  | Manual | 1 | Table | Incandescent |  | Decorative | 1 | 40 | Bedroom | 2218116 | Bedroom | 0.02963%
22181 | 17 | 1 |  | Manual | 1 | Ceiling Fixture | Incandescent |  | Standard A Lamp | 1 | 100 | Hall | 2218117 | Hall | 0.02963%
22181 | 18 | 1 |  | Manual | 1 | Ceiling Fixture | Incandescent |  | Standard A Lamp | 1 | 60 | Hall | 2218118 | Hall | 0.02963%
22181 | 18 | 2 |  | Photo | 1 | Other | Incandescent |  | Decorative | 1 | 25 | Hall | 2218118 | Hall | 0.02963%
22186 | 1 | 1 |  | Manual | 1 | Wall Mount | Incandescent |  | Clear | 3 | 75 | Bathroom | 221861 | Bathroom | 0.09408%
22186 | 2 | 1 |  | Dimmer | 1 | Ceiling Fixture | Incandescent |  | Standard A Lamp | 2 | 60 | Bedroom | 221862 | Bedroom | 0.09408%
22186 | 3 | 1 |  | Dimmer | 1 | Ceiling Fixture | Incandescent |  | Standard A Lamp | 2 | 60 | Bedroom | 221863 | Bedroom | 0.09408%
22186 | 4 | 1 |  | Manual | 1 | Ceiling Fixture | Compact Fluorescent |  | Twist | 2 | 15 | Closet | 221864 | Closet | 0.09408%
22186 | 5 | 1 |  | Manual | 2 | Ceiling Fixture | Incandescent |  | Clear | 1 | 150 | Garage | 221865 | Garage | 0.09408%
22186 | 5 | 2 |  | Motion | 1 | Garage door opener | Incandescent |  | Standard A Lamp | 1 | 40 | Garage | 221865 | Garage | 0.09408%
22186 | 6 | 1 |  | Dimmer | 7 | Recessed Can | Incandescent |  | Reflector | 1 | 65 | Kitchen | 221866 | Kitchen | 0.09408%
22186 | 6 | 2 |  | Manual | 1 | Chandelier (Hanging) | Compact Fluorescent |  | Twist | 1 | 15 | Kitchen | 221866 | Kitchen | 0.09408%
22186 | 7 | 1 |  | Manual | 1 | Ceiling Fixture | Compact Fluorescent |  | Twist | 2 | 15 | Laundry Room | 221867 | Laundry Room | 0.09408%
22186 | 8 | 1 |  | Dimmer | 1 | Ceiling Fan | Incandescent |  | Clear | 4 | 60 | Living Room | 221868 | Living Room | 0.09408%
22186 | 9 | 1 |  | Dimmer | 1 | Ceiling Fixture | Incandescent |  | Standard A Lamp | 2 | 60 | Master Bedroom | 221869 | Master Bedroom | 0.09408%
22186 | 10 | 1 |  | Manual | 1 | Wall Mount | Incandescent |  | Clear | 4 | 60 | Bathroom | 2218610 | Bathroom | 0.09408%
22187 | 1 | 1 |  | Manual | 1 | Ceiling Fixture | Incandescent |  | Standard A Lamp | 1 | 60 | Bathroom | 221871 | Bathroom | 0.04008%
22187 | 2 | 1 |  | Manual | 1 | Wall Mount | Incandescent |  | Standard A Lamp | 1 | 60 | Bathroom | 221872 | Bathroom | 0.04008%
22187 | 3 | 1 |  | Manual | 1 | Ceiling Fixture | Incandescent |  | Standard A Lamp | 1 | 60 | Bedroom | 221873 | Bedroom | 0.04008%
22187 | 3 | 2 |  | Manual | 2 | Table | Incandescent |  | Standard A Lamp | 1 | 60 | Bedroom | 221873 | Bedroom | 0.04008%
22187 | 4 | 1 |  | Manual | 1 | Ceiling Fixture | Incandescent |  | Standard A Lamp | 1 | 60 | Bedroom | 221874 | Bedroom | 0.04008%
22187 | 4 | 2 |  | Manual | 2 | Table | Incandescent |  | Standard A Lamp | 1 | 60 | Bedroom | 221874 | Bedroom | 0.04008%
22187 | 5 | 1 |  | Manual | 1 | Ceiling Fixture | Incandescent |  | Standard A Lamp | 1 | 60 | Bedroom | 221875 | Bedroom | 0.04008%
22187 | 5 | 2 |  | Manual | 2 | Floor lamp | Incandescent |  | Standard A Lamp | 2 | 60 | Bedroom | 221875 | Bedroom | 0.04008%
22187 | 6 | 1 |  | Manual | 1 | Ceiling Fixture | Incandescent |  | Standard A Lamp | 2 | 60 | Bedroom | 221876 | Bedroom | 0.04008%
22187 | 6 | 2 |  | Manual | 2 | Table | Compact Fluorescent |  | Twist | 1 | 15 | Bedroom | 221876 | Bedroom | 0.04008%
22187 | 7 | 1 |  | Manual | 1 | Ceiling Fixture | Incandescent |  | Standard A Lamp | 1 | 60 | Closet | 221877 | Closet | 0.04008%
22187 | 8 | 1 |  | Manual | 1 | Ceiling Fixture | Incandescent |  | Standard A Lamp | 1 | 60 | Hall | 221878 | Hall | 0.04008%
22187 | 9 | 1 |  | Manual | 1 | Ceiling Fixture | Linear Fluorescent | 48 | T-12 | 2 | 40 | Kitchen | 221879 | Kitchen | 0.04008%
22187 | 9 | 2 |  | Manual | 1 | Recessed - other | Incandescent |  | Standard A Lamp | 1 | 60 | Kitchen | 221879 | Kitchen | 0.04008%
22187 | 10 | 1 |  | Manual | 1 | Ceiling Fixture | Incandescent |  | Standard A Lamp | 1 | 60 | Laundry Room | 2218710 | Laundry Room | 0.04008%
22187 | 11 | 1 |  | Manual | 2 | Table | Incandescent |  | Standard A Lamp | 1 | 60 | Living Room | 2218711 | Living Room | 0.04008%
22187 | 11 | 2 |  | Manual | 1 | Ceiling Fixture | Incandescent |  | Standard A Lamp | 1 | 60 | Living Room | 2218711 | Living Room | 0.04008%
22191 | 1 | 1 |  | Manual | 1 | Wall Mount | Incandescent |  | Globe | 3 | 60 | Bathroom | 221911 | Bathroom | 0.2127%
22191 | 2 | 1 |  | Manual | 1 | Ceiling Fixture | Incandescent |  | Standard A Lamp | 1 | 60 | Bedroom | 221912 | Bedroom | 0.2127%
22191 | 2 | 2 |  | Manual | 1 | Table | Incandescent |  | Standard A Lamp | 1 | 60 | Bedroom | 221912 | Bedroom | 0.2127%
22191 | 3 | 1 |  | Manual | 1 | Table | Compact Fluorescent |  | Twist | 1 | 15 | Bedroom | 221913 | Bedroom | 0.2127%
22191 | 3 | 2 |  | Manual | 1 | Ceiling Fixture | Incandescent |  | Standard A Lamp | 1 | 60 | Bedroom | 221913 | Bedroom | 0.2127%
22191 | 4 | 1 |  | Manual | 1 | Recessed - other | Compact Fluorescent |  | 3-Way CFL | 1 | 15 | Kitchen | 221914 | Kitchen | 0.2127%
22191 | 4 | 2 |  | Manual | 1 | Chandelier (Hanging) | Compact Fluorescent |  | Twist | 1 | 15 | Kitchen | 221914 | Kitchen | 0.2127%
22191 | 4 | 3 |  | Manual | 1 | Ceiling Fixture | Linear Fluorescent | 48 | T-12 | 2 | 40 | Kitchen | 221914 | Kitchen | 0.2127%
22191 | 5 | 1 |  | Manual | 2 | Table | Compact Fluorescent |  | Twist | 1 | 15 | Living Room | 221915 | Living Room | 0.2127%
22191 | 6 | 1 |  | Manual | 1 | Ceiling Fixture | Incandescent |  | Standard A Lamp | 1 | 60 | Other | 221916 | Other | 0.2127%
22198 | 1 | 1 |  | Manual | 1 | Wall Mount | Incandescent |  | Globe | 4 | 60 | Bathroom | 221981 | Bathroom | 0.09408%
22198 | 2 | 1 |  | Manual | 1 | Wall Mount | Incandescent |  | Globe | 4 | 60 | Bathroom | 221982 | Bathroom | 0.09408%
22198 | 3 | 1 |  | Manual | 2 | Ceiling Fixture | Incandescent |  | Standard A Lamp | 3 | 60 | Bedroom | 221983 | Bedroom | 0.09408%
22198 | 4 | 1 |  | Manual | 4 | Ceiling Fixture | Incandescent |  | Standard A Lamp | 2 | 60 | Family Room | 221984 | Family Room | 0.09408%
22198 | 5 | 1 |  | Dimmer | 1 | Chandelier (Hanging) | Incandescent |  | Standard A Lamp | 5 | 60 | Dining Room | 221985 | Dining Room | 0.09408%
22198 | 6 | 1 |  | Manual | 1 | Ceiling Fixture | Incandescent |  | Standard A Lamp | 1 | 75 | Other | 221986 | Other | 0.09408%
22198 | 7 | 1 |  | Manual | 1 | Recessed Can | Incandescent |  | Reflector | 1 | 65 | Hall | 221987 | Hall | 0.09408%
22198 | 8 | 1 |  | Manual | 5 | Recessed Can | Incandescent |  | Reflector | 1 | 65 | Hall | 221988 | Hall | 0.09408%
22198 | 8 | 2 |  | Manual | 1 | Wall Mount | Incandescent |  | Standard A Lamp | 1 | 60 | Hall | 221988 | Hall | 0.09408%
22198 | 9 | 1 |  | Manual | 1 | Floor lamp | Incandescent |  | Standard A Lamp | 2 | 60 | Family Room | 221989 | Family Room | 0.09408%
22198 | 9 | 2 |  | Manual | 1 | Table | Incandescent |  | Standard A Lamp | 1 | 65 | Family Room | 221989 | Family Room | 0.09408%
22198 | 9 | 3 |  | Manual | 1 | Ceiling Fan | Incandescent |  | Standard A Lamp | 1 | 75 | Family Room | 221989 | Family Room | 0.09408%
22198 | 9 | 4 | type t | Manual | 1 | Table | Halogen |  | MR | 1 | 20 | Family Room | 221989 | Family Room | 0.09408%
22198 | 9 | 5 |  | Manual | 2 | Ceiling Fixture | Incandescent |  | Reflector | 1 | 65 | Family Room | 221989 | Family Room | 0.09408%
22198 | 10 | 1 |  | Manual | 1 | Ceiling Fixture | Linear Fluorescent | 36 | T-8 | 1 | 32 | Garage | 2219810 | Garage | 0.09408%
22198 | 10 | 2 |  | Manual | 2 | Ceiling Fixture | Linear Fluorescent | 36 | T-12 | 1 | 32 | Garage | 2219810 | Garage | 0.09408%
22198 | 10 | 3 |  | Manual | 3 | Ceiling Fixture | Incandescent |  | Standard A Lamp | 1 | 60 | Garage | 2219810 | Garage | 0.09408%
22198 | 10 | 4 |  | Manual | 2 | Garage door opener | Incandescent |  | Standard A Lamp | 1 | 60 | Garage | 2219810 | Garage | 0.09408%
22198 | 10 | 5 |  | Manual | 2 | Ceiling Fixture | Other |  | LED Interior | 2 | 12 | Garage | 2219810 | Garage | 0.09408%
22198 | 11 | 1 |  | Manual | 1 | Recessed Can | Incandescent |  | Standard A Lamp | 1 | 65 | Hall | 2219811 | Hall | 0.09408%
22198 | 12 | 1 |  | Manual | 7 | Recessed Can | Incandescent |  | Reflector | 1 | 65 | Kitchen | 2219812 | Kitchen | 0.09408%
22198 | 13 | 1 |  | Manual | 1 | Ceiling Fixture | Linear Fluorescent | 48 | T-12 | 2 | 40 | Laundry Room | 2219813 | Laundry Room | 0.09408%
22198 | 14 | 1 |  | Manual | 1 | Ceiling Fixture | Incandescent |  | Decorative | 1 | 65 | Bathroom | 2219814 | Bathroom | 0.09408%
22198 | 15 | 1 |  | Manual | 1 | Recessed Can | Incandescent |  | Reflector | 1 | 65 | Bedroom | 2219815 | Bedroom | 0.09408%
22198 | 15 | 2 |  | Manual | 1 | Floor lamp | Incandescent |  | Standard A Lamp | 1 | 100 | Bedroom | 2219815 | Bedroom | 0.09408%
22198 | 15 | 3 |  | Manual | 2 | Table | Incandescent |  | Standard A Lamp | 2 | 40 | Bedroom | 2219815 | Bedroom | 0.09408%
22198 | 16 | 1 |  | Manual | 1 | Ceiling Fixture | Incandescent |  | Standard A Lamp | 1 | 60 | Closet | 2219816 | Closet | 0.09408%
22198 | 17 | 1 |  | Manual | 1 | Ceiling Fixture | Incandescent |  | Globe | 1 | 60 | Bathroom | 2219817 | Bathroom | 0.09408%
22198 | 18 | 1 |  | Manual | 1 | Recessed Can | Incandescent |  | Reflector | 1 | 65 | Bedroom | 2219818 | Bedroom | 0.09408%
22198 | 18 | 2 |  | Manual | 1 | Ceiling Fixture | Incandescent |  | Standard A Lamp | 3 | 60 | Bedroom | 2219818 | Bedroom | 0.09408%
22198 | 18 | 3 |  | Manual | 1 | Table | Incandescent |  | Standard A Lamp | 1 | 60 | Bedroom | 2219818 | Bedroom | 0.09408%
22198 | 19 | 1 |  | Manual | 1 | Wall Mount | Incandescent |  | Standard A Lamp | 6 | 52 | Bathroom | 2219819 | Bathroom | 0.09408%
22198 | 20 | 1 |  | Manual | 1 | Ceiling Fixture | Incandescent |  | Standard A Lamp | 2 | 60 | Office | 2219820 | Office | 0.09408%
22198 | 21 | 1 |  | Manual | 3 | Chandelier (Hanging) | Incandescent |  | Globe | 1 | 60 | Living Room | 2219821 | Living Room | 0.09408%
22198 | 21 | 2 |  | Manual | 3 | Recessed Can | Incandescent |  | Reflector | 1 | 65 | Living Room | 2219821 | Living Room | 0.09408%
22198 | 21 | 3 |  | Manual | 1 | Table | Incandescent |  | Standard A Lamp | 1 | 52 | Living Room | 2219821 | Living Room | 0.09408%
22198 | 21 | 4 |  | Manual | 1 | Table | Halogen |  | MR | 1 | 20 | Living Room | 2219821 | Living Room | 0.09408%
22198 | 22 | 1 |  | Manual | 1 | Wall Mount | Incandescent |  | Globe | 6 | 60 | Bathroom | 2219822 | Bathroom | 0.09408%
22198 | 23 | 1 |  | Manual | 1 | Ceiling Fixture | Incandescent |  | Standard A Lamp | 1 | 52 | Bathroom | 2219823 | Bathroom | 0.09408%
22198 | 24 | 1 |  | Manual | 1 | Wall Mount | Incandescent |  | Standard A Lamp | 8 | 60 | Bathroom | 2219824 | Bathroom | 0.09408%
22198 | 25 | 1 |  | Manual | 1 | Ceiling Fixture | Incandescent |  | Standard A Lamp | 1 | 40 | Closet | 2219825 | Closet | 0.09408%
22198 | 26 | 1 |  | Manual | 1 | Ceiling Fixture | Incandescent |  | Standard A Lamp | 3 | 60 | Bedroom | 2219826 | Bedroom | 0.09408%
22198 | 27 | 1 |  | Manual | 3 | Recessed Can | Incandescent |  | Reflector | 1 | 65 | Hall | 2219827 | Hall | 0.09408%
22198 | 28 | 1 |  | Manual | 1 | Ceiling Fixture | Incandescent |  | Standard A Lamp | 1 | 90 | Closet | 2219828 | Closet | 0.09408%
22198 | 29 | 1 |  | Manual | 1 | Ceiling Fixture | Incandescent |  | Standard A Lamp | 2 | 60 | Bedroom | 2219829 | Bedroom | 0.09408%
22198 | 29 | 2 | type t | Manual | 1 | Table | Halogen |  | MR | 1 | 20 | Bedroom | 2219829 | Bedroom | 0.09408%
22198 | 29 | 3 |  | Manual | 1 | Table | Incandescent |  | Standard A Lamp | 1 | 40 | Bedroom | 2219829 | Bedroom | 0.09408%
22198 | 30 | 1 |  | Manual | 1 | Ceiling Fixture | Incandescent |  | Standard A Lamp | 1 | 40 | Closet | 2219830 | Closet | 0.09408%
22198 | 31 | 1 |  | Manual | 1 | Wall Mount | Incandescent |  | Standard A Lamp | 1 | 60 | Hall | 2219831 | Hall | 0.09408%
22200 | 1 | 1 |  | Manual | 2 | Ceiling Fixture | Incandescent |  | Reflector | 1 | 60 | Kitchen | 222001 | Kitchen | 0.02963%
22200 | 1 | 2 |  | Manual | 1 | Ceiling Fixture | Incandescent |  | Standard A Lamp | 2 | 60 | Kitchen | 222001 | Kitchen | 0.02963%
22200 | 1 | 3 |  | Manual | 1 | Wall Mount | Halogen |  | MR | 4 | 50 | Kitchen | 222001 | Kitchen | 0.02963%
22200 | 2 | 1 |  | Manual | 2 | Ceiling Fixture | Incandescent |  | Standard A Lamp | 2 | 40 | Bedroom | 222002 | Bedroom | 0.02963%
22200 | 3 | 1 |  | Manual | 2 | Ceiling Fixture | Incandescent |  | Standard A Lamp | 1 | 60 | Bathroom | 222003 | Bathroom | 0.02963%
22200 | 3 | 2 |  | Manual | 1 | Wall Mount | Halogen |  | MR | 4 | 50 | Bathroom | 222003 | Bathroom | 0.02963%
22200 | 4 | 1 |  | Manual | 1 | Table | Incandescent |  | Standard A Lamp | 1 | 60 | Living Room | 222004 | Living Room | 0.02963%
22200 | 4 | 2 |  | Manual | 5 | Recessed Can | Incandescent |  | Reflector | 1 | 50 | Living Room | 222004 | Living Room | 0.02963%
22200 | 4 | 3 |  | Manual | 2 | Recessed Can | Compact Fluorescent |  | Twist | 1 | 15 | Living Room | 222004 | Living Room | 0.02963%
22200 | 4 | 4 |  | Manual | 1 | Torchiere | Halogen |  | Quartz Tube | 1 | 150 | Living Room | 222004 | Living Room | 0.02963%
22200 | 5 | 1 |  | Manual | 1 | Wall Mount | Incandescent |  | Standard A Lamp | 1 | 40 | Hall | 222005 | Hall | 0.02963%
22200 | 5 | 2 |  | Manual | 1 | Ceiling Fixture | Incandescent |  | Standard A Lamp | 2 | 60 | Hall | 222005 | Hall | 0.02963%
22200 | 6 | 1 |  | Manual | 1 | Recessed Can | Halogen |  | Other | 1 | 50 | Bathroom | 222006 | Bathroom | 0.02963%
22200 | 6 | 2 |  | Manual | 1 | Ceiling Fixture | Incandescent |  | Standard A Lamp | 1 | 40 | Bathroom | 222006 | Bathroom | 0.02963%
22200 | 6 | 3 |  | Manual | 1 | Wall Mount | Halogen |  | MR | 3 | 50 | Bathroom | 222006 | Bathroom | 0.02963%
22200 | 7 | 1 |  | Manual | 2 | Ceiling Fixture | Incandescent |  | Standard A Lamp | 1 | 60 | Bedroom | 222007 | Bedroom | 0.02963%
22200 | 7 | 2 |  | Manual | 1 | Table | Incandescent |  | Standard A Lamp | 1 | 60 | Bedroom | 222007 | Bedroom | 0.02963%
22200 | 8 | 1 |  | Manual | 2 | Ceiling Fixture | Incandescent |  | Standard A Lamp | 1 | 60 | Bedroom | 222008 | Bedroom | 0.02963%
22200 | 8 | 2 |  | Manual | 1 | Torchiere | Compact Fluorescent |  | Other | 1 | 22 | Bedroom | 222008 | Bedroom | 0.02963%
22203 | 1 | 1 |  | Manual | 1 | Wall Mount | Incandescent |  | Globe | 6 | 60 | Bathroom | 222031 | Bathroom | 0.04784%
22203 | 1 | 2 |  | Manual | 1 | Recessed Can | Incandescent |  | Reflector | 1 | 65 | Bathroom | 222031 | Bathroom | 0.04784%
22203 | 2 | 1 |  | Manual | 1 | Ceiling Fixture | Incandescent |  | Standard A Lamp | 3 | 75 | Bedroom | 222032 | Bedroom | 0.04784%
22203 | 2 | 2 |  | Manual | 1 | Ceiling Fixture | Incandescent |  | Reflector | 1 | 65 | Bedroom | 222032 | Bedroom | 0.04784%
22203 | 3 | 1 |  | Manual | 1 | Wall Mount | Incandescent |  | Globe | 6 | 60 | Bathroom | 222033 | Bathroom | 0.04784%
22203 | 3 | 2 |  | Manual | 1 | Recessed Can | Incandescent |  | Clear | 1 | 65 | Bathroom | 222033 | Bathroom | 0.04784%
22203 | 4 | 1 |  | Manual | 1 | Recessed Can | Incandescent |  | Reflector | 1 | 65 | Bathroom | 222034 | Bathroom | 0.04784%
22203 | 5 | 1 |  | Manual | 1 | Recessed Can | Incandescent |  | Reflector | 1 | 65 | Bedroom | 222035 | Bedroom | 0.04784%
22203 | 6 | 1 |  | Manual | 4 | Recessed - other | Halogen |  | PAR | 1 | 50 | Dining Room | 222036 | Dining Room | 0.04784%
22203 | 6 | 2 |  | Manual | 1 | Track | Incandescent |  | Standard A Lamp | 3 | 40 | Dining Room | 222036 | Dining Room | 0.04784%
22203 | 7 | 1 |  | Manual | 1 | Table | Incandescent |  | Standard A Lamp | 1 | 60 | Family Room | 222037 | Family Room | 0.04784%
22203 | 8 | 1 |  | Manual | 2 | Ceiling Fixture | Compact Fluorescent |  | Twist | 1 | 22 | Garage | 222038 | Garage | 0.04784%
22203 | 8 | 2 |  | Manual | 1 | Garage door opener | Incandescent |  | Standard A Lamp | 2 | 60 | Garage | 222038 | Garage | 0.04784%
22203 | 9 | 1 |  | Manual | 3 | Recessed Can | Incandescent |  | Reflector | 1 | 65 | Hall | 222039 | Hall | 0.04784%
22203 | 10 | 1 |  | Manual | 6 | Recessed Can | Incandescent |  | Clear | 1 | 65 | Kitchen | 2220310 | Kitchen | 0.04784%
22203 | 11 | 1 |  | Manual | 1 | Floor lamp | Incandescent |  | Decorative | 5 | 40 | Living Room | 2220311 | Living Room | 0.04784%
22203 | 11 | 2 |  | Manual | 1 | Track | Incandescent |  | Standard A Lamp | 1 | 100 | Living Room | 2220311 | Living Room | 0.04784%
22203 | 11 | 3 |  | Manual | 1 | Floor lamp | Halogen |  | Quartz Tube | 2 | 50 | Living Room | 2220311 | Living Room | 0.04784%
22203 | 11 | 4 |  | Manual | 2 | Recessed Can | Incandescent |  | Reflector | 1 | 65 | Living Room | 2220311 | Living Room | 0.04784%
22203 | 12 | 1 |  | Manual | 1 | Recessed Can | Incandescent |  | Reflector | 1 | 65 | Master Bedroom | 2220312 | Master Bedroom | 0.04784%
22205 | 1 | 1 |  | Manual | 1 | Ceiling Fixture | Incandescent |  | Standard A Lamp | 3 | 65 | Other | 222051 | Other | 0.04732%
22205 | 2 | 1 |  | Manual | 1 | Ceiling Fixture | Halogen |  | MR | 4 | 50 | Bathroom | 222052 | Bathroom | 0.04732%
22205 | 2 | 2 |  | Manual | 1 | Recessed - other | Incandescent |  | Reflector | 2 | 250 | Bathroom | 222052 | Bathroom | 0.04732%
22205 | 3 | 1 |  | Manual | 3 | Ceiling Fixture | Linear Fluorescent | 48 | T-12 | 2 | 40 | Kitchen | 222053 | Kitchen | 0.04732%
22205 | 3 | 2 |  | Manual | 3 | Recessed Can | Compact Fluorescent |  | Reflector | 1 | 22 | Kitchen | 222053 | Kitchen | 0.04732%
22205 | 4 | 1 |  | Manual | 1 | Ceiling Fixture | Incandescent |  | Standard A Lamp | 2 | 75 | Hall | 222054 | Hall | 0.04732%
22205 | 4 | 2 |  | Manual | 1 | Ceiling Fixture | Incandescent |  | Standard A Lamp | 1 | 75 | Hall | 222054 | Hall | 0.04732%
22205 | 5 | 1 |  | Manual | 4 | Ceiling Fixture | Incandescent |  | Standard A Lamp | 1 | 75 | Family Room | 222055 | Family Room | 0.04732%
22205 | 6 | 1 |  | Manual | 1 | Wall Mount | Incandescent |  | Globe | 1 | 40 | Bathroom | 222056 | Bathroom | 0.04732%
22205 | 7 | 1 |  | Manual | 1 | Ceiling Fixture | Incandescent |  | Standard A Lamp | 1 | 60 | Hall | 222057 | Hall | 0.04732%
22205 | 8 | 1 |  | Manual | 1 | Ceiling Fixture | Incandescent |  | Reflector | 1 | 65 | Garage | 222058 | Garage | 0.04732%
22205 | 8 | 2 |  | Manual | 1 | Ceiling Fixture | Linear Fluorescent | 48 | T-12 | 2 | 40 | Garage | 222058 | Garage | 0.04732%
22205 | 8 | 3 |  | Manual | 1 | Garage door opener | Incandescent |  | Standard A Lamp | 2 | 60 | Garage | 222058 | Garage | 0.04732%
22205 | 9 | 1 |  | Manual | 1 | Ceiling Fixture | Compact Fluorescent |  | Twist | 1 | 15 | Hall | 222059 | Hall | 0.04732%
22205 | 10 | 1 |  | Manual | 1 | Wall Mount | Incandescent |  | Globe | 5 | 40 | Bathroom | 2220510 | Bathroom | 0.04732%
22205 | 11 | 1 |  | Manual | 1 | Ceiling Fixture | Incandescent |  | Standard A Lamp | 2 | 75 | Bedroom | 2220511 | Bedroom | 0.04732%
22205 | 12 | 1 |  | Manual | 1 | Ceiling Fixture | Incandescent |  | Standard A Lamp | 3 | 75 | Master Bedroom | 2220512 | Master Bedroom | 0.04732%
22205 | 12 | 2 |  | Manual | 1 | Floor lamp | Incandescent |  | Standard A Lamp | 2 | 65 | Master Bedroom | 2220512 | Master Bedroom | 0.04732%
22205 | 13 | 1 |  | Manual | 1 | Wall Mount | Compact Fluorescent |  | Twist | 1 | 22 | Closet | 2220513 | Closet | 0.04732%
22205 | 14 | 1 |  | Manual | 1 | Floor lamp | Incandescent |  | Standard A Lamp | 1 | 60 | Living Room | 2220514 | Living Room | 0.04732%
22205 | 15 | 1 |  | Dimmer | 1 | Chandelier (Hanging) | Incandescent |  | Standard A Lamp | 3 | 75 | Dining Room | 2220515 | Dining Room | 0.04732%
22205 | 16 | 1 |  | Manual | 1 | Ceiling Fixture | Incandescent |  | Standard A Lamp | 1 | 75 | Master Bedroom | 2220516 | Master Bedroom | 0.04732%
22212 | 1 | 1 |  | Manual | 1 | Wall Mount | Compact Fluorescent |  | Twist | 5 | 15 | Bathroom | 222121 | Bathroom | 0.04008%
22212 | 1 | 2 |  | Manual | 1 | Architectural | Linear Fluorescent | 20 | T-5 | 1 | 16 | Bathroom | 222121 | Bathroom | 0.04008%
22212 | 1 | 3 |  | Manual | 1 | Ceiling Fixture | Compact Fluorescent |  | Twist | 1 | 15 | Bathroom | 222121 | Bathroom | 0.04008%
22212 | 2 | 1 |  | Manual | 1 | Ceiling Fixture | Incandescent |  | Standard A Lamp | 1 | 60 | Bedroom | 222122 | Bedroom | 0.04008%
22212 | 3 | 1 |  | Manual | 1 | Ceiling Fixture | Compact Fluorescent |  | Twist | 2 | 15 | Bedroom | 222123 | Bedroom | 0.04008%
22212 | 4 | 1 |  | Manual | 3 | Wall Mount | Compact Fluorescent |  | Twist | 1 | 15 | Bedroom | 222124 | Bedroom | 0.04008%
22212 | 5 | 1 |  | Manual | 4 | Ceiling Fixture | Compact Fluorescent |  | Twist | 1 | 15 | Garage | 222125 | Garage | 0.04008%
22212 | 5 | 2 |  | Manual | 1 | Ceiling Fixture | Linear Fluorescent | 48 | T-12 | 2 | 40 | Garage | 222125 | Garage | 0.04008%
22212 | 6 | 1 |  | Manual | 3 | Ceiling Fixture | Compact Fluorescent |  | Twist | 1 | 15 | Hall | 222126 | Hall | 0.04008%
22212 | 7 | 1 |  | Manual | 3 | Ceiling Fixture | Compact Fluorescent |  | Twist | 1 | 15 | Kitchen | 222127 | Kitchen | 0.04008%
22212 | 7 | 2 |  | Manual | 7 | Architectural | Linear Fluorescent | 20 | T-5 | 1 | 16 | Kitchen | 222127 | Kitchen | 0.04008%
22212 | 8 | 1 |  | Manual | 1 | Ceiling Fixture | Compact Fluorescent |  | Twist | 1 | 15 | Living Room | 222128 | Living Room | 0.04008%
22212 | 8 | 2 |  | Manual | 3 | Table | Compact Fluorescent |  | Twist | 1 | 15 | Living Room | 222128 | Living Room | 0.04008%
22212 | 9 | 1 |  | Manual | 1 | Wall Mount | Compact Fluorescent |  | Twist | 1 | 15 | Closet | 222129 | Closet | 0.04008%
22212 | 10 | 1 |  | Manual | 1 | Wall Mount | Compact Fluorescent |  | Twist | 1 | 15 | Closet | 2221210 | Closet | 0.04008%
22214 | 1 | 1 |  | Timer | 1 | Wall Mount | Linear Fluorescent | 12 | T-8 | 1 | 16 | Dining Room | 222141 | Dining Room | 0.05296%
22214 | 1 | 2 |  | Manual | 1 | Table | Incandescent |  | Standard A Lamp | 1 | 60 | Dining Room | 222141 | Dining Room | 0.05296%
22214 | 1 | 3 |  | Manual | 1 | Wall Mount | Incandescent |  | Standard A Lamp | 1 | 60 | Dining Room | 222141 | Dining Room | 0.05296%
22214 | 2 | 1 |  | Manual | 1 | Wall Mount | Incandescent |  | Standard A Lamp | 2 | 60 | Bathroom | 222142 | Bathroom | 0.05296%
22214 | 2 | 2 |  | Manual | 2 | Ceiling Fixture | Incandescent |  | Standard A Lamp | 2 | 60 | Bathroom | 222142 | Bathroom | 0.05296%
22214 | 3 | 1 |  | Manual | 1 | Table | Incandescent |  | Standard A Lamp | 1 | 60 | Bedroom | 222143 | Bedroom | 0.05296%
22214 | 4 | 1 |  | Manual | 1 | Ceiling Fixture | Incandescent |  | Standard A Lamp | 2 | 60 | Family Room | 222144 | Family Room | 0.05296%
22214 | 4 | 2 |  | Manual | 1 | Table | Incandescent |  | Standard A Lamp | 1 | 60 | Family Room | 222144 | Family Room | 0.05296%
22214 | 5 | 1 |  | Manual | 1 | Ceiling Fixture | Incandescent |  | Standard A Lamp | 2 | 60 | Hall | 222145 | Hall | 0.05296%
22214 | 5 | 2 |  | Manual | 1 | Ceiling Fixture | Linear Fluorescent | 48 | T-12 | 2 | 32 | Hall | 222145 | Hall | 0.05296%
22214 | 6 | 1 |  | Manual | 1 | Ceiling Fixture | Linear Fluorescent | 48 | T-12 | 2 | 20 | Laundry Room | 222146 | Laundry Room | 0.05296%
22214 | 7 | 1 |  | Manual | 3 | Ceiling Fixture | Linear Fluorescent | 96 | T-12 | 2 | 60 | Garage | 222147 | Garage | 0.05296%
22214 | 7 | 2 |  | Manual | 1 | Low bay | Linear Fluorescent | 96 | T-12 | 2 | 32 | Garage | 222147 | Garage | 0.05296%
22214 | 7 | 3 |  | Manual | 1 | Wall Mount | Linear Fluorescent | 36 | T-12 | 2 | 20 | Garage | 222147 | Garage | 0.05296%
22214 | 8 | 1 |  | Manual | 1 | Table | Compact Fluorescent |  | Twist | 1 | 15 | Living Room | 222148 | Living Room | 0.05296%
22214 | 9 | 1 |  | Manual | 1 | Ceiling Fixture | Incandescent |  | Standard A Lamp | 2 | 60 | Kitchen | 222149 | Kitchen | 0.05296%
22214 | 9 | 2 |  | Manual | 1 | Wall Mount | Compact Fluorescent |  | Decorative | 1 | 20 | Kitchen | 222149 | Kitchen | 0.05296%
22214 | 10 | 1 |  | Manual | 1 | Wall Mount | Incandescent |  | Standard A Lamp | 3 | 60 | Bathroom | 2221410 | Bathroom | 0.05296%
22214 | 10 | 2 |  | Manual | 1 | Ceiling Fixture | Incandescent |  | Standard A Lamp | 2 | 60 | Bathroom | 2221410 | Bathroom | 0.05296%
22214 | 11 | 1 |  | Manual | 1 | Ceiling Fixture | Incandescent |  | Standard A Lamp | 2 | 60 | Bedroom | 2221411 | Bedroom | 0.05296%
22214 | 11 | 2 |  | Manual | 1 | Ceiling Fan | Incandescent |  | Standard A Lamp | 3 | 60 | Bedroom | 2221411 | Bedroom | 0.05296%
22214 | 11 | 3 |  | Manual | 1 | Floor lamp | Incandescent |  | Standard A Lamp | 1 | 75 | Bedroom | 2221411 | Bedroom | 0.05296%
22214 | 11 | 4 |  | Manual | 2 | Table | Incandescent |  | Standard A Lamp | 1 | 60 | Bedroom | 2221411 | Bedroom | 0.05296%
22214 | 12 | 1 |  | Manual | 1 | Ceiling Fixture | Incandescent |  | Standard A Lamp | 2 | 60 | Hall | 2221412 | Hall | 0.05296%
22214 | 13 | 1 |  | Manual | 1 | Ceiling Fixture | Incandescent |  | Standard A Lamp | 2 | 60 | Office | 2221413 | Office | 0.05296%
22214 | 13 | 2 |  | Manual | 1 | Table | Incandescent |  | Standard A Lamp | 1 | 60 | Office | 2221413 | Office | 0.05296%
22215 | 1 | 1 |  | Manual | 1 | Ceiling Fixture | Compact Fluorescent |  | Twist | 2 | 15 | Bedroom | 222151 | Bedroom | 0.09408%
22215 | 1 | 2 |  | Manual | 1 | Table | Incandescent |  | Clear | 1 | 25 | Bedroom | 222151 | Bedroom | 0.09408%
22215 | 2 | 1 |  | Manual | 1 | Wall Mount | Compact Fluorescent |  | Twist | 3 | 15 | Bathroom | 222152 | Bathroom | 0.09408%
22215 | 3 | 1 |  | Manual | 2 | Ceiling Fixture | Compact Fluorescent |  | Twist | 2 | 15 | Bedroom | 222153 | Bedroom | 0.09408%
22215 | 4 | 1 |  | Manual | 1 | Ceiling Fixture | Compact Fluorescent |  | Twist | 2 | 15 | Master Bedroom | 222154 | Master Bedroom | 0.09408%
22215 | 5 | 1 |  | Manual | 1 | Wall Mount | Compact Fluorescent |  | Twist | 3 | 15 | Bathroom | 222155 | Bathroom | 0.09408%
22215 | 5 | 2 |  | Manual | 1 | Ceiling Fixture | Compact Fluorescent |  | Twist | 2 | 15 | Bathroom | 222155 | Bathroom | 0.09408%
22215 | 6 | 1 |  | Manual | 1 | Ceiling Fixture | Compact Fluorescent |  | Twist | 2 | 15 | Laundry Room | 222156 | Laundry Room | 0.09408%
22215 | 7 | 1 |  | Manual | 2 | Ceiling Fixture | Compact Fluorescent |  | Twist | 1 | 15 | Garage | 222157 | Garage | 0.09408%
22215 | 8 | 1 |  | Manual | 1 | Ceiling Fixture | Compact Fluorescent |  | Twist | 2 | 15 | Hall | 222158 | Hall | 0.09408%
22215 | 8 | 2 |  | Manual | 1 | Ceiling Fixture | Incandescent |  | Standard A Lamp | 2 | 60 | Hall | 222158 | Hall | 0.09408%
22215 | 8 | 3 |  | Manual | 1 | Ceiling Fixture | Compact Fluorescent |  | Twist | 2 | 22 | Hall | 222158 | Hall | 0.09408%
22215 | 9 | 1 |  | Manual | 1 | Chandelier (Hanging) | Compact Fluorescent |  | Twist | 5 | 15 | Kitchen | 222159 | Kitchen | 0.09408%
22215 | 9 | 2 |  | Manual | 5 | Recessed Can | Halogen |  | PAR | 1 | 65 | Kitchen | 222159 | Kitchen | 0.09408%
22215 | 10 | 1 |  | Manual | 1 | Ceiling Fan | Compact Fluorescent |  | Twist | 4 | 15 | Living Room | 2221510 | Living Room | 0.09408%
22215 | 11 | 1 |  | Manual | 1 | Ceiling Fixture | Compact Fluorescent |  | Twist | 2 | 15 | Office | 2221511 | Office | 0.09408%
22222 | 1 | 1 |  | Manual | 1 | Ceiling Fixture | Incandescent |  | Standard A Lamp | 1 | 60 | Bathroom | 222221 | Bathroom | 0.04732%
22222 | 1 | 2 |  | Manual | 1 | Ceiling Fan | Incandescent |  | Globe | 1 | 40 | Bathroom | 222221 | Bathroom | 0.04732%
22222 | 2 | 1 |  | Manual | 1 | Ceiling Fan | Incandescent |  | Standard A Lamp | 1 | 60 | Bedroom | 222222 | Bedroom | 0.04732%
22222 | 3 | 1 |  | Manual | 1 | Ceiling Fan | Incandescent |  | Standard A Lamp | 1 | 60 | Bedroom | 222223 | Bedroom | 0.04732%
22222 | 4 | 1 |  | Manual | 1 | Ceiling Fixture | Incandescent |  | Standard A Lamp | 1 | 60 | Hall | 222224 | Hall | 0.04732%
22222 | 5 | 1 |  | Manual | 1 | Ceiling Fixture | Incandescent |  | Standard A Lamp | 1 | 60 | Kitchen | 222225 | Kitchen | 0.04732%
22222 | 6 | 1 |  | Dimmer | 2 | Ceiling Fixture | Incandescent |  | Standard A Lamp | 1 | 75 | Living Room | 222226 | Living Room | 0.04732%
22222 | 6 | 2 |  | Manual | 1 | Table | Incandescent |  | Standard A Lamp | 1 | 60 | Living Room | 222226 | Living Room | 0.04732%
22222 | 6 | 3 |  | Manual | 1 | Table | Incandescent |  | Standard A Lamp | 1 | 75 | Living Room | 222226 | Living Room | 0.04732%
22222 | 7 | 1 |  | Manual | 1 | Ceiling Fixture | Linear Fluorescent | 96 | T-12 | 2 | 100 | Garage | 222227 | Garage | 0.04732%
22222 | 7 | 2 |  | Manual | 1 | Table | Compact Fluorescent |  | Twist | 1 | 22 | Garage | 222227 | Garage | 0.04732%
22225 | 1 | 1 |  | Manual | 1 | Wall Mount | Incandescent |  | Standard A Lamp | 2 | 60 | Bathroom | 222251 | Bathroom | 0.04784%
22225 | 2 | 1 |  | Manual | 1 | Ceiling Fixture | Incandescent |  | Standard A Lamp | 1 | 60 | Bedroom | 222252 | Bedroom | 0.04784%
22225 | 3 | 1 |  | Manual | 1 | Ceiling Fixture | Incandescent |  | Standard A Lamp | 1 | 60 | Bedroom | 222253 | Bedroom | 0.04784%
22225 | 3 | 2 |  | Manual | 1 | Table | Incandescent |  | Clear | 1 | 40 | Bedroom | 222253 | Bedroom | 0.04784%
22225 | 4 | 1 |  | Manual | 1 | Chandelier (Hanging) | Incandescent |  | Standard A Lamp | 5 | 40 | Dining Room | 222254 | Dining Room | 0.04784%
22225 | 5 | 1 |  | Manual | 1 | Ceiling Fixture | Incandescent |  | Standard A Lamp | 1 | 75 | Garage | 222255 | Garage | 0.04784%
22225 | 5 | 2 |  | Manual | 1 | Garage door opener | Incandescent |  | Standard A Lamp | 1 | 60 | Garage | 222255 | Garage | 0.04784%
22225 | 6 | 1 |  | Manual | 1 | Ceiling Fixture | Incandescent |  | Standard A Lamp | 1 | 60 | Hall | 222256 | Hall | 0.04784%
22225 | 7 | 1 |  | Manual | 1 | Ceiling Fixture | Incandescent |  | Standard A Lamp | 3 | 60 | Kitchen | 222257 | Kitchen | 0.04784%
22225 | 7 | 2 |  | Manual | 1 | Recessed Can | Incandescent |  | Reflector | 1 | 65 | Kitchen | 222257 | Kitchen | 0.04784%
22225 | 8 | 1 |  | Manual | 1 | Torchiere | Incandescent |  | Standard A Lamp | 1 | 60 | Living Room | 222258 | Living Room | 0.04784%
22225 | 8 | 2 |  | Manual | 2 | Table | Incandescent |  | Standard A Lamp | 1 | 60 | Living Room | 222258 | Living Room | 0.04784%
22225 | 9 | 1 |  | Manual | 1 | Ceiling Fixture | Incandescent |  | Standard A Lamp | 1 | 60 | Master Bedroom | 222259 | Master Bedroom | 0.04784%
22225 | 9 | 2 |  | Manual | 1 | Table | Incandescent |  | Mini base | 3 | 40 | Master Bedroom | 222259 | Master Bedroom | 0.04784%
22225 | 9 | 3 |  | Manual | 1 | Table | Incandescent |  | Mini base | 1 | 40 | Master Bedroom | 222259 | Master Bedroom | 0.04784%
22225 | 10 | 1 |  | Manual | 1 | Wall Mount | Incandescent |  | Globe | 3 | 60 | Bathroom | 2222510 | Bathroom | 0.04784%
22226 | 1 | 1 |  | Manual | 1 | Ceiling Fixture | Incandescent |  | Standard A Lamp | 2 | 65 | Master Bedroom | 222261 | Master Bedroom | 0.09408%
22226 | 1 | 2 |  | Manual | 2 | Table | Incandescent |  | Standard A Lamp | 1 | 25 | Master Bedroom | 222261 | Master Bedroom | 0.09408%
22226 | 2 | 1 |  | Manual | 1 | Wall Mount | Compact Fluorescent |  | Twist | 3 | 36 | Bathroom | 222262 | Bathroom | 0.09408%
22226 | 3 | 1 |  | Manual | 1 | Chandelier (Hanging) | Incandescent |  | Standard A Lamp | 1 | 60 | Family Room | 222263 | Family Room | 0.09408%
22226 | 3 | 2 |  | Dimmer | 2 | Torchiere | Compact Fluorescent |  | Twist | 2 | 28 | Family Room | 222263 | Family Room | 0.09408%
22226 | 4 | 1 |  | Manual | 1 | Ceiling Fixture | Linear Fluorescent | 48 | T-8 | 2 | 40 | Garage | 222264 | Garage | 0.09408%
22226 | 4 | 2 |  | Manual | 2 | Ceiling Fixture | Compact Fluorescent |  | Twist | 1 | 22 | Garage | 222264 | Garage | 0.09408%
22226 | 5 | 1 |  | Manual | 1 | Low bay | Linear Fluorescent | 48 | T-8 | 2 | 32 | Laundry Room | 222265 | Laundry Room | 0.09408%
22226 | 6 | 1 |  | Manual | 1 | Ceiling Fixture | Incandescent |  | Standard A Lamp | 4 | 60 | Kitchen | 222266 | Kitchen | 0.09408%
22226 | 6 | 2 |  | Manual | 1 | Ceiling Fixture | Incandescent |  | Decorative | 1 | 40 | Kitchen | 222266 | Kitchen | 0.09408%
22226 | 7 | 1 |  | Manual | 2 | Table | Compact Fluorescent |  | Twist | 2 | 22 | Dining Room | 222267 | Dining Room | 0.09408%
22226 | 7 | 2 |  | Manual | 2 | Ceiling Fixture | Compact Fluorescent |  | Twist | 3 | 22 | Dining Room | 222267 | Dining Room | 0.09408%
22226 | 8 | 1 |  | Manual | 1 | Ceiling Fixture | Incandescent |  | Decorative | 2 | 60 | Hall | 222268 | Hall | 0.09408%
22226 | 8 | 2 |  | Manual | 1 | Chandelier (Hanging) | Incandescent |  | Standard A Lamp | 2 | 75 | Hall | 222268 | Hall | 0.09408%
22226 | 9 | 1 |  | Manual | 2 | Chandelier (Hanging) | Incandescent |  | Decorative | 2 | 65 | Bathroom | 222269 | Bathroom | 0.09408%
22226 | 10 | 1 |  | Manual | 1 | Ceiling Fixture | Compact Fluorescent |  | Twist | 2 | 22 | Office | 2222610 | Office | 0.09408%
22226 | 10 | 2 |  | Manual | 1 | Table | Compact Fluorescent |  | Twist | 1 | 22 | Office | 2222610 | Office | 0.09408%
22226 | 11 | 1 |  | Manual | 1 | Ceiling Fixture | Incandescent |  | Standard A Lamp | 2 | 60 | Bedroom | 2222611 | Bedroom | 0.09408%
22226 | 11 | 2 |  | Manual | 2 | Table | Incandescent |  | Standard A Lamp | 1 | 25 | Bedroom | 2222611 | Bedroom | 0.09408%
22228 | 1 | 1 |  | Manual | 1 | Wall Mount | Incandescent |  | Globe | 8 | 60 | Bathroom | 222281 | Bathroom | 0.04008%
22228 | 1 | 2 |  | Manual | 1 | Ceiling Fixture | Incandescent |  | Standard A Lamp | 2 | 60 | Bathroom | 222281 | Bathroom | 0.04008%
22228 | 2 | 1 |  | Manual | 1 | Ceiling Fixture | Incandescent |  | Standard A Lamp | 2 | 60 | Bathroom | 222282 | Bathroom | 0.04008%
22228 | 2 | 2 |  | Manual | 1 | Wall Mount | Incandescent |  | Standard A Lamp | 4 | 60 | Bathroom | 222282 | Bathroom | 0.04008%
22228 | 3 | 1 |  | Manual | 1 | Ceiling Fixture | Incandescent |  | Standard A Lamp | 2 | 60 | Bedroom | 222283 | Bedroom | 0.04008%
22228 | 3 | 2 |  | Manual | 2 | Table | Incandescent |  | Standard A Lamp | 1 | 100 | Bedroom | 222283 | Bedroom | 0.04008%
22228 | 4 | 1 |  | Manual | 1 | Ceiling Fixture | Linear Fluorescent | 48 | T-8 | 4 | 32 | Bedroom | 222284 | Bedroom | 0.04008%
22228 | 4 | 2 |  | Manual | 1 | Floor lamp | Linear Fluorescent | 12 | T-5 | 2 | 16 | Bedroom | 222284 | Bedroom | 0.04008%
22228 | 5 | 1 |  | Manual | 1 | Ceiling Fixture | Incandescent |  | Standard A Lamp | 2 | 60 | Bedroom | 222285 | Bedroom | 0.04008%
22228 | 5 | 2 |  | Manual | 1 | Table | Incandescent |  | Standard A Lamp | 1 | 75 | Bedroom | 222285 | Bedroom | 0.04008%
22228 | 6 | 1 |  | Manual | 4 | Recessed Can | Incandescent |  | Reflector | 1 | 125 | Family Room | 222286 | Family Room | 0.04008%
22228 | 6 | 2 |  | Manual | 1 | Ceiling Fixture | Incandescent |  | Mini base | 4 | 25 | Family Room | 222286 | Family Room | 0.04008%
22228 | 6 | 3 |  | Manual | 3 | Table | Incandescent |  | Standard A Lamp | 1 | 60 | Family Room | 222286 | Family Room | 0.04008%
22228 | 7 | 1 |  | Manual | 2 | Ceiling Fixture | Linear Fluorescent | 48 | T-8 | 2 | 32 | Garage | 222287 | Garage | 0.04008%
22228 | 7 | 2 |  | Manual | 1 | Ceiling Fixture | Linear Fluorescent | 48 | T-12 | 2 | 40 | Garage | 222287 | Garage | 0.04008%
22228 | 7 | 3 |  | Manual | 1 | Ceiling Fixture | Incandescent |  | Standard A Lamp | 1 | 60 | Garage | 222287 | Garage | 0.04008%
22228 | 8 | 1 |  | Manual | 1 | Recessed Can | Compact Fluorescent |  | Reflector | 1 | 15 | Hall | 222288 | Hall | 0.04008%
22228 | 8 | 2 |  | Manual | 1 | Ceiling Fixture | Incandescent |  | Mini base | 3 | 25 | Hall | 222288 | Hall | 0.04008%
22228 | 9 | 1 |  | Manual | 2 | Recessed Can | Compact Fluorescent |  | Reflector | 1 | 15 | Kitchen | 222289 | Kitchen | 0.04008%
22228 | 9 | 2 |  | Manual | 2 | Ceiling Fixture | Linear Fluorescent | 48 | T-8 | 2 | 32 | Kitchen | 222289 | Kitchen | 0.04008%
22228 | 10 | 1 |  | Manual | 4 | Recessed Can | Compact Fluorescent |  | Reflector | 1 | 15 | Laundry Room | 2222810 | Laundry Room | 0.04008%
22228 | 11 | 1 |  | Manual | 1 | Wall Mount | Incandescent |  | Globe | 8 | 60 | Bathroom | 2222811 | Bathroom | 0.04008%
22228 | 12 | 1 |  | Manual | 3 | Table | Incandescent |  | Standard A Lamp | 1 | 100 | Master Bedroom | 2222812 | Master Bedroom | 0.04008%
22228 | 12 | 2 |  | Manual | 1 | Ceiling Fixture | Incandescent |  | Standard A Lamp | 2 | 60 | Master Bedroom | 2222812 | Master Bedroom | 0.04008%
22228 | 13 | 1 |  | Dimmer | 6 | Ceiling Fixture | Linear Fluorescent | 48 | T-12 | 2 | 40 | Other | 2222813 | Other | 0.04008%
22228 | 13 | 2 |  | Manual | 2 | Ceiling Fixture | Incandescent |  | Standard A Lamp | 1 | 100 | Other | 2222813 | Other | 0.04008%
22232 | 1 | 1 |  | Manual | 2 | Wall Mount | Incandescent |  | Globe | 3 | 60 | Bathroom | 222321 | Bathroom | 0.04732%
22232 | 2 | 1 |  | Manual | 1 | Ceiling Fixture | Compact Fluorescent |  | Twist | 1 | 15 | Bedroom | 222322 | Bedroom | 0.04732%
22232 | 2 | 2 |  | Manual | 1 | Table | Incandescent |  | 3-Way Incandescent | 1 | 125 | Bedroom | 222322 | Bedroom | 0.04732%
22232 | 2 | 3 |  | Manual | 1 | Floor lamp | Incandescent |  | Standard A Lamp | 1 | 40 | Bedroom | 222322 | Bedroom | 0.04732%
22232 | 3 | 1 |  | Dimmer | 1 | Chandelier (Hanging) | Incandescent |  | Decorative | 4 | 60 | Dining Room | 222323 | Dining Room | 0.04732%
22232 | 3 | 2 |  | Manual | 1 | Table | Incandescent |  | Mini base | 1 | 25 | Dining Room | 222323 | Dining Room | 0.04732%
22232 | 3 | 3 |  | Manual | 1 | Floor lamp | Incandescent |  | Other | 1 | 25 | Dining Room | 222323 | Dining Room | 0.04732%
22232 | 4 | 1 |  | Manual | 4 | Ceiling Fixture | Incandescent |  | Standard A Lamp | 1 | 75 | Garage | 222324 | Garage | 0.04732%
22232 | 5 | 1 |  | Manual | 1 | Ceiling Fixture | Incandescent |  | Standard A Lamp | 2 | 60 | Hall | 222325 | Hall | 0.04732%
22232 | 6 | 1 |  | Manual | 1 | Recessed Can | Incandescent |  | Standard A Lamp | 1 | 60 | Kitchen | 222326 | Kitchen | 0.04732%
22232 | 6 | 2 |  | Manual | 1 | Ceiling Fixture | Linear Fluorescent | 48 | T-8 | 4 | 32 | Kitchen | 222326 | Kitchen | 0.04732%
22232 | 7 | 1 |  | Manual | 1 | Ceiling Fan | Incandescent |  | Decorative | 4 | 60 | Living Room | 222327 | Living Room | 0.04732%
22232 | 7 | 2 |  | Manual | 1 | Floor lamp | Compact Fluorescent |  | Twist | 1 | 15 | Living Room | 222327 | Living Room | 0.04732%
22232 | 7 | 3 |  | Manual | 3 | Table | Incandescent |  | Standard A Lamp | 1 | 60 | Living Room | 222327 | Living Room | 0.04732%
22232 | 7 | 4 |  | Manual | 1 | Table | Other |  |  | 1 | 11 | Living Room | 222327 | Living Room | 0.04732%
22232 | 7 | 5 |  | Manual | 1 | Ceiling Fixture | Compact Fluorescent |  | Twist | 1 | 15 | Living Room | 222327 | Living Room | 0.04732%
22232 | 8 | 1 |  | Manual | 1 | Wall Mount | Incandescent |  | Standard A Lamp | 3 | 40 | Bathroom | 222328 | Bathroom | 0.04732%
22232 | 9 | 1 |  | Manual | 1 | Ceiling Fan | Incandescent |  | Standard A Lamp | 1 | 60 | Master Bedroom | 222329 | Master Bedroom | 0.04732%
22232 | 9 | 2 |  | Manual | 1 | Table | Incandescent |  | Standard A Lamp | 1 | 60 | Master Bedroom | 222329 | Master Bedroom | 0.04732%
22232 | 9 | 3 |  | Manual | 1 | Table | Incandescent |  | Decorative | 2 | 15 | Master Bedroom | 222329 | Master Bedroom | 0.04732%
22232 | 9 | 4 |  | Manual | 1 | Torchiere | Incandescent |  | 3-Way Incandescent | 1 | 100 | Master Bedroom | 222329 | Master Bedroom | 0.04732%
22232 | 10 | 1 |  | Manual | 1 | Ceiling Fan | Incandescent |  | Standard A Lamp | 1 | 60 | Office | 2223210 | Office | 0.04732%
22232 | 10 | 2 |  | Manual | 1 | Table | Other |  | LED Interior | 5 | 5 | Office | 2223210 | Office | 0.04732%
22232 | 10 | 3 |  | Manual | 1 | Table | Incandescent |  | Standard A Lamp | 1 | 60 | Office | 2223210 | Office | 0.04732%
22232 | 11 | 1 |  | Manual | 4 | Ceiling Fixture | Linear Fluorescent | 48 | T-12 | 1 | 40 | Family Room | 2223211 | Family Room | 0.04732%
22232 | 11 | 2 |  | Manual | 1 | Table | Incandescent |  | 3-Way Incandescent | 1 | 90 | Family Room | 2223211 | Family Room | 0.04732%
22232 | 11 | 3 |  | Manual | 1 | Table | Incandescent |  | Standard A Lamp | 1 | 60 | Family Room | 2223211 | Family Room | 0.04732%
22232 | 11 | 4 |  | Manual | 1 | Torchiere | Halogen |  | Quartz Tube | 1 | 150 | Family Room | 2223211 | Family Room | 0.04732%
22232 | 12 | 1 |  | Manual | 2 | Ceiling Fixture | Linear Fluorescent | 48 | T-12 | 2 | 40 | Bathroom | 2223212 | Bathroom | 0.04732%
22232 | 13 | 1 |  | Manual | 1 | Ceiling Fixture | Compact Fluorescent |  | Circline (Screw Base) | 1 | 22 | Bedroom | 2223213 | Bedroom | 0.04732%
22232 | 13 | 2 |  | Manual | 3 | Table | Incandescent |  | Standard A Lamp | 1 | 60 | Bedroom | 2223213 | Bedroom | 0.04732%
22232 | 14 | 1 |  | Manual | 1 | Ceiling Fixture | Incandescent |  | Standard A Lamp | 1 | 60 | Other | 2223214 | Other | 0.04732%
22232 | 15 | 1 |  | Manual | 1 | Wall Mount | Incandescent |  | Standard A Lamp | 1 | 60 | Hall | 2223215 | Hall | 0.04732%
22232 | 15 | 2 |  | Manual | 1 | Ceiling Fixture | Incandescent |  | Standard A Lamp | 2 | 60 | Hall | 2223215 | Hall | 0.04732%
22233 | 1 | 1 |  | Manual | 1 | Wall Mount | Incandescent |  | Decorative | 7 | 60 | Bathroom | 222331 | Bathroom | 0.04784%
22233 | 2 | 1 |  | Manual | 1 | Ceiling Fixture | Incandescent |  | Standard A Lamp | 2 | 60 | Bedroom | 222332 | Bedroom | 0.04784%
22233 | 2 | 2 |  | Manual | 2 | Table | Compact Fluorescent |  | Twist | 1 | 15 | Bedroom | 222332 | Bedroom | 0.04784%
22233 | 3 | 1 |  | Manual | 1 | Ceiling Fixture | Compact Fluorescent |  | Twist | 1 | 15 | Bedroom | 222333 | Bedroom | 0.04784%
22233 | 3 | 2 |  | Manual | 3 | Table | Compact Fluorescent |  | Twist | 1 | 15 | Bedroom | 222333 | Bedroom | 0.04784%
22233 | 4 | 1 |  | Manual | 1 | Ceiling Fixture | Incandescent |  | Standard A Lamp | 1 | 60 | Hall | 222334 | Hall | 0.04784%
22233 | 5 | 1 |  | Manual | 1 | Ceiling Fixture | Incandescent |  | Standard A Lamp | 1 | 60 | Hall | 222335 | Hall | 0.04784%
22233 | 6 | 1 |  | Manual | 1 | Ceiling Fixture | Incandescent |  | Standard A Lamp | 1 | 60 | Kitchen | 222336 | Kitchen | 0.04784%
22233 | 6 | 2 |  | Manual | 2 | Ceiling Fixture | Linear Fluorescent | 48 | T-8 | 2 | 32 | Kitchen | 222336 | Kitchen | 0.04784%
22233 | 6 | 3 |  | Manual | 1 | Ceiling Fan | Compact Fluorescent |  | Twist | 3 | 15 | Kitchen | 222336 | Kitchen | 0.04784%
22233 | 7 | 1 |  | Manual | 1 | Ceiling Fixture | Incandescent |  | Standard A Lamp | 1 | 60 | Laundry Room | 222337 | Laundry Room | 0.04784%
22233 | 8 | 1 |  | Manual | 2 | Ceiling Fixture | Compact Fluorescent |  | Twist | 1 | 15 | Living Room | 222338 | Living Room | 0.04784%
22233 | 8 | 2 |  | Manual | 2 | Floor lamp | Compact Fluorescent |  | Twist | 1 | 22 | Living Room | 222338 | Living Room | 0.04784%
22233 | 9 | 1 |  | Manual | 2 | Wall Mount | Incandescent |  | Globe | 6 | 60 | Bathroom | 222339 | Bathroom | 0.04784%
22233 | 10 | 1 |  | Manual | 1 | Ceiling Fixture | Compact Fluorescent |  | Twist | 1 | 15 | Master Bedroom | 2223310 | Master Bedroom | 0.04784%
22233 | 10 | 2 |  | Manual | 2 | Table | Compact Fluorescent |  | Twist | 1 | 7 | Master Bedroom | 2223310 | Master Bedroom | 0.04784%
22233 | 11 | 1 |  | Manual | 1 | Ceiling Fixture | Incandescent |  | Standard A Lamp | 1 | 60 | Other | 2223311 | Other | 0.04784%
22240 | 1 | 1 |  | Manual | 4 | Table | Incandescent |  | 3-Way Incandescent | 1 | 170 | Living Room | 222401 | Living Room | 0.09408%
22240 | 1 | 2 |  | Manual | 1 | Table | Compact Fluorescent |  | Twist | 1 | 28 | Living Room | 222401 | Living Room | 0.09408%
22240 | 1 | 3 |  | Manual | 2 | Floor lamp | Linear Fluorescent | 24 | T-8 | 1 | 16 | Living Room | 222401 | Living Room | 0.09408%
22240 | 2 | 1 |  | Manual | 3 | Ceiling Fixture | Incandescent |  | Standard A Lamp | 1 | 100 | Hall | 222402 | Hall | 0.09408%
22240 | 3 | 1 |  | Manual | 1 | Ceiling Fixture | Linear Fluorescent | 96 | T-12 | 2 | 60 | Family Room | 222403 | Family Room | 0.09408%
22240 | 3 | 2 |  | Manual | 1 | Track | Incandescent |  | Reflector | 4 | 65 | Family Room | 222403 | Family Room | 0.09408%
22240 | 3 | 3 |  | Manual | 1 | Ceiling Fixture | Incandescent |  | Standard A Lamp | 2 | 100 | Family Room | 222403 | Family Room | 0.09408%
22240 | 4 | 1 |  | Manual | 1 | Table | Incandescent |  | Standard A Lamp | 1 | 100 | Closet | 222404 | Closet | 0.09408%
22240 | 5 | 1 |  | Manual | 1 | Ceiling Fixture | Linear Fluorescent | 48 | T-8 | 4 | 32 | Office | 222405 | Office | 0.09408%
22240 | 5 | 2 |  | Manual | 1 | Table | Incandescent |  | Standard A Lamp | 1 | 100 | Office | 222405 | Office | 0.09408%
22240 | 6 | 1 |  | Manual | 1 | Ceiling Fixture | Incandescent |  | Standard A Lamp | 2 | 100 | Laundry Room | 222406 | Laundry Room | 0.09408%
22240 | 7 | 1 |  | Manual | 1 | Ceiling Fixture | Incandescent |  | Standard A Lamp | 1 | 100 | Bedroom | 222407 | Bedroom | 0.09408%
22240 | 7 | 2 |  | Manual | 2 | Table | Incandescent |  | 3-Way Incandescent | 1 | 90 | Bedroom | 222407 | Bedroom | 0.09408%
22240 | 8 | 1 |  | Manual | 1 | Wall Mount | Incandescent |  | Globe | 6 | 100 | Bathroom | 222408 | Bathroom | 0.09408%
22240 | 8 | 2 |  | Manual | 1 | Recessed - other | Incandescent |  | Heat Lamp | 2 | 250 | Bathroom | 222408 | Bathroom | 0.09408%
22240 | 9 | 1 |  | Manual | 1 | Ceiling Fixture | Incandescent |  | Standard A Lamp | 2 | 100 | Bedroom | 222409 | Bedroom | 0.09408%
22240 | 9 | 2 |  | Manual | 2 | Table | Incandescent |  | 3-Way Incandescent | 1 | 90 | Bedroom | 222409 | Bedroom | 0.09408%
22240 | 10 | 1 |  | Manual | 1 | Ceiling Fixture | Incandescent |  | Standard A Lamp | 1 | 75 | Closet | 2224010 | Closet | 0.09408%
22240 | 11 | 1 |  | Manual | 1 | Table | Incandescent |  | 3-Way Incandescent | 1 | 200 | Living Room | 2224011 | Living Room | 0.09408%
22240 | 12 | 1 |  | Manual | 2 | Ceiling Fixture | Linear Fluorescent | 48 | T-8 | 4 | 32 | Kitchen | 2224012 | Kitchen | 0.09408%
22240 | 12 | 2 |  | Manual | 1 | Chandelier (Hanging) | Incandescent |  | Standard A Lamp | 2 | 100 | Kitchen | 2224012 | Kitchen | 0.09408%
22240 | 13 | 1 |  | Manual | 1 | Ceiling Fixture | Incandescent |  | Standard A Lamp | 1 | 100 | Hall | 2224013 | Hall | 0.09408%
22240 | 14 | 1 |  | Manual | 1 | Wall Mount | Incandescent |  | Standard A Lamp | 2 | 100 | Bathroom | 2224014 | Bathroom | 0.09408%
22240 | 15 | 1 |  | Manual | 2 | Table | Incandescent |  | 3-Way Incandescent | 1 | 150 | Bedroom | 2224015 | Bedroom | 0.09408%
22240 | 15 | 2 |  | Manual | 1 | Ceiling Fixture | Incandescent |  | Standard A Lamp | 2 | 100 | Bedroom | 2224015 | Bedroom | 0.09408%
22240 | 15 | 3 |  | Manual | 1 | Chandelier (Hanging) | Incandescent |  | 3-Way Incandescent | 1 | 150 | Bedroom | 2224015 | Bedroom | 0.09408%
22240 | 16 | 1 |  | Manual | 1 | Ceiling Fixture | Incandescent |  | Standard A Lamp | 2 | 100 | Bathroom | 2224016 | Bathroom | 0.09408%
22240 | 16 | 2 |  | Manual | 2 | Wall Mount | Incandescent |  | Globe | 4 | 100 | Bathroom | 2224016 | Bathroom | 0.09408%
22240 | 16 | 3 |  | Manual | 2 | Wall Mount | Incandescent |  | Standard A Lamp | 1 | 100 | Bathroom | 2224016 | Bathroom | 0.09408%
22240 | 16 | 4 |  | Manual | 1 | Recessed - other | Incandescent |  | Heat Lamp | 2 | 250 | Bathroom | 2224016 | Bathroom | 0.09408%
22240 | 17 | 1 |  | Manual | 4 | Ceiling Fixture | Linear Fluorescent | 48 | T-12 | 2 | 40 | Office | 2224017 | Office | 0.09408%
22240 | 17 | 2 |  | Manual | 1 | Table | Compact Fluorescent |  | Twist | 1 | 28 | Office | 2224017 | Office | 0.09408%
22240 | 18 | 1 |  | Manual | 2 | Ceiling Fixture | Linear Fluorescent | 48 | T-12 | 2 | 40 | Other | 2224018 | Other | 0.09408%
22245 | 1 | 1 |  | Manual | 1 | Wall Mount | Incandescent |  | Standard A Lamp | 4 | 75 | Bathroom | 222451 | Bathroom | 0.305%
22245 | 1 | 2 |  | Manual | 1 | Ceiling Fixture | Incandescent |  | Standard A Lamp | 1 | 75 | Bathroom | 222451 | Bathroom | 0.305%
22245 | 2 | 1 |  | Manual | 1 | Floor lamp | Compact Fluorescent |  | Twist | 1 | 15 | Bedroom | 222452 | Bedroom | 0.305%
22245 | 3 | 1 |  | Manual | 1 | Floor lamp | Compact Fluorescent |  | Reflector | 1 | 7 | Bedroom | 222453 | Bedroom | 0.305%
22245 | 3 | 2 |  | Manual | 2 | Table | Incandescent |  | Standard A Lamp | 1 | 100 | Bedroom | 222453 | Bedroom | 0.305%
22245 | 4 | 1 |  | Manual | 1 | Chandelier (Hanging) | Incandescent |  | Standard A Lamp | 3 | 75 | Dining Room | 222454 | Dining Room | 0.305%
22245 | 5 | 1 |  | Manual | 1 | Ceiling Fixture | Compact Fluorescent |  | Twist | 3 | 15 | Hall | 222455 | Hall | 0.305%
22245 | 6 | 1 |  | Manual | 1 | Ceiling Fixture | Linear Fluorescent | 48 | T-12 | 2 | 40 | Kitchen | 222456 | Kitchen | 0.305%
22245 | 7 | 1 |  | Manual | 1 | Floor lamp | Incandescent |  | Mini base | 3 | 40 | Living Room | 222457 | Living Room | 0.305%
22245 | 7 | 2 |  | Manual | 2 | Table | Incandescent |  | Standard A Lamp | 1 | 100 | Living Room | 222457 | Living Room | 0.305%
22245 | 8 | 1 |  | Dimmer | 1 | Torchiere | Incandescent |  | Standard A Lamp | 1 | 100 | Master Bedroom | 222458 | Master Bedroom | 0.305%
22245 | 8 | 2 |  | Manual | 2 | Table | Compact Fluorescent |  | Twist | 1 | 22 | Master Bedroom | 222458 | Master Bedroom | 0.305%
22245 | 9 | 1 |  | Manual | 1 | Ceiling Fixture | Compact Fluorescent |  | Twist | 1 | 7 | Closet | 222459 | Closet | 0.305%
22245 | 10 | 1 |  | Manual | 1 | Ceiling Fixture | Incandescent |  | Standard A Lamp | 1 | 75 | Closet | 2224510 | Closet | 0.305%
22246 | 1 | 1 |  | Manual | 1 | Wall Mount | Incandescent |  | Clear | 3 | 60 | Bathroom | 222461 | Bathroom | 0.04784%
22246 | 2 | 1 |  | Manual | 1 | Ceiling Fixture | Incandescent |  | Standard A Lamp | 3 | 60 | Bedroom | 222462 | Bedroom | 0.04784%
22246 | 2 | 2 |  | Manual | 1 | Table | Incandescent |  | Clear | 1 | 40 | Bedroom | 222462 | Bedroom | 0.04784%
22246 | 3 | 1 |  | Manual | 1 | Ceiling Fixture | Incandescent |  | Standard A Lamp | 1 | 60 | Bedroom | 222463 | Bedroom | 0.04784%
22246 | 3 | 2 |  | Manual | 1 | Table | Incandescent |  | Standard A Lamp | 1 | 60 | Bedroom | 222463 | Bedroom | 0.04784%
22246 | 4 | 1 |  | Manual | 1 | Chandelier (Hanging) | Incandescent |  | Standard A Lamp | 6 | 60 | Dining Room | 222464 | Dining Room | 0.04784%
22246 | 5 | 1 |  | Manual | 3 | Ceiling Fixture | Incandescent |  | Standard A Lamp | 3 | 60 | Hall | 222465 | Hall | 0.04784%
22246 | 6 | 1 |  | Manual | 1 | Ceiling Fixture | Incandescent |  | Standard A Lamp | 3 | 60 | Kitchen | 222466 | Kitchen | 0.04784%
22246 | 6 | 2 |  | Manual | 1 | Recessed Can | Incandescent |  | Reflector | 1 | 65 | Kitchen | 222466 | Kitchen | 0.04784%
22246 | 6 | 3 |  | Manual | 1 | Other | Linear Fluorescent | 12 | T-12 | 1 | 16 | Kitchen | 222466 | Kitchen | 0.04784%
22246 | 6 | 4 |  | Manual | 2 | Other | Linear Fluorescent | 24 | T-12 | 1 | 20 | Kitchen | 222466 | Kitchen | 0.04784%
22246 | 7 | 1 |  | Manual | 1 | Ceiling Fixture | Incandescent |  | Standard A Lamp | 1 | 60 | Laundry Room | 222467 | Laundry Room | 0.04784%
22246 | 8 | 1 |  | Manual | 2 | Table | Incandescent |  | Standard A Lamp | 1 | 100 | Living Room | 222468 | Living Room | 0.04784%
22246 | 9 | 1 |  | Manual | 1 | Ceiling Fixture | Incandescent |  | Standard A Lamp | 3 | 60 | Master Bedroom | 222469 | Master Bedroom | 0.04784%
22246 | 9 | 2 |  | Manual | 2 | Table | Incandescent |  | Standard A Lamp | 1 | 60 | Master Bedroom | 222469 | Master Bedroom | 0.04784%
22246 | 9 | 3 |  | Manual | 1 | Other | Linear Fluorescent | 24 | T-12 | 1 | 20 | Master Bedroom | 222469 | Master Bedroom | 0.04784%
22246 | 10 | 1 |  | Manual | 1 | Wall Mount | Incandescent |  | Clear | 3 | 40 | Bathroom | 2224610 | Bathroom | 0.04784%
22246 | 11 | 1 |  | Manual | 1 | Ceiling Fixture | Incandescent |  | Standard A Lamp | 2 | 60 | Hall | 2224611 | Hall | 0.04784%
22250 | 1 | 1 |  | Manual | 2 | Chandelier (Hanging) | Incandescent |  | Mini base | 6 | 60 | Living Room | 222501 | Living Room | 0.04732%
22250 | 1 | 2 |  | Manual | 2 | Table | Incandescent |  | 3-Way Incandescent | 1 | 125 | Living Room | 222501 | Living Room | 0.04732%
22250 | 2 | 1 |  | Manual | 1 | Ceiling Fixture | Linear Fluorescent | 48 | T-12 | 2 | 40 | Laundry Room | 222502 | Laundry Room | 0.04732%
22250 | 3 | 1 |  | Manual | 1 | Wall Mount | Incandescent |  | Standard A Lamp | 3 | 60 | Bathroom | 222503 | Bathroom | 0.04732%
22250 | 3 | 2 |  | Manual | 1 | Ceiling Fixture | Incandescent |  | Standard A Lamp | 2 | 60 | Bathroom | 222503 | Bathroom | 0.04732%
22250 | 4 | 1 |  | Manual | 2 | Ceiling Fixture | Linear Fluorescent | 48 | T-12 | 2 | 40 | Kitchen | 222504 | Kitchen | 0.04732%
22250 | 5 | 1 |  | Manual | 1 | Track | Incandescent |  | Standard A Lamp | 1 | 60 | Bedroom | 222505 | Bedroom | 0.04732%
22250 | 6 | 1 |  | Manual | 2 | Wall Mount | Incandescent |  | Standard A Lamp | 1 | 60 | Bedroom | 222506 | Bedroom | 0.04732%
22273 | 1 | 1 |  | Manual | 1 | Wall Mount | Compact Fluorescent |  | Twist | 1 | 15 | Bathroom | 222731 | Bathroom | 0.04732%
22273 | 2 | 1 |  | Manual | 1 | Ceiling Fixture | Compact Fluorescent |  | Twist | 2 | 15 | Bedroom | 222732 | Bedroom | 0.04732%
22273 | 3 | 1 |  | Manual | 1 | Ceiling Fixture | Compact Fluorescent |  | Twist | 2 | 15 | Bedroom | 222733 | Bedroom | 0.04732%
22273 | 3 | 2 |  | Manual | 3 | Table | Compact Fluorescent |  | Pin base | 1 | 15 | Bedroom | 222733 | Bedroom | 0.04732%
22273 | 4 | 1 |  | Manual | 1 | Ceiling Fixture | Compact Fluorescent |  | Twist | 2 | 15 | Bedroom | 222734 | Bedroom | 0.04732%
22273 | 5 | 1 |  | Manual | 1 | Ceiling Fixture | Compact Fluorescent |  | Twist | 1 | 15 | Garage | 222735 | Garage | 0.04732%
22273 | 6 | 1 |  | Manual | 1 | Ceiling Fixture | Compact Fluorescent |  | Twist | 1 | 15 | Hall | 222736 | Hall | 0.04732%
22273 | 7 | 1 |  | Manual | 2 | Ceiling Fixture | Incandescent |  | Standard A Lamp | 1 | 60 | Kitchen | 222737 | Kitchen | 0.04732%
22273 | 8 | 1 |  | Manual | 2 | Floor lamp | Halogen |  | Quartz Tube | 1 | 50 | Living Room | 222738 | Living Room | 0.04732%
22273 | 8 | 2 |  | Manual | 1 | Ceiling Fixture | Compact Fluorescent |  | Twist | 2 | 15 | Living Room | 222738 | Living Room | 0.04732%
22273 | 9 | 1 |  | Manual | 3 | Ceiling Fixture | Compact Fluorescent |  | Twist | 1 | 15 | Other | 222739 | Other | 0.04732%
22280 | 2 | 1 |  | Manual | 3 | Ceiling Fixture | Compact Fluorescent |  | Twist | 3 | 15 | Other | 222802 | Other | 0.305%
22280 | 3 | 1 |  | Manual | 1 | Ceiling Fixture | Compact Fluorescent |  | Twist | 1 | 15 | Bathroom | 222803 | Bathroom | 0.305%
22280 | 3 | 2 |  | Manual | 1 | Ceiling Fixture | Incandescent |  | Reflector | 1 | 60 | Bathroom | 222803 | Bathroom | 0.305%
22280 | 3 | 3 |  | Manual | 1 | Track | Halogen |  | MR | 2 | 25 | Bathroom | 222803 | Bathroom | 0.305%
22280 | 4 | 1 |  | Manual | 1 | Track | Incandescent |  | Reflector | 2 | 65 | Bedroom | 222804 | Bedroom | 0.305%
22280 | 4 | 2 |  | Manual | 1 | Track | Incandescent |  | Reflector | 3 | 65 | Bedroom | 222804 | Bedroom | 0.305%
22280 | 4 | 3 |  | Manual | 1 | Wall Mount | Incandescent |  | Standard A Lamp | 1 | 60 | Bedroom | 222804 | Bedroom | 0.305%
22280 | 5 | 1 |  | Manual | 1 | Ceiling Fixture | Linear Fluorescent | 48 | T-12 | 1 | 40 | Other | 222805 | Other | 0.305%
22280 | 6 | 1 |  | Manual | 1 | Wall Mount | Halogen |  | Quartz Tube | 2 | 150 | Kitchen | 222806 | Kitchen | 0.305%
22280 | 6 | 2 |  | Manual | 1 | Track | Halogen |  | MR | 5 | 30 | Kitchen | 222806 | Kitchen | 0.305%
22280 | 6 | 3 |  | Manual | 1 | Track | Halogen |  | MR | 2 | 30 | Kitchen | 222806 | Kitchen | 0.305%
22280 | 6 | 4 |  | Manual | 1 | Wall Mount | Incandescent |  | Standard A Lamp | 2 | 75 | Kitchen | 222806 | Kitchen | 0.305%
22280 | 7 | 1 |  | Manual | 1 | Ceiling Fixture | Compact Fluorescent |  | Twist | 2 | 15 | Laundry Room | 222807 | Laundry Room | 0.305%
22280 | 7 | 2 |  | Manual | 1 | Ceiling Fixture | Incandescent |  | Reflector | 1 | 65 | Laundry Room | 222807 | Laundry Room | 0.305%
22280 | 7 | 3 |  | Manual | 1 | Ceiling Fixture | Compact Fluorescent |  | Twist | 1 | 15 | Laundry Room | 222807 | Laundry Room | 0.305%
22280 | 8 | 1 |  | Manual | 1 | Track | Halogen |  | MR | 2 | 30 | Living Room | 222808 | Living Room | 0.305%
22280 | 9 | 1 |  | Manual | 1 | Track | Halogen |  | MR | 2 | 30 | Office | 222809 | Office | 0.305%
22280 | 10 | 1 |  | Manual | 1 | Ceiling Fixture | Halogen |  | Quartz Tube | 2 | 100 | Office | 2228010 | Office | 0.305%
22280 | 11 | 1 |  | Manual | 1 | Ceiling Fixture | Halogen |  | Quartz Tube | 1 | 500 | Other | 2228011 | Other | 0.305%
22284 | 1 | 1 |  | Manual | 1 | Wall Mount | Incandescent |  | Standard A Lamp | 3 | 60 | Bathroom | 222841 | Bathroom | 0.02845%
22284 | 1 | 2 |  | Manual | 1 | Ceiling Fixture | Incandescent |  | Standard A Lamp | 1 | 60 | Bathroom | 222841 | Bathroom | 0.02845%
22284 | 2 | 1 |  | Manual | 1 | Ceiling Fixture | Incandescent |  | Standard A Lamp | 2 | 60 | Bedroom | 222842 | Bedroom | 0.02845%
22284 | 3 | 1 |  | Manual | 1 | Ceiling Fixture | Incandescent |  | Standard A Lamp | 2 | 60 | Hall | 222843 | Hall | 0.02845%
22284 | 4 | 1 |  | Manual | 1 | Ceiling Fan | Incandescent |  | Mini base | 3 | 40 | Family Room | 222844 | Family Room | 0.02845%
22284 | 4 | 2 |  | Manual | 3 | Table | Compact Fluorescent |  | Twist | 1 | 10 | Family Room | 222844 | Family Room | 0.02845%
22284 | 5 | 1 |  | Manual | 1 | Ceiling Fixture | Incandescent |  | Standard A Lamp | 2 | 60 | Hall | 222845 | Hall | 0.02845%
22284 | 6 | 1 |  | Manual | 1 | Chandelier (Hanging) | Incandescent |  | Decorative | 3 | 60 | Kitchen | 222846 | Kitchen | 0.02845%
22284 | 6 | 2 |  | Manual | 2 | Chandelier (Hanging) | Incandescent |  | Standard A Lamp | 1 | 75 | Kitchen | 222846 | Kitchen | 0.02845%
22284 | 6 | 3 |  | Manual | 1 | Ceiling Fixture | Incandescent |  | Decorative | 2 | 60 | Kitchen | 222846 | Kitchen | 0.02845%
22284 | 6 | 4 |  | Manual | 1 | Floor lamp | Incandescent |  | Other | 3 | 25 | Kitchen | 222846 | Kitchen | 0.02845%
22284 | 6 | 5 |  | Manual | 1 | Architectural | Incandescent |  | Other | 1 | 25 | Kitchen | 222846 | Kitchen | 0.02845%
22284 | 7 | 1 |  | Manual | 1 | Ceiling Fixture | Incandescent |  | Standard A Lamp | 2 | 60 | Laundry Room | 222847 | Laundry Room | 0.02845%
22284 | 8 | 1 |  | Manual | 1 | Ceiling Fan | Incandescent |  | Mini base | 3 | 40 | Living Room | 222848 | Living Room | 0.02845%
22284 | 8 | 2 |  | Manual | 1 | Table | Incandescent |  | Mini base | 1 | 25 | Living Room | 222848 | Living Room | 0.02845%
22284 | 8 | 3 |  | Manual | 1 | Floor lamp | Incandescent |  | Standard A Lamp | 1 | 40 | Living Room | 222848 | Living Room | 0.02845%
22284 | 9 | 1 |  | Manual | 1 | Wall Mount | Incandescent |  | Standard A Lamp | 3 | 60 | Bathroom | 222849 | Bathroom | 0.02845%
22284 | 9 | 2 |  | Manual | 1 | Ceiling Fixture | Incandescent |  | Standard A Lamp | 1 | 60 | Bathroom | 222849 | Bathroom | 0.02845%
22284 | 10 | 1 |  | Manual | 1 | Ceiling Fan | Incandescent |  | Mini base | 3 | 40 | Master Bedroom | 2228410 | Master Bedroom | 0.02845%
22284 | 10 | 2 |  | Manual | 2 | Table | Incandescent |  | Mini base | 1 | 25 | Master Bedroom | 2228410 | Master Bedroom | 0.02845%
22284 | 11 | 1 |  | Manual | 1 | Ceiling Fixture | Incandescent |  | Standard A Lamp | 2 | 60 | Closet | 2228411 | Closet | 0.02845%
22284 | 12 | 1 |  | Manual | 1 | Ceiling Fixture | Incandescent |  | Standard A Lamp | 2 | 60 | Office | 2228412 | Office | 0.02845%
22284 | 13 | 1 |  | Manual | 1 | Ceiling Fixture | Incandescent |  | Standard A Lamp | 1 | 60 | Other | 2228413 | Other | 0.02845%
22288 | 1 | 1 |  | Manual | 1 | Wall Mount | Incandescent |  | Standard A Lamp | 5 | 60 | Bathroom | 222881 | Bathroom | 0.05169%
22288 | 1 | 2 |  | Manual | 1 | Ceiling Fixture | Incandescent |  | Standard A Lamp | 1 | 60 | Bathroom | 222881 | Bathroom | 0.05169%
22288 | 2 | 1 |  | Manual | 1 | Ceiling Fixture | Incandescent |  | Standard A Lamp | 2 | 60 | Bathroom | 222882 | Bathroom | 0.05169%
22288 | 2 | 2 |  | Manual | 3 | Recessed Can | Incandescent |  | Reflector | 1 | 65 | Bathroom | 222882 | Bathroom | 0.05169%
22288 | 2 | 3 |  | Manual | 2 | Ceiling Fixture | Incandescent |  | Standard A Lamp | 5 | 60 | Bathroom | 222882 | Bathroom | 0.05169%
22288 | 3 | 1 |  | Manual | 1 | Ceiling Fixture | Incandescent |  | Standard A Lamp | 1 | 60 | Bedroom | 222883 | Bedroom | 0.05169%
22288 | 3 | 2 |  | Manual | 1 | Table | Incandescent |  | Standard A Lamp | 1 | 40 | Bedroom | 222883 | Bedroom | 0.05169%
22288 | 4 | 1 |  | Manual | 2 | Table | Incandescent |  | Standard A Lamp | 1 | 40 | Bedroom | 222884 | Bedroom | 0.05169%
22288 | 4 | 2 |  | Manual | 2 | Ceiling Fixture | Incandescent |  | Standard A Lamp | 1 | 60 | Bedroom | 222884 | Bedroom | 0.05169%
22288 | 5 | 1 |  | Manual | 2 | Ceiling Fixture | Incandescent |  | Standard A Lamp | 1 | 60 | Closet | 222885 | Closet | 0.05169%
22288 | 6 | 1 |  | Manual | 1 | Ceiling Fixture | Incandescent |  | Standard A Lamp | 1 | 60 | Other | 222886 | Other | 0.05169%
22288 | 6 | 2 |  | Manual | 5 | Recessed Can | Incandescent |  | Reflector | 1 | 60 | Other | 222886 | Other | 0.05169%
22288 | 6 | 3 |  | Manual | 1 | Floor lamp | Incandescent |  | Standard A Lamp | 3 | 40 | Other | 222886 | Other | 0.05169%
22288 | 7 | 1 |  | Manual | 2 | Garage door opener | Incandescent |  | Standard A Lamp | 2 | 60 | Garage | 222887 | Garage | 0.05169%
22288 | 7 | 2 |  | Manual | 2 | Ceiling Fixture | Incandescent |  | Standard A Lamp | 1 | 60 | Garage | 222887 | Garage | 0.05169%
22288 | 7 | 3 |  | Manual | 3 | Ceiling Fixture | Linear Fluorescent | 48 | T-12 | 2 | 40 | Garage | 222887 | Garage | 0.05169%
22288 | 8 | 1 |  | Manual | 3 | Wall Mount | Incandescent |  | Standard A Lamp | 1 | 60 | Hall | 222888 | Hall | 0.05169%
22288 | 8 | 2 |  | Manual | 1 | Ceiling Fixture | Incandescent |  | Standard A Lamp | 2 | 40 | Hall | 222888 | Hall | 0.05169%
22288 | 8 | 3 |  | Manual | 2 | Ceiling Fixture | Incandescent |  | Standard A Lamp | 1 | 60 | Hall | 222888 | Hall | 0.05169%
22288 | 8 | 4 |  | Manual | 2 | Ceiling Fixture | Incandescent |  | Reflector | 1 | 60 | Hall | 222888 | Hall | 0.05169%
22288 | 9 | 1 |  | Manual | 1 | Recessed - other | Linear Fluorescent | 24 | T-5 | 1 | 16 | Kitchen | 222889 | Kitchen | 0.05169%
22288 | 9 | 2 |  | Manual | 1 | Chandelier (Hanging) | Incandescent |  | Standard A Lamp | 4 | 60 | Kitchen | 222889 | Kitchen | 0.05169%
22288 | 9 | 3 |  | Manual | 8 | Recessed Can | Incandescent |  | Reflector | 1 | 65 | Kitchen | 222889 | Kitchen | 0.05169%
22288 | 10 | 1 |  | Manual | 2 | Ceiling Fixture | Incandescent |  | Standard A Lamp | 1 | 60 | Laundry Room | 2228810 | Laundry Room | 0.05169%
22288 | 11 | 1 |  | Manual | 2 | Ceiling Fixture | Incandescent |  | Standard A Lamp | 1 | 60 | Living Room | 2228811 | Living Room | 0.05169%
22288 | 11 | 2 |  | Manual | 1 | Table | Compact Fluorescent |  | Twist | 3 | 15 | Living Room | 2228811 | Living Room | 0.05169%
22288 | 11 | 3 |  | Manual | 1 | Ceiling Fan | Incandescent |  | Standard A Lamp | 1 | 60 | Living Room | 2228811 | Living Room | 0.05169%
22288 | 12 | 1 |  | Manual | 1 | Ceiling Fixture | Incandescent |  | Standard A Lamp | 2 | 60 | Office | 2228812 | Office | 0.05169%
22288 | 12 | 2 |  | Manual | 2 | Recessed Can | Incandescent |  | Reflector | 1 | 65 | Office | 2228812 | Office | 0.05169%
22288 | 12 | 3 |  | Manual | 1 | Table | Incandescent |  | Standard A Lamp | 1 | 60 | Office | 2228812 | Office | 0.05169%
22288 | 13 | 1 |  | Manual | 1 | Ceiling Fixture | Incandescent |  | Standard A Lamp | 2 | 60 | Other | 2228813 | Other | 0.05169%
22289 | 1 | 1 |  | Manual | 1 | Ceiling Fixture | Linear Fluorescent | 48 | T-12 | 1 | 40 | Bathroom | 222891 | Bathroom | 0.1084%
22289 | 1 | 2 |  | Manual | 1 | Ceiling Fixture | Compact Fluorescent |  | Twist | 2 | 15 | Bathroom | 222891 | Bathroom | 0.1084%
22289 | 2 | 1 |  | Manual | 1 | Ceiling Fixture | Compact Fluorescent |  | Twist | 2 | 15 | Bedroom | 222892 | Bedroom | 0.1084%
22289 | 2 | 2 |  | Manual | 1 | Table | Compact Fluorescent |  | Twist | 1 | 15 | Bedroom | 222892 | Bedroom | 0.1084%
22289 | 2 | 3 |  | Manual | 1 | Table | Incandescent |  | Mini base | 1 | 7 | Bedroom | 222892 | Bedroom | 0.1084%
22289 | 3 | 1 |  | Manual | 1 | Ceiling Fixture | Linear Fluorescent | 48 | T-12 | 2 | 40 | Dining Room | 222893 | Dining Room | 0.1084%
22289 | 4 | 1 |  | Manual | 1 | Ceiling Fan | Compact Fluorescent |  | Twist | 1 | 15 | Family Room | 222894 | Family Room | 0.1084%
22289 | 4 | 2 |  | Manual | 2 | Wall Mount | Compact Fluorescent |  | 3-Way CFL | 1 | 32 | Family Room | 222894 | Family Room | 0.1084%
22289 | 4 | 3 |  | Manual | 2 | Table | Compact Fluorescent |  | Twist | 1 | 32 | Family Room | 222894 | Family Room | 0.1084%
22289 | 4 | 4 |  | Manual | 1 | Table | Compact Fluorescent |  | Pin base | 1 | 13 | Family Room | 222894 | Family Room | 0.1084%
22289 | 5 | 1 |  | Manual | 1 | Ceiling Fixture | Linear Fluorescent | 48 | T-12 | 2 | 40 | Garage | 222895 | Garage | 0.1084%
22289 | 6 | 1 |  | Manual | 1 | Wall Mount | Compact Fluorescent |  | Twist | 1 | 15 | Bathroom | 222896 | Bathroom | 0.1084%
22289 | 7 | 1 |  | Manual | 1 | Ceiling Fixture | Compact Fluorescent |  | Twist | 1 | 15 | Hall | 222897 | Hall | 0.1084%
22289 | 8 | 1 |  | Manual | 1 | Ceiling Fixture | Linear Fluorescent | 48 | T-12 | 2 | 40 | Kitchen | 222898 | Kitchen | 0.1084%
22289 | 8 | 2 |  | Manual | 1 | Recessed Can | Compact Fluorescent |  | Twist | 1 | 15 | Kitchen | 222898 | Kitchen | 0.1084%
22289 | 8 | 3 |  | Manual | 1 | Other | Halogen |  | Other | 1 | 40 | Kitchen | 222898 | Kitchen | 0.1084%
22289 | 8 | 4 |  | Manual | 1 | Other | Incandescent |  | Other | 1 | 40 | Kitchen | 222898 | Kitchen | 0.1084%
22289 | 9 | 1 |  | Manual | 1 | Chandelier (Hanging) | Compact Fluorescent |  | Twist | 2 | 15 | Laundry Room | 222899 | Laundry Room | 0.1084%
22289 | 10 | 1 |  | Manual | 2 | Torchiere | Compact Fluorescent |  | 3-Way CFL | 1 | 28 | Laundry Room | 2228910 | Laundry Room | 0.1084%
22289 | 10 | 2 |  | Manual | 1 | Torchiere | Compact Fluorescent |  | Circline (Screw Base) | 1 | 22 | Laundry Room | 2228910 | Laundry Room | 0.1084%
22289 | 10 | 3 |  | Manual | 1 | Floor lamp | Compact Fluorescent |  | Pin base | 1 | 27 | Laundry Room | 2228910 | Laundry Room | 0.1084%
22289 | 11 | 1 |  | Manual | 1 | Ceiling Fan | Compact Fluorescent |  | Twist | 3 | 23 | Master Bedroom | 2228911 | Master Bedroom | 0.1084%
22289 | 11 | 2 |  | Manual | 1 | Table | Halogen |  | Other | 1 | 20 | Master Bedroom | 2228911 | Master Bedroom | 0.1084%
22289 | 11 | 3 |  | Manual | 1 | Table | Compact Fluorescent |  | Pin base | 1 | 13 | Master Bedroom | 2228911 | Master Bedroom | 0.1084%
22289 | 12 | 1 |  | Manual | 1 | Ceiling Fixture | Compact Fluorescent |  | Twist | 1 | 15 | Office | 2228912 | Office | 0.1084%
22289 | 12 | 2 |  | Manual | 1 | Table | Compact Fluorescent |  | Pin base | 1 | 27 | Office | 2228912 | Office | 0.1084%
22291 | 1 | 1 |  | Manual | 2 | Table | Incandescent |  | Standard A Lamp | 1 | 60 | Living Room | 222911 | Living Room | 0.02963%
22291 | 1 | 2 |  | Manual | 1 | Floor lamp | Compact Fluorescent |  | 3-Way CFL | 1 | 22 | Living Room | 222911 | Living Room | 0.02963%
22291 | 1 | 3 |  | Manual | 1 | Chandelier (Hanging) | Incandescent |  | Decorative | 5 | 60 | Living Room | 222911 | Living Room | 0.02963%
22291 | 1 | 4 |  | Manual | 1 | Ceiling Fixture | Incandescent |  | Standard A Lamp | 1 | 40 | Living Room | 222911 | Living Room | 0.02963%
22291 | 2 | 1 |  | Manual | 1 | Wall Mount | Incandescent |  | Globe | 5 | 60 | Bathroom | 222912 | Bathroom | 0.02963%
22291 | 3 | 1 |  | Manual | 3 | Ceiling Fixture | Incandescent |  | Standard A Lamp | 1 | 60 | Garage | 222913 | Garage | 0.02963%
22291 | 3 | 2 |  | Manual | 1 | Garage door opener | Incandescent |  | Standard A Lamp | 1 | 40 | Garage | 222913 | Garage | 0.02963%
22291 | 4 | 1 |  | Manual | 4 | Ceiling Fixture | Linear Fluorescent | 48 | T-8 | 4 | 32 | Kitchen | 222914 | Kitchen | 0.02963%
22291 | 4 | 2 |  | Manual | 1 | Ceiling Fixture | Compact Fluorescent |  | Flood | 1 | 15 | Kitchen | 222914 | Kitchen | 0.02963%
22291 | 4 | 3 |  | Manual | 1 | Architectural | Incandescent |  | Mini base | 1 | 40 | Kitchen | 222914 | Kitchen | 0.02963%
22291 | 5 | 1 |  | Motion | 1 | Ceiling Fixture | Incandescent |  | Standard A Lamp | 2 | 60 | Office | 222915 | Office | 0.02963%
22291 | 5 | 2 |  | Manual | 1 | Table | Incandescent |  | Standard A Lamp | 1 | 60 | Office | 222915 | Office | 0.02963%
22291 | 5 | 3 |  | Manual | 1 | Table | Compact Fluorescent |  | Twist | 1 | 22 | Office | 222915 | Office | 0.02963%
22291 | 6 | 1 |  | Manual | 2 | Ceiling Fixture | Compact Fluorescent |  | Twist | 1 | 22 | Hall | 222916 | Hall | 0.02963%
22291 | 7 | 1 |  | Motion | 1 | Ceiling Fixture | Incandescent |  | Standard A Lamp | 1 | 40 | Laundry Room | 222917 | Laundry Room | 0.02963%
22291 | 8 | 1 |  | Manual | 1 | Ceiling Fixture | Incandescent |  | Standard A Lamp | 2 | 60 | Bedroom | 222918 | Bedroom | 0.02963%
22291 | 8 | 2 |  | Manual | 2 | Table | Incandescent |  | Mini base | 3 | 25 | Bedroom | 222918 | Bedroom | 0.02963%
22291 | 8 | 3 |  | Manual | 1 | Table | Incandescent |  | Standard A Lamp | 1 | 60 | Bedroom | 222918 | Bedroom | 0.02963%
22291 | 9 | 1 |  | Manual | 1 | Ceiling Fixture | Incandescent |  | Standard A Lamp | 3 | 40 | Master Bedroom | 222919 | Master Bedroom | 0.02963%
22291 | 9 | 2 |  | Manual | 2 | Table | Compact Fluorescent |  | Twist | 1 | 15 | Master Bedroom | 222919 | Master Bedroom | 0.02963%
22291 | 10 | 1 |  | Manual | 1 | Ceiling Fixture | Incandescent |  | Standard A Lamp | 1 | 40 | Closet | 2229110 | Closet | 0.02963%
22291 | 11 | 1 |  | Manual | 1 | Wall Mount | Incandescent |  | Globe | 5 | 60 | Bathroom | 2229111 | Bathroom | 0.02963%
22293 | 1 | 1 |  | Manual | 3 | Ceiling Fixture | Incandescent |  | Standard A Lamp | 1 | 60 | Other | 222931 | Other | 0.04784%
22293 | 1 | 2 |  | Manual | 1 | Ceiling Fixture | Incandescent |  | Clear | 1 | 40 | Other | 222931 | Other | 0.04784%
22293 | 2 | 1 |  | Manual | 1 | Wall Mount | Compact Fluorescent |  | Twist | 3 | 15 | Bathroom | 222932 | Bathroom | 0.04784%
22293 | 3 | 1 |  | Manual | 1 | Ceiling Fixture | Compact Fluorescent |  | Twist | 2 | 15 | Bathroom | 222933 | Bathroom | 0.04784%
22293 | 4 | 1 |  | Manual | 1 | Ceiling Fixture | Halogen |  | Other | 3 | 50 | Bedroom | 222934 | Bedroom | 0.04784%
22293 | 5 | 1 |  | Manual | 1 | Ceiling Fan | Compact Fluorescent |  | Twist | 1 | 15 | Bedroom | 222935 | Bedroom | 0.04784%
22293 | 6 | 1 |  | Manual | 1 | Ceiling Fixture | Compact Fluorescent |  | Twist | 2 | 15 | Other | 222936 | Other | 0.04784%
22293 | 7 | 1 |  | Manual | 1 | Ceiling Fixture | Linear Fluorescent | 40 | T-8 | 4 | 20 | Kitchen | 222937 | Kitchen | 0.04784%
22293 | 8 | 1 |  | Manual | 1 | Ceiling Fixture | Compact Fluorescent |  | Twist | 5 | 15 | Living Room | 222938 | Living Room | 0.04784%
22293 | 8 | 2 |  | Manual | 2 | Floor lamp | Compact Fluorescent |  | Twist | 3 | 15 | Living Room | 222938 | Living Room | 0.04784%
22293 | 8 | 3 |  | Manual | 1 | Table | Compact Fluorescent |  | Twist | 1 | 15 | Living Room | 222938 | Living Room | 0.04784%
22293 | 8 | 4 |  | Manual | 1 | Ceiling Fixture | Incandescent |  | Standard A Lamp | 4 | 60 | Living Room | 222938 | Living Room | 0.04784%
22293 | 9 | 1 |  | Manual | 1 | Ceiling Fan | Compact Fluorescent |  | Twist | 3 | 15 | Closet | 222939 | Closet | 0.04784%
22293 | 9 | 2 |  | Manual | 2 | Wall Mount | Halogen |  | Other | 1 | 50 | Closet | 222939 | Closet | 0.04784%
22293 | 10 | 1 |  | Manual | 2 | Ceiling Fixture | Compact Fluorescent |  | Twist | 2 | 15 | Hall | 2229310 | Hall | 0.04784%
22293 | 11 | 1 |  | Manual | 2 | Ceiling Fixture | Incandescent |  | Decorative | 5 | 40 | Family Room | 2229311 | Family Room | 0.04784%
22293 | 11 | 2 |  | Manual | 1 | Wall Mount | Compact Fluorescent |  | Decorative | 2 | 7 | Family Room | 2229311 | Family Room | 0.04784%
22295 | 1 | 1 |  | Manual | 3 | Ceiling Fixture | Compact Fluorescent |  | Twist | 1 | 15 | Other | 222951 | Other | 0.04784%
22295 | 1 | 2 |  | Manual | 3 | Wall Mount | Halogen |  | PAR | 1 | 50 | Other | 222951 | Other | 0.04784%
22295 | 1 | 3 |  | Manual | 1 | Ceiling Fixture | Linear Fluorescent | 48 | T-12 | 2 | 40 | Other | 222951 | Other | 0.04784%
22295 | 2 | 1 |  | Manual | 1 | Wall Mount | Incandescent |  | Globe | 3 | 60 | Bathroom | 222952 | Bathroom | 0.04784%
22295 | 2 | 2 |  | Manual | 1 | Ceiling Fixture | Incandescent |  | Standard A Lamp | 2 | 60 | Bathroom | 222952 | Bathroom | 0.04784%
22295 | 3 | 1 |  | Manual | 1 | Wall Mount | Incandescent |  | Globe | 5 | 60 | Bathroom | 222953 | Bathroom | 0.04784%
22295 | 4 | 1 |  | Manual | 1 | Ceiling Fan | Incandescent |  | Standard A Lamp | 3 | 60 | Bedroom | 222954 | Bedroom | 0.04784%
22295 | 5 | 1 |  | Manual | 1 | Ceiling Fan | Incandescent |  | Decorative | 3 | 40 | Bedroom | 222955 | Bedroom | 0.04784%
22295 | 6 | 1 |  | Manual | 1 | Ceiling Fixture | Incandescent |  | Standard A Lamp | 1 | 60 | Hall | 222956 | Hall | 0.04784%
22295 | 7 | 1 |  | Manual | 1 | Ceiling Fixture | Compact Fluorescent |  | Twist | 3 | 15 | Kitchen | 222957 | Kitchen | 0.04784%
22295 | 7 | 2 |  | Manual | 2 | Ceiling Fixture | Compact Fluorescent |  | Twist | 2 | 15 | Kitchen | 222957 | Kitchen | 0.04784%
22295 | 8 | 1 |  | Manual | 1 | Ceiling Fan | Incandescent |  | Standard A Lamp | 4 | 40 | Living Room | 222958 | Living Room | 0.04784%
22295 | 8 | 2 |  | Manual | 1 | Floor lamp | Incandescent |  | Standard A Lamp | 2 | 60 | Living Room | 222958 | Living Room | 0.04784%
22295 | 8 | 3 |  | Manual | 1 | Table | Incandescent |  | Standard A Lamp | 1 | 40 | Living Room | 222958 | Living Room | 0.04784%
22302 | 1 | 1 |  | Manual | 1 | Wall Mount | Incandescent |  | Globe | 6 | 60 | Bathroom | 223021 | Bathroom | 0.04008%
22302 | 1 | 2 |  | Manual | 1 | Ceiling Fixture | Compact Fluorescent |  | Twist | 1 | 15 | Bathroom | 223021 | Bathroom | 0.04008%
22302 | 2 | 1 |  | Manual | 1 | Ceiling Fixture | Compact Fluorescent |  | Twist | 2 | 22 | Bedroom | 223022 | Bedroom | 0.04008%
22302 | 2 | 2 |  | Manual | 1 | Chandelier (Hanging) | Compact Fluorescent |  | Twist | 1 | 22 | Bedroom | 223022 | Bedroom | 0.04008%
22302 | 3 | 1 |  | Manual | 1 | Recessed Can | Compact Fluorescent |  | Reflector | 1 | 28 | Dining Room | 223023 | Dining Room | 0.04008%
22302 | 3 | 2 |  | Manual | 1 | Table | Compact Fluorescent |  | Twist | 1 | 22 | Dining Room | 223023 | Dining Room | 0.04008%
22302 | 4 | 1 |  | Manual | 3 | Table | Compact Fluorescent |  | Twist | 1 | 22 | Family Room | 223024 | Family Room | 0.04008%
22302 | 4 | 2 |  | Manual | 1 | Recessed Can | Compact Fluorescent |  | Reflector | 1 | 28 | Family Room | 223024 | Family Room | 0.04008%
22302 | 5 | 1 |  | Manual | 2 | Ceiling Fixture | Compact Fluorescent |  | Twist | 1 | 15 | Hall | 223025 | Hall | 0.04008%
22302 | 6 | 1 |  | Manual | 2 | Recessed Can | Compact Fluorescent |  | Reflector | 1 | 28 | Living Room | 223026 | Living Room | 0.04008%
22302 | 6 | 2 |  | Manual | 3 | Table | Compact Fluorescent |  | Twist | 1 | 28 | Living Room | 223026 | Living Room | 0.04008%
22302 | 7 | 1 |  | Manual | 1 | Wall Mount | Incandescent |  | Globe | 8 | 65 | Bathroom | 223027 | Bathroom | 0.04008%
22302 | 8 | 1 |  | Manual | 1 | Ceiling Fixture | Compact Fluorescent |  | Twist | 2 | 22 | Master Bedroom | 223028 | Master Bedroom | 0.04008%
22302 | 8 | 2 |  | Manual | 2 | Floor lamp | Compact Fluorescent |  | Twist | 2 | 22 | Master Bedroom | 223028 | Master Bedroom | 0.04008%
22302 | 9 | 1 |  | Manual | 1 | Ceiling Fixture | Compact Fluorescent |  | Twist | 1 | 22 | Closet | 223029 | Closet | 0.04008%
22302 | 10 | 1 |  | Manual | 3 | Recessed Can | Incandescent |  | Reflector | 1 | 65 | Kitchen | 2230210 | Kitchen | 0.04008%
22302 | 10 | 2 |  | Manual | 3 | High bay | Linear Fluorescent | 24 | T-5 | 1 | 16 | Kitchen | 2230210 | Kitchen | 0.04008%
22302 | 10 | 3 |  | Manual | 1 | High bay | Compact Fluorescent |  | Twist | 1 | 28 | Kitchen | 2230210 | Kitchen | 0.04008%
22302 | 11 | 1 |  | Manual | 1 | Ceiling Fixture | Compact Fluorescent |  | Twist | 2 | 22 | Bedroom | 2230211 | Bedroom | 0.04008%
22302 | 11 | 2 |  | Manual | 3 | Wall Mount | Incandescent |  | Clear | 1 | 75 | Bedroom | 2230211 | Bedroom | 0.04008%
22302 | 12 | 1 |  | Manual | 1 | Ceiling Fixture | Linear Fluorescent | 48 | T-12 | 2 | 40 | Laundry Room | 2230212 | Laundry Room | 0.04008%
22306 | 1 | 1 |  | Manual | 1 | Ceiling Fixture | Incandescent |  | Heat Lamp | 1 | 150 | Bathroom | 223061 | Bathroom | 0.05296%
22306 | 2 | 1 |  | Manual | 1 | Table | Incandescent |  | Standard A Lamp | 1 | 60 | Bedroom | 223062 | Bedroom | 0.05296%
22306 | 2 | 2 |  | Manual | 1 | Torchiere | Incandescent |  | 3-Way Incandescent | 1 | 125 | Bedroom | 223062 | Bedroom | 0.05296%
22306 | 3 | 1 |  | Manual | 1 | Ceiling Fixture | Incandescent |  | Standard A Lamp | 1 | 60 | Bathroom | 223063 | Bathroom | 0.05296%
22306 | 3 | 2 |  | Manual | 1 | Wall Mount | Incandescent |  | Standard A Lamp | 1 | 75 | Bathroom | 223063 | Bathroom | 0.05296%
22306 | 4 | 1 |  | Manual | 1 | Ceiling Fixture | Incandescent |  | Standard A Lamp | 1 | 60 | Bedroom | 223064 | Bedroom | 0.05296%
22306 | 4 | 2 |  | Manual | 1 | Table | Incandescent |  | Standard A Lamp | 1 | 100 | Bedroom | 223064 | Bedroom | 0.05296%
22306 | 5 | 1 |  | Manual | 1 | Ceiling Fixture | Incandescent |  | Standard A Lamp | 2 | 60 | Bedroom | 223065 | Bedroom | 0.05296%
22306 | 6 | 1 |  | Manual | 3 | Ceiling Fixture | Compact Fluorescent |  | Twist | 1 | 28 | Other | 223066 | Other | 0.05296%
22306 | 7 | 1 |  | Manual | 4 | Ceiling Fixture | Compact Fluorescent |  | A shape bulb | 1 | 15 | Garage | 223067 | Garage | 0.05296%
22306 | 7 | 2 |  | Timer | 2 | Garage door opener | Incandescent |  | Standard A Lamp | 1 | 65 | Garage | 223067 | Garage | 0.05296%
22306 | 8 | 1 |  | Manual | 1 | Ceiling Fixture | Incandescent |  | Standard A Lamp | 1 | 60 | Hall | 223068 | Hall | 0.05296%
22306 | 9 | 1 |  | Manual | 1 | Chandelier (Hanging) | Compact Fluorescent |  | Decorative | 12 | 7 | Kitchen | 223069 | Kitchen | 0.05296%
22306 | 9 | 2 |  | Manual | 1 | Ceiling Fixture | Linear Fluorescent | 48 | T-8 | 2 | 32 | Kitchen | 223069 | Kitchen | 0.05296%
22306 | 10 | 1 |  | Manual | 1 | Ceiling Fixture | Compact Fluorescent |  | Twist | 1 | 22 | Laundry Room | 2230610 | Laundry Room | 0.05296%
22306 | 11 | 1 |  | Manual | 1 | Chandelier (Hanging) | Incandescent |  | Standard A Lamp | 1 | 100 | Living Room | 2230611 | Living Room | 0.05296%
22306 | 11 | 2 |  | Manual | 2 | Torchiere | Incandescent |  | 3-Way Incandescent | 1 | 75 | Living Room | 2230611 | Living Room | 0.05296%
22306 | 11 | 3 |  | Manual | 1 | Chandelier (Hanging) | Incandescent |  | Standard A Lamp | 3 | 60 | Living Room | 2230611 | Living Room | 0.05296%
22306 | 12 | 1 |  | Manual | 1 | Ceiling Fixture | Linear Fluorescent | 60 | T-8 | 2 | 40 | Office | 2230612 | Office | 0.05296%
22306 | 12 | 2 |  | Manual | 1 | Table | Incandescent |  | Standard A Lamp | 1 | 60 | Office | 2230612 | Office | 0.05296%
22306 | 13 | 1 |  | Manual | 1 | Ceiling Fixture | Incandescent |  | Standard A Lamp | 2 | 60 | Hall | 2230613 | Hall | 0.05296%
22312 | 1 | 1 |  | Manual | 4 | Recessed Can | Incandescent |  | Reflector | 1 | 65 | Living Room | 223121 | Living Room | 0.09408%
22312 | 1 | 2 |  | Manual | 1 | Chandelier (Hanging) | Compact Fluorescent |  | Twist | 3 | 22 | Living Room | 223121 | Living Room | 0.09408%
22312 | 1 | 3 |  | Manual | 1 | Chandelier (Hanging) | Incandescent |  | Decorative | 3 | 60 | Living Room | 223121 | Living Room | 0.09408%
22312 | 1 | 4 |  | Dimmer | 1 | Chandelier (Hanging) | Incandescent |  | Decorative | 5 | 60 | Living Room | 223121 | Living Room | 0.09408%
22312 | 1 | 5 |  | Manual | 1 | Table | Incandescent |  | Clear | 1 | 40 | Living Room | 223121 | Living Room | 0.09408%
22312 | 2 | 1 |  | Manual | 2 | Recessed Can | Incandescent |  | Reflector | 1 | 65 | Master Bedroom | 223122 | Master Bedroom | 0.09408%
22312 | 2 | 2 |  | Manual | 1 | Ceiling Fan | Incandescent |  | Standard A Lamp | 2 | 40 | Master Bedroom | 223122 | Master Bedroom | 0.09408%
22312 | 2 | 3 |  | Manual | 2 | Chandelier (Hanging) | Compact Fluorescent |  | Twist | 1 | 15 | Master Bedroom | 223122 | Master Bedroom | 0.09408%
22312 | 3 | 1 |  | Manual | 1 | Ceiling Fixture | Linear Fluorescent | 48 | T-8 | 2 | 32 | Office | 223123 | Office | 0.09408%
22312 | 4 | 1 |  | Manual | 5 | Recessed Can | Incandescent |  | Reflector | 1 | 65 | Bathroom | 223124 | Bathroom | 0.09408%
22312 | 4 | 2 |  | Manual | 1 | Ceiling Fixture | Incandescent |  | Standard A Lamp | 1 | 60 | Bathroom | 223124 | Bathroom | 0.09408%
22312 | 4 | 3 |  | Manual | 2 | Wall Mount | Compact Fluorescent |  | Twist | 3 | 22 | Bathroom | 223124 | Bathroom | 0.09408%
22312 | 4 | 4 |  | Manual | 2 | Wall Mount | Incandescent |  | Globe | 4 | 60 | Bathroom | 223124 | Bathroom | 0.09408%
22312 | 5 | 1 |  | Manual | 1 | Ceiling Fixture | Compact Fluorescent |  | Pin base | 2 | 28 | Closet | 223125 | Closet | 0.09408%
22312 | 6 | 1 |  | Manual | 1 | Ceiling Fixture | Compact Fluorescent |  | Twist | 3 | 15 | Laundry Room | 223126 | Laundry Room | 0.09408%
22312 | 7 | 1 |  | Manual | 16 | Ceiling Fixture | Linear Fluorescent | 48 | T-12 | 2 | 40 | Other | 223127 | Other | 0.09408%
22312 | 7 | 2 |  | Manual | 3 | Other | Halogen |  | Quartz Tube | 1 | 150 | Other | 223127 | Other | 0.09408%
22312 | 7 | 3 |  | Manual | 3 | Table | Incandescent |  | Standard A Lamp | 1 | 100 | Other | 223127 | Other | 0.09408%
22312 | 8 | 1 |  | Manual | 1 | Ceiling Fixture | Linear Fluorescent | 48 | T-8 | 2 | 32 | Other | 223128 | Other | 0.09408%
22312 | 9 | 1 |  | Manual | 1 | Wall Mount | Incandescent |  | Standard A Lamp | 3 | 60 | Bathroom | 223129 | Bathroom | 0.09408%
22312 | 10 | 1 |  | Manual | 4 | Recessed Can | Incandescent |  | Reflector | 1 | 60 | Kitchen | 2231210 | Kitchen | 0.09408%
22312 | 10 | 2 |  | Manual | 5 | Architectural | Linear Fluorescent | 24 | T-12 | 1 | 20 | Kitchen | 2231210 | Kitchen | 0.09408%
22312 | 11 | 1 |  | Manual | 1 | Ceiling Fan | Incandescent |  | Decorative | 4 | 60 | Dining Room | 2231211 | Dining Room | 0.09408%
22312 | 12 | 1 |  | Manual | 1 | Recessed Can | Incandescent |  | Reflector | 1 | 65 | Living Room | 2231212 | Living Room | 0.09408%
22312 | 12 | 2 |  | Manual | 2 | Chandelier (Hanging) | Incandescent |  | Decorative | 1 | 40 | Living Room | 2231212 | Living Room | 0.09408%
22312 | 12 | 3 |  | Manual | 4 | Floor lamp | Incandescent |  | Standard A Lamp | 1 | 100 | Living Room | 2231212 | Living Room | 0.09408%
22312 | 12 | 4 |  | Manual | 1 | Table | Incandescent |  | Decorative | 1 | 40 | Living Room | 2231212 | Living Room | 0.09408%
22312 | 13 | 1 |  | Manual | 4 | Recessed Can | Incandescent |  | Reflector | 1 | 65 | Hall | 2231213 | Hall | 0.09408%
22312 | 14 | 1 |  | Manual | 2 | Table | Incandescent |  | Standard A Lamp | 1 | 60 | Bedroom | 2231214 | Bedroom | 0.09408%
22312 | 15 | 1 |  | Manual | 1 | Ceiling Fan | Incandescent |  | Decorative | 3 | 60 | Bedroom | 2231215 | Bedroom | 0.09408%
22312 | 15 | 2 |  | Manual | 1 | Table | Incandescent |  | Standard A Lamp | 1 | 75 | Bedroom | 2231215 | Bedroom | 0.09408%
22312 | 15 | 3 |  | Manual | 1 | Table | Incandescent |  | Decorative | 1 | 40 | Bedroom | 2231215 | Bedroom | 0.09408%
22312 | 16 | 1 |  | Manual | 2 | Wall Mount | Compact Fluorescent |  | Twist | 3 | 22 | Bathroom | 2231216 | Bathroom | 0.09408%
22312 | 16 | 2 |  | Manual | 1 | Ceiling Fixture | Incandescent |  | Standard A Lamp | 2 | 40 | Bathroom | 2231216 | Bathroom | 0.09408%
22319 | 1 | 1 |  | Manual | 1 | Wall Mount | Compact Fluorescent |  | Globe | 3 | 15 | Bathroom | 223191 | Bathroom | 0.09408%
22319 | 1 | 2 |  | Photo | 1 | Other | Incandescent |  | Standard A Lamp | 1 | 25 | Bathroom | 223191 | Bathroom | 0.09408%
22319 | 2 | 1 |  | Manual | 1 | Ceiling Fan | Compact Fluorescent |  | Twist | 1 | 22 | Bedroom | 223192 | Bedroom | 0.09408%
22319 | 3 | 1 |  | Manual | 1 | Ceiling Fan | Compact Fluorescent |  | Twist | 1 | 15 | Bedroom | 223193 | Bedroom | 0.09408%
22319 | 3 | 2 |  | Manual | 1 | Table | Compact Fluorescent |  | Twist | 1 | 15 | Bedroom | 223193 | Bedroom | 0.09408%
22319 | 4 | 1 |  | Manual | 1 | Ceiling Fixture | Linear Fluorescent | 48 | T-8 | 2 | 32 | Bedroom | 223194 | Bedroom | 0.09408%
22319 | 4 | 2 |  | Manual | 2 | Table | Incandescent |  | Standard A Lamp | 1 | 60 | Bedroom | 223194 | Bedroom | 0.09408%
22319 | 5 | 1 |  | Manual | 2 | Ceiling Fixture | Compact Fluorescent |  | Twist | 2 | 15 | Bedroom | 223195 | Bedroom | 0.09408%
22319 | 5 | 2 |  | Manual | 1 | Table | Compact Fluorescent |  | Twist | 1 | 15 | Bedroom | 223195 | Bedroom | 0.09408%
22319 | 5 | 3 |  | Manual | 2 | Torchiere | Halogen |  | Quartz Tube | 1 | 30 | Bedroom | 223195 | Bedroom | 0.09408%
22319 | 6 | 1 |  | Manual | 1 | Ceiling Fixture | Incandescent |  | Standard A Lamp | 2 | 60 | Bedroom | 223196 | Bedroom | 0.09408%
22319 | 7 | 1 |  | Manual | 2 | Ceiling Fan | Compact Fluorescent |  | Twist | 3 | 15 | Family Room | 223197 | Family Room | 0.09408%
22319 | 8 | 1 |  | Manual | 1 | Track | Compact Fluorescent |  | Twist | 1 | 22 | Garage | 223198 | Garage | 0.09408%
22319 | 8 | 2 |  | Motion | 2 | Ceiling Fixture | Incandescent |  | Standard A Lamp | 2 | 60 | Garage | 223198 | Garage | 0.09408%
22319 | 8 | 3 |  | Manual | 1 | Garage door opener | Incandescent |  | Standard A Lamp | 1 | 60 | Garage | 223198 | Garage | 0.09408%
22319 | 8 | 4 |  | Manual | 2 | Ceiling Fixture | Linear Fluorescent | 48 | T-12 | 2 | 40 | Garage | 223198 | Garage | 0.09408%
22319 | 9 | 1 |  | Manual | 1 | Ceiling Fixture | Compact Fluorescent |  | Twist | 1 | 15 | Hall | 223199 | Hall | 0.09408%
22319 | 10 | 1 |  | Manual | 1 | Ceiling Fan | Compact Fluorescent |  | Twist | 5 | 15 | Kitchen | 2231910 | Kitchen | 0.09408%
22319 | 10 | 2 |  | Manual | 1 | Ceiling Fixture | Linear Fluorescent | 48 | T-8 | 4 | 32 | Kitchen | 2231910 | Kitchen | 0.09408%
22319 | 10 | 3 |  | Manual | 1 | Recessed Can | Compact Fluorescent |  | Reflector | 1 | 15 | Kitchen | 2231910 | Kitchen | 0.09408%
22319 | 11 | 1 |  | Manual | 1 | Ceiling Fixture | Incandescent |  | Standard A Lamp | 1 | 60 | Laundry Room | 2231911 | Laundry Room | 0.09408%
22319 | 11 | 2 |  | Manual | 1 | Ceiling Fixture | Linear Fluorescent | 48 | T-12 | 2 | 40 | Laundry Room | 2231911 | Laundry Room | 0.09408%
22319 | 11 | 3 |  | Manual | 1 | Recessed Can | Compact Fluorescent |  | Reflector | 1 | 15 | Laundry Room | 2231911 | Laundry Room | 0.09408%
22319 | 12 | 1 |  | Manual | 2 | Ceiling Fixture | Compact Fluorescent |  | Twist | 5 | 15 | Living Room | 2231912 | Living Room | 0.09408%
22319 | 12 | 2 |  | Manual | 1 | Floor lamp | Compact Fluorescent |  | Twist | 3 | 15 | Living Room | 2231912 | Living Room | 0.09408%
22319 | 13 | 1 |  | Manual | 1 | Wall Mount | Incandescent |  | Globe | 4 | 40 | Bathroom | 2231913 | Bathroom | 0.09408%
22319 | 14 | 1 |  | Manual | 3 | Ceiling Fixture | Compact Fluorescent |  | Twist | 1 | 15 | Garage | 2231914 | Garage | 0.09408%
22322 | 1 | 1 |  | Manual | 1 | Wall Mount | Incandescent |  | Standard A Lamp | 2 | 60 | Bathroom | 223221 | Bathroom | 0.04008%
22322 | 2 | 1 |  | Manual | 1 | Wall Mount | Incandescent |  | Standard A Lamp | 4 | 60 | Bathroom | 223222 | Bathroom | 0.04008%
22322 | 2 | 2 |  | Manual | 1 | Recessed Can | Incandescent |  | Reflector | 1 | 65 | Bathroom | 223222 | Bathroom | 0.04008%
22322 | 2 | 3 |  | Manual | 1 | Ceiling Fixture | Incandescent |  | Standard A Lamp | 2 | 60 | Bathroom | 223222 | Bathroom | 0.04008%
22322 | 3 | 1 |  | Manual | 1 | Ceiling Fixture | Incandescent |  | Standard A Lamp | 3 | 60 | Bedroom | 223223 | Bedroom | 0.04008%
22322 | 4 | 1 |  | Manual | 1 | Ceiling Fixture | Incandescent |  | Standard A Lamp | 3 | 60 | Bedroom | 223224 | Bedroom | 0.04008%
22322 | 4 | 2 |  | Manual | 1 | Floor lamp | Incandescent |  | Standard A Lamp | 1 | 60 | Bedroom | 223224 | Bedroom | 0.04008%
22322 | 5 | 1 |  | Manual | 1 | Ceiling Fan | Incandescent |  | Standard A Lamp | 2 | 60 | Closet | 223225 | Closet | 0.04008%
22322 | 6 | 1 |  | Manual | 1 | Ceiling Fixture | Incandescent |  | Standard A Lamp | 2 | 60 | Closet | 223226 | Closet | 0.04008%
22322 | 7 | 1 |  | Dimmer | 1 | Chandelier (Hanging) | Incandescent |  | Mini base | 7 | 40 | Dining Room | 223227 | Dining Room | 0.04008%
22322 | 7 | 2 |  | Dimmer | 3 | Recessed Can | Incandescent |  | Reflector | 1 | 65 | Dining Room | 223227 | Dining Room | 0.04008%
22322 | 7 | 3 |  | Manual | 2 | Wall Mount | Incandescent |  | Standard A Lamp | 1 | 60 | Dining Room | 223227 | Dining Room | 0.04008%
22322 | 8 | 1 |  | Manual | 1 | Ceiling Fixture | Incandescent |  | Mini base | 2 | 40 | Hall | 223228 | Hall | 0.04008%
22322 | 9 | 1 |  | Manual | 4 | Ceiling Fixture | Linear Fluorescent | 48 | T-12 | 4 | 32 | Garage | 223229 | Garage | 0.04008%
22322 | 9 | 2 |  | Manual | 1 | Garage door opener | Compact Fluorescent |  | Twist | 2 | 15 | Garage | 223229 | Garage | 0.04008%
22322 | 10 | 1 |  | Manual | 1 | Recessed Can | Incandescent |  | Reflector | 1 | 65 | Hall | 2232210 | Hall | 0.04008%
22322 | 11 | 1 |  | Manual | 4 | Recessed Can | Compact Fluorescent |  | Reflector | 1 | 22 | Hall | 2232211 | Hall | 0.04008%
22322 | 12 | 1 |  | Manual | 8 | Recessed Can | Compact Fluorescent |  | Reflector | 1 | 22 | Kitchen | 2232212 | Kitchen | 0.04008%
22322 | 12 | 2 |  | Manual | 3 | Chandelier (Hanging) | Incandescent |  | Clear | 1 | 40 | Kitchen | 2232212 | Kitchen | 0.04008%
22322 | 12 | 3 |  | Manual | 1 | Other | Incandescent |  | Standard A Lamp | 1 | 40 | Kitchen | 2232212 | Kitchen | 0.04008%
22322 | 12 | 4 |  | Manual | 3 | Ceiling Fixture | Linear Fluorescent | 24 | T-8 | 3 | 16 | Kitchen | 2232212 | Kitchen | 0.04008%
22322 | 12 | 5 |  | Manual | 1 | Other | Linear Fluorescent | 12 | T-8 | 1 | 16 | Kitchen | 2232212 | Kitchen | 0.04008%
22322 | 13 | 1 |  | Manual | 2 | Recessed Can | Incandescent |  | Reflector | 1 | 65 | Laundry Room | 2232213 | Laundry Room | 0.04008%
22322 | 14 | 1 |  | Manual | 8 | Recessed Can | Incandescent |  | Reflector | 1 | 65 | Living Room | 2232214 | Living Room | 0.04008%
22322 | 15 | 1 |  | Manual | 1 | Ceiling Fixture | Incandescent |  | Standard A Lamp | 3 | 60 | Master Bedroom | 2232215 | Master Bedroom | 0.04008%
22322 | 15 | 2 |  | Manual | 1 | Table | Incandescent |  | Standard A Lamp | 1 | 100 | Master Bedroom | 2232215 | Master Bedroom | 0.04008%
22322 | 15 | 3 |  | Manual | 2 | Table | Compact Fluorescent |  | Twist | 1 | 15 | Master Bedroom | 2232215 | Master Bedroom | 0.04008%
22322 | 16 | 1 |  | Manual | 3 | Recessed Can | Incandescent |  | Reflector | 1 | 65 | Bathroom | 2232216 | Bathroom | 0.04008%
22322 | 16 | 2 |  | Manual | 3 | Ceiling Fixture | Incandescent |  | Standard A Lamp | 2 | 60 | Bathroom | 2232216 | Bathroom | 0.04008%
22322 | 16 | 3 |  | Manual | 2 | Wall Mount | Incandescent |  | Standard A Lamp | 3 | 100 | Bathroom | 2232216 | Bathroom | 0.04008%
22322 | 17 | 1 |  | Manual | 1 | Ceiling Fixture | Incandescent |  | Standard A Lamp | 2 | 60 | Closet | 2232217 | Closet | 0.04008%
22322 | 18 | 1 |  | Manual | 6 | Ceiling Fixture | Linear Fluorescent | 48 | T-12 | 2 | 32 | Other | 2232218 | Other | 0.04008%
22322 | 18 | 2 |  | Manual | 1 | Table | Incandescent |  | Standard A Lamp | 1 | 40 | Other | 2232218 | Other | 0.04008%
22322 | 19 | 1 |  | Manual | 10 | Recessed Can | Compact Fluorescent |  | Reflector | 1 | 22 | Office | 2232219 | Office | 0.04008%
22322 | 19 | 2 |  | Manual | 1 | Table | Halogen |  | Quartz Tube | 1 | 75 | Office | 2232219 | Office | 0.04008%
22322 | 19 | 3 |  | Manual | 1 | Table | Compact Fluorescent |  | Twist | 1 | 15 | Office | 2232219 | Office | 0.04008%
22322 | 20 | 1 |  | Manual | 5 | Recessed Can | Incandescent |  | Reflector | 1 | 65 | Other | 2232220 | Other | 0.04008%
22322 | 20 | 2 |  | Manual | 1 | Chandelier (Hanging) | Incandescent |  | Globe | 1 | 60 | Other | 2232220 | Other | 0.04008%
22322 | 20 | 3 |  | Manual | 1 | Ceiling Fan | Incandescent |  | Standard A Lamp | 1 | 60 | Other | 2232220 | Other | 0.04008%
22322 | 20 | 4 |  | Manual | 1 | Floor lamp | Incandescent |  | Standard A Lamp | 1 | 60 | Other | 2232220 | Other | 0.04008%
22322 | 21 | 1 |  | Manual | 2 | Recessed Can | Incandescent |  | Reflector | 1 | 65 | Family Room | 2232221 | Family Room | 0.04008%
22322 | 21 | 2 |  | Manual | 1 | Table | Compact Fluorescent |  | Twist | 1 | 15 | Family Room | 2232221 | Family Room | 0.04008%
22322 | 21 | 3 |  | Manual | 1 | Floor lamp | Incandescent |  | Standard A Lamp | 1 | 60 | Family Room | 2232221 | Family Room | 0.04008%
22333 | 1 | 1 |  | Manual | 1 | Ceiling Fixture | Compact Fluorescent |  | Twist | 2 | 22 | Bedroom | 223331 | Bedroom | 0.02845%
22333 | 1 | 2 |  | Manual | 1 | Table | Incandescent |  | Standard A Lamp | 1 | 60 | Bedroom | 223331 | Bedroom | 0.02845%
22333 | 2 | 1 |  | Manual | 1 | Ceiling Fixture | Incandescent |  | Standard A Lamp | 1 | 60 | Bathroom | 223332 | Bathroom | 0.02845%
22333 | 2 | 2 |  | Manual | 1 | Wall Mount | Incandescent |  | Standard A Lamp | 2 | 60 | Bathroom | 223332 | Bathroom | 0.02845%
22333 | 3 | 1 |  | Manual | 1 | Wall Mount | Incandescent |  | Standard A Lamp | 1 | 60 | Bedroom | 223333 | Bedroom | 0.02845%
22333 | 3 | 2 |  | Manual | 1 | Ceiling Fixture | Incandescent |  | Standard A Lamp | 3 | 60 | Bedroom | 223333 | Bedroom | 0.02845%
22333 | 4 | 1 |  | Manual | 1 | Ceiling Fixture | Incandescent |  | Standard A Lamp | 2 | 60 | Family Room | 223334 | Family Room | 0.02845%
22333 | 4 | 2 |  | Manual | 1 | Torchiere | Incandescent |  | Standard A Lamp | 2 | 40 | Family Room | 223334 | Family Room | 0.02845%
22333 | 5 | 1 |  | Manual | 6 | Wall Mount | Compact Fluorescent |  | Twist | 6 | 7 | Bathroom | 223335 | Bathroom | 0.02845%
22333 | 6 | 1 |  | Manual | 1 | Ceiling Fan | Incandescent |  | Decorative | 2 | 40 | Master Bedroom | 223336 | Master Bedroom | 0.02845%
22333 | 6 | 2 |  | Manual | 1 | Table | Incandescent |  | Decorative | 1 | 25 | Master Bedroom | 223336 | Master Bedroom | 0.02845%
22333 | 7 | 1 |  | Manual | 1 | Ceiling Fixture | Incandescent |  | Decorative | 3 | 60 | Bedroom | 223337 | Bedroom | 0.02845%
22333 | 7 | 2 |  | Manual | 2 | Table | Incandescent |  | Standard A Lamp | 1 | 60 | Bedroom | 223337 | Bedroom | 0.02845%
22333 | 8 | 1 |  | Manual | 1 | Ceiling Fan | Incandescent |  | Standard A Lamp | 3 | 60 | Kitchen | 223338 | Kitchen | 0.02845%
22333 | 8 | 2 |  | Manual | 1 | Ceiling Fan | Compact Fluorescent |  | Twist | 3 | 22 | Kitchen | 223338 | Kitchen | 0.02845%
22333 | 8 | 3 |  | Dimmer | 1 | Chandelier (Hanging) | Incandescent |  | Standard A Lamp | 1 | 75 | Kitchen | 223338 | Kitchen | 0.02845%
22333 | 8 | 4 |  | Manual | 1 | Wall Mount | Linear Fluorescent | 24 | T-12 | 1 | 16 | Kitchen | 223338 | Kitchen | 0.02845%
22333 | 9 | 1 |  | Manual | 2 | Table | Compact Fluorescent |  | Twist | 1 | 7 | Living Room | 223339 | Living Room | 0.02845%
22333 | 9 | 2 |  | Manual | 1 | Torchiere | Compact Fluorescent |  | Twist | 1 | 22 | Living Room | 223339 | Living Room | 0.02845%
22333 | 10 | 1 |  | Manual | 1 | Ceiling Fixture | Incandescent |  | Standard A Lamp | 1 | 60 | Other | 2233310 | Other | 0.02845%
22333 | 11 | 1 |  | Manual | 1 | Ceiling Fixture | Incandescent |  | Standard A Lamp | 2 | 60 | Family Room | 2233311 | Family Room | 0.02845%
22333 | 11 | 2 |  | Manual | 1 | Table | Incandescent |  | Standard A Lamp | 1 | 60 | Family Room | 2233311 | Family Room | 0.02845%
22333 | 12 | 1 |  | Manual | 2 | Ceiling Fixture | Linear Fluorescent | 48 | T-12 | 2 | 40 | Laundry Room | 2233312 | Laundry Room | 0.02845%
22352 | 1 | 1 |  | Manual | 1 | Ceiling Fixture | Linear Fluorescent | 48 | T-12 | 1 | 40 | Hall | 223521 | Hall | 0.02963%
22352 | 2 | 1 |  | Manual | 1 | Ceiling Fixture | Linear Fluorescent | 48 | T-12 | 4 | 40 | Kitchen | 223522 | Kitchen | 0.02963%
22352 | 2 | 2 |  | Manual | 1 | Ceiling Fixture | Incandescent |  | Standard A Lamp | 1 | 60 | Kitchen | 223522 | Kitchen | 0.02963%
22352 | 3 | 1 |  | Manual | 1 | Ceiling Fixture | Linear Fluorescent | 24 | T-12 | 2 | 40 | Bathroom | 223523 | Bathroom | 0.02963%
22352 | 4 | 1 |  | Manual | 1 | Table | Incandescent |  | Standard A Lamp | 1 | 60 | Other | 223524 | Other | 0.02963%
22352 | 5 | 1 |  | Manual | 4 | Floor lamp | Incandescent |  | Standard A Lamp | 1 | 60 | Living Room | 223525 | Living Room | 0.02963%
22352 | 6 | 1 |  | Manual | 2 | Table | Incandescent |  | Standard A Lamp | 1 | 60 | Bedroom | 223526 | Bedroom | 0.02963%
22369 | 1 | 1 |  | Manual | 1 | Ceiling Fixture | Incandescent |  | Standard A Lamp | 1 | 60 | Bathroom | 223691 | Bathroom | 0.05296%
22369 | 1 | 2 |  | Manual | 1 | Wall Mount | Incandescent |  | Globe | 6 | 40 | Bathroom | 223691 | Bathroom | 0.05296%
22369 | 2 | 1 |  | Manual | 1 | Ceiling Fixture | Incandescent |  | Standard A Lamp | 2 | 60 | Bedroom | 223692 | Bedroom | 0.05296%
22369 | 2 | 2 |  | Manual | 1 | Table | Incandescent |  | Standard A Lamp | 1 | 60 | Bedroom | 223692 | Bedroom | 0.05296%
22369 | 3 | 1 |  | Manual | 1 | Ceiling Fixture | Incandescent |  | Standard A Lamp | 2 | 60 | Bedroom | 223693 | Bedroom | 0.05296%
22369 | 3 | 2 |  | Manual | 1 | Wall Mount | Incandescent |  | Standard A Lamp | 1 | 60 | Bedroom | 223693 | Bedroom | 0.05296%
22369 | 3 | 3 |  | Manual | 1 | Table | Incandescent |  | Standard A Lamp | 1 | 60 | Bedroom | 223693 | Bedroom | 0.05296%
22369 | 4 | 1 |  | Manual | 1 | Ceiling Fixture | Incandescent |  | Standard A Lamp | 2 | 60 | Closet | 223694 | Closet | 0.05296%
22369 | 5 | 1 |  | Manual | 1 | Ceiling Fixture | Incandescent |  | Standard A Lamp | 2 | 60 | Closet | 223695 | Closet | 0.05296%
22369 | 6 | 1 |  | Manual | 1 | Ceiling Fixture | Incandescent |  | Standard A Lamp | 2 | 100 | Closet | 223696 | Closet | 0.05296%
22369 | 7 | 1 |  | Manual | 1 | Ceiling Fixture | Incandescent |  | Standard A Lamp | 3 | 75 | Dining Room | 223697 | Dining Room | 0.05296%
22369 | 8 | 1 |  | Manual | 3 | Ceiling Fixture | Incandescent |  | Standard A Lamp | 2 | 75 | Family Room | 223698 | Family Room | 0.05296%
22369 | 8 | 2 |  | Dimmer | 1 | Floor lamp | Incandescent |  | 3-Way Incandescent | 1 | 100 | Family Room | 223698 | Family Room | 0.05296%
22369 | 8 | 3 |  | Manual | 2 | Table | Incandescent |  | Mini base | 1 | 40 | Family Room | 223698 | Family Room | 0.05296%
22369 | 9 | 1 |  | Manual | 1 | Recessed Can | Incandescent |  | Reflector | 1 | 75 | Hall | 223699 | Hall | 0.05296%
22369 | 10 | 1 |  | Manual | 1 | Recessed Can | Incandescent |  | Standard A Lamp | 1 | 75 | Hall | 2236910 | Hall | 0.05296%
22369 | 11 | 1 |  | Dimmer | 3 | Recessed Can | Incandescent |  | Reflector | 1 | 75 | Hall | 2236911 | Hall | 0.05296%
22369 | 12 | 1 |  | Manual | 6 | Recessed Can | Incandescent |  | Reflector | 1 | 75 | Kitchen | 2236912 | Kitchen | 0.05296%
22369 | 12 | 2 |  | Manual | 1 | Ceiling Fixture | Halogen |  | MR | 3 | 20 | Kitchen | 2236912 | Kitchen | 0.05296%
22369 | 13 | 1 |  | Manual | 2 | Recessed Can | Incandescent |  | Reflector | 1 | 75 | Laundry Room | 2236913 | Laundry Room | 0.05296%
22369 | 14 | 1 |  | Manual | 1 | Ceiling Fan | Incandescent |  | Standard A Lamp | 3 | 60 | Living Room | 2236914 | Living Room | 0.05296%
22369 | 14 | 2 |  | Manual | 3 | Ceiling Fixture | Incandescent |  | Standard A Lamp | 2 | 60 | Living Room | 2236914 | Living Room | 0.05296%
22369 | 14 | 3 |  | Manual | 2 | Recessed Can | Incandescent |  | Reflector | 1 | 75 | Living Room | 2236914 | Living Room | 0.05296%
22369 | 14 | 4 |  | Manual | 2 | Table | Incandescent |  | Standard A Lamp | 1 | 100 | Living Room | 2236914 | Living Room | 0.05296%
22369 | 15 | 1 |  | Manual | 1 | Ceiling Fan | Incandescent |  | Globe | 3 | 65 | Master Bedroom | 2236915 | Master Bedroom | 0.05296%
22369 | 15 | 2 |  | Manual | 2 | Recessed Can | Incandescent |  | Reflector | 1 | 75 | Master Bedroom | 2236915 | Master Bedroom | 0.05296%
22369 | 15 | 3 |  | Manual | 1 | Track | Incandescent |  | Globe | 6 | 40 | Master Bedroom | 2236915 | Master Bedroom | 0.05296%
22369 | 16 | 1 |  | Manual | 5 | Ceiling Fixture | Incandescent |  | Standard A Lamp | 1 | 100 | Garage | 2236916 | Garage | 0.05296%
22375 | 1 | 1 |  | Manual | 1 | Wall Mount | Compact Fluorescent |  | Twist | 3 | 14 | Bathroom | 223751 | Bathroom | 0.04008%
22375 | 1 | 2 |  | Manual | 1 | Ceiling Fixture | Compact Fluorescent |  | Twist | 2 | 14 | Bathroom | 223751 | Bathroom | 0.04008%
22375 | 2 | 1 |  | Manual | 1 | Wall Mount | Compact Fluorescent |  | Twist | 5 | 14 | Bathroom | 223752 | Bathroom | 0.04008%
22375 | 3 | 1 |  | Manual | 1 | Wall Mount | Compact Fluorescent |  | Twist | 3 | 14 | Bathroom | 223753 | Bathroom | 0.04008%
22375 | 4 | 1 |  | Manual | 1 | Chandelier (Hanging) | Compact Fluorescent |  | Twist | 5 | 14 | Dining Room | 223754 | Dining Room | 0.04008%
22375 | 5 | 1 |  | Manual | 1 | Ceiling Fixture | Incandescent |  | Globe | 1 | 100 | Family Room | 223755 | Family Room | 0.04008%
22375 | 5 | 2 |  | Manual | 2 | Floor lamp | Compact Fluorescent |  | Twist | 1 | 25 | Family Room | 223755 | Family Room | 0.04008%
22375 | 6 | 1 |  | Manual | 2 | Ceiling Fixture | Compact Fluorescent |  | Twist | 1 | 25 | Garage | 223756 | Garage | 0.04008%
22375 | 6 | 2 |  | Manual | 1 | Wall Mount | Linear Fluorescent | 36 | T-12 | 2 | 40 | Garage | 223756 | Garage | 0.04008%
22375 | 6 | 3 |  | Manual | 2 | Garage door opener | Incandescent |  | Standard A Lamp | 1 | 75 | Garage | 223756 | Garage | 0.04008%
22375 | 7 | 1 |  | Manual | 1 | Ceiling Fixture | Compact Fluorescent |  | Twist | 1 | 24 | Hall | 223757 | Hall | 0.04008%
22375 | 8 | 1 |  | Manual | 1 | Chandelier (Hanging) | Incandescent |  | Decorative | 5 | 25 | Hall | 223758 | Hall | 0.04008%
22375 | 9 | 1 |  | Manual | 2 | Ceiling Fixture | Compact Fluorescent |  | Twist | 1 | 25 | Hall | 223759 | Hall | 0.04008%
22375 | 10 | 1 |  | Manual | 2 | Ceiling Fixture | Incandescent |  | Globe | 1 | 200 | Kitchen | 2237510 | Kitchen | 0.04008%
22375 | 10 | 2 |  | Manual | 2 | Recessed - other | Halogen |  | PAR | 1 | 50 | Kitchen | 2237510 | Kitchen | 0.04008%
22375 | 11 | 1 |  | Manual | 1 | Ceiling Fixture | Compact Fluorescent |  | Twist | 2 | 24 | Laundry Room | 2237511 | Laundry Room | 0.04008%
22375 | 12 | 1 |  | Manual | 2 | Floor lamp | Compact Fluorescent |  | Twist | 1 | 25 | Living Room | 2237512 | Living Room | 0.04008%
22375 | 12 | 2 |  | Manual | 1 | Torchiere | Compact Fluorescent |  | Twist | 1 | 25 | Living Room | 2237512 | Living Room | 0.04008%
22375 | 12 | 3 |  | Manual | 1 | Recessed Can | Compact Fluorescent |  | Flood | 1 | 22 | Living Room | 2237512 | Living Room | 0.04008%
22375 | 13 | 1 |  | Manual | 2 | Floor lamp | Compact Fluorescent |  | Twist | 1 | 25 | Master Bedroom | 2237513 | Master Bedroom | 0.04008%
22375 | 13 | 2 |  | Manual | 1 | Ceiling Fixture | Compact Fluorescent |  | Twist | 2 | 14 | Master Bedroom | 2237513 | Master Bedroom | 0.04008%
22375 | 14 | 1 |  | Manual | 2 | Floor lamp | Compact Fluorescent |  | Pin base | 1 | 12 | Office | 2237514 | Office | 0.04008%
22375 | 14 | 2 |  | Manual | 1 | Ceiling Fixture | Compact Fluorescent |  | Twist | 2 | 14 | Office | 2237514 | Office | 0.04008%
22375 | 15 | 1 |  | Manual | 1 | Ceiling Fixture | Compact Fluorescent |  | Twist | 2 | 14 | Bedroom | 2237515 | Bedroom | 0.04008%
22398 | 1 | 1 |  | Manual | 3 | Wall Mount | Compact Fluorescent |  | Twist | 1 | 15 | Bathroom | 223981 | Bathroom | 0.02845%
22398 | 1 | 2 |  | Manual | 1 | Chandelier (Hanging) | Incandescent |  | Standard A Lamp | 5 | 60 | Bathroom | 223981 | Bathroom | 0.02845%
22398 | 2 | 1 |  | Manual | 1 | Wall Mount | Incandescent |  | Globe | 4 | 60 | Bedroom | 223982 | Bedroom | 0.02845%
22398 | 3 | 1 |  | Manual | 2 | Recessed Can | Incandescent |  | Reflector | 1 | 40 | Bedroom | 223983 | Bedroom | 0.02845%
22398 | 3 | 2 |  | Manual | 2 | Table | Compact Fluorescent |  | Twist | 1 | 15 | Bedroom | 223983 | Bedroom | 0.02845%
22398 | 3 | 3 |  | Manual | 1 | Table | Incandescent |  | Standard A Lamp | 1 | 100 | Bedroom | 223983 | Bedroom | 0.02845%
22398 | 3 | 4 |  | Manual | 1 | Floor lamp | Incandescent |  | Standard A Lamp | 3 | 60 | Bedroom | 223983 | Bedroom | 0.02845%
22398 | 4 | 1 |  | Manual | 1 | Table | Incandescent |  | Standard A Lamp | 1 | 100 | Bedroom | 223984 | Bedroom | 0.02845%
22398 | 5 | 1 |  | Manual | 1 | Ceiling Fixture | Incandescent |  | Decorative | 3 | 25 | Family Room | 223985 | Family Room | 0.02845%
22398 | 5 | 2 |  | Manual | 6 | Recessed Can | Incandescent |  | Decorative | 1 | 65 | Family Room | 223985 | Family Room | 0.02845%
22398 | 6 | 1 |  | Manual | 2 | Ceiling Fixture | Compact Fluorescent |  | Twist | 1 | 22 | Garage | 223986 | Garage | 0.02845%
22398 | 6 | 2 |  | Manual | 1 | Garage door opener | Incandescent |  | Clear | 4 | 40 | Garage | 223986 | Garage | 0.02845%
22398 | 7 | 1 |  | Manual | 1 | Ceiling Fixture | Incandescent |  | Standard A Lamp | 1 | 65 | Hall | 223987 | Hall | 0.02845%
22398 | 8 | 1 |  | Manual | 1 | Chandelier (Hanging) | Compact Fluorescent |  | Twist | 3 | 36 | Dining Room | 223988 | Dining Room | 0.02845%
22398 | 8 | 2 |  | Manual | 1 | Recessed Can | Incandescent |  | Reflector | 1 | 60 | Dining Room | 223988 | Dining Room | 0.02845%
22398 | 8 | 3 |  | Manual | 1 | Chandelier (Hanging) | Incandescent |  | Decorative | 6 | 25 | Dining Room | 223988 | Dining Room | 0.02845%
22398 | 9 | 1 |  | Manual | 1 | Ceiling Fixture | Incandescent |  | Standard A Lamp | 1 | 65 | Laundry Room | 223989 | Laundry Room | 0.02845%
22398 | 10 | 1 |  | Manual | 1 | Ceiling Fixture | Incandescent |  | Globe | 4 | 60 | Office | 2239810 | Office | 0.02845%
22404 | 1 | 1 |  | Manual | 1 | Wall Mount | Incandescent |  | Globe | 6 | 40 | Bathroom | 224041 | Bathroom | 0.05169%
22404 | 2 | 1 |  | Manual | 1 | Wall Mount | Incandescent |  | Globe | 4 | 40 | Bathroom | 224042 | Bathroom | 0.05169%
22404 | 2 | 2 |  | Manual | 1 | Recessed Can | Incandescent |  | Reflector | 2 | 65 | Bathroom | 224042 | Bathroom | 0.05169%
22404 | 3 | 1 |  | Manual | 1 | Wall Mount | Incandescent |  | Globe | 3 | 40 | Bathroom | 224043 | Bathroom | 0.05169%
22404 | 4 | 1 |  | Manual | 1 | Ceiling Fixture | Incandescent |  | Standard A Lamp | 1 | 60 | Bedroom | 224044 | Bedroom | 0.05169%
22404 | 4 | 2 |  | Manual | 2 | Ceiling Fixture | Incandescent |  | Standard A Lamp | 1 | 75 | Bedroom | 224044 | Bedroom | 0.05169%
22404 | 5 | 1 |  | Manual | 1 | Chandelier (Hanging) | Incandescent |  | Standard A Lamp | 1 | 75 | Master Bedroom | 224045 | Master Bedroom | 0.05169%
22404 | 6 | 1 |  | Manual | 1 | Ceiling Fixture | Incandescent |  | Globe | 1 | 75 | Dining Room | 224046 | Dining Room | 0.05169%
22404 | 7 | 1 |  | Manual | 4 | Recessed Can | Incandescent |  | Reflector | 1 | 65 | Kitchen | 224047 | Kitchen | 0.05169%
22404 | 7 | 2 |  | Manual | 1 | Architectural | Incandescent |  | Standard A Lamp | 1 | 60 | Kitchen | 224047 | Kitchen | 0.05169%
22404 | 8 | 1 |  | Manual | 2 | Table | Incandescent |  | Standard A Lamp | 1 | 75 | Living Room | 224048 | Living Room | 0.05169%
22404 | 8 | 2 |  | Manual | 1 | Floor lamp | Compact Fluorescent |  | Twist | 1 | 22 | Living Room | 224048 | Living Room | 0.05169%
22404 | 9 | 1 |  | Manual | 1 | Ceiling Fixture | Incandescent |  | Standard A Lamp | 1 | 75 | Garage | 224049 | Garage | 0.05169%
22404 | 10 | 1 |  | Manual | 1 | Recessed Can | Incandescent |  | Reflector | 1 | 65 | Hall | 2240410 | Hall | 0.05169%
22411 | 1 | 1 |  | Manual | 1 | Ceiling Fixture | Incandescent |  | Standard A Lamp | 1 | 100 | Bathroom | 224111 | Bathroom | 0.05169%
22411 | 2 | 1 |  | Manual | 1 | Ceiling Fixture | Linear Fluorescent | 48 | T-12 | 4 | 32 | Kitchen | 224112 | Kitchen | 0.05169%
22411 | 2 | 2 |  | Manual | 1 | Floor lamp | Incandescent |  | Standard A Lamp | 1 | 100 | Kitchen | 224112 | Kitchen | 0.05169%
22411 | 3 | 1 |  | Manual | 1 | Ceiling Fixture | Incandescent |  | Standard A Lamp | 1 | 60 | Dining Room | 224113 | Dining Room | 0.05169%
22411 | 4 | 1 |  | Manual | 1 | Ceiling Fixture | Compact Fluorescent |  | Twist | 2 | 15 | Laundry Room | 224114 | Laundry Room | 0.05169%
22411 | 4 | 2 |  | Manual | 1 | Table | Incandescent |  | Standard A Lamp | 1 | 100 | Laundry Room | 224114 | Laundry Room | 0.05169%
22411 | 4 | 3 |  | Manual | 1 | Ceiling Fixture | Linear Fluorescent | 48 | T-8 | 4 | 32 | Laundry Room | 224114 | Laundry Room | 0.05169%
22411 | 5 | 1 |  | Manual | 1 | Ceiling Fixture | Incandescent |  | Standard A Lamp | 1 | 100 | Bedroom | 224115 | Bedroom | 0.05169%
22411 | 5 | 2 |  | Manual | 1 | Ceiling Fixture | Compact Fluorescent |  | Twist | 1 | 15 | Bedroom | 224115 | Bedroom | 0.05169%
22411 | 5 | 3 |  | Manual | 1 | Table | Incandescent |  | Standard A Lamp | 1 | 25 | Bedroom | 224115 | Bedroom | 0.05169%
22411 | 6 | 1 |  | Manual | 1 | Ceiling Fixture | Compact Fluorescent |  | Twist | 1 | 15 | Bathroom | 224116 | Bathroom | 0.05169%
22411 | 6 | 2 |  | Manual | 1 | Wall Mount | Compact Fluorescent |  | Twist | 2 | 15 | Bathroom | 224116 | Bathroom | 0.05169%
22411 | 6 | 3 |  | Manual | 1 | Wall Mount | Incandescent |  | Standard A Lamp | 2 | 75 | Bathroom | 224116 | Bathroom | 0.05169%
22411 | 7 | 1 |  | Manual | 1 | Ceiling Fixture | Compact Fluorescent |  | Twist | 2 | 15 | Bedroom | 224117 | Bedroom | 0.05169%
22411 | 7 | 2 |  | Manual | 1 | Table | Incandescent |  | Mini base | 3 | 25 | Bedroom | 224117 | Bedroom | 0.05169%
22411 | 7 | 3 |  | Manual | 1 | Other | Incandescent |  | Mini base | 1 | 25 | Bedroom | 224117 | Bedroom | 0.05169%
22411 | 8 | 1 |  | Manual | 2 | Ceiling Fan | Incandescent |  | Standard A Lamp | 3 | 100 | Living Room | 224118 | Living Room | 0.05169%
22411 | 8 | 2 |  | Manual | 1 | Floor lamp | Incandescent |  | Standard A Lamp | 1 | 40 | Living Room | 224118 | Living Room | 0.05169%
22411 | 8 | 3 |  | Manual | 1 | Floor lamp | Incandescent |  | Standard A Lamp | 2 | 40 | Living Room | 224118 | Living Room | 0.05169%
22413 | 1 | 1 |  | Manual | 1 | Wall Mount | Incandescent |  | Globe | 6 | 60 | Bathroom | 224131 | Bathroom | 0.09408%
22413 | 2 | 1 |  | Manual | 1 | Ceiling Fixture | Incandescent |  | Clear | 2 | 60 | Bedroom | 224132 | Bedroom | 0.09408%
22413 | 3 | 1 |  | Manual | 1 | Ceiling Fixture | Incandescent |  | Clear | 2 | 60 | Bedroom | 224133 | Bedroom | 0.09408%
22413 | 4 | 1 |  | Manual | 1 | Ceiling Fixture | Incandescent |  | Standard A Lamp | 2 | 65 | Bedroom | 224134 | Bedroom | 0.09408%
22413 | 5 | 1 |  | Manual | 1 | Ceiling Fixture | Incandescent |  | Clear | 3 | 60 | Bedroom | 224135 | Bedroom | 0.09408%
22413 | 6 | 1 |  | Dimmer | 1 | Ceiling Fan | Incandescent |  | Clear | 2 | 60 | Family Room | 224136 | Family Room | 0.09408%
22413 | 6 | 2 | biozone ozonator biozone 2000 800 ma 10 watt bulb | Manual | 1 | Torchiere | Halogen |  | Quartz Tube | 1 | 300 | Family Room | 224136 | Family Room | 0.09408%
22413 | 7 | 1 |  | Manual | 1 | Chandelier (Hanging) | Incandescent |  | Decorative | 5 | 60 | Dining Room | 224137 | Dining Room | 0.09408%
22413 | 8 | 1 |  | Manual | 2 | Ceiling Fixture | Incandescent |  | Standard A Lamp | 2 | 60 | Hall | 224138 | Hall | 0.09408%
22413 | 9 | 1 |  | Manual | 2 | Ceiling Fixture | Linear Fluorescent | 48 | T-12 | 2 | 40 | Garage | 224139 | Garage | 0.09408%
22413 | 9 | 2 |  | Manual | 2 | Ceiling Fixture | Incandescent |  | Clear | 1 | 60 | Garage | 224139 | Garage | 0.09408%
22413 | 9 | 3 |  | Manual | 2 | Garage door opener | Incandescent |  | Standard A Lamp | 1 | 60 | Garage | 224139 | Garage | 0.09408%
22413 | 10 | 1 |  | Manual | 5 | Recessed Can | Incandescent |  | Reflector | 1 | 65 | Kitchen | 2241310 | Kitchen | 0.09408%
22413 | 11 | 1 |  | Manual | 2 | Ceiling Fixture | Incandescent |  | Clear | 2 | 60 | Laundry Room | 2241311 | Laundry Room | 0.09408%
22413 | 12 | 1 |  | Manual | 1 | Ceiling Fixture | Incandescent |  | Clear | 2 | 60 | Living Room | 2241312 | Living Room | 0.09408%
22413 | 12 | 2 | type t 300 watt or smaller no markings on bulb | Manual | 1 | Torchiere | Halogen |  | Other | 1 | 300 | Living Room | 2241312 | Living Room | 0.09408%
22413 | 13 | 1 |  | Manual | 1 | Wall Mount | Incandescent |  | Globe | 8 | 60 | Bathroom | 2241313 | Bathroom | 0.09408%
22413 | 14 | 1 |  | Manual | 1 | Torchiere | Incandescent |  | Globe | 1 | 100 | Master Bedroom | 2241314 | Master Bedroom | 0.09408%
22413 | 15 | 1 |  | Manual | 1 | Ceiling Fixture | Incandescent |  | Clear | 2 | 60 | Closet | 2241315 | Closet | 0.09408%
22413 | 16 | 1 |  | Manual | 1 | Ceiling Fixture | Incandescent |  | Standard A Lamp | 2 | 60 | Office | 2241316 | Office | 0.09408%
22413 | 17 | 1 |  | Manual | 2 | Ceiling Fixture | Incandescent |  | Clear | 1 | 60 | Hall | 2241317 | Hall | 0.09408%
22425 | 1 | 1 |  | Manual | 1 | Wall Mount | Compact Fluorescent |  | Twist | 1 | 15 | Bathroom | 224251 | Bathroom | 0.09408%
22425 | 2 | 1 |  | Manual | 1 | Ceiling Fixture | Compact Fluorescent |  | Twist | 1 | 22 | Bedroom | 224252 | Bedroom | 0.09408%
22425 | 2 | 2 |  | Manual | 1 | Table | Compact Fluorescent |  | Twist | 1 | 22 | Bedroom | 224252 | Bedroom | 0.09408%
22425 | 3 | 1 |  | Manual | 1 | Ceiling Fixture | Incandescent |  | Standard A Lamp | 2 | 60 | Bedroom | 224253 | Bedroom | 0.09408%
22425 | 3 | 2 |  | Manual | 1 | Table | Incandescent |  | Standard A Lamp | 1 | 60 | Bedroom | 224253 | Bedroom | 0.09408%
22425 | 3 | 3 |  | Manual | 1 | Table | Compact Fluorescent |  | Twist | 1 | 7 | Bedroom | 224253 | Bedroom | 0.09408%
22425 | 4 | 1 |  | Manual | 1 | Chandelier (Hanging) | Incandescent |  | Standard A Lamp | 3 | 40 | Dining Room | 224254 | Dining Room | 0.09408%
22425 | 5 | 1 |  | Manual | 1 | Ceiling Fixture | Incandescent |  | Standard A Lamp | 1 | 60 | Hall | 224255 | Hall | 0.09408%
22425 | 6 | 1 |  | Manual | 1 | Ceiling Fixture | Compact Fluorescent |  | Twist | 2 | 22 | Kitchen | 224256 | Kitchen | 0.09408%
22425 | 6 | 2 |  | Manual | 1 | Ceiling Fixture | Compact Fluorescent |  | Twist | 2 | 22 | Kitchen | 224256 | Kitchen | 0.09408%
22425 | 7 | 1 |  | Manual | 1 | Ceiling Fixture | Incandescent |  | Standard A Lamp | 1 | 60 | Laundry Room | 224257 | Laundry Room | 0.09408%
22425 | 8 | 1 |  | Manual | 1 | Floor lamp | Incandescent |  | Standard A Lamp | 2 | 75 | Living Room | 224258 | Living Room | 0.09408%
22425 | 8 | 2 |  | Manual | 1 | Floor lamp | Incandescent |  | Decorative | 4 | 25 | Living Room | 224258 | Living Room | 0.09408%
22425 | 9 | 1 |  | Manual | 1 | Ceiling Fixture | Incandescent |  | Standard A Lamp | 2 | 60 | Master Bedroom | 224259 | Master Bedroom | 0.09408%
22425 | 9 | 2 |  | Manual | 1 | Table | Incandescent |  | Decorative | 1 | 100 | Master Bedroom | 224259 | Master Bedroom | 0.09408%
22425 | 10 | 1 |  | Manual | 1 | Wall Mount | Compact Fluorescent |  | Twist | 2 | 22 | Bathroom | 2242510 | Bathroom | 0.09408%
22432 | 1 | 1 |  | Manual | 2 | Ceiling Fixture | Incandescent |  | Standard A Lamp | 1 | 100 | Other | 224321 | Other | 0.04784%
22432 | 1 | 2 |  | Manual | 1 | Ceiling Fixture | Linear Fluorescent | 48 | T-12 | 2 | 40 | Other | 224321 | Other | 0.04784%
22432 | 2 | 1 |  | Manual | 1 | Wall Mount | Incandescent |  | Clear | 3 | 60 | Bathroom | 224322 | Bathroom | 0.04784%
22432 | 3 | 1 |  | Manual | 1 | Wall Mount | Incandescent |  | Standard A Lamp | 4 | 60 | Bathroom | 224323 | Bathroom | 0.04784%
22432 | 3 | 2 |  | Manual | 1 | Ceiling Fixture | Incandescent |  | Reflector | 1 | 125 | Bathroom | 224323 | Bathroom | 0.04784%
22432 | 4 | 1 |  | Manual | 1 | Ceiling Fixture | Incandescent |  | Standard A Lamp | 1 | 60 | Bedroom | 224324 | Bedroom | 0.04784%
22432 | 4 | 2 |  | Manual | 1 | Recessed Can | Incandescent |  | Reflector | 1 | 75 | Bedroom | 224324 | Bedroom | 0.04784%
22432 | 4 | 3 |  | Manual | 2 | Table | Compact Fluorescent |  | 3-Way CFL | 1 | 22 | Bedroom | 224324 | Bedroom | 0.04784%
22432 | 5 | 1 |  | Manual | 1 | Ceiling Fixture | Incandescent |  | Standard A Lamp | 1 | 75 | Bedroom | 224325 | Bedroom | 0.04784%
22432 | 5 | 2 |  | Manual | 1 | Floor lamp | Compact Fluorescent |  | 3-Way CFL | 1 | 22 | Bedroom | 224325 | Bedroom | 0.04784%
22432 | 6 | 1 |  | Manual | 1 | Chandelier (Hanging) | Incandescent |  | Mini base | 4 | 25 | Hall | 224326 | Hall | 0.04784%
22432 | 7 | 1 |  | Manual | 2 | Table | Incandescent |  | Standard A Lamp | 1 | 175 | Family Room | 224327 | Family Room | 0.04784%
22432 | 7 | 2 |  | Manual | 1 | Table | Incandescent |  | Standard A Lamp | 1 | 75 | Family Room | 224327 | Family Room | 0.04784%
22432 | 7 | 3 |  | Manual | 1 | Chandelier (Hanging) | Incandescent |  | Standard A Lamp | 1 | 100 | Family Room | 224327 | Family Room | 0.04784%
22432 | 8 | 1 |  | Manual | 1 | Ceiling Fixture | Incandescent |  | Standard A Lamp | 1 | 75 | Garage | 224328 | Garage | 0.04784%
22432 | 8 | 2 |  | Manual | 5 | Ceiling Fixture | Linear Fluorescent | 48 | T-12 | 2 | 40 | Garage | 224328 | Garage | 0.04784%
22432 | 8 | 3 |  | Manual | 2 | Garage door opener | Incandescent |  | Standard A Lamp | 1 | 40 | Garage | 224328 | Garage | 0.04784%
22432 | 9 | 1 |  | Manual | 2 | Ceiling Fixture | Incandescent |  | Reflector | 1 | 65 | Hall | 224329 | Hall | 0.04784%
22432 | 9 | 2 |  | Manual | 2 | Wall Mount | Incandescent |  | Clear | 1 | 60 | Hall | 224329 | Hall | 0.04784%
22432 | 10 | 1 |  | Manual | 1 | Ceiling Fixture | Incandescent |  | Clear | 1 | 60 | Hall | 2243210 | Hall | 0.04784%
22432 | 11 | 1 |  | Manual | 1 | Ceiling Fixture | Incandescent |  | Standard A Lamp | 2 | 100 | Kitchen | 2243211 | Kitchen | 0.04784%
22432 | 11 | 2 |  | Manual | 7 | Recessed Can | Incandescent |  | Reflector | 1 | 65 | Kitchen | 2243211 | Kitchen | 0.04784%
22432 | 11 | 3 |  | Manual | 5 | Architectural | Linear Fluorescent | 32 | T-8 | 1 | 16 | Kitchen | 2243211 | Kitchen | 0.04784%
22432 | 12 | 1 |  | Manual | 1 | Ceiling Fixture | Linear Fluorescent | 48 | Fluorescent Other | 2 | 42 | Laundry Room | 2243212 | Laundry Room | 0.04784%
22432 | 13 | 1 |  | Manual | 1 | Chandelier (Hanging) | Incandescent |  | Mini base | 8 | 25 | Living Room | 2243213 | Living Room | 0.04784%
22432 | 13 | 2 |  | Manual | 3 | Architectural | Halogen |  | PAR | 1 | 30 | Living Room | 2243213 | Living Room | 0.04784%
22432 | 13 | 3 |  | Manual | 2 | Wall Mount | Incandescent |  | Mini base | 1 | 25 | Living Room | 2243213 | Living Room | 0.04784%
22432 | 13 | 4 |  | Manual | 4 | Ceiling Fixture | Incandescent |  | Reflector | 1 | 65 | Living Room | 2243213 | Living Room | 0.04784%
22432 | 13 | 5 |  | Manual | 2 | Recessed Can | Incandescent |  | Reflector | 1 | 75 | Living Room | 2243213 | Living Room | 0.04784%
22432 | 13 | 6 |  | Manual | 2 | Table | Incandescent |  | 3-Way Incandescent | 1 | 100 | Living Room | 2243213 | Living Room | 0.04784%
22432 | 13 | 7 |  | Manual | 1 | Architectural | Incandescent |  | Other | 1 | 40 | Living Room | 2243213 | Living Room | 0.04784%
22432 | 14 | 1 |  | Manual | 2 | Wall Mount | Incandescent |  | Standard A Lamp | 4 | 60 | Bathroom | 2243214 | Bathroom | 0.04784%
22432 | 14 | 2 |  | Manual | 1 | Ceiling Fixture | Incandescent |  | Reflector | 1 | 65 | Bathroom | 2243214 | Bathroom | 0.04784%
22432 | 15 | 1 |  | Manual | 1 | Ceiling Fixture | Incandescent |  | Standard A Lamp | 3 | 60 | Bedroom | 2243215 | Bedroom | 0.04784%
22432 | 15 | 2 |  | Manual | 1 | Table | Incandescent |  | Standard A Lamp | 1 | 150 | Bedroom | 2243215 | Bedroom | 0.04784%
22432 | 16 | 1 |  | Manual | 1 | Ceiling Fixture | Linear Fluorescent | 48 | T-12 | 2 | 42 | Closet | 2243216 | Closet | 0.04784%
22432 | 17 | 1 |  | Manual | 1 | Ceiling Fixture | Incandescent |  | Clear | 2 | 50 | Office | 2243217 | Office | 0.04784%
22432 | 17 | 2 |  | Manual | 2 | Recessed Can | Incandescent |  | Reflector | 1 | 65 | Office | 2243217 | Office | 0.04784%
22432 | 17 | 3 |  | Manual | 1 | Floor lamp | Compact Fluorescent |  | Twist | 2 | 15 | Office | 2243217 | Office | 0.04784%
22432 | 18 | 1 |  | Manual | 3 | Ceiling Fixture | Incandescent |  | Standard A Lamp | 1 | 65 | Hall | 2243218 | Hall | 0.04784%
22432 | 19 | 1 |  | Manual | 1 | Ceiling Fixture | Incandescent |  | Standard A Lamp | 1 | 75 | Closet | 2243219 | Closet | 0.04784%
22439 | 1 | 1 |  | Manual | 1 | Ceiling Fan | Compact Fluorescent |  | Twist | 4 | 15 | Living Room | 224391 | Living Room | 0.05169%
22439 | 1 | 2 |  | Manual | 1 | Floor lamp | Compact Fluorescent |  | Twist | 1 | 15 | Living Room | 224391 | Living Room | 0.05169%
22439 | 2 | 1 |  | Manual | 1 | Ceiling Fixture | Compact Fluorescent |  | Twist | 1 | 15 | Closet | 224392 | Closet | 0.05169%
22439 | 3 | 1 |  | Manual | 1 | Ceiling Fixture | Compact Fluorescent |  | Twist | 1 | 15 | Bedroom | 224393 | Bedroom | 0.05169%
22439 | 4 | 1 |  | Manual | 1 | Ceiling Fixture | Compact Fluorescent |  | Twist | 4 | 15 | Kitchen | 224394 | Kitchen | 0.05169%
22439 | 5 | 1 |  | Manual | 1 | Ceiling Fixture | Compact Fluorescent |  | Twist | 1 | 15 | Laundry Room | 224395 | Laundry Room | 0.05169%
22439 | 6 | 1 |  | Dimmer | 1 | Chandelier (Hanging) | Compact Fluorescent |  | Twist | 5 | 15 | Dining Room | 224396 | Dining Room | 0.05169%
22439 | 7 | 1 |  | Manual | 1 | Ceiling Fixture | Compact Fluorescent |  | Twist | 2 | 15 | Hall | 224397 | Hall | 0.05169%
22439 | 8 | 1 |  | Manual | 2 | Ceiling Fixture | Compact Fluorescent |  | Twist | 2 | 15 | Bathroom | 224398 | Bathroom | 0.05169%
22439 | 8 | 2 |  | Manual | 1 | Wall Mount | Compact Fluorescent |  | Twist | 3 | 22 | Bathroom | 224398 | Bathroom | 0.05169%
22439 | 9 | 1 |  | Manual | 1 | Ceiling Fixture | Compact Fluorescent |  | Twist | 1 | 15 | Bedroom | 224399 | Bedroom | 0.05169%
22439 | 10 | 1 |  | Manual | 1 | Ceiling Fixture | Compact Fluorescent |  | Twist | 1 | 15 | Master Bedroom | 2243910 | Master Bedroom | 0.05169%
22445 | 1 | 1 |  | Manual | 1 | Wall Mount | Compact Fluorescent |  | A shape bulb | 3 | 15 | Bathroom | 224451 | Bathroom | 0.305%
22445 | 2 | 1 |  | Manual | 1 | Track | Halogen |  | PAR | 5 | 30 | Bedroom | 224452 | Bedroom | 0.305%
22445 | 2 | 2 |  | Manual | 1 | Torchiere | Incandescent |  | Standard A Lamp | 1 | 25 | Bedroom | 224452 | Bedroom | 0.305%
22445 | 2 | 3 |  | Manual | 1 | Torchiere | Compact Fluorescent |  | Twist | 1 | 22 | Bedroom | 224452 | Bedroom | 0.305%
22445 | 2 | 4 |  | Manual | 1 | Floor lamp | Incandescent |  | Standard A Lamp | 1 | 40 | Bedroom | 224452 | Bedroom | 0.305%
22445 | 2 | 5 |  | Manual | 1 | Table | Incandescent |  | Standard A Lamp | 1 | 60 | Bedroom | 224452 | Bedroom | 0.305%
22445 | 3 | 1 |  | Manual | 1 | Track | Halogen |  | PAR | 5 | 30 | Bedroom | 224453 | Bedroom | 0.305%
22445 | 3 | 2 |  | Manual | 1 | Ceiling Fixture | Compact Fluorescent |  | Twist | 1 | 22 | Bedroom | 224453 | Bedroom | 0.305%
22445 | 4 | 1 |  | Manual | 2 | Ceiling Fixture | Incandescent |  | Standard A Lamp | 1 | 100 | Closet | 224454 | Closet | 0.305%
22445 | 5 | 1 |  | Manual | 1 | Track | Compact Fluorescent |  | Twist | 3 | 22 | Closet | 224455 | Closet | 0.305%
22445 | 6 | 1 |  | Manual | 3 | Recessed Can | Compact Fluorescent |  | Reflector | 1 | 15 | Hall | 224456 | Hall | 0.305%
22445 | 7 | 1 |  | Manual | 3 | Recessed Can | Other |  | LED Interior | 1 | 11 | Kitchen | 224457 | Kitchen | 0.305%
22445 | 7 | 2 |  | Manual | 2 | Recessed - other | Linear Fluorescent | 48 | T-8 | 2 | 32 | Kitchen | 224457 | Kitchen | 0.305%
22445 | 7 | 3 |  | Manual | 1 | Architectural | Incandescent |  | Decorative | 2 | 40 | Kitchen | 224457 | Kitchen | 0.305%
22445 | 8 | 1 |  | Manual | 1 | Recessed Can | Halogen |  | PAR | 1 | 75 | Living Room | 224458 | Living Room | 0.305%
22445 | 8 | 2 |  | Manual | 2 | Recessed Can | Compact Fluorescent |  | Reflector | 1 | 22 | Living Room | 224458 | Living Room | 0.305%
22445 | 8 | 3 |  | Manual | 1 | Table | Incandescent |  | Decorative | 1 | 40 | Living Room | 224458 | Living Room | 0.305%
22445 | 8 | 4 |  | Manual | 1 | Floor lamp | Compact Fluorescent |  | Twist | 1 | 22 | Living Room | 224458 | Living Room | 0.305%
22445 | 9 | 1 |  | Manual | 1 | Wall Mount | Compact Fluorescent |  | Globe | 2 | 15 | Bathroom | 224459 | Bathroom | 0.305%
22445 | 10 | 1 |  | Manual | 1 | Table | Compact Fluorescent |  | Straight Tube | 1 | 7 | Master Bedroom | 2244510 | Master Bedroom | 0.305%
22445 | 10 | 2 |  | Manual | 2 | Ceiling Fixture | Compact Fluorescent |  | Twist | 2 | 15 | Master Bedroom | 2244510 | Master Bedroom | 0.305%
22445 | 10 | 3 |  | Manual | 1 | Ceiling Fan | Compact Fluorescent |  | Twist | 1 | 22 | Master Bedroom | 2244510 | Master Bedroom | 0.305%
22445 | 10 | 4 |  | Manual | 1 | Table | Incandescent |  | Standard A Lamp | 1 | 60 | Master Bedroom | 2244510 | Master Bedroom | 0.305%
22445 | 11 | 1 |  | Manual | 2 | Recessed Can | Compact Fluorescent |  | Reflector | 1 | 22 | Dining Room | 2244511 | Dining Room | 0.305%
22445 | 11 | 2 |  | Manual | 1 | Recessed Can | Incandescent |  | Reflector | 1 | 75 | Dining Room | 2244511 | Dining Room | 0.305%
22445 | 11 | 3 |  | Manual | 1 | Chandelier (Hanging) | Incandescent |  | Mini base | 5 | 40 | Dining Room | 2244511 | Dining Room | 0.305%
22445 | 12 | 1 |  | Manual | 1 | Ceiling Fixture | Incandescent |  | Standard A Lamp | 1 | 60 | Laundry Room | 2244512 | Laundry Room | 0.305%
22458 | 1 | 1 |  | Manual | 2 | Ceiling Fixture | Incandescent |  | Standard A Lamp | 1 | 60 | Bathroom | 224581 | Bathroom | 0.09408%
22458 | 1 | 2 |  | Manual | 1 | Ceiling Fixture | Incandescent |  | Standard A Lamp | 4 | 100 | Bathroom | 224581 | Bathroom | 0.09408%
22458 | 2 | 1 |  | Manual | 1 | Chandelier (Hanging) | Incandescent |  | Standard A Lamp | 5 | 60 | Dining Room | 224582 | Dining Room | 0.09408%
22458 | 2 | 2 |  | Manual | 1 | Track | Incandescent |  | Reflector | 2 | 75 | Dining Room | 224582 | Dining Room | 0.09408%
22458 | 3 | 1 |  | Manual | 16 | Recessed Can | Incandescent |  | Reflector | 1 | 65 | Family Room | 224583 | Family Room | 0.09408%
22458 | 3 | 2 |  | Manual | 2 | Ceiling Fixture | Compact Fluorescent |  | Twist | 1 | 22 | Family Room | 224583 | Family Room | 0.09408%
22458 | 4 | 1 |  | Manual | 5 | Ceiling Fixture | Incandescent |  | Standard A Lamp | 1 | 100 | Garage | 224584 | Garage | 0.09408%
22458 | 4 | 2 |  | Motion | 2 | Garage door opener | Incandescent |  | Standard A Lamp | 1 | 100 | Garage | 224584 | Garage | 0.09408%
22458 | 5 | 1 |  | Manual | 1 | Ceiling Fixture | Incandescent |  | Standard A Lamp | 1 | 60 | Hall | 224585 | Hall | 0.09408%
22458 | 6 | 1 |  | Manual | 3 | Ceiling Fixture | Incandescent |  | Standard A Lamp | 1 | 60 | Hall | 224586 | Hall | 0.09408%
22458 | 7 | 1 |  | Manual | 4 | Ceiling Fixture | Linear Fluorescent | 48 | T-12 | 2 | 40 | Kitchen | 224587 | Kitchen | 0.09408%
22458 | 8 | 1 |  | Manual | 2 | Ceiling Fixture | Incandescent |  | Decorative | 5 | 60 | Family Room | 224588 | Family Room | 0.09408%
22458 | 8 | 2 |  | Dimmer | 1 | Ceiling Fan | Incandescent |  | Standard A Lamp | 3 | 60 | Family Room | 224588 | Family Room | 0.09408%
22458 | 8 | 3 |  | Manual | 1 | Floor lamp | Incandescent |  | Standard A Lamp | 2 | 40 | Family Room | 224588 | Family Room | 0.09408%
22458 | 8 | 4 |  | Manual | 1 | Table | Incandescent |  | Standard A Lamp | 1 | 150 | Family Room | 224588 | Family Room | 0.09408%
22458 | 8 | 5 |  | Manual | 1 | Table | Incandescent |  | Standard A Lamp | 1 | 40 | Family Room | 224588 | Family Room | 0.09408%
22458 | 8 | 6 |  | Manual | 2 | Wall Mount | Incandescent |  | Standard A Lamp | 1 | 60 | Family Room | 224588 | Family Room | 0.09408%
22458 | 9 | 1 |  | Manual | 1 | Table | Incandescent |  | Standard A Lamp | 1 | 150 | Bedroom | 224589 | Bedroom | 0.09408%
22458 | 9 | 2 |  | Manual | 1 | Ceiling Fixture | Incandescent |  | Standard A Lamp | 1 | 65 | Bedroom | 224589 | Bedroom | 0.09408%
22458 | 10 | 1 |  | Manual | 3 | Ceiling Fixture | Linear Fluorescent | 48 | T-12 | 4 | 40 | Bedroom | 2245810 | Bedroom | 0.09408%
22458 | 11 | 1 |  | Manual | 1 | Ceiling Fixture | Incandescent |  | Standard A Lamp | 1 | 60 | Bedroom | 2245811 | Bedroom | 0.09408%
22458 | 11 | 2 |  | Manual | 1 | Ceiling Fixture | Incandescent |  | Standard A Lamp | 1 | 60 | Bedroom | 2245811 | Bedroom | 0.09408%
22458 | 11 | 3 |  | Manual | 1 | Table | Incandescent |  | Standard A Lamp | 1 | 40 | Bedroom | 2245811 | Bedroom | 0.09408%
22458 | 12 | 1 |  | Manual | 2 | Wall Mount | Incandescent |  | Standard A Lamp | 2 | 60 | Hall | 2245812 | Hall | 0.09408%
22458 | 12 | 2 |  | Manual | 1 | Ceiling Fixture | Incandescent |  | Standard A Lamp | 2 | 60 | Hall | 2245812 | Hall | 0.09408%
22458 | 12 | 3 |  | Manual | 1 | Table | Incandescent |  | Standard A Lamp | 1 | 40 | Hall | 2245812 | Hall | 0.09408%
22458 | 13 | 1 |  | Manual | 1 | Ceiling Fixture | Compact Fluorescent |  | Pin base | 1 | 22 | Other | 2245813 | Other | 0.09408%
22458 | 14 | 1 |  | Manual | 5 | Ceiling Fixture | Incandescent |  | Standard A Lamp | 1 | 65 | Other | 2245814 | Other | 0.09408%
22458 | 14 | 2 |  | Manual | 1 | Ceiling Fixture | Linear Fluorescent | 48 | T-12 | 1 | 40 | Other | 2245814 | Other | 0.09408%
22460 | 1 | 1 |  | Manual | 1 | Ceiling Fan | Incandescent |  | Mini base | 3 | 60 | Bedroom | 224601 | Bedroom | 0.09408%
22460 | 2 | 1 |  | Manual | 1 | Table | Incandescent |  | Standard A Lamp | 1 | 40 | Bedroom | 224602 | Bedroom | 0.09408%
22460 | 2 | 2 |  | Manual | 1 | Ceiling Fan | Incandescent |  | Clear | 3 | 60 | Bedroom | 224602 | Bedroom | 0.09408%
22460 | 2 | 3 |  | Manual | 1 | Table | Incandescent |  | Decorative | 1 | 20 | Bedroom | 224602 | Bedroom | 0.09408%
22460 | 3 | 1 |  | Manual | 1 | Ceiling Fixture | Incandescent |  | Standard A Lamp | 1 | 65 | Closet | 224603 | Closet | 0.09408%
22460 | 4 | 1 |  | Dimmer | 2 | Wall Mount | Incandescent |  | Standard A Lamp | 2 | 60 | Bathroom | 224604 | Bathroom | 0.09408%
22460 | 5 | 1 |  | Manual | 1 | Ceiling Fixture | Incandescent |  | Standard A Lamp | 1 | 65 | Hall | 224605 | Hall | 0.09408%
22460 | 5 | 2 |  | Manual | 1 | Wall Mount | Incandescent |  | Reflector | 3 | 65 | Hall | 224605 | Hall | 0.09408%
22460 | 5 | 3 |  | Manual | 3 | Ceiling Fixture | Compact Fluorescent |  | Twist | 1 | 13 | Hall | 224605 | Hall | 0.09408%
22460 | 6 | 1 |  | Manual | 2 | Ceiling Fixture | Compact Fluorescent |  | Twist | 1 | 13 | Kitchen | 224606 | Kitchen | 0.09408%
22460 | 6 | 2 |  | Manual | 2 | Recessed Can | Incandescent |  | Standard A Lamp | 1 | 65 | Kitchen | 224606 | Kitchen | 0.09408%
22460 | 6 | 3 |  | Dimmer | 1 | Ceiling Fan | Incandescent |  | Standard A Lamp | 2 | 75 | Kitchen | 224606 | Kitchen | 0.09408%
22460 | 6 | 4 |  | Manual | 1 | Other | Other | 240 |  | 1 | 20 | Kitchen | 224606 | Kitchen | 0.09408%
22460 | 7 | 1 |  | Manual | 1 | Ceiling Fixture | Incandescent |  | Standard A Lamp | 1 | 60 | Laundry Room | 224607 | Laundry Room | 0.09408%
22460 | 8 | 1 |  | Manual | 1 | Ceiling Fan | Incandescent |  | Standard A Lamp | 2 | 75 | Living Room | 224608 | Living Room | 0.09408%
22460 | 8 | 2 |  | Manual | 1 | Wall Mount | Incandescent |  | Reflector | 3 | 65 | Living Room | 224608 | Living Room | 0.09408%
22460 | 8 | 3 |  | Manual | 1 | Wall Mount | Incandescent |  | Reflector | 1 | 75 | Living Room | 224608 | Living Room | 0.09408%
22460 | 8 | 4 |  | Manual | 1 | Table | Incandescent |  | Globe | 2 | 60 | Living Room | 224608 | Living Room | 0.09408%
22460 | 9 | 1 |  | Manual | 2 | Recessed Can | Incandescent |  | Standard A Lamp | 1 | 65 | Other | 224609 | Other | 0.09408%
22460 | 9 | 2 |  | Manual | 2 | Ceiling Fixture | Compact Fluorescent |  | Twist | 1 | 13 | Other | 224609 | Other | 0.09408%
22460 | 10 | 1 |  | None | 1 | Wall Mount | Incandescent |  | Standard A Lamp | 2 | 60 | Bathroom | 2246010 | Bathroom | 0.09408%
22460 | 11 | 1 |  | Manual | 1 | Ceiling Fan | Incandescent |  | Standard A Lamp | 1 | 75 | Master Bedroom | 2246011 | Master Bedroom | 0.09408%
22460 | 11 | 2 |  | Manual | 1 | Floor lamp | Incandescent |  | Standard A Lamp | 1 | 25 | Master Bedroom | 2246011 | Master Bedroom | 0.09408%
22460 | 11 | 3 |  | Manual | 1 | Table | Incandescent |  | Standard A Lamp | 1 | 65 | Master Bedroom | 2246011 | Master Bedroom | 0.09408%
22474 | 1 | 1 |  | Manual | 1 | Wall Mount | Incandescent |  | Globe | 4 | 60 | Bathroom | 224741 | Bathroom | 0.04732%
22474 | 2 | 1 |  | Manual | 2 | Ceiling Fixture | Incandescent |  | Standard A Lamp | 2 | 60 | Bedroom | 224742 | Bedroom | 0.04732%
22474 | 3 | 1 |  | Manual | 1 | Chandelier (Hanging) | Compact Fluorescent |  | Reflector | 5 | 15 | Dining Room | 224743 | Dining Room | 0.04732%
22474 | 4 | 1 |  | Manual | 1 | Chandelier (Hanging) | Incandescent |  | Standard A Lamp | 3 | 60 | Other | 224744 | Other | 0.04732%
22474 | 5 | 1 |  | Manual | 1 | Chandelier (Hanging) | Compact Fluorescent |  | Twist | 9 | 15 | Dining Room | 224745 | Dining Room | 0.04732%
22474 | 6 | 1 |  | Manual | 3 | Recessed Can | Compact Fluorescent |  | Reflector | 1 | 22 | Hall | 224746 | Hall | 0.04732%
22474 | 7 | 1 |  | Manual | 1 | Recessed Can | Compact Fluorescent |  | Reflector | 1 | 22 | Hall | 224747 | Hall | 0.04732%
22474 | 8 | 1 |  | Manual | 6 | Recessed Can | Compact Fluorescent |  | Reflector | 1 | 22 | Kitchen | 224748 | Kitchen | 0.04732%
22474 | 9 | 1 |  | Manual | 1 | Ceiling Fixture | Incandescent |  | Standard A Lamp | 2 | 60 | Laundry Room | 224749 | Laundry Room | 0.04732%
22474 | 10 | 1 |  | Manual | 1 | Floor lamp | Incandescent |  | Standard A Lamp | 1 | 100 | Living Room | 2247410 | Living Room | 0.04732%
22474 | 10 | 2 |  | Manual | 1 | Torchiere | Incandescent |  | Standard A Lamp | 1 | 100 | Living Room | 2247410 | Living Room | 0.04732%
22474 | 10 | 3 |  | Manual | 2 | Table | Compact Fluorescent |  | Twist | 1 | 22 | Living Room | 2247410 | Living Room | 0.04732%
22474 | 10 | 4 |  | Manual | 1 | Ceiling Fan | Incandescent |  | Mini base | 2 | 40 | Living Room | 2247410 | Living Room | 0.04732%
22474 | 11 | 1 |  | Manual | 1 | Wall Mount | Incandescent |  | Globe | 8 | 60 | Bathroom | 2247411 | Bathroom | 0.04732%
22474 | 11 | 2 |  | Manual | 2 | Recessed Can | Halogen |  | PAR | 1 | 75 | Bathroom | 2247411 | Bathroom | 0.04732%
22474 | 12 | 1 |  | Manual | 2 | Ceiling Fixture | Incandescent |  | Standard A Lamp | 2 | 75 | Closet | 2247412 | Closet | 0.04732%
22474 | 13 | 1 |  | Manual | 1 | Ceiling Fan | Compact Fluorescent |  | Twist | 3 | 15 | Office | 2247413 | Office | 0.04732%
22474 | 14 | 1 |  | Manual | 3 | Ceiling Fixture | Compact Fluorescent |  | Twist | 1 | 22 | Garage | 2247414 | Garage | 0.04732%
22474 | 14 | 2 |  | Timer | 2 | Garage door opener | Incandescent |  | Standard A Lamp | 2 | 75 | Garage | 2247414 | Garage | 0.04732%
22474 | 15 | 1 |  | Manual | 1 | Table | Incandescent |  | Mini base | 4 | 40 | Master Bedroom | 2247415 | Master Bedroom | 0.04732%
22474 | 15 | 2 |  | Manual | 1 | Table | Compact Fluorescent |  | Twist | 1 | 22 | Master Bedroom | 2247415 | Master Bedroom | 0.04732%
22474 | 15 | 3 |  | Manual | 1 | Ceiling Fan | Compact Fluorescent |  | Twist | 2 | 22 | Master Bedroom | 2247415 | Master Bedroom | 0.04732%
22474 | 16 | 1 |  | Dimmer | 1 | Torchiere | Halogen |  | Quartz Tube | 1 | 150 | Bedroom | 2247416 | Bedroom | 0.04732%
22474 | 16 | 2 |  | Manual | 1 | Table | Compact Fluorescent |  | Twist | 1 | 22 | Bedroom | 2247416 | Bedroom | 0.04732%
22475 | 1 | 1 |  | Manual | 1 | Wall Mount | Compact Fluorescent |  | Twist | 4 | 22 | Bathroom | 224751 | Bathroom | 0.05296%
22475 | 1 | 2 |  | Manual | 1 | Ceiling Fixture | Incandescent |  | Standard A Lamp | 1 | 60 | Bathroom | 224751 | Bathroom | 0.05296%
22475 | 1 | 3 |  | Manual | 1 | Ceiling Fixture | Incandescent |  | Standard A Lamp | 2 | 75 | Bathroom | 224751 | Bathroom | 0.05296%
22475 | 2 | 1 |  | Manual | 1 | Ceiling Fixture | Incandescent |  | Standard A Lamp | 1 | 60 | Bathroom | 224752 | Bathroom | 0.05296%
22475 | 2 | 2 |  | Manual | 1 | Wall Mount | Compact Fluorescent |  | Twist | 4 | 22 | Bathroom | 224752 | Bathroom | 0.05296%
22475 | 3 | 1 |  | Manual | 1 | Ceiling Fixture | Incandescent |  | Standard A Lamp | 2 | 75 | Bedroom | 224753 | Bedroom | 0.05296%
22475 | 3 | 2 |  | Manual | 2 | Table | Incandescent |  | Decorative | 3 | 40 | Bedroom | 224753 | Bedroom | 0.05296%
22475 | 3 | 3 |  | Manual | 1 | Table | Incandescent |  | Standard A Lamp | 1 | 75 | Bedroom | 224753 | Bedroom | 0.05296%
22475 | 4 | 1 |  | Manual | 1 | Ceiling Fan | Incandescent |  | Standard A Lamp | 3 | 75 | Bedroom | 224754 | Bedroom | 0.05296%
22475 | 4 | 2 |  | Manual | 1 | Floor lamp | Compact Fluorescent |  | Twist | 3 | 22 | Bedroom | 224754 | Bedroom | 0.05296%
22475 | 4 | 3 |  | Manual | 1 | Ceiling Fixture | Incandescent |  | Standard A Lamp | 2 | 75 | Bedroom | 224754 | Bedroom | 0.05296%
22475 | 4 | 4 |  | Manual | 1 | Table | Incandescent |  | Standard A Lamp | 1 | 60 | Bedroom | 224754 | Bedroom | 0.05296%
22475 | 5 | 1 |  | Manual | 1 | Ceiling Fan | Incandescent |  | Standard A Lamp | 3 | 75 | Dining Room | 224755 | Dining Room | 0.05296%
22475 | 6 | 1 |  | Manual | 1 | Ceiling Fixture | Incandescent |  | Standard A Lamp | 1 | 60 | Other | 224756 | Other | 0.05296%
22475 | 7 | 1 |  | Manual | 3 | Ceiling Fixture | Incandescent |  | Standard A Lamp | 1 | 75 | Other | 224757 | Other | 0.05296%
22475 | 8 | 1 |  | Manual | 2 | Ceiling Fixture | Incandescent |  | Standard A Lamp | 2 | 75 | Hall | 224758 | Hall | 0.05296%
22475 | 8 | 2 |  | Manual | 1 | Ceiling Fixture | Linear Fluorescent | 48 | T-12 | 2 | 25 | Hall | 224758 | Hall | 0.05296%
22475 | 9 | 1 |  | Manual | 2 | Ceiling Fixture | Linear Fluorescent | 48 | T-12 | 2 | 25 | Kitchen | 224759 | Kitchen | 0.05296%
22475 | 9 | 2 |  | Manual | 1 | Ceiling Fixture | Compact Fluorescent |  | Twist | 1 | 22 | Kitchen | 224759 | Kitchen | 0.05296%
22475 | 9 | 3 |  | Manual | 2 | Wall Mount | Incandescent |  | Standard A Lamp | 2 | 25 | Kitchen | 224759 | Kitchen | 0.05296%
22475 | 10 | 1 |  | Manual | 1 | Chandelier (Hanging) | Incandescent |  | Standard A Lamp | 1 | 75 | Laundry Room | 2247510 | Laundry Room | 0.05296%
22475 | 11 | 1 |  | Manual | 1 | Ceiling Fan | Incandescent |  | Standard A Lamp | 3 | 75 | Living Room | 2247511 | Living Room | 0.05296%
22475 | 11 | 2 |  | Manual | 1 | Table | Incandescent |  | Standard A Lamp | 1 | 75 | Living Room | 2247511 | Living Room | 0.05296%
22475 | 12 | 1 |  | Manual | 1 | Ceiling Fixture | Incandescent |  | Standard A Lamp | 1 | 75 | Office | 2247512 | Office | 0.05296%
22475 | 13 | 1 |  | Manual | 2 | Ceiling Fixture | Incandescent |  | Standard A Lamp | 1 | 75 | Office | 2247513 | Office | 0.05296%
22475 | 13 | 2 |  | Manual | 1 | Ceiling Fixture | Compact Fluorescent |  | Twist | 1 | 22 | Office | 2247513 | Office | 0.05296%
22479 | 1 | 1 |  | Manual | 6 | Ceiling Fixture | Incandescent |  | Standard A Lamp | 1 | 60 | Other | 224791 | Other | 0.04732%
22479 | 2 | 1 |  | Manual | 1 | Wall Mount | Incandescent |  | Globe | 4 | 40 | Bathroom | 224792 | Bathroom | 0.04732%
22479 | 3 | 1 |  | Manual | 1 | Ceiling Fixture | Incandescent |  | Standard A Lamp | 1 | 75 | Bedroom | 224793 | Bedroom | 0.04732%
22479 | 4 | 1 |  | Manual | 1 | Chandelier (Hanging) | Incandescent |  | Mini base | 6 | 40 | Bedroom | 224794 | Bedroom | 0.04732%
22479 | 4 | 2 |  | Manual | 1 | Table | Incandescent |  | Standard A Lamp | 1 | 60 | Bedroom | 224794 | Bedroom | 0.04732%
22479 | 5 | 1 |  | Dimmer | 1 | Chandelier (Hanging) | Incandescent |  | Mini base | 4 | 40 | Bedroom | 224795 | Bedroom | 0.04732%
22479 | 6 | 1 |  | Dimmer | 1 | Ceiling Fixture | Incandescent |  | Standard A Lamp | 2 | 60 | Bedroom | 224796 | Bedroom | 0.04732%
22479 | 6 | 2 |  | Manual | 1 | Table | Incandescent |  | Standard A Lamp | 1 | 40 | Bedroom | 224796 | Bedroom | 0.04732%
22479 | 7 | 1 |  | Manual | 9 | Recessed Can | Incandescent |  | Reflector | 1 | 65 | Other | 224797 | Other | 0.04732%
22479 | 8 | 1 |  | Dimmer | 2 | Track | Incandescent |  | Reflector | 3 | 75 | Family Room | 224798 | Family Room | 0.04732%
22479 | 8 | 2 |  | Manual | 3 | Wall Mount | Incandescent |  | Standard A Lamp | 1 | 60 | Family Room | 224798 | Family Room | 0.04732%
22479 | 9 | 1 |  | Manual | 2 | Recessed Can | Incandescent |  | Reflector | 1 | 65 | Hall | 224799 | Hall | 0.04732%
22479 | 10 | 1 |  | Manual | 1 | Chandelier (Hanging) | Incandescent |  | Mini base | 4 | 40 | Kitchen | 2247910 | Kitchen | 0.04732%
22479 | 10 | 2 |  | Manual | 19 | Recessed Can | Incandescent |  | Reflector | 1 | 75 | Kitchen | 2247910 | Kitchen | 0.04732%
22479 | 10 | 3 |  | Manual | 3 | Chandelier (Hanging) | Compact Fluorescent |  | Mini base | 1 | 15 | Kitchen | 2247910 | Kitchen | 0.04732%
22479 | 11 | 1 |  | Manual | 1 | Ceiling Fixture | Linear Fluorescent | 48 | T-12 | 2 | 32 | Laundry Room | 2247911 | Laundry Room | 0.04732%
22479 | 12 | 1 |  | Manual | 1 | Wall Mount | Incandescent |  | Globe | 4 | 40 | Bathroom | 2247912 | Bathroom | 0.04732%
22479 | 13 | 1 |  | Dimmer | 1 | Ceiling Fixture | Incandescent |  | Standard A Lamp | 2 | 60 | Master Bedroom | 2247913 | Master Bedroom | 0.04732%
22479 | 14 | 1 |  | Manual | 2 | Ceiling Fixture | Linear Fluorescent | 48 | T-12 | 2 | 40 | Office | 2247914 | Office | 0.04732%
22479 | 15 | 1 |  | Manual | 2 | Ceiling Fixture | Incandescent |  | Standard A Lamp | 1 | 60 | Closet | 2247915 | Closet | 0.04732%
22479 | 16 | 1 |  | Dimmer | 1 | Ceiling Fixture | Incandescent |  | Standard A Lamp | 2 | 60 | Family Room | 2247916 | Family Room | 0.04732%
22493 | 1 | 1 |  | Manual | 1 | Wall Mount | Halogen |  | Quartz Tube | 2 | 50 | Bathroom | 224931 | Bathroom | 0.04784%
22493 | 1 | 2 |  | Manual | 1 | Ceiling Fan | Incandescent |  | Standard A Lamp | 1 | 60 | Bathroom | 224931 | Bathroom | 0.04784%
22493 | 2 | 1 |  | Manual | 2 | Ceiling Fixture | Incandescent |  | Decorative | 2 | 40 | Bathroom | 224932 | Bathroom | 0.04784%
22493 | 2 | 2 |  | Manual | 1 | Ceiling Fan | Incandescent |  | Standard A Lamp | 1 | 60 | Bathroom | 224932 | Bathroom | 0.04784%
22493 | 3 | 1 |  | Motion | 2 | Wall Mount | Halogen |  | Quartz Tube | 2 | 50 | Bathroom | 224933 | Bathroom | 0.04784%
22493 | 3 | 2 |  | Manual | 1 | Recessed Can | Incandescent |  | Reflector | 1 | 65 | Bathroom | 224933 | Bathroom | 0.04784%
22493 | 3 | 3 |  | Manual | 1 | Ceiling Fan | Incandescent |  | Standard A Lamp | 1 | 60 | Bathroom | 224933 | Bathroom | 0.04784%
22493 | 3 | 4 |  | Manual | 2 | Recessed Can | Halogen |  | PAR | 1 | 75 | Bathroom | 224933 | Bathroom | 0.04784%
22493 | 4 | 1 |  | Manual | 1 | Chandelier (Hanging) | Incandescent |  | Standard A Lamp | 3 | 60 | Bedroom | 224934 | Bedroom | 0.04784%
22493 | 4 | 2 |  | Manual | 1 | Ceiling Fixture | Incandescent |  | Standard A Lamp | 1 | 60 | Bedroom | 224934 | Bedroom | 0.04784%
22493 | 5 | 1 |  | Manual | 1 | Ceiling Fixture | Other |  | Other | 2 | 15 | Closet | 224935 | Closet | 0.04784%
22493 | 6 | 1 |  | Manual | 2 | Recessed Can | Halogen |  | MR | 1 | 50 | Family Room | 224936 | Family Room | 0.04784%
22493 | 6 | 2 |  | Manual | 7 | Recessed Can | Incandescent |  | Reflector | 1 | 65 | Family Room | 224936 | Family Room | 0.04784%
22493 | 7 | 1 |  | Manual | 1 | Ceiling Fixture | Halogen |  | Other | 1 | 20 | Closet | 224937 | Closet | 0.04784%
22493 | 8 | 1 |  | Dimmer | 5 | Recessed Can | Incandescent |  | Reflector | 1 | 65 | Family Room | 224938 | Family Room | 0.04784%
22493 | 8 | 2 |  | Manual | 1 | Table | Incandescent |  | Standard A Lamp | 1 | 40 | Family Room | 224938 | Family Room | 0.04784%
22493 | 9 | 1 |  | Manual | 2 | Ceiling Fixture | Linear Fluorescent | 96 | T-8 | 2 | 100 | Garage | 224939 | Garage | 0.04784%
22493 | 10 | 1 |  | Manual | 1 | Ceiling Fixture | Incandescent |  | Standard A Lamp | 2 | 40 | Hall | 2249310 | Hall | 0.04784%
22493 | 10 | 2 |  | Manual | 2 | Ceiling Fixture | Incandescent |  | Standard A Lamp | 1 | 60 | Hall | 2249310 | Hall | 0.04784%
22493 | 11 | 1 |  | Manual | 2 | Ceiling Fixture | Other |  | Other | 2 | 15 | Laundry Room | 2249311 | Laundry Room | 0.04784%
22493 | 12 | 1 |  | Dimmer | 5 | Recessed Can | Incandescent |  | Reflector | 1 | 65 | Master Bedroom | 2249312 | Master Bedroom | 0.04784%
22493 | 12 | 2 |  | Manual | 2 | Table | Incandescent |  | Clear | 1 | 25 | Master Bedroom | 2249312 | Master Bedroom | 0.04784%
22493 | 13 | 1 |  | Manual | 4 | Wall Mount | Halogen |  |  | 2 | 50 | Bathroom | 2249313 | Bathroom | 0.04784%
22493 | 13 | 2 |  | Manual | 2 | Recessed Can | Halogen |  | MR | 1 | 50 | Bathroom | 2249313 | Bathroom | 0.04784%
22493 | 13 | 3 |  | Manual | 1 | Ceiling Fan | Incandescent |  | Standard A Lamp | 1 | 60 | Bathroom | 2249313 | Bathroom | 0.04784%
22493 | 14 | 1 |  | Manual | 2 | Ceiling Fixture | Halogen |  | Other | 2 | 20 | Closet | 2249314 | Closet | 0.04784%
22493 | 15 | 1 |  | Manual | 3 | Recessed Can | Incandescent |  | Reflector | 3 | 65 | Office | 2249315 | Office | 0.04784%
22493 | 16 | 1 |  | Manual | 1 | Ceiling Fixture | Incandescent |  | Standard A Lamp | 3 | 60 | Closet | 2249316 | Closet | 0.04784%
22493 | 17 | 1 |  | Dimmer | 10 | Recessed Can | Incandescent |  | Reflector | 1 | 65 | Living Room | 2249317 | Living Room | 0.04784%
22493 | 17 | 2 |  | Dimmer | 4 | Ceiling Fixture | Halogen |  | MR | 1 | 50 | Living Room | 2249317 | Living Room | 0.04784%
22493 | 18 | 1 |  | Manual | 10 | Recessed Can | Incandescent |  | Reflector | 1 | 65 | Kitchen | 2249318 | Kitchen | 0.04784%
22493 | 18 | 2 |  | Manual | 1 | Chandelier (Hanging) | Halogen |  | MR | 3 | 50 | Kitchen | 2249318 | Kitchen | 0.04784%
22493 | 18 | 3 |  | Manual | 2 | Chandelier (Hanging) | Halogen |  | Quartz Tube | 1 | 50 | Kitchen | 2249318 | Kitchen | 0.04784%
22493 | 18 | 4 |  | Manual | 2 | Recessed Can | Incandescent |  | Reflector | 1 | 65 | Kitchen | 2249318 | Kitchen | 0.04784%
22493 | 18 | 5 |  | Dimmer | 1 | Chandelier (Hanging) | Incandescent |  | Standard A Lamp | 3 | 60 | Kitchen | 2249318 | Kitchen | 0.04784%
22493 | 18 | 6 |  | Manual | 5 | Wall Mount | Halogen |  | Quartz Tube | 3 | 30 | Kitchen | 2249318 | Kitchen | 0.04784%
22493 | 19 | 1 |  | Manual | 1 | Chandelier (Hanging) | Incandescent |  | Standard A Lamp | 3 | 60 | Bedroom | 2249319 | Bedroom | 0.04784%
22493 | 19 | 2 |  | Manual | 1 | Table | Incandescent |  | Standard A Lamp | 2 | 60 | Bedroom | 2249319 | Bedroom | 0.04784%
22493 | 19 | 3 |  | Manual | 1 | Ceiling Fixture | Incandescent |  | Standard A Lamp | 1 | 60 | Bedroom | 2249319 | Bedroom | 0.04784%
22493 | 20 | 1 |  | Manual | 1 | Recessed Can | Incandescent |  | Reflector | 1 | 65 | Hall | 2249320 | Hall | 0.04784%
22493 | 21 | 1 |  | Manual | 2 | Ceiling Fixture | Linear Fluorescent | 96 | T-8 | 2 | 100 | Other | 2249321 | Other | 0.04784%
22493 | 21 | 2 |  | Manual | 2 | Garage door opener | Incandescent |  | Standard A Lamp | 2 | 60 | Other | 2249321 | Other | 0.04784%
22493 | 22 | 1 |  | Manual | 1 | Floor lamp | Incandescent |  | Mini base | 2 | 25 | Hall | 2249322 | Hall | 0.04784%
22493 | 22 | 2 |  | Manual | 1 | Ceiling Fixture | Incandescent |  | Reflector | 1 | 65 | Hall | 2249322 | Hall | 0.04784%
22493 | 23 | 1 |  | Manual | 4 | Recessed Can | Halogen |  | MR | 1 | 50 | Other | 2249323 | Other | 0.04784%
22493 | 23 | 2 |  | Manual | 1 | Wall Mount | Halogen |  | Quartz Tube | 1 | 50 | Other | 2249323 | Other | 0.04784%
22509 | 1 | 1 |  | Manual | 1 | Wall Mount | Compact Fluorescent |  | Twist | 3 | 15 | Bathroom | 225091 | Bathroom | 0.05169%
22509 | 2 | 1 |  | Manual | 1 | Ceiling Fan | Compact Fluorescent |  | Twist | 4 | 15 | Office | 225092 | Office | 0.05169%
22509 | 3 | 1 |  | Manual | 1 | Ceiling Fixture | Compact Fluorescent |  | Twist | 1 | 22 | Other | 225093 | Other | 0.05169%
22509 | 3 | 2 |  | Manual | 1 | Ceiling Fixture | Compact Fluorescent |  | Twist | 2 | 15 | Other | 225093 | Other | 0.05169%
22509 | 3 | 3 |  | Manual | 1 | Floor lamp | Compact Fluorescent |  | Straight Tube | 1 | 24 | Other | 225093 | Other | 0.05169%
22509 | 3 | 4 |  | Manual | 1 | Table | Compact Fluorescent |  | Twist | 1 | 15 | Other | 225093 | Other | 0.05169%
22509 | 4 | 1 |  | Manual | 2 | Recessed Can | Compact Fluorescent |  | Twist | 1 | 24 | Bedroom | 225094 | Bedroom | 0.05169%
22509 | 5 | 1 |  | Manual | 1 | Wall Mount | Compact Fluorescent |  | A shape bulb | 2 | 15 | Bathroom | 225095 | Bathroom | 0.05169%
22509 | 5 | 2 |  | Manual | 1 | Ceiling Fan | Compact Fluorescent |  | Twist | 1 | 20 | Bathroom | 225095 | Bathroom | 0.05169%
22509 | 6 | 1 |  | Manual | 2 | Ceiling Fixture | Compact Fluorescent |  | Twist | 1 | 22 | Master Bedroom | 225096 | Master Bedroom | 0.05169%
22509 | 6 | 2 |  | Manual | 1 | Ceiling Fan | Compact Fluorescent |  | Twist | 1 | 15 | Master Bedroom | 225096 | Master Bedroom | 0.05169%
22509 | 7 | 1 |  | Manual | 1 | Chandelier (Hanging) | Compact Fluorescent |  | Twist | 6 | 15 | Dining Room | 225097 | Dining Room | 0.05169%
22509 | 8 | 1 |  | Manual | 1 | Low bay | Linear Fluorescent | 48 | T-8 | 2 | 32 | Kitchen | 225098 | Kitchen | 0.05169%
22509 | 8 | 2 |  | Manual | 1 | Ceiling Fixture | Linear Fluorescent | 21 | T-5 | 2 | 13 | Kitchen | 225098 | Kitchen | 0.05169%
22509 | 8 | 3 |  | Manual | 1 | Recessed Can | Compact Fluorescent |  | Twist | 1 | 24 | Kitchen | 225098 | Kitchen | 0.05169%
22509 | 9 | 1 |  | Manual | 1 | Table | Compact Fluorescent |  | Twist | 1 | 24 | Living Room | 225099 | Living Room | 0.05169%
22509 | 9 | 2 |  | Manual | 1 | Torchiere | Halogen |  | Quartz Tube | 1 | 300 | Living Room | 225099 | Living Room | 0.05169%
22509 | 9 | 3 |  | Manual | 1 | Table | Compact Fluorescent |  | Twist | 1 | 15 | Living Room | 225099 | Living Room | 0.05169%
22509 | 9 | 4 |  | Manual | 1 | Torchiere | Compact Fluorescent |  | Twist | 1 | 24 | Living Room | 225099 | Living Room | 0.05169%
22509 | 9 | 5 |  | Manual | 1 | Ceiling Fixture | Compact Fluorescent |  | Twist | 1 | 22 | Living Room | 225099 | Living Room | 0.05169%
22509 | 9 | 6 |  | Manual | 1 | Floor lamp | Compact Fluorescent |  | Twist | 1 | 15 | Living Room | 225099 | Living Room | 0.05169%
22509 | 10 | 1 |  | Manual | 1 | Ceiling Fixture | Incandescent |  | Standard A Lamp | 1 | 60 | Hall | 2250910 | Hall | 0.05169%
22514 | 1 | 1 |  | Manual | 1 | Wall Mount | Incandescent |  | Globe | 4 | 40 | Bathroom | 225141 | Bathroom | 0.09408%
22514 | 2 | 1 |  | Manual | 1 | Wall Mount | Incandescent |  | Globe | 4 | 40 | Bathroom | 225142 | Bathroom | 0.09408%
22514 | 3 | 1 |  | Manual | 1 | Ceiling Fixture | Incandescent |  | Clear | 1 | 60 | Bedroom | 225143 | Bedroom | 0.09408%
22514 | 4 | 1 |  | Manual | 1 | Ceiling Fixture | Incandescent |  | Clear | 1 | 60 | Bedroom | 225144 | Bedroom | 0.09408%
22514 | 4 | 2 |  | Manual | 1 | Table | Compact Fluorescent |  | Twist | 1 | 23 | Bedroom | 225144 | Bedroom | 0.09408%
22514 | 5 | 1 |  | Manual | 1 | Ceiling Fan | Compact Fluorescent |  | A shape bulb | 4 | 11 | Bedroom | 225145 | Bedroom | 0.09408%
22514 | 5 | 2 |  | Manual | 1 | Ceiling Fixture | Incandescent |  | Standard A Lamp | 1 | 60 | Bedroom | 225145 | Bedroom | 0.09408%
22514 | 6 | 1 |  | Manual | 1 | Ceiling Fixture | Incandescent |  | Standard A Lamp | 1 | 60 | Closet | 225146 | Closet | 0.09408%
22514 | 7 | 1 |  | Manual | 1 | Chandelier (Hanging) | Incandescent |  | Clear | 5 | 60 | Dining Room | 225147 | Dining Room | 0.09408%
22514 | 7 | 2 |  | Manual | 1 | Ceiling Fixture | Incandescent |  | Standard A Lamp | 2 | 75 | Dining Room | 225147 | Dining Room | 0.09408%
22514 | 7 | 3 |  | Manual | 1 | Ceiling Fixture | Incandescent |  | Standard A Lamp | 1 | 60 | Dining Room | 225147 | Dining Room | 0.09408%
22514 | 8 | 1 |  | Manual | 1 | Ceiling Fixture | Incandescent |  | Mini base | 3 | 25 | Hall | 225148 | Hall | 0.09408%
22514 | 8 | 2 |  | Manual | 1 | Ceiling Fixture | Incandescent |  | Clear | 1 | 60 | Hall | 225148 | Hall | 0.09408%
22514 | 9 | 1 |  | Manual | 2 | Ceiling Fixture | Incandescent |  | Standard A Lamp | 1 | 75 | Garage | 225149 | Garage | 0.09408%
22514 | 9 | 2 |  | Manual | 1 | Garage door opener | Incandescent |  | Standard A Lamp | 1 | 40 | Garage | 225149 | Garage | 0.09408%
22514 | 10 | 1 |  | Manual | 2 | Ceiling Fixture | Incandescent |  | Clear | 1 | 60 | Hall | 2251410 | Hall | 0.09408%
22514 | 10 | 2 |  | Manual | 1 | Ceiling Fixture | Incandescent |  | Standard A Lamp | 2 | 60 | Hall | 2251410 | Hall | 0.09408%
22514 | 11 | 1 |  | Manual | 5 | Recessed Can | Incandescent |  | Reflector | 1 | 65 | Kitchen | 2251411 | Kitchen | 0.09408%
22514 | 12 | 1 |  | Manual | 1 | Ceiling Fixture | Incandescent |  | Clear | 1 | 60 | Laundry Room | 2251412 | Laundry Room | 0.09408%
22514 | 13 | 1 |  | Manual | 1 | Ceiling Fan | Incandescent |  | Clear | 3 | 60 | Living Room | 2251413 | Living Room | 0.09408%
22514 | 13 | 2 |  | Manual | 1 | Ceiling Fan | Compact Fluorescent |  | A shape bulb | 3 | 11 | Living Room | 2251413 | Living Room | 0.09408%
22514 | 13 | 3 |  | Manual | 2 | Table | Incandescent |  | Standard A Lamp | 1 | 60 | Living Room | 2251413 | Living Room | 0.09408%
22514 | 14 | 1 |  | Manual | 1 | Wall Mount | Incandescent |  | Globe | 8 | 40 | Bathroom | 2251414 | Bathroom | 0.09408%
22514 | 14 | 2 |  | Manual | 1 | Ceiling Fixture | Incandescent |  | Clear | 1 | 60 | Bathroom | 2251414 | Bathroom | 0.09408%
22514 | 15 | 1 |  | Manual | 1 | Ceiling Fan | Incandescent |  | Clear | 3 | 60 | Master Bedroom | 2251415 | Master Bedroom | 0.09408%
22514 | 16 | 1 |  | Manual | 1 | Ceiling Fixture | Incandescent |  | Clear | 1 | 60 | Closet | 2251416 | Closet | 0.09408%
22515 | 1 | 1 |  | Manual | 1 | Ceiling Fixture | Compact Fluorescent |  | Twist | 1 | 22 | Bedroom | 225151 | Bedroom | 0.05169%
22515 | 1 | 2 |  | Manual | 1 | Table | Incandescent |  | 3-Way Incandescent | 1 | 100 | Bedroom | 225151 | Bedroom | 0.05169%
22515 | 2 | 1 |  | Manual | 1 | Ceiling Fixture | Compact Fluorescent |  | Twist | 1 | 22 | Office | 225152 | Office | 0.05169%
22515 | 3 | 1 |  | Dimmer | 1 | Chandelier (Hanging) | Incandescent |  | Decorative | 5 | 40 | Dining Room | 225153 | Dining Room | 0.05169%
22515 | 3 | 2 |  | Manual | 1 | Other | Incandescent |  | Globe | 1 | 40 | Dining Room | 225153 | Dining Room | 0.05169%
22515 | 4 | 1 |  | Manual | 2 | Ceiling Fixture | Linear Fluorescent | 48 | T-8 | 1 | 32 | Garage | 225154 | Garage | 0.05169%
22515 | 4 | 2 |  | Motion | 1 | Garage door opener | Incandescent |  | Standard A Lamp | 1 | 25 | Garage | 225154 | Garage | 0.05169%
22515 | 4 | 3 |  | Manual | 1 | Ceiling Fixture | Halogen |  | PAR | 1 | 75 | Garage | 225154 | Garage | 0.05169%
22515 | 5 | 1 |  | Manual | 1 | Ceiling Fixture | Compact Fluorescent |  | Twist | 1 | 15 | Hall | 225155 | Hall | 0.05169%
22515 | 5 | 2 |  | Manual | 1 | Ceiling Fixture | Compact Fluorescent |  | Twist | 1 | 22 | Hall | 225155 | Hall | 0.05169%
22515 | 6 | 1 |  | Manual | 1 | Other | Linear Fluorescent | 18 | Fluorescent Other | 1 | 16 | Kitchen | 225156 | Kitchen | 0.05169%
22515 | 6 | 2 |  | Manual | 1 | Ceiling Fixture | Incandescent |  | Standard A Lamp | 1 | 60 | Kitchen | 225156 | Kitchen | 0.05169%
22515 | 6 | 3 |  | Manual | 1 | Ceiling Fixture | Compact Fluorescent |  | Twist | 1 | 15 | Kitchen | 225156 | Kitchen | 0.05169%
22515 | 6 | 4 |  | Manual | 4 | Recessed - other | Compact Fluorescent |  | Twist | 1 | 15 | Kitchen | 225156 | Kitchen | 0.05169%
22515 | 7 | 1 |  | Manual | 1 | Ceiling Fixture | Compact Fluorescent |  | Twist | 1 | 15 | Laundry Room | 225157 | Laundry Room | 0.05169%
22515 | 8 | 1 |  | Manual | 1 | Ceiling Fixture | Incandescent |  | Standard A Lamp | 2 | 60 | Living Room | 225158 | Living Room | 0.05169%
22515 | 8 | 2 |  | Manual | 1 | Table | Compact Fluorescent |  | Twist | 1 | 15 | Living Room | 225158 | Living Room | 0.05169%
22515 | 8 | 3 |  | Manual | 1 | Floor lamp | Incandescent |  | 3-Way Incandescent | 1 | 150 | Living Room | 225158 | Living Room | 0.05169%
22515 | 9 | 1 |  | Manual | 1 | Ceiling Fixture | Compact Fluorescent |  | Twist | 1 | 15 | Bathroom | 225159 | Bathroom | 0.05169%
22515 | 10 | 1 |  | Manual | 1 | Ceiling Fixture | Compact Fluorescent |  | Twist | 1 | 15 | Master Bedroom | 2251510 | Master Bedroom | 0.05169%
22515 | 10 | 2 |  | Manual | 1 | Table | Compact Fluorescent |  | Straight Tube | 1 | 15 | Master Bedroom | 2251510 | Master Bedroom | 0.05169%
22515 | 10 | 3 |  | Manual | 1 | Floor lamp | Compact Fluorescent |  | Straight Tube | 1 | 27 | Master Bedroom | 2251510 | Master Bedroom | 0.05169%
22515 | 11 | 1 |  | Manual | 1 | Wall Mount | Incandescent |  | Standard A Lamp | 1 | 40 | Bathroom | 2251511 | Bathroom | 0.05169%
22515 | 11 | 2 |  | Manual | 1 | Wall Mount | Incandescent |  | Decorative | 1 | 40 | Bathroom | 2251511 | Bathroom | 0.05169%
22515 | 11 | 3 |  | Manual | 1 | Ceiling Fan | Compact Fluorescent |  | Twist | 1 | 15 | Bathroom | 2251511 | Bathroom | 0.05169%
22515 | 12 | 1 |  | Manual | 1 | Table | Compact Fluorescent |  | Straight Tube | 1 | 27 | Family Room | 2251512 | Family Room | 0.05169%
22515 | 12 | 2 |  | Manual | 1 | Ceiling Fixture | Compact Fluorescent |  | Twist | 2 | 15 | Family Room | 2251512 | Family Room | 0.05169%
22519 | 1 | 1 |  | Manual | 1 | Ceiling Fixture | Compact Fluorescent |  | Twist | 2 | 22 | Bathroom | 225191 | Bathroom | 0.05296%
22519 | 2 | 1 |  | Manual | 1 | Ceiling Fixture | Compact Fluorescent |  | Twist | 2 | 22 | Bedroom | 225192 | Bedroom | 0.05296%
22519 | 3 | 1 |  | Manual | 1 | Ceiling Fixture | Compact Fluorescent |  | Twist | 2 | 22 | Bedroom | 225193 | Bedroom | 0.05296%
22519 | 4 | 1 |  | Manual | 2 | Ceiling Fixture | Compact Fluorescent |  | Twist | 2 | 22 | Family Room | 225194 | Family Room | 0.05296%
22519 | 5 | 1 |  | Manual | 1 | Ceiling Fixture | Compact Fluorescent |  | Twist | 2 | 22 | Kitchen | 225195 | Kitchen | 0.05296%
22521 | 1 | 1 |  | Manual | 1 | Wall Mount | Incandescent |  | Globe | 4 | 60 | Bathroom | 225211 | Bathroom | 0.04008%
22521 | 2 | 1 |  | Manual | 2 | Ceiling Fixture | Incandescent |  | Standard A Lamp | 1 | 60 | Garage | 225212 | Garage | 0.04008%
22521 | 2 | 2 |  | Manual | 2 | Low bay | Linear Fluorescent | 48 | T-12 | 2 | 40 | Garage | 225212 | Garage | 0.04008%
22521 | 3 | 1 |  | Dimmer | 1 | Chandelier (Hanging) | Incandescent |  | Mini base | 5 | 40 | Dining Room | 225213 | Dining Room | 0.04008%
22521 | 4 | 1 |  | Manual | 2 | Track | Halogen |  | PAR | 3 | 30 | Family Room | 225214 | Family Room | 0.04008%
22521 | 4 | 2 |  | Manual | 1 | Floor lamp | Compact Fluorescent |  | Twist | 1 | 15 | Family Room | 225214 | Family Room | 0.04008%
22521 | 5 | 1 |  | Manual | 2 | Wall Mount | Halogen |  | PAR | 3 | 30 | Bedroom | 225215 | Bedroom | 0.04008%
22521 | 6 | 1 |  | Manual | 1 | Track | Halogen |  | PAR | 5 | 30 | Kitchen | 225216 | Kitchen | 0.04008%
22521 | 7 | 1 |  | Manual | 1 | Wall Mount | Incandescent |  | Standard A Lamp | 1 | 65 | Laundry Room | 225217 | Laundry Room | 0.04008%
22521 | 7 | 2 |  | Manual | 1 | Track | Incandescent |  | Standard A Lamp | 2 | 65 | Laundry Room | 225217 | Laundry Room | 0.04008%
22521 | 8 | 1 |  | Manual | 1 | Ceiling Fan | Incandescent |  | Standard A Lamp | 2 | 60 | Master Bedroom | 225218 | Master Bedroom | 0.04008%
22521 | 8 | 2 |  | Manual | 2 | Table | Compact Fluorescent |  | Twist | 1 | 22 | Master Bedroom | 225218 | Master Bedroom | 0.04008%
22521 | 9 | 1 |  | Manual | 1 | Wall Mount | Incandescent |  | Standard A Lamp | 4 | 40 | Bathroom | 225219 | Bathroom | 0.04008%
22521 | 10 | 1 |  | Manual | 2 | Wall Mount | Incandescent |  | Standard A Lamp | 1 | 40 | Hall | 2252110 | Hall | 0.04008%
22530 | 1 | 1 |  | Manual | 2 | Ceiling Fixture | Linear Fluorescent | 48 | T-12 | 2 | 40 | Other | 225301 | Other | 0.04008%
22530 | 2 | 1 |  | Manual | 1 | Wall Mount | Compact Fluorescent |  | Twist | 2 | 15 | Bathroom | 225302 | Bathroom | 0.04008%
22530 | 3 | 1 |  | Manual | 1 | Ceiling Fixture | Incandescent |  | Standard A Lamp | 1 | 60 | Bathroom | 225303 | Bathroom | 0.04008%
22530 | 4 | 1 |  | Manual | 1 | Ceiling Fan | Compact Fluorescent |  | Twist | 3 | 15 | Bedroom | 225304 | Bedroom | 0.04008%
22530 | 5 | 1 |  | Manual | 1 | Ceiling Fixture | Compact Fluorescent |  | Twist | 3 | 22 | Bedroom | 225305 | Bedroom | 0.04008%
22530 | 6 | 1 |  | Manual | 3 | Ceiling Fixture | Compact Fluorescent |  | Twist | 1 | 15 | Bedroom | 225306 | Bedroom | 0.04008%
22530 | 7 | 1 |  | Manual | 1 | Ceiling Fan | Compact Fluorescent |  | Twist | 3 | 15 | Kitchen | 225307 | Kitchen | 0.04008%
22530 | 8 | 1 |  | Manual | 1 | Ceiling Fan | Compact Fluorescent |  | Twist | 3 | 15 | Living Room | 225308 | Living Room | 0.04008%
22530 | 8 | 2 |  | Manual | 1 | Ceiling Fan | Compact Fluorescent |  | Twist | 4 | 15 | Living Room | 225308 | Living Room | 0.04008%
22530 | 9 | 1 |  | Manual | 1 | Ceiling Fixture | Compact Fluorescent |  | Twist | 1 | 22 | Other | 225309 | Other | 0.04008%
22533 | 1 | 1 |  | Manual | 3 | Ceiling Fixture | Incandescent |  | Standard A Lamp | 2 | 60 | Other | 225331 | Other | 0.02845%
22533 | 2 | 1 |  | Manual | 1 | Ceiling Fixture | Linear Fluorescent | 48 | T-8 | 2 | 40 | Laundry Room | 225332 | Laundry Room | 0.02845%
22533 | 3 | 1 |  | Manual | 1 | Wall Mount | Compact Fluorescent |  | Twist | 5 | 22 | Bathroom | 225333 | Bathroom | 0.02845%
22533 | 3 | 2 |  | Manual | 2 | Ceiling Fixture | Incandescent |  | Standard A Lamp | 2 | 60 | Bathroom | 225333 | Bathroom | 0.02845%
22533 | 4 | 1 |  | Manual | 1 | Ceiling Fixture | Incandescent |  | Decorative | 2 | 65 | Bedroom | 225334 | Bedroom | 0.02845%
22533 | 5 | 1 |  | Manual | 1 | Ceiling Fixture | Incandescent |  | Standard A Lamp | 2 | 60 | Bedroom | 225335 | Bedroom | 0.02845%
22533 | 5 | 2 |  | Manual | 1 | Floor lamp | Incandescent |  | Standard A Lamp | 1 | 60 | Bedroom | 225335 | Bedroom | 0.02845%
22533 | 6 | 1 |  | Manual | 1 | Garage door opener | Incandescent |  | Clear | 2 | 40 | Garage | 225336 | Garage | 0.02845%
22533 | 6 | 2 |  | Manual | 1 | Ceiling Fixture | Incandescent |  | Standard A Lamp | 1 | 60 | Garage | 225336 | Garage | 0.02845%
22533 | 7 | 1 |  | Manual | 1 | Ceiling Fixture | Incandescent |  | Globe | 1 | 75 | Hall | 225337 | Hall | 0.02845%
22533 | 8 | 1 |  | Manual | 1 | Chandelier (Hanging) | Incandescent |  | Standard A Lamp | 5 | 60 | Kitchen | 225338 | Kitchen | 0.02845%
22533 | 8 | 2 |  | Manual | 1 | Ceiling Fixture | Incandescent |  | Globe | 3 | 40 | Kitchen | 225338 | Kitchen | 0.02845%
22533 | 9 | 1 |  | Manual | 3 | Floor lamp | Linear Fluorescent | 72 | Fluorescent Unknown | 3 | 60 | Living Room | 225339 | Living Room | 0.02845%
22546 | 2 | 1 |  | Manual | 1 | Ceiling Fan | Incandescent |  | Standard A Lamp | 1 | 40 | Bathroom | 225462 | Bathroom | 0.05169%
22546 | 2 | 2 |  | Manual | 1 | Wall Mount | Incandescent |  | 3-Way Incandescent | 1 | 150 | Bathroom | 225462 | Bathroom | 0.05169%
22546 | 3 | 1 |  | Manual | 1 | Architectural | Incandescent |  | Globe | 1 | 40 | Dining Room | 225463 | Dining Room | 0.05169%
22546 | 3 | 2 |  | Manual | 1 | Table | Incandescent |  | Mini base | 1 | 40 | Dining Room | 225463 | Dining Room | 0.05169%
22546 | 4 | 1 |  | Manual | 1 | Table | Incandescent |  | Globe | 4 | 25 | Hall | 225464 | Hall | 0.05169%
22546 | 5 | 1 |  | Manual | 1 | Recessed Can | Incandescent |  | Standard A Lamp | 1 | 40 | Kitchen | 225465 | Kitchen | 0.05169%
22546 | 5 | 2 |  | Manual | 1 | Ceiling Fixture | Incandescent |  | Standard A Lamp | 1 | 40 | Kitchen | 225465 | Kitchen | 0.05169%
22546 | 5 | 3 |  | Manual | 1 | Ceiling Fan | Incandescent |  | Globe | 1 | 25 | Kitchen | 225465 | Kitchen | 0.05169%
22546 | 6 | 1 |  | Manual | 1 | Other | Incandescent |  | Standard A Lamp | 3 | 25 | Living Room | 225466 | Living Room | 0.05169%
22546 | 6 | 2 |  | Manual | 1 | Table | Incandescent |  | Globe | 1 | 25 | Living Room | 225466 | Living Room | 0.05169%
22546 | 6 | 3 |  | Manual | 1 | Wall Mount | Incandescent |  | Mini base | 1 | 7 | Living Room | 225466 | Living Room | 0.05169%
22546 | 6 | 4 |  | Manual | 1 | Table | Incandescent |  | Globe | 1 | 38 | Living Room | 225466 | Living Room | 0.05169%
22546 | 6 | 5 |  | Manual | 1 | Torchiere | Incandescent |  | Decorative | 3 | 15 | Living Room | 225466 | Living Room | 0.05169%
22546 | 7 | 1 |  | Manual | 1 | Floor lamp | Halogen |  | Other | 1 | 50 | Bedroom | 225467 | Bedroom | 0.05169%
22546 | 7 | 2 |  | Manual | 1 | Chandelier (Hanging) | Incandescent |  | Globe | 1 | 25 | Bedroom | 225467 | Bedroom | 0.05169%
22546 | 7 | 3 |  | Manual | 1 | Chandelier (Hanging) | Incandescent |  | Globe | 1 | 25 | Bedroom | 225467 | Bedroom | 0.05169%
22546 | 7 | 4 |  | Manual | 1 | Ceiling Fixture | Incandescent |  | Standard A Lamp | 1 | 40 | Bedroom | 225467 | Bedroom | 0.05169%
22546 | 8 | 1 |  | Manual | 1 | Ceiling Fixture | Incandescent |  | Standard A Lamp | 1 | 40 | Bedroom | 225468 | Bedroom | 0.05169%
22546 | 8 | 2 |  | Manual | 1 | Table | Incandescent |  | Standard A Lamp | 1 | 75 | Bedroom | 225468 | Bedroom | 0.05169%
22546 | 8 | 3 |  | Manual | 1 | Table | Incandescent |  | Decorative | 1 | 25 | Bedroom | 225468 | Bedroom | 0.05169%
22546 | 8 | 4 |  | Manual | 1 | Table | Incandescent |  | Globe | 1 | 25 | Bedroom | 225468 | Bedroom | 0.05169%
22546 | 8 | 5 |  | Manual | 1 | Table | Incandescent |  | Decorative | 1 | 25 | Bedroom | 225468 | Bedroom | 0.05169%
22557 | 1 | 1 |  | Manual | 1 | Wall Mount | Incandescent |  | Globe | 3 | 40 | Bathroom | 225571 | Bathroom | 0.05169%
22557 | 1 | 2 |  | Manual | 1 | Ceiling Fixture | Incandescent |  | Standard A Lamp | 1 | 60 | Bathroom | 225571 | Bathroom | 0.05169%
22557 | 2 | 1 |  | Manual | 1 | Chandelier (Hanging) | Incandescent |  | Standard A Lamp | 4 | 60 | Bathroom | 225572 | Bathroom | 0.05169%
22557 | 3 | 1 |  | Manual | 1 | Ceiling Fixture | Compact Fluorescent |  | Twist | 3 | 20 | Bedroom | 225573 | Bedroom | 0.05169%
22557 | 3 | 2 |  | Manual | 1 | Table | Incandescent |  | Standard A Lamp | 1 | 100 | Bedroom | 225573 | Bedroom | 0.05169%
22557 | 4 | 1 |  | Manual | 1 | Ceiling Fixture | Incandescent |  | Standard A Lamp | 4 | 60 | Master Bedroom | 225574 | Master Bedroom | 0.05169%
22557 | 4 | 2 |  | Manual | 2 | Ceiling Fan | Compact Fluorescent |  | Twist | 1 | 22 | Master Bedroom | 225574 | Master Bedroom | 0.05169%
22557 | 5 | 1 |  | Manual | 1 | Ceiling Fixture | Compact Fluorescent |  | Twist | 2 | 20 | Bedroom | 225575 | Bedroom | 0.05169%
22557 | 5 | 2 |  | Manual | 2 | Table | Halogen |  | MR | 1 | 50 | Bedroom | 225575 | Bedroom | 0.05169%
22557 | 6 | 1 |  | Manual | 1 | Ceiling Fixture | Compact Fluorescent |  | Twist | 4 | 22 | Dining Room | 225576 | Dining Room | 0.05169%
22557 | 7 | 1 |  | Manual | 3 | Recessed - other | Halogen |  | MR | 1 | 50 | Family Room | 225577 | Family Room | 0.05169%
22557 | 7 | 2 |  | Manual | 1 | Ceiling Fixture | Linear Fluorescent | 48 | T-12 | 2 | 40 | Family Room | 225577 | Family Room | 0.05169%
22557 | 7 | 3 |  | Manual | 1 | Table | Incandescent |  | 3-Way Incandescent | 1 | 100 | Family Room | 225577 | Family Room | 0.05169%
22557 | 7 | 4 |  | Manual | 2 | Wall Mount | Compact Fluorescent |  | Reflector | 1 | 22 | Family Room | 225577 | Family Room | 0.05169%
22557 | 7 | 5 |  | Manual | 1 | Table | Compact Fluorescent |  | Twist | 1 | 18 | Family Room | 225577 | Family Room | 0.05169%
22557 | 8 | 1 |  | Manual | 1 | Ceiling Fixture | Incandescent |  | Standard A Lamp | 2 | 60 | Hall | 225578 | Hall | 0.05169%
22557 | 9 | 1 |  | Manual | 2 | Recessed - other | Halogen |  | MR | 1 | 50 | Kitchen | 225579 | Kitchen | 0.05169%
22557 | 9 | 2 |  | Manual | 2 | Architectural | Linear Fluorescent | 48 | T-12 | 1 | 40 | Kitchen | 225579 | Kitchen | 0.05169%
22557 | 9 | 3 |  | Manual | 1 | Architectural | Linear Fluorescent | 48 | T-12 | 2 | 40 | Kitchen | 225579 | Kitchen | 0.05169%
22557 | 10 | 1 |  | Manual | 1 | Ceiling Fan | Incandescent |  | Decorative | 4 | 25 | Living Room | 2255710 | Living Room | 0.05169%
22557 | 10 | 2 |  | Manual | 1 | Ceiling Fan | Incandescent |  | Standard A Lamp | 1 | 60 | Living Room | 2255710 | Living Room | 0.05169%
22557 | 10 | 3 |  | Manual | 1 | Table | Incandescent |  | 3-Way Incandescent | 1 | 100 | Living Room | 2255710 | Living Room | 0.05169%
22557 | 10 | 4 |  | Manual | 1 | Table | Incandescent |  | Standard A Lamp | 1 | 100 | Living Room | 2255710 | Living Room | 0.05169%
22557 | 10 | 5 |  | Manual | 2 | Chandelier (Hanging) | Incandescent |  | Standard A Lamp | 1 | 60 | Living Room | 2255710 | Living Room | 0.05169%
22557 | 10 | 6 |  | Manual | 1 | Architectural | Linear Fluorescent | 48 | T-12 | 3 | 40 | Living Room | 2255710 | Living Room | 0.05169%
22559 | 1 | 1 |  | Manual | 1 | Floor lamp | Incandescent |  | Mini base | 5 | 40 | Living Room | 225591 | Living Room | 0.02963%
22559 | 2 | 1 |  | Manual | 2 | Ceiling Fixture | Compact Fluorescent |  | Pin base | 1 | 22 | Laundry Room | 225592 | Laundry Room | 0.02963%
22559 | 3 | 1 |  | Manual | 1 | Ceiling Fan | Halogen |  | MR | 3 | 50 | Dining Room | 225593 | Dining Room | 0.02963%
22559 | 3 | 2 |  | Manual | 1 | Floor lamp | Incandescent |  | Other | 1 | 25 | Dining Room | 225593 | Dining Room | 0.02963%
22559 | 3 | 3 |  | Manual | 1 | Chandelier (Hanging) | Compact Fluorescent |  | Twist | 3 | 15 | Dining Room | 225593 | Dining Room | 0.02963%
22559 | 3 | 4 |  | Manual | 1 | Chandelier (Hanging) | Incandescent |  | Standard A Lamp | 1 | 40 | Dining Room | 225593 | Dining Room | 0.02963%
22559 | 4 | 1 |  | Manual | 1 | Ceiling Fixture | Halogen |  | MR | 3 | 50 | Kitchen | 225594 | Kitchen | 0.02963%
22559 | 4 | 2 |  | Manual | 4 | Recessed Can | Incandescent |  | Reflector | 1 | 65 | Kitchen | 225594 | Kitchen | 0.02963%
22559 | 4 | 3 |  | Manual | 1 | Ceiling Fixture | Compact Fluorescent |  | Twist | 1 | 22 | Kitchen | 225594 | Kitchen | 0.02963%
22559 | 5 | 1 |  | Manual | 1 | Ceiling Fixture | Compact Fluorescent |  | Twist | 1 | 22 | Bathroom | 225595 | Bathroom | 0.02963%
22559 | 5 | 2 |  | Manual | 1 | Wall Mount | Incandescent |  | Globe | 6 | 25 | Bathroom | 225595 | Bathroom | 0.02963%
22559 | 5 | 3 |  | Manual | 1 | Ceiling Fixture | Incandescent |  | Standard A Lamp | 1 | 60 | Bathroom | 225595 | Bathroom | 0.02963%
22559 | 6 | 1 |  | Manual | 1 | Ceiling Fixture | Incandescent |  | Mini base | 3 | 40 | Bedroom | 225596 | Bedroom | 0.02963%
22559 | 7 | 1 |  | Manual | 1 | Ceiling Fixture | Incandescent |  | Standard A Lamp | 1 | 60 | Hall | 225597 | Hall | 0.02963%
22559 | 8 | 1 |  | Manual | 1 | Ceiling Fixture | Halogen |  | MR | 4 | 50 | Family Room | 225598 | Family Room | 0.02963%
22559 | 8 | 2 |  | Manual | 1 | Floor lamp | Compact Fluorescent |  | Twist | 1 | 15 | Family Room | 225598 | Family Room | 0.02963%
22559 | 8 | 3 |  | Manual | 1 | Ceiling Fixture | Compact Fluorescent |  | Twist | 1 | 22 | Family Room | 225598 | Family Room | 0.02963%
22559 | 8 | 4 |  | Manual | 2 | Ceiling Fixture | Compact Fluorescent |  | Twist | 2 | 22 | Family Room | 225598 | Family Room | 0.02963%
22559 | 8 | 5 |  | Manual | 1 | Floor lamp | Incandescent |  | Standard A Lamp | 2 | 100 | Family Room | 225598 | Family Room | 0.02963%
22559 | 9 | 1 |  | Manual | 1 | Ceiling Fixture | Incandescent |  | Standard A Lamp | 2 | 75 | Bedroom | 225599 | Bedroom | 0.02963%
22559 | 9 | 2 |  | Manual | 1 | Floor lamp | Incandescent |  | Other | 2 | 25 | Bedroom | 225599 | Bedroom | 0.02963%
22559 | 10 | 1 |  | Manual | 1 | Wall Mount | Incandescent |  | Standard A Lamp | 2 | 60 | Bathroom | 2255910 | Bathroom | 0.02963%
22559 | 10 | 2 |  | Manual | 1 | Ceiling Fixture | Compact Fluorescent |  | Twist | 1 | 15 | Bathroom | 2255910 | Bathroom | 0.02963%
22559 | 10 | 3 |  | Manual | 1 | Ceiling Fixture | Incandescent |  | Standard A Lamp | 1 | 60 | Bathroom | 2255910 | Bathroom | 0.02963%
22566 | 1 | 1 |  | Dimmer | 1 | Ceiling Fixture | Compact Fluorescent |  | Twist | 2 | 15 | Bedroom | 225661 | Bedroom | 0.02845%
22566 | 2 | 1 |  | Manual | 2 | Ceiling Fixture | Compact Fluorescent |  | Twist | 1 | 22 | Hall | 225662 | Hall | 0.02845%
22566 | 3 | 1 |  | Manual | 1 | Ceiling Fixture | Linear Fluorescent | 48 | T-12 | 2 | 40 | Kitchen | 225663 | Kitchen | 0.02845%
22566 | 3 | 2 |  | Manual | 1 | Wall Mount | Compact Fluorescent |  | Twist | 1 | 15 | Kitchen | 225663 | Kitchen | 0.02845%
22566 | 4 | 1 |  | Manual | 1 | Ceiling Fixture | Incandescent |  | Standard A Lamp | 2 | 60 | Laundry Room | 225664 | Laundry Room | 0.02845%
22566 | 5 | 1 |  | Manual | 1 | Ceiling Fixture | Compact Fluorescent |  | Twist | 1 | 15 | Living Room | 225665 | Living Room | 0.02845%
22566 | 5 | 2 |  | Manual | 1 | Table | Compact Fluorescent |  | Twist | 1 | 15 | Living Room | 225665 | Living Room | 0.02845%
22566 | 6 | 1 |  | Manual | 1 | Ceiling Fixture | Compact Fluorescent |  | Twist | 1 | 15 | Master Bedroom | 225666 | Master Bedroom | 0.02845%
22566 | 6 | 2 |  | Manual | 1 | Table | Incandescent |  | Decorative | 3 | 15 | Master Bedroom | 225666 | Master Bedroom | 0.02845%
22566 | 7 | 1 |  | Manual | 1 | Ceiling Fixture | Compact Fluorescent |  | Twist | 1 | 15 | Closet | 225667 | Closet | 0.02845%
22570 | 1 | 1 |  | Manual | 1 | Ceiling Fixture | Incandescent |  | Standard A Lamp | 1 | 60 | Bathroom | 225701 | Bathroom | 0.02845%
22570 | 2 | 1 |  | Manual | 1 | Ceiling Fixture | Incandescent |  | Standard A Lamp | 1 | 60 | Bedroom | 225702 | Bedroom | 0.02845%
22570 | 2 | 2 |  | Manual | 1 | Table | Incandescent |  | Standard A Lamp | 1 | 60 | Bedroom | 225702 | Bedroom | 0.02845%
22570 | 3 | 1 |  | Manual | 1 | Ceiling Fixture | Incandescent |  | Standard A Lamp | 1 | 60 | Bedroom | 225703 | Bedroom | 0.02845%
22570 | 3 | 2 |  | Manual | 3 | Floor lamp | Incandescent |  | Standard A Lamp | 1 | 60 | Bedroom | 225703 | Bedroom | 0.02845%
22570 | 4 | 1 |  | Manual | 1 | Ceiling Fan | Incandescent |  | Standard A Lamp | 4 | 60 | Kitchen | 225704 | Kitchen | 0.02845%
22570 | 4 | 2 |  | Manual | 1 | Ceiling Fixture | Incandescent |  | Standard A Lamp | 1 | 60 | Kitchen | 225704 | Kitchen | 0.02845%
22570 | 4 | 3 |  | Manual | 1 | Ceiling Fixture | Compact Fluorescent |  | Twist | 1 | 22 | Kitchen | 225704 | Kitchen | 0.02845%
22570 | 4 | 4 |  | Manual | 1 | Ceiling Fixture | Incandescent |  | Standard A Lamp | 3 | 60 | Kitchen | 225704 | Kitchen | 0.02845%
22570 | 5 | 1 |  | Manual | 1 | Ceiling Fan | Incandescent |  | Standard A Lamp | 4 | 60 | Living Room | 225705 | Living Room | 0.02845%
22570 | 5 | 2 |  | Manual | 1 | Floor lamp | Incandescent |  | Standard A Lamp | 1 | 60 | Living Room | 225705 | Living Room | 0.02845%
22571 | 1 | 1 |  | Manual | 1 | Wall Mount | Incandescent |  | Globe | 8 | 40 | Bathroom | 225711 | Bathroom | 0.09408%
22571 | 2 | 1 |  | Dimmer | 1 | Ceiling Fixture | Incandescent |  | Standard A Lamp | 1 | 60 | Bedroom | 225712 | Bedroom | 0.09408%
22571 | 3 | 1 |  | Manual | 1 | Ceiling Fixture | Incandescent |  | Standard A Lamp | 2 | 60 | Bedroom | 225713 | Bedroom | 0.09408%
22571 | 3 | 2 |  | Manual | 1 | Table | Incandescent |  | Standard A Lamp | 1 | 60 | Bedroom | 225713 | Bedroom | 0.09408%
22571 | 4 | 1 |  | Manual | 1 | Ceiling Fan | Incandescent |  | Standard A Lamp | 3 | 40 | Bedroom | 225714 | Bedroom | 0.09408%
22571 | 5 | 1 |  | Manual | 1 | Ceiling Fixture | Incandescent |  | Decorative | 1 | 60 | Bedroom | 225715 | Bedroom | 0.09408%
22571 | 5 | 2 |  | Manual | 2 | Wall Mount | Incandescent |  | Standard A Lamp | 1 | 40 | Bedroom | 225715 | Bedroom | 0.09408%
22571 | 6 | 1 |  | Manual | 1 | Ceiling Fan | Incandescent |  | Standard A Lamp | 3 | 60 | Family Room | 225716 | Family Room | 0.09408%
22571 | 6 | 2 |  | Manual | 1 | Ceiling Fixture | Incandescent |  | Standard A Lamp | 1 | 60 | Family Room | 225716 | Family Room | 0.09408%
22571 | 6 | 3 |  | Manual | 1 | Ceiling Fixture | Incandescent |  | Standard A Lamp | 5 | 40 | Family Room | 225716 | Family Room | 0.09408%
22571 | 7 | 1 |  | Manual | 3 | Ceiling Fixture | Incandescent |  | Standard A Lamp | 1 | 100 | Garage | 225717 | Garage | 0.09408%
22571 | 7 | 2 |  | Motion | 2 | Garage door opener | Incandescent |  | Standard A Lamp | 1 | 100 | Garage | 225717 | Garage | 0.09408%
22571 | 8 | 1 |  | Manual | 2 | Ceiling Fixture | Incandescent |  | Standard A Lamp | 1 | 60 | Hall | 225718 | Hall | 0.09408%
22571 | 9 | 1 |  | Manual | 1 | Ceiling Fixture | Incandescent |  | Standard A Lamp | 1 | 60 | Kitchen | 225719 | Kitchen | 0.09408%
22571 | 9 | 2 |  | Manual | 1 | Ceiling Fixture | Linear Fluorescent | 48 | T-12 | 4 | 40 | Kitchen | 225719 | Kitchen | 0.09408%
22571 | 10 | 1 |  | Manual | 1 | Ceiling Fixture | Incandescent |  | Standard A Lamp | 2 | 60 | Laundry Room | 2257110 | Laundry Room | 0.09408%
22571 | 11 | 1 |  | Manual | 1 | Wall Mount | Incandescent |  | Standard A Lamp | 4 | 60 | Bathroom | 2257111 | Bathroom | 0.09408%
22571 | 12 | 1 |  | Manual | 1 | Ceiling Fixture | Incandescent |  | Standard A Lamp | 1 | 60 | Living Room | 2257112 | Living Room | 0.09408%
22571 | 12 | 2 |  | Manual | 1 | Ceiling Fixture | Incandescent |  | Standard A Lamp | 1 | 60 | Living Room | 2257112 | Living Room | 0.09408%
22571 | 12 | 3 |  | Manual | 3 | Floor lamp | Incandescent |  | Standard A Lamp | 1 | 100 | Living Room | 2257112 | Living Room | 0.09408%
22576 | 1 | 1 |  | Manual | 1 | Wall Mount | Compact Fluorescent |  | Twist | 2 | 15 | Bathroom | 225761 | Bathroom | 0.05169%
22576 | 2 | 1 |  | Manual | 1 | Wall Mount | Compact Fluorescent |  | Twist | 3 | 14 | Bathroom | 225762 | Bathroom | 0.05169%
22576 | 2 | 2 |  | Manual | 1 | Recessed - other | Incandescent |  | Heat Lamp | 1 | 250 | Bathroom | 225762 | Bathroom | 0.05169%
22576 | 3 | 1 |  | Manual | 1 | Wall Mount | Compact Fluorescent |  | Twist | 3 | 15 | Bathroom | 225763 | Bathroom | 0.05169%
22576 | 3 | 2 |  | Manual | 1 | Ceiling Fixture | Compact Fluorescent |  | Twist | 1 | 22 | Bathroom | 225763 | Bathroom | 0.05169%
22576 | 4 | 1 |  | Manual | 1 | Ceiling Fixture | Compact Fluorescent |  | Circline (Screw Base) | 1 | 22 | Master Bedroom | 225764 | Master Bedroom | 0.05169%
22576 | 4 | 2 |  | Manual | 2 | Table | Incandescent |  | Decorative | 1 | 40 | Master Bedroom | 225764 | Master Bedroom | 0.05169%
22576 | 5 | 1 |  | Manual | 1 | Ceiling Fixture | Compact Fluorescent |  | Circline (Screw Base) | 1 | 28 | Office | 225765 | Office | 0.05169%
22576 | 6 | 1 |  | Manual | 1 | Ceiling Fixture | Compact Fluorescent |  | Circline (Screw Base) | 1 | 22 | Bedroom | 225766 | Bedroom | 0.05169%
22576 | 7 | 1 |  | Manual | 1 | Ceiling Fixture | Compact Fluorescent |  | Circline (Screw Base) | 1 | 22 | Bedroom | 225767 | Bedroom | 0.05169%
22576 | 8 | 1 |  | Manual | 2 | Ceiling Fixture | Compact Fluorescent |  | Twist | 1 | 15 | Closet | 225768 | Closet | 0.05169%
22576 | 9 | 1 |  | Manual | 2 | Ceiling Fixture | Compact Fluorescent |  | Circline (Screw Base) | 1 | 22 | Hall | 225769 | Hall | 0.05169%
22576 | 9 | 2 |  | Manual | 1 | Ceiling Fixture | Incandescent |  | Standard A Lamp | 1 | 75 | Hall | 225769 | Hall | 0.05169%
22576 | 10 | 1 |  | Manual | 2 | Floor lamp | Compact Fluorescent |  | Twist | 2 | 22 | Family Room | 2257610 | Family Room | 0.05169%
22576 | 10 | 2 |  | Manual | 2 | Floor lamp | Compact Fluorescent |  | A shape bulb | 1 | 11 | Family Room | 2257610 | Family Room | 0.05169%
22576 | 10 | 3 |  | Manual | 1 | Recessed Can | Incandescent |  | Reflector | 1 | 75 | Family Room | 2257610 | Family Room | 0.05169%
22576 | 11 | 1 |  | Manual | 2 | Ceiling Fixture | Linear Fluorescent | 48 | T-8 | 2 | 32 | Garage | 2257611 | Garage | 0.05169%
22576 | 11 | 2 |  | Manual | 1 | Garage door opener | Incandescent |  | Standard A Lamp | 1 | 60 | Garage | 2257611 | Garage | 0.05169%
22576 | 12 | 1 |  | Manual | 3 | Recessed Can | Compact Fluorescent |  | Reflector | 1 | 15 | Hall | 2257612 | Hall | 0.05169%
22576 | 12 | 2 |  | Manual | 2 | Ceiling Fixture | Compact Fluorescent |  | Twist | 1 | 15 | Hall | 2257612 | Hall | 0.05169%
22576 | 13 | 1 |  | Manual | 1 | Recessed Can | Incandescent |  | Standard A Lamp | 1 | 65 | Kitchen | 2257613 | Kitchen | 0.05169%
22576 | 13 | 2 |  | Manual | 3 | Recessed - other | Linear Fluorescent | 48 | T-12 | 2 | 35 | Kitchen | 2257613 | Kitchen | 0.05169%
22576 | 13 | 3 |  | Manual | 1 | Ceiling Fan | Compact Fluorescent |  | Twist | 4 | 15 | Kitchen | 2257613 | Kitchen | 0.05169%
22576 | 14 | 1 |  | Manual | 1 | Ceiling Fixture | Compact Fluorescent |  | Twist | 1 | 22 | Laundry Room | 2257614 | Laundry Room | 0.05169%
22576 | 15 | 1 |  | Manual | 1 | Torchiere | Compact Fluorescent |  | Twist | 1 | 28 | Living Room | 2257615 | Living Room | 0.05169%
22576 | 16 | 1 |  | Manual | 1 | Track | Halogen |  | MR | 5 | 30 | Living Room | 2257616 | Living Room | 0.05169%
22577 | 1 | 1 |  | Manual | 1 | Ceiling Fan | Incandescent |  | Standard A Lamp | 3 | 40 | Bedroom | 225771 | Bedroom | 0.04784%
22577 | 2 | 1 |  | Manual | 1 | Wall Mount | Incandescent |  | Globe | 4 | 60 | Bathroom | 225772 | Bathroom | 0.04784%
22577 | 3 | 1 |  | Manual | 1 | Ceiling Fixture | Incandescent |  | Standard A Lamp | 2 | 60 | Hall | 225773 | Hall | 0.04784%
22577 | 4 | 1 |  | Manual | 1 | Ceiling Fan | Compact Fluorescent |  | Twist | 4 | 15 | Kitchen | 225774 | Kitchen | 0.04784%
22577 | 4 | 2 |  | Manual | 5 | Other | Linear Fluorescent | 12 | T-8 | 1 | 16 | Kitchen | 225774 | Kitchen | 0.04784%
22577 | 5 | 1 |  | Manual | 1 | Chandelier (Hanging) | Compact Fluorescent |  | Twist | 1 | 15 | Laundry Room | 225775 | Laundry Room | 0.04784%
22577 | 6 | 1 |  | Manual | 1 | Ceiling Fan | Compact Fluorescent |  | A shape bulb | 4 | 7 | Living Room | 225776 | Living Room | 0.04784%
22577 | 6 | 2 |  | Manual | 1 | Floor lamp | Incandescent |  | Standard A Lamp | 1 | 100 | Living Room | 225776 | Living Room | 0.04784%
22577 | 6 | 3 |  | Manual | 1 | Floor lamp | Compact Fluorescent |  | Twist | 1 | 15 | Living Room | 225776 | Living Room | 0.04784%
22577 | 6 | 4 |  | Manual | 1 | Floor lamp | Incandescent |  | Standard A Lamp | 1 | 60 | Living Room | 225776 | Living Room | 0.04784%
22577 | 7 | 1 |  | Manual | 1 | Ceiling Fan | Compact Fluorescent |  | Twist | 3 | 15 | Bedroom | 225777 | Bedroom | 0.04784%
22577 | 7 | 2 |  | Manual | 2 | Table | Incandescent |  | Standard A Lamp | 1 | 60 | Bedroom | 225777 | Bedroom | 0.04784%
22577 | 8 | 1 |  | Manual | 1 | Ceiling Fixture | Linear Fluorescent | 48 | T-8 | 2 | 32 | Garage | 225778 | Garage | 0.04784%
22577 | 8 | 2 |  | Manual | 4 | Ceiling Fixture | Linear Fluorescent | 48 | T-12 | 2 | 40 | Garage | 225778 | Garage | 0.04784%
22580 | 1 | 1 |  | Manual | 1 | Wall Mount | Incandescent |  | Globe | 6 | 40 | Bathroom | 225801 | Bathroom | 0.305%
22580 | 1 | 2 |  | Manual | 1 | Wall Mount | Incandescent |  | Globe | 2 | 40 | Bathroom | 225801 | Bathroom | 0.305%
22580 | 2 | 1 |  | Manual | 1 | Wall Mount | Incandescent |  | Standard A Lamp | 2 | 60 | Bathroom | 225802 | Bathroom | 0.305%
22580 | 3 | 1 |  | Manual | 1 | Ceiling Fixture | Incandescent |  | Standard A Lamp | 2 | 40 | Bedroom | 225803 | Bedroom | 0.305%
22580 | 4 | 1 |  | Manual | 1 | Ceiling Fixture | Incandescent |  | Standard A Lamp | 2 | 60 | Bedroom | 225804 | Bedroom | 0.305%
22580 | 5 | 1 |  | Manual | 1 | Ceiling Fixture | Incandescent |  | Standard A Lamp | 2 | 60 | Bedroom | 225805 | Bedroom | 0.305%
22580 | 6 | 1 |  | Manual | 1 | Ceiling Fixture | Compact Fluorescent |  | Twist | 1 | 7 | Closet | 225806 | Closet | 0.305%
22580 | 7 | 1 |  | Manual | 1 | Ceiling Fixture | Incandescent |  | Standard A Lamp | 1 | 40 | Closet | 225807 | Closet | 0.305%
22580 | 8 | 1 |  | Manual | 1 | Ceiling Fan | Compact Fluorescent |  | Twist | 5 | 9 | Dining Room | 225808 | Dining Room | 0.305%
22580 | 9 | 1 |  | Manual | 1 | Ceiling Fan | Incandescent |  | Standard A Lamp | 3 | 40 | Family Room | 225809 | Family Room | 0.305%
22580 | 10 | 1 |  | Manual | 1 | Ceiling Fixture | Incandescent |  | Standard A Lamp | 1 | 60 | Garage | 2258010 | Garage | 0.305%
22580 | 10 | 2 |  | Timer | 1 | Garage door opener | Incandescent |  | Standard A Lamp | 1 | 60 | Garage | 2258010 | Garage | 0.305%
22580 | 11 | 1 |  | Manual | 1 | Ceiling Fixture | Incandescent |  | Standard A Lamp | 1 | 60 | Hall | 2258011 | Hall | 0.305%
22580 | 12 | 1 |  | Manual | 1 | Ceiling Fixture | Incandescent |  | Standard A Lamp | 3 | 60 | Kitchen | 2258012 | Kitchen | 0.305%
22580 | 13 | 1 |  | Manual | 1 | Torchiere | Compact Fluorescent |  | Twist | 1 | 15 | Living Room | 2258013 | Living Room | 0.305%
22580 | 13 | 2 |  | Manual | 1 | Table | Compact Fluorescent |  | Twist | 1 | 9 | Living Room | 2258013 | Living Room | 0.305%
22580 | 14 | 1 |  | Manual | 1 | Ceiling Fixture | Incandescent |  | Standard A Lamp | 2 | 40 | Master Bedroom | 2258014 | Master Bedroom | 0.305%
22580 | 15 | 1 |  | Manual | 1 | Chandelier (Hanging) | Incandescent |  | Standard A Lamp | 1 | 40 | Office | 2258015 | Office | 0.305%
22580 | 15 | 2 |  | Manual | 1 | Table | Incandescent |  | Standard A Lamp | 1 | 40 | Office | 2258015 | Office | 0.305%
22580 | 16 | 1 |  | Manual | 1 | Wall Mount | Compact Fluorescent |  | Twist | 1 | 15 | Other | 2258016 | Other | 0.305%
22583 | 1 | 1 |  | Manual | 1 | Ceiling Fixture | Incandescent |  | Standard A Lamp | 2 | 60 | Bedroom | 225831 | Bedroom | 0.05296%
22583 | 1 | 2 |  | Manual | 2 | Table | Compact Fluorescent |  | Pin base | 1 | 27 | Bedroom | 225831 | Bedroom | 0.05296%
22583 | 2 | 1 |  | Manual | 1 | Ceiling Fixture | Incandescent |  | Standard A Lamp | 2 | 60 | Bedroom | 225832 | Bedroom | 0.05296%
22583 | 2 | 2 |  | Manual | 1 | Floor lamp | Incandescent |  | 3-Way Incandescent | 1 | 150 | Bedroom | 225832 | Bedroom | 0.05296%
22583 | 2 | 3 |  | Manual | 1 | Table | Incandescent |  | 3-Way Incandescent | 1 | 100 | Bedroom | 225832 | Bedroom | 0.05296%
22583 | 3 | 1 |  | Manual | 1 | Ceiling Fixture | Incandescent |  | Standard A Lamp | 1 | 75 | Bathroom | 225833 | Bathroom | 0.05296%
22583 | 4 | 1 |  | Manual | 1 | Ceiling Fixture | Incandescent |  | Standard A Lamp | 1 | 60 | Bedroom | 225834 | Bedroom | 0.05296%
22583 | 4 | 2 |  | Manual | 1 | Floor lamp | Incandescent |  | Standard A Lamp | 1 | 100 | Bedroom | 225834 | Bedroom | 0.05296%
22583 | 5 | 1 |  | Manual | 1 | Ceiling Fixture | Incandescent |  | Standard A Lamp | 1 | 60 | Laundry Room | 225835 | Laundry Room | 0.05296%
22583 | 5 | 2 |  | Manual | 1 | Wall Mount | Incandescent |  | Clear | 3 | 40 | Laundry Room | 225835 | Laundry Room | 0.05296%
22583 | 6 | 1 |  | Manual | 1 | Table | Incandescent |  | Standard A Lamp | 1 | 40 | Living Room | 225836 | Living Room | 0.05296%
22583 | 6 | 2 |  | Manual | 1 | Table | Compact Fluorescent |  | Twist | 1 | 15 | Living Room | 225836 | Living Room | 0.05296%
22583 | 7 | 1 |  | Manual | 1 | Ceiling Fixture | Linear Fluorescent | 48 | T-12 | 2 | 40 | Living Room | 225837 | Living Room | 0.05296%
22583 | 8 | 1 |  | Manual | 1 | Ceiling Fixture | Incandescent |  | Standard A Lamp | 2 | 60 | Hall | 225838 | Hall | 0.05296%
22583 | 9 | 1 |  | Manual | 1 | Ceiling Fixture | Incandescent |  | Standard A Lamp | 1 | 40 | Garage | 225839 | Garage | 0.05296%
22583 | 9 | 2 |  | Manual | 2 | Ceiling Fixture | Incandescent |  | Standard A Lamp | 1 | 75 | Garage | 225839 | Garage | 0.05296%
22583 | 10 | 1 |  | Manual | 1 | Ceiling Fixture | Incandescent |  | Standard A Lamp | 2 | 60 | Hall | 2258310 | Hall | 0.05296%
22583 | 11 | 1 |  | Manual | 1 | Chandelier (Hanging) | Incandescent |  | Clear | 5 | 60 | Kitchen | 2258311 | Kitchen | 0.05296%
22583 | 12 | 1 |  | Manual | 1 | Floor lamp | Incandescent |  | 3-Way Incandescent | 1 | 100 | Dining Room | 2258312 | Dining Room | 0.05296%
22583 | 12 | 2 |  | Manual | 1 | Table | Incandescent |  | 3-Way Incandescent | 1 | 100 | Dining Room | 2258312 | Dining Room | 0.05296%
22583 | 12 | 3 |  | Manual | 1 | Ceiling Fixture | Incandescent |  | Globe | 2 | 75 | Dining Room | 2258312 | Dining Room | 0.05296%
22583 | 13 | 1 |  | Manual | 1 | Ceiling Fixture | Incandescent |  | Standard A Lamp | 2 | 60 | Office | 2258313 | Office | 0.05296%
22583 | 14 | 1 |  | Manual | 1 | Ceiling Fixture | Incandescent |  | Decorative | 1 | 60 | Hall | 2258314 | Hall | 0.05296%
22590 | 1 | 1 |  | Manual | 1 | Ceiling Fixture | Incandescent |  | Standard A Lamp | 2 | 60 | Bathroom | 225901 | Bathroom | 0.02963%
22590 | 1 | 2 |  | Manual | 1 | Wall Mount | Incandescent |  | Globe | 5 | 40 | Bathroom | 225901 | Bathroom | 0.02963%
22590 | 2 | 1 |  | Manual | 1 | Ceiling Fixture | Incandescent |  | Standard A Lamp | 1 | 60 | Bedroom | 225902 | Bedroom | 0.02963%
22590 | 2 | 2 |  | Manual | 1 | Ceiling Fixture | Incandescent |  | Standard A Lamp | 3 | 60 | Bedroom | 225902 | Bedroom | 0.02963%
22590 | 2 | 3 |  | Manual | 1 | Floor lamp | Incandescent |  | Standard A Lamp | 1 | 100 | Bedroom | 225902 | Bedroom | 0.02963%
22590 | 2 | 4 |  | Manual | 4 | Chandelier (Hanging) | Incandescent |  | Standard A Lamp | 1 | 60 | Bedroom | 225902 | Bedroom | 0.02963%
22590 | 3 | 1 |  | Manual | 1 | Ceiling Fixture | Incandescent |  | Standard A Lamp | 3 | 60 | Family Room | 225903 | Family Room | 0.02963%
22590 | 3 | 2 |  | Manual | 5 | Recessed Can | Incandescent |  | Reflector | 1 | 75 | Family Room | 225903 | Family Room | 0.02963%
22590 | 3 | 3 |  | Manual | 2 | Table | Incandescent |  | Standard A Lamp | 1 | 60 | Family Room | 225903 | Family Room | 0.02963%
22590 | 3 | 4 |  | Manual | 3 | Table | Incandescent |  | Standard A Lamp | 1 | 100 | Family Room | 225903 | Family Room | 0.02963%
22590 | 3 | 5 |  | Manual | 2 | Ceiling Fixture | Incandescent |  | Standard A Lamp | 2 | 60 | Family Room | 225903 | Family Room | 0.02963%
22590 | 4 | 1 |  | Manual | 1 | Ceiling Fixture | Incandescent |  | Standard A Lamp | 2 | 60 | Hall | 225904 | Hall | 0.02963%
22590 | 4 | 2 |  | Manual | 1 | Ceiling Fixture | Incandescent |  | Standard A Lamp | 1 | 75 | Hall | 225904 | Hall | 0.02963%
22590 | 5 | 1 |  | Manual | 3 | Ceiling Fixture | Incandescent |  | Standard A Lamp | 1 | 100 | Other | 225905 | Other | 0.02963%
22590 | 6 | 1 |  | Manual | 1 | Ceiling Fixture | Incandescent |  | Standard A Lamp | 2 | 60 | Bedroom | 225906 | Bedroom | 0.02963%
22590 | 6 | 2 |  | Manual | 3 | Table | Incandescent |  | Standard A Lamp | 1 | 60 | Bedroom | 225906 | Bedroom | 0.02963%
22590 | 6 | 3 |  | Manual | 1 | Table | Incandescent |  | Decorative | 3 | 60 | Bedroom | 225906 | Bedroom | 0.02963%
22590 | 7 | 1 |  | Manual | 1 | Ceiling Fixture | Incandescent |  | Standard A Lamp | 4 | 60 | Bedroom | 225907 | Bedroom | 0.02963%
22590 | 7 | 2 |  | Manual | 1 | Table | Incandescent |  | Standard A Lamp | 1 | 60 | Bedroom | 225907 | Bedroom | 0.02963%
22590 | 8 | 1 |  | Manual | 1 | Ceiling Fan | Incandescent |  | Standard A Lamp | 4 | 60 | Master Bedroom | 225908 | Master Bedroom | 0.02963%
22590 | 8 | 2 |  | Manual | 1 | Table | Incandescent |  | Standard A Lamp | 1 | 150 | Master Bedroom | 225908 | Master Bedroom | 0.02963%
22590 | 9 | 1 |  | Manual | 1 | Torchiere | Incandescent |  | Standard A Lamp | 1 | 100 | Family Room | 225909 | Family Room | 0.02963%
22590 | 9 | 2 |  | Manual | 1 | Table | Incandescent |  | Standard A Lamp | 1 | 150 | Family Room | 225909 | Family Room | 0.02963%
22590 | 9 | 3 |  | Manual | 1 | Table | Incandescent |  | Standard A Lamp | 1 | 75 | Family Room | 225909 | Family Room | 0.02963%
22590 | 9 | 4 |  | Manual | 1 | Table | Compact Fluorescent |  | Twist | 1 | 22 | Family Room | 225909 | Family Room | 0.02963%
22590 | 9 | 5 |  | Manual | 1 | Table | Incandescent |  | Standard A Lamp | 1 | 25 | Family Room | 225909 | Family Room | 0.02963%
22590 | 9 | 6 |  | Manual | 1 | Chandelier (Hanging) | Incandescent |  | Decorative | 5 | 60 | Family Room | 225909 | Family Room | 0.02963%
22590 | 10 | 1 |  | Manual | 2 | Ceiling Fixture | Incandescent |  | Standard A Lamp | 1 | 100 | Garage | 2259010 | Garage | 0.02963%
22590 | 10 | 2 |  | Motion | 1 | Garage door opener | Incandescent |  | Standard A Lamp | 1 | 60 | Garage | 2259010 | Garage | 0.02963%
22590 | 11 | 1 |  | Manual | 1 | Ceiling Fixture | Incandescent |  | Standard A Lamp | 2 | 60 | Hall | 2259011 | Hall | 0.02963%
22590 | 12 | 1 |  | Manual | 2 | Ceiling Fan | Incandescent |  | Standard A Lamp | 3 | 75 | Living Room | 2259012 | Living Room | 0.02963%
22590 | 12 | 2 |  | Manual | 1 | Ceiling Fixture | Incandescent |  | Standard A Lamp | 1 | 60 | Living Room | 2259012 | Living Room | 0.02963%
22590 | 12 | 3 |  | Manual | 2 | Floor lamp | Compact Fluorescent |  | Pin base | 1 | 22 | Living Room | 2259012 | Living Room | 0.02963%
22590 | 12 | 4 |  | Manual | 1 | Table | Incandescent |  | Standard A Lamp | 1 | 100 | Living Room | 2259012 | Living Room | 0.02963%
22590 | 13 | 1 |  | Manual | 1 | Ceiling Fixture | Incandescent |  | Standard A Lamp | 1 | 100 | Bathroom | 2259013 | Bathroom | 0.02963%
22590 | 13 | 2 |  | Manual | 2 | Wall Mount | Incandescent |  | Standard A Lamp | 2 | 60 | Bathroom | 2259013 | Bathroom | 0.02963%
22590 | 14 | 1 |  | Manual | 1 | Ceiling Fixture | Incandescent |  | Standard A Lamp | 2 | 60 | Office | 2259014 | Office | 0.02963%
22590 | 14 | 2 |  | Manual | 1 | Table | Incandescent |  | Standard A Lamp | 1 | 100 | Office | 2259014 | Office | 0.02963%
22590 | 15 | 1 |  | Manual | 1 | Wall Mount | Incandescent |  | Standard A Lamp | 4 | 60 | Bathroom | 2259015 | Bathroom | 0.02963%
22590 | 16 | 1 |  | Manual | 1 | Ceiling Fixture | Incandescent |  | Standard A Lamp | 2 | 60 | Laundry Room | 2259016 | Laundry Room | 0.02963%
22590 | 17 | 1 |  | Manual | 2 | Ceiling Fixture | Incandescent |  | Standard A Lamp | 1 | 100 | Other | 2259017 | Other | 0.02963%
22590 | 17 | 2 |  | Manual | 2 | Ceiling Fixture | Linear Fluorescent | 48 | T-12 | 2 | 40 | Other | 2259017 | Other | 0.02963%
22590 | 18 | 1 |  | Manual | 1 | Ceiling Fan | Incandescent |  | Standard A Lamp | 3 | 60 | Hall | 2259018 | Hall | 0.02963%
22597 | 1 | 1 |  | Manual | 1 | Wall Mount | Compact Fluorescent |  | Twist | 3 | 22 | Bathroom | 225971 | Bathroom | 0.2054%
22597 | 2 | 1 |  | Manual | 1 | Ceiling Fixture | Incandescent |  | Standard A Lamp | 1 | 60 | Bedroom | 225972 | Bedroom | 0.2054%
22597 | 2 | 2 |  | Manual | 1 | Table | Incandescent |  | Standard A Lamp | 1 | 60 | Bedroom | 225972 | Bedroom | 0.2054%
22597 | 3 | 1 |  | Manual | 1 | Ceiling Fixture | Incandescent |  | Standard A Lamp | 1 | 60 | Bedroom | 225973 | Bedroom | 0.2054%
22597 | 4 | 1 |  | Manual | 3 | Ceiling Fixture | Linear Fluorescent | 48 | T-8 | 2 | 32 | Garage | 225974 | Garage | 0.2054%
22597 | 5 | 1 |  | Manual | 2 | Ceiling Fixture | Incandescent |  | Standard A Lamp | 1 | 60 | Hall | 225975 | Hall | 0.2054%
22597 | 6 | 1 |  | Manual | 1 | Chandelier (Hanging) | Compact Fluorescent |  | Twist | 3 | 15 | Kitchen | 225976 | Kitchen | 0.2054%
22597 | 6 | 2 |  | Manual | 1 | Ceiling Fixture | Linear Fluorescent | 48 | T-8 | 2 | 32 | Kitchen | 225976 | Kitchen | 0.2054%
22597 | 7 | 1 |  | Manual | 4 | Floor lamp | Compact Fluorescent |  | Twist | 1 | 22 | Living Room | 225977 | Living Room | 0.2054%
22597 | 8 | 1 |  | Manual | 1 | Ceiling Fixture | Incandescent |  | Standard A Lamp | 1 | 60 | Master Bedroom | 225978 | Master Bedroom | 0.2054%
22597 | 8 | 2 |  | Manual | 2 | Table | Incandescent |  | Standard A Lamp | 1 | 60 | Master Bedroom | 225978 | Master Bedroom | 0.2054%
22598 | 1 | 1 |  | Manual | 3 | Ceiling Fixture | Incandescent |  | Standard A Lamp | 1 | 60 | Other | 225981 | Other | 0.05296%
22598 | 2 | 1 |  | Manual | 1 | Wall Mount | Incandescent |  | Globe | 4 | 60 | Bathroom | 225982 | Bathroom | 0.05296%
22598 | 3 | 1 |  | Manual | 1 | Ceiling Fixture | Incandescent |  | Standard A Lamp | 1 | 60 | Closet | 225983 | Closet | 0.05296%
22598 | 4 | 1 |  | Manual | 1 | Ceiling Fixture | Incandescent |  | Standard A Lamp | 1 | 60 | Closet | 225984 | Closet | 0.05296%
22598 | 5 | 1 |  | Manual | 1 | Recessed Can | Incandescent |  | Standard A Lamp | 1 | 60 | Closet | 225985 | Closet | 0.05296%
22598 | 6 | 1 |  | Dimmer | 4 | Recessed Can | Incandescent |  | Reflector | 1 | 75 | Other | 225986 | Other | 0.05296%
22598 | 7 | 1 |  | Manual | 5 | Ceiling Fixture | Incandescent |  | Standard A Lamp | 1 | 60 | Garage | 225987 | Garage | 0.05296%
22598 | 8 | 1 |  | Manual | 3 | Chandelier (Hanging) | Halogen |  | PAR | 1 | 30 | Kitchen | 225988 | Kitchen | 0.05296%
22598 | 8 | 2 |  | Dimmer | 4 | Recessed Can | Incandescent |  | Reflector | 1 | 75 | Kitchen | 225988 | Kitchen | 0.05296%
22598 | 9 | 1 |  | Manual | 4 | Recessed Can | Incandescent |  | Reflector | 1 | 60 | Laundry Room | 225989 | Laundry Room | 0.05296%
22598 | 10 | 1 |  | Dimmer | 11 | Recessed Can | Incandescent |  | Reflector | 1 | 60 | Living Room | 2259810 | Living Room | 0.05296%
22598 | 10 | 2 |  | Dimmer | 6 | Recessed Can | Incandescent |  | Reflector | 1 | 75 | Living Room | 2259810 | Living Room | 0.05296%
22598 | 10 | 3 |  | Dimmer | 7 | Wall Mount | Incandescent |  | Decorative | 1 | 40 | Living Room | 2259810 | Living Room | 0.05296%
22598 | 10 | 4 |  | Manual | 1 | Floor lamp | Incandescent |  | Standard A Lamp | 1 | 75 | Living Room | 2259810 | Living Room | 0.05296%
22598 | 10 | 5 |  | Manual | 1 | Floor lamp | Incandescent |  | Standard A Lamp | 2 | 60 | Living Room | 2259810 | Living Room | 0.05296%
22598 | 10 | 6 |  | Manual | 1 | Floor lamp | Incandescent |  | Decorative | 4 | 60 | Living Room | 2259810 | Living Room | 0.05296%
22598 | 10 | 7 |  | Manual | 1 | Chandelier (Hanging) | Incandescent |  | Globe | 1 | 60 | Living Room | 2259810 | Living Room | 0.05296%
22598 | 11 | 1 |  | Manual | 2 | Wall Mount | Incandescent |  | Globe | 8 | 60 | Bathroom | 2259811 | Bathroom | 0.05296%
22598 | 11 | 2 |  | Dimmer | 4 | Recessed Can | Incandescent |  | Reflector | 1 | 75 | Bathroom | 2259811 | Bathroom | 0.05296%
22598 | 11 | 3 |  | Dimmer | 3 | Recessed Can | Incandescent |  | Standard A Lamp | 1 | 75 | Bathroom | 2259811 | Bathroom | 0.05296%
22598 | 12 | 1 |  | Dimmer | 2 | Recessed Can | Incandescent |  | Reflector | 1 | 60 | Master Bedroom | 2259812 | Master Bedroom | 0.05296%
22598 | 12 | 2 |  | Manual | 1 | Ceiling Fixture | Incandescent |  | Standard A Lamp | 3 | 60 | Master Bedroom | 2259812 | Master Bedroom | 0.05296%
22598 | 12 | 3 |  | Manual | 4 | Recessed Can | Incandescent |  | Reflector | 1 | 60 | Master Bedroom | 2259812 | Master Bedroom | 0.05296%
22598 | 13 | 1 |  | Manual | 1 | Ceiling Fixture | Incandescent |  | Standard A Lamp | 2 | 60 | Closet | 2259813 | Closet | 0.05296%
22598 | 14 | 1 |  | Manual | 1 | Track | Halogen |  | MR | 8 | 15 | Other | 2259814 | Other | 0.05296%
22598 | 15 | 1 |  | Dimmer | 2 | Recessed Can | Incandescent |  | Reflector | 1 | 60 | Other | 2259815 | Other | 0.05296%
22598 | 16 | 1 |  | Manual | 1 | Wall Mount | Incandescent |  | Globe | 6 | 60 | Bathroom | 2259816 | Bathroom | 0.05296%
22598 | 17 | 1 |  | Manual | 2 | Recessed Can | Incandescent |  | Reflector | 1 | 75 | Bedroom | 2259817 | Bedroom | 0.05296%
22598 | 17 | 2 |  | Manual | 2 | Table | Incandescent |  | Standard A Lamp | 1 | 75 | Bedroom | 2259817 | Bedroom | 0.05296%
22598 | 17 | 3 |  | Dimmer | 1 | Floor lamp | Halogen |  | Quartz Tube | 1 | 300 | Bedroom | 2259817 | Bedroom | 0.05296%
22598 | 18 | 1 |  | Manual | 3 | Recessed Can | Incandescent |  | Reflector | 1 | 60 | Bedroom | 2259818 | Bedroom | 0.05296%
22598 | 18 | 2 |  | Manual | 1 | Table | Incandescent |  | Standard A Lamp | 1 | 75 | Bedroom | 2259818 | Bedroom | 0.05296%
22598 | 19 | 1 |  | Manual | 1 | Wall Mount | Incandescent |  | Standard A Lamp | 1 | 60 | Closet | 2259819 | Closet | 0.05296%
22598 | 20 | 1 |  | Manual | 2 | Track | Halogen |  | MR | 3 | 15 | Office | 2259820 | Office | 0.05296%
22598 | 20 | 2 |  | Manual | 1 | Ceiling Fan | Incandescent |  | Standard A Lamp | 1 | 60 | Office | 2259820 | Office | 0.05296%
22598 | 20 | 3 |  | Manual | 6 | Recessed Can | Incandescent |  | Reflector | 1 | 60 | Office | 2259820 | Office | 0.05296%
22602 | 1 | 1 |  | Manual | 1 | Ceiling Fixture | Incandescent |  | Standard A Lamp | 2 | 40 | Bedroom | 226021 | Bedroom | 0.04732%
22602 | 2 | 1 |  | Manual | 1 | Ceiling Fixture | Linear Fluorescent | 48 | T-12 | 4 | 40 | Laundry Room | 226022 | Laundry Room | 0.04732%
22602 | 3 | 1 |  | Manual | 7 | Ceiling Fixture | Incandescent |  | Standard A Lamp | 1 | 60 | Garage | 226023 | Garage | 0.04732%
22602 | 4 | 1 |  | Manual | 1 | Ceiling Fixture | Incandescent |  | Standard A Lamp | 1 | 60 | Master Bedroom | 226024 | Master Bedroom | 0.04732%
22602 | 4 | 2 |  | Manual | 1 | Table | Incandescent |  | Standard A Lamp | 1 | 40 | Master Bedroom | 226024 | Master Bedroom | 0.04732%
22602 | 4 | 3 |  | Manual | 1 | Ceiling Fan | Incandescent |  | Clear | 3 | 60 | Master Bedroom | 226024 | Master Bedroom | 0.04732%
22602 | 5 | 1 |  | Manual | 1 | Ceiling Fixture | Incandescent |  | Standard A Lamp | 2 | 60 | Closet | 226025 | Closet | 0.04732%
22602 | 6 | 1 |  | Manual | 1 | Recessed Can | Compact Fluorescent |  | Flood | 1 | 15 | Bathroom | 226026 | Bathroom | 0.04732%
22602 | 6 | 2 |  | Manual | 1 | Wall Mount | Incandescent |  | Standard A Lamp | 2 | 60 | Bathroom | 226026 | Bathroom | 0.04732%
22602 | 7 | 1 |  | Manual | 2 | Ceiling Fixture | Incandescent |  | Standard A Lamp | 2 | 40 | Hall | 226027 | Hall | 0.04732%
22602 | 8 | 1 |  | Manual | 1 | Ceiling Fixture | Incandescent |  | Standard A Lamp | 2 | 60 | Bedroom | 226028 | Bedroom | 0.04732%
22602 | 9 | 1 |  | Manual | 1 | Ceiling Fixture | Incandescent |  | Standard A Lamp | 2 | 60 | Bedroom | 226029 | Bedroom | 0.04732%
22602 | 9 | 2 |  | Manual | 1 | Table | Incandescent |  | Mini base | 1 | 40 | Bedroom | 226029 | Bedroom | 0.04732%
22602 | 10 | 1 |  | Manual | 2 | Ceiling Fixture | Incandescent |  | Standard A Lamp | 1 | 60 | Other | 2260210 | Other | 0.04732%
22602 | 11 | 1 |  | Manual | 2 | Ceiling Fixture | Incandescent |  | Standard A Lamp | 2 | 60 | Family Room | 2260211 | Family Room | 0.04732%
22602 | 12 | 1 |  | Manual | 1 | Ceiling Fixture | Incandescent |  | Standard A Lamp | 2 | 60 | Hall | 2260212 | Hall | 0.04732%
22602 | 13 | 1 |  | Manual | 1 | Wall Mount | Incandescent |  | Standard A Lamp | 4 | 40 | Bathroom | 2260213 | Bathroom | 0.04732%
22602 | 13 | 2 |  | Manual | 1 | Ceiling Fixture | Incandescent |  | Standard A Lamp | 1 | 40 | Bathroom | 2260213 | Bathroom | 0.04732%
22602 | 14 | 1 |  | Manual | 1 | Ceiling Fixture | Incandescent |  | Standard A Lamp | 2 | 40 | Bedroom | 2260214 | Bedroom | 0.04732%
22602 | 14 | 2 |  | Manual | 1 | Floor lamp | Incandescent |  | Mini base | 5 | 25 | Bedroom | 2260214 | Bedroom | 0.04732%
22602 | 15 | 1 |  | Manual | 1 | Track | Incandescent |  | Reflector | 2 | 60 | Bedroom | 2260215 | Bedroom | 0.04732%
22602 | 15 | 2 |  | Manual | 1 | Ceiling Fixture | Incandescent |  | Standard A Lamp | 2 | 40 | Bedroom | 2260215 | Bedroom | 0.04732%
22602 | 15 | 3 |  | Manual | 1 | Table | Incandescent |  | Standard A Lamp | 1 | 40 | Bedroom | 2260215 | Bedroom | 0.04732%
22602 | 16 | 1 |  | Manual | 1 | Wall Mount | Incandescent |  | Standard A Lamp | 4 | 60 | Bathroom | 2260216 | Bathroom | 0.04732%
22602 | 17 | 1 |  | Manual | 1 | Ceiling Fixture | Incandescent |  | Standard A Lamp | 1 | 60 | Bedroom | 2260217 | Bedroom | 0.04732%
22602 | 17 | 2 |  | Manual | 1 | Floor lamp | Incandescent |  | Standard A Lamp | 1 | 100 | Bedroom | 2260217 | Bedroom | 0.04732%
22602 | 17 | 3 |  | Manual | 1 | Floor lamp | Incandescent |  | Standard A Lamp | 1 | 40 | Bedroom | 2260217 | Bedroom | 0.04732%
22602 | 18 | 1 |  | Manual | 1 | Recessed Can | Incandescent |  | Reflector | 1 | 75 | Hall | 2260218 | Hall | 0.04732%
22602 | 19 | 1 |  | Dimmer | 1 | Chandelier (Hanging) | Incandescent |  | Decorative | 5 | 60 | Dining Room | 2260219 | Dining Room | 0.04732%
22602 | 20 | 1 |  | Manual | 1 | Ceiling Fixture | Linear Fluorescent | 48 | T-12 | 4 | 40 | Kitchen | 2260220 | Kitchen | 0.04732%
22602 | 21 | 1 |  | Manual | 1 | Floor lamp | Incandescent |  | Mini base | 5 | 40 | Living Room | 2260221 | Living Room | 0.04732%
22602 | 21 | 2 |  | Manual | 1 | Ceiling Fan | Incandescent |  | Standard A Lamp | 3 | 60 | Living Room | 2260221 | Living Room | 0.04732%
22602 | 22 | 1 |  | Manual | 1 | Ceiling Fixture | Incandescent |  | Standard A Lamp | 2 | 60 | Hall | 2260222 | Hall | 0.04732%
22607 | 1 | 1 |  | Motion | 1 | Ceiling Fixture | Compact Fluorescent |  | Twist | 1 | 15 | Bathroom | 226071 | Bathroom | 0.04008%
22607 | 1 | 2 |  | Manual | 1 | Wall Mount | Compact Fluorescent |  | Twist | 2 | 22 | Bathroom | 226071 | Bathroom | 0.04008%
22607 | 2 | 1 |  | Manual | 1 | Wall Mount | Compact Fluorescent |  | Twist | 3 | 15 | Bathroom | 226072 | Bathroom | 0.04008%
22607 | 3 | 1 |  | Manual | 1 | Ceiling Fan | Incandescent |  | Globe | 1 | 60 | Bedroom | 226073 | Bedroom | 0.04008%
22607 | 3 | 2 |  | Manual | 2 | Table | Incandescent |  | Decorative | 1 | 25 | Bedroom | 226073 | Bedroom | 0.04008%
22607 | 4 | 1 |  | Manual | 1 | Ceiling Fixture | Compact Fluorescent |  | Twist | 2 | 15 | Bedroom | 226074 | Bedroom | 0.04008%
22607 | 5 | 1 |  | Manual | 1 | Ceiling Fixture | Compact Fluorescent |  | Twist | 2 | 15 | Bedroom | 226075 | Bedroom | 0.04008%
22607 | 5 | 2 |  | Manual | 1 | Floor lamp | Compact Fluorescent |  | Twist | 1 | 22 | Bedroom | 226075 | Bedroom | 0.04008%
22607 | 6 | 1 |  | Manual | 1 | Ceiling Fixture | Compact Fluorescent |  | Twist | 1 | 15 | Closet | 226076 | Closet | 0.04008%
22607 | 7 | 1 |  | Manual | 3 | Ceiling Fixture | Compact Fluorescent |  | Twist | 1 | 15 | Garage | 226077 | Garage | 0.04008%
22607 | 7 | 2 |  | Manual | 3 | Other | Compact Fluorescent |  | Twist | 1 | 15 | Garage | 226077 | Garage | 0.04008%
22607 | 8 | 1 |  | Manual | 1 | Ceiling Fixture | Compact Fluorescent |  | A shape bulb | 1 | 22 | Hall | 226078 | Hall | 0.04008%
22607 | 9 | 1 |  | Manual | 1 | Ceiling Fixture | Linear Fluorescent | 48 | T-8 | 3 | 32 | Kitchen | 226079 | Kitchen | 0.04008%
22607 | 9 | 2 |  | Manual | 1 | Ceiling Fan | Compact Fluorescent |  | Twist | 2 | 15 | Kitchen | 226079 | Kitchen | 0.04008%
22607 | 9 | 3 |  | Manual | 1 | Track | Halogen |  | PAR | 2 | 20 | Kitchen | 226079 | Kitchen | 0.04008%
22607 | 9 | 4 |  | Manual | 1 | Ceiling Fixture | Compact Fluorescent |  | Twist | 2 | 15 | Kitchen | 226079 | Kitchen | 0.04008%
22607 | 10 | 1 |  | Manual | 3 | Table | Compact Fluorescent |  | Twist | 1 | 15 | Living Room | 2260710 | Living Room | 0.04008%
22612 | 1 | 1 |  | Manual | 1 | Ceiling Fixture | Incandescent |  | Standard A Lamp | 2 | 90 | Bedroom | 226121 | Bedroom | 0.09408%
22612 | 1 | 2 |  | Manual | 1 | Table | Incandescent |  | Standard A Lamp | 3 | 25 | Bedroom | 226121 | Bedroom | 0.09408%
22612 | 2 | 1 |  | Manual | 1 | Wall Mount | Incandescent |  | Standard A Lamp | 4 | 90 | Bathroom | 226122 | Bathroom | 0.09408%
22612 | 3 | 1 |  | Manual | 1 | Ceiling Fixture | Compact Fluorescent |  | Twist | 2 | 22 | Bedroom | 226123 | Bedroom | 0.09408%
22612 | 3 | 2 |  | Manual | 1 | Table | Incandescent |  | Clear | 2 | 40 | Bedroom | 226123 | Bedroom | 0.09408%
22612 | 4 | 1 |  | Manual | 1 | Ceiling Fixture | Incandescent |  | Standard A Lamp | 2 | 75 | Bedroom | 226124 | Bedroom | 0.09408%
22612 | 5 | 1 |  | Manual | 2 | Ceiling Fixture | Linear Fluorescent | 48 | T-8 | 2 | 32 | Garage | 226125 | Garage | 0.09408%
22612 | 5 | 2 |  | Manual | 1 | Garage door opener | Incandescent |  | Clear | 1 | 60 | Garage | 226125 | Garage | 0.09408%
22612 | 6 | 1 |  | Manual | 3 | Ceiling Fixture | Incandescent |  | Standard A Lamp | 1 | 75 | Hall | 226126 | Hall | 0.09408%
22612 | 6 | 2 |  | Manual | 1 | Ceiling Fixture | Compact Fluorescent |  | Twist | 1 | 22 | Hall | 226126 | Hall | 0.09408%
22612 | 7 | 1 |  | Manual | 1 | Ceiling Fixture | Compact Fluorescent |  | Twist | 2 | 22 | Dining Room | 226127 | Dining Room | 0.09408%
22612 | 8 | 1 |  | Manual | 3 | Table | Incandescent |  | Standard A Lamp | 1 | 75 | Family Room | 226128 | Family Room | 0.09408%
22612 | 8 | 2 |  | Manual | 1 | Chandelier (Hanging) | Incandescent |  | Decorative | 6 | 65 | Family Room | 226128 | Family Room | 0.09408%
22612 | 9 | 1 |  | Manual | 2 | Ceiling Fixture | Incandescent |  | Standard A Lamp | 3 | 75 | Living Room | 226129 | Living Room | 0.09408%
22612 | 9 | 2 |  | Manual | 1 | Table | Incandescent |  | 3-Way Incandescent | 1 | 100 | Living Room | 226129 | Living Room | 0.09408%
22612 | 10 | 1 |  | Manual | 2 | Ceiling Fixture | Incandescent |  | Standard A Lamp | 1 | 75 | Kitchen | 2261210 | Kitchen | 0.09408%
22612 | 10 | 2 |  | Manual | 1 | Ceiling Fixture | Compact Fluorescent |  | Twist | 1 | 22 | Kitchen | 2261210 | Kitchen | 0.09408%
22612 | 10 | 3 |  | Manual | 1 | Other | Incandescent |  | Clear | 1 | 40 | Kitchen | 2261210 | Kitchen | 0.09408%
22612 | 11 | 1 |  | Manual | 1 | Ceiling Fixture | Incandescent |  | Standard A Lamp | 1 | 75 | Laundry Room | 2261211 | Laundry Room | 0.09408%
22612 | 12 | 1 |  | Manual | 1 | Wall Mount | Incandescent |  | Clear | 5 | 75 | Bathroom | 2261212 | Bathroom | 0.09408%
22612 | 12 | 2 |  | Manual | 1 | Ceiling Fixture | Incandescent |  | Clear | 1 | 75 | Bathroom | 2261212 | Bathroom | 0.09408%
22612 | 12 | 3 |  | Manual | 1 | Ceiling Fixture | Compact Fluorescent |  | Twist | 1 | 22 | Bathroom | 2261212 | Bathroom | 0.09408%
22612 | 13 | 1 |  | Manual | 1 | Ceiling Fixture | Incandescent |  | Standard A Lamp | 3 | 75 | Master Bedroom | 2261213 | Master Bedroom | 0.09408%
22612 | 13 | 2 |  | Manual | 1 | Wall Mount | Incandescent |  | Decorative | 1 | 75 | Master Bedroom | 2261213 | Master Bedroom | 0.09408%
22612 | 13 | 3 |  | Manual | 2 | Table | Incandescent |  | Standard A Lamp | 2 | 75 | Master Bedroom | 2261213 | Master Bedroom | 0.09408%
22615 | 1 | 1 |  | Manual | 1 | Wall Mount | Incandescent |  | Globe | 4 | 60 | Bathroom | 226151 | Bathroom | 0.05296%
22615 | 1 | 2 |  | Manual | 1 | Ceiling Fixture | Incandescent |  | Standard A Lamp | 1 | 60 | Bathroom | 226151 | Bathroom | 0.05296%
22615 | 2 | 1 |  | Manual | 1 | Ceiling Fixture | Incandescent |  | Standard A Lamp | 2 | 75 | Bedroom | 226152 | Bedroom | 0.05296%
22615 | 2 | 2 |  | Manual | 2 | Table | Incandescent |  | Standard A Lamp | 1 | 60 | Bedroom | 226152 | Bedroom | 0.05296%
22615 | 3 | 1 |  | Manual | 1 | Ceiling Fixture | Incandescent |  | Standard A Lamp | 2 | 60 | Closet | 226153 | Closet | 0.05296%
22615 | 4 | 1 |  | Manual | 1 | Chandelier (Hanging) | Incandescent |  | Mini base | 5 | 60 | Dining Room | 226154 | Dining Room | 0.05296%
22615 | 4 | 2 |  | Manual | 1 | Table | Compact Fluorescent |  | Twist | 1 | 14 | Dining Room | 226154 | Dining Room | 0.05296%
22615 | 4 | 3 |  | Manual | 1 | Floor lamp | Incandescent |  | Standard A Lamp | 1 | 60 | Dining Room | 226154 | Dining Room | 0.05296%
22615 | 4 | 4 |  | Manual | 4 | Recessed Can | Incandescent |  | Reflector | 1 | 65 | Dining Room | 226154 | Dining Room | 0.05296%
22615 | 4 | 5 |  | Manual | 1 | Chandelier (Hanging) | Compact Fluorescent |  | Twist | 1 | 14 | Dining Room | 226154 | Dining Room | 0.05296%
22615 | 5 | 1 |  | Manual | 3 | Recessed Can | Incandescent |  | Reflector | 1 | 65 | Hall | 226155 | Hall | 0.05296%
22615 | 6 | 1 |  | Manual | 5 | Recessed Can | Incandescent |  | Reflector | 1 | 65 | Kitchen | 226156 | Kitchen | 0.05296%
22615 | 7 | 1 |  | Manual | 1 | Ceiling Fixture | Linear Fluorescent | 48 | T-8 | 2 | 32 | Laundry Room | 226157 | Laundry Room | 0.05296%
22615 | 8 | 1 |  | Manual | 3 | Table | Incandescent |  | 3-Way Incandescent | 1 | 100 | Living Room | 226158 | Living Room | 0.05296%
22615 | 8 | 2 |  | Manual | 1 | Table | Incandescent |  | Standard A Lamp | 1 | 60 | Living Room | 226158 | Living Room | 0.05296%
22615 | 8 | 3 |  | Manual | 2 | Recessed Can | Incandescent |  | Reflector | 1 | 65 | Living Room | 226158 | Living Room | 0.05296%
22615 | 9 | 1 |  | Manual | 1 | Wall Mount | Incandescent |  | Globe | 6 | 60 | Bathroom | 226159 | Bathroom | 0.05296%
22615 | 9 | 2 |  | Manual | 1 | Ceiling Fixture | Incandescent |  | Standard A Lamp | 1 | 60 | Bathroom | 226159 | Bathroom | 0.05296%
22615 | 10 | 1 |  | Manual | 2 | Table | Compact Fluorescent |  | Twist | 1 | 14 | Master Bedroom | 2261510 | Master Bedroom | 0.05296%
22615 | 10 | 2 |  | Manual | 1 | Floor lamp | Incandescent |  | Standard A Lamp | 1 | 60 | Master Bedroom | 2261510 | Master Bedroom | 0.05296%
22615 | 11 | 1 |  | Manual | 1 | Ceiling Fixture | Incandescent |  | Standard A Lamp | 2 | 60 | Closet | 2261511 | Closet | 0.05296%
22618 | 1 | 1 |  | Manual | 1 | Wall Mount | Incandescent |  | Globe | 4 | 40 | Bathroom | 226181 | Bathroom | 0.05296%
22618 | 2 | 1 |  | Manual | 1 | Ceiling Fixture | Incandescent |  | Standard A Lamp | 3 | 65 | Bedroom | 226182 | Bedroom | 0.05296%
22618 | 3 | 1 |  | Manual | 1 | Ceiling Fixture | Incandescent |  | Standard A Lamp | 2 | 60 | Bedroom | 226183 | Bedroom | 0.05296%
22618 | 3 | 2 |  | Manual | 2 | Table | Incandescent |  | Standard A Lamp | 1 | 40 | Bedroom | 226183 | Bedroom | 0.05296%
22618 | 4 | 1 |  | Manual | 1 | Ceiling Fixture | Linear Fluorescent | 48 | T-8 | 2 | 32 | Dining Room | 226184 | Dining Room | 0.05296%
22618 | 4 | 2 |  | Manual | 1 | Table | Incandescent |  | 3-Way Incandescent | 1 | 75 | Dining Room | 226184 | Dining Room | 0.05296%
22618 | 5 | 1 |  | Manual | 1 | Ceiling Fixture | Linear Fluorescent | 48 | T-8 | 2 | 32 | Kitchen | 226185 | Kitchen | 0.05296%
22618 | 6 | 1 |  | Manual | 1 | Ceiling Fan | Incandescent |  | Standard A Lamp | 1 | 100 | Living Room | 226186 | Living Room | 0.05296%
22618 | 6 | 2 |  | Manual | 2 | Table | Incandescent |  | Standard A Lamp | 1 | 60 | Living Room | 226186 | Living Room | 0.05296%
22618 | 6 | 3 |  | Manual | 2 | Torchiere | Incandescent |  | Standard A Lamp | 1 | 65 | Living Room | 226186 | Living Room | 0.05296%
22618 | 7 | 1 |  | Manual | 1 | Ceiling Fixture | Compact Fluorescent |  | Twist | 1 | 15 | Hall | 226187 | Hall | 0.05296%
22620 | 1 | 1 |  | Manual | 1 | Ceiling Fixture | Compact Fluorescent |  | Twist | 2 | 13 | Bedroom | 226201 | Bedroom | 0.05169%
22620 | 1 | 2 |  | Manual | 1 | Floor lamp | Compact Fluorescent |  | Twist | 1 | 13 | Bedroom | 226201 | Bedroom | 0.05169%
22620 | 1 | 3 |  | Manual | 1 | Ceiling Fixture | Compact Fluorescent |  | Twist | 1 | 13 | Bedroom | 226201 | Bedroom | 0.05169%
22620 | 2 | 1 |  | Manual | 1 | Ceiling Fixture | Compact Fluorescent |  | Twist | 3 | 23 | Bedroom | 226202 | Bedroom | 0.05169%
22620 | 2 | 2 |  | Manual | 1 | Ceiling Fixture | Compact Fluorescent |  | Twist | 1 | 13 | Bedroom | 226202 | Bedroom | 0.05169%
22620 | 3 | 1 |  | Manual | 1 | Ceiling Fan | Compact Fluorescent |  | Twist | 1 | 13 | Dining Room | 226203 | Dining Room | 0.05169%
22620 | 3 | 2 |  | Manual | 1 | Ceiling Fan | Incandescent |  | Standard A Lamp | 1 | 40 | Dining Room | 226203 | Dining Room | 0.05169%
22620 | 4 | 1 |  | Manual | 1 | Wall Mount | Compact Fluorescent |  | Twist | 3 | 23 | Bathroom | 226204 | Bathroom | 0.05169%
22620 | 4 | 2 |  | Manual | 1 | Ceiling Fixture | Incandescent |  | Standard A Lamp | 1 | 40 | Bathroom | 226204 | Bathroom | 0.05169%
22620 | 4 | 3 |  | Manual | 1 | Recessed Can | Compact Fluorescent |  | Twist | 1 | 13 | Bathroom | 226204 | Bathroom | 0.05169%
22620 | 5 | 1 |  | Manual | 3 | Ceiling Fixture | Compact Fluorescent |  | Twist | 3 | 13 | Family Room | 226205 | Family Room | 0.05169%
22620 | 6 | 1 |  | Manual | 1 | Chandelier (Hanging) | Incandescent |  | Globe | 3 | 40 | Other | 226206 | Other | 0.05169%
22620 | 7 | 1 |  | Manual | 2 | Ceiling Fixture | Incandescent |  | Standard A Lamp | 2 | 60 | Hall | 226207 | Hall | 0.05169%
22620 | 8 | 1 |  | Manual | 3 | Ceiling Fixture | Linear Fluorescent | 48 | T-12 | 4 | 40 | Garage | 226208 | Garage | 0.05169%
22620 | 9 | 1 |  | Dimmer | 1 | Ceiling Fan | Incandescent |  | Standard A Lamp | 2 | 100 | Kitchen | 226209 | Kitchen | 0.05169%
22620 | 9 | 2 |  | Manual | 4 | Recessed Can | Incandescent |  | Reflector | 1 | 65 | Kitchen | 226209 | Kitchen | 0.05169%
22620 | 10 | 1 |  | Manual | 1 | Ceiling Fixture | Compact Fluorescent |  | Globe | 1 | 15 | Laundry Room | 2262010 | Laundry Room | 0.05169%
22620 | 11 | 1 |  | Manual | 2 | Floor lamp | Incandescent |  | Standard A Lamp | 1 | 100 | Living Room | 2262011 | Living Room | 0.05169%
22620 | 11 | 2 |  | Manual | 1 | Floor lamp | Compact Fluorescent |  | Twist | 1 | 23 | Living Room | 2262011 | Living Room | 0.05169%
22620 | 12 | 1 |  | Manual | 1 | Ceiling Fixture | Compact Fluorescent |  | Twist | 1 | 23 | Bathroom | 2262012 | Bathroom | 0.05169%
22620 | 12 | 2 |  | Manual | 1 | Ceiling Fixture | Compact Fluorescent |  | Globe | 1 | 15 | Bathroom | 2262012 | Bathroom | 0.05169%
22620 | 13 | 1 |  | Manual | 1 | Ceiling Fan | Incandescent |  | Standard A Lamp | 3 | 60 | Master Bedroom | 2262013 | Master Bedroom | 0.05169%
22620 | 13 | 2 |  | Manual | 1 | Ceiling Fixture | Compact Fluorescent |  | Twist | 1 | 13 | Master Bedroom | 2262013 | Master Bedroom | 0.05169%
22620 | 14 | 1 |  | Manual | 1 | Ceiling Fixture | Compact Fluorescent |  | Twist | 2 | 23 | Office | 2262014 | Office | 0.05169%
22620 | 14 | 2 |  | Manual | 1 | Floor lamp | Compact Fluorescent |  | Twist | 1 | 13 | Office | 2262014 | Office | 0.05169%
22620 | 14 | 3 |  | Manual | 1 | Floor lamp | Incandescent |  | Standard A Lamp | 1 | 60 | Office | 2262014 | Office | 0.05169%
22620 | 15 | 1 |  | Manual | 1 | Ceiling Fixture | Compact Fluorescent |  | Twist | 1 | 23 | Other | 2262015 | Other | 0.05169%
22620 | 16 | 1 |  | Manual | 1 | Ceiling Fixture | Incandescent |  | Standard A Lamp | 1 | 60 | Bedroom | 2262016 | Bedroom | 0.05169%
22620 | 16 | 2 |  | Manual | 1 | Ceiling Fixture | Compact Fluorescent |  | Twist | 1 | 13 | Bedroom | 2262016 | Bedroom | 0.05169%
22620 | 17 | 1 |  | Manual | 1 | Chandelier (Hanging) | Compact Fluorescent |  | Twist | 1 | 23 | Hall | 2262017 | Hall | 0.05169%
22620 | 18 | 1 |  | Manual | 3 | Ceiling Fixture | Incandescent |  | Standard A Lamp | 1 | 100 | Bathroom | 2262018 | Bathroom | 0.05169%
22620 | 19 | 1 |  | Manual | 2 | Ceiling Fixture | Compact Fluorescent |  | Twist | 2 | 13 | Hall | 2262019 | Hall | 0.05169%
22620 | 20 | 1 |  | Manual | 1 | Ceiling Fixture | Compact Fluorescent |  | Twist | 2 | 23 | Other | 2262020 | Other | 0.05169%
22625 | 1 | 1 |  | Manual | 1 | Ceiling Fan | Incandescent |  | Standard A Lamp | 4 | 60 | Other | 226251 | Other | 0.04732%
22625 | 2 | 1 |  | Manual | 3 | Ceiling Fixture | Incandescent |  | Standard A Lamp | 1 | 60 | Bathroom | 226252 | Bathroom | 0.04732%
22625 | 3 | 1 |  | Manual | 2 | Ceiling Fixture | Compact Fluorescent |  | Twist | 1 | 15 | Bathroom | 226253 | Bathroom | 0.04732%
22625 | 3 | 2 |  | Manual | 1 | Wall Mount | Incandescent |  | Globe | 6 | 60 | Bathroom | 226253 | Bathroom | 0.04732%
22625 | 4 | 1 |  | Manual | 1 | Table | Halogen |  | PAR | 4 | 40 | Bathroom | 226254 | Bathroom | 0.04732%
22625 | 4 | 2 |  | Manual | 1 | Ceiling Fixture | Compact Fluorescent |  | Twist | 1 | 15 | Bathroom | 226254 | Bathroom | 0.04732%
22625 | 5 | 1 |  | Manual | 1 | Ceiling Fan | Incandescent |  | Standard A Lamp | 3 | 40 | Bedroom | 226255 | Bedroom | 0.04732%
22625 | 5 | 2 |  | Manual | 1 | Table | Compact Fluorescent |  | Twist | 1 | 15 | Bedroom | 226255 | Bedroom | 0.04732%
22625 | 6 | 1 |  | Manual | 1 | Table | Compact Fluorescent |  | Twist | 1 | 15 | Bedroom | 226256 | Bedroom | 0.04732%
22625 | 6 | 2 |  | Manual | 1 | Ceiling Fan | Compact Fluorescent |  | Twist | 1 | 15 | Bedroom | 226256 | Bedroom | 0.04732%
22625 | 7 | 1 |  | Manual | 1 | Ceiling Fixture | Incandescent |  | Standard A Lamp | 2 | 60 | Bedroom | 226257 | Bedroom | 0.04732%
22625 | 7 | 2 |  | Manual | 1 | Floor lamp | Incandescent |  | Standard A Lamp | 1 | 60 | Bedroom | 226257 | Bedroom | 0.04732%
22625 | 8 | 1 |  | Manual | 1 | Ceiling Fan | Incandescent |  | Standard A Lamp | 3 | 40 | Bedroom | 226258 | Bedroom | 0.04732%
22625 | 9 | 1 |  | Manual | 10 | Ceiling Fixture | Linear Fluorescent | 48 | T-12 | 2 | 40 | Garage | 226259 | Garage | 0.04732%
22625 | 10 | 1 |  | Manual | 2 | Ceiling Fixture | Compact Fluorescent |  | Twist | 1 | 15 | Hall | 2262510 | Hall | 0.04732%
22625 | 10 | 2 |  | Manual | 3 | Recessed Can | Incandescent |  | Reflector | 1 | 60 | Hall | 2262510 | Hall | 0.04732%
22625 | 11 | 1 |  | Manual | 1 | Chandelier (Hanging) | Compact Fluorescent |  | Twist | 3 | 15 | Kitchen | 2262511 | Kitchen | 0.04732%
22625 | 11 | 2 |  | Manual | 3 | Ceiling Fixture | Linear Fluorescent | 48 | T-12 | 2 | 40 | Kitchen | 2262511 | Kitchen | 0.04732%
22625 | 11 | 3 |  | Manual | 1 | Ceiling Fixture | Compact Fluorescent |  | Twist | 1 | 15 | Kitchen | 2262511 | Kitchen | 0.04732%
22625 | 11 | 4 |  | Manual | 1 | Track | Halogen |  | PAR | 3 | 40 | Kitchen | 2262511 | Kitchen | 0.04732%
22625 | 12 | 1 |  | Manual | 2 | Recessed Can | Incandescent |  | Reflector | 1 | 65 | Living Room | 2262512 | Living Room | 0.04732%
22625 | 12 | 2 |  | Manual | 1 | Table | Compact Fluorescent |  | Twist | 1 | 15 | Living Room | 2262512 | Living Room | 0.04732%
22627 | 1 | 1 |  | Manual | 3 | Wall Mount | Incandescent |  | Standard A Lamp | 3 | 60 | Bathroom | 226271 | Bathroom | 0.05296%
22627 | 1 | 2 |  | Manual | 1 | Ceiling Fixture | Incandescent |  | Standard A Lamp | 1 | 60 | Bathroom | 226271 | Bathroom | 0.05296%
22627 | 2 | 1 |  | Manual | 1 | Ceiling Fixture | Incandescent |  | Standard A Lamp | 2 | 60 | Bedroom | 226272 | Bedroom | 0.05296%
22627 | 3 | 1 |  | Manual | 4 | Ceiling Fixture | Incandescent |  | Standard A Lamp | 1 | 60 | Living Room | 226273 | Living Room | 0.05296%
22627 | 4 | 1 |  | Manual | 1 | Ceiling Fixture | Incandescent |  | Standard A Lamp | 1 | 40 | Other | 226274 | Other | 0.05296%
22632 | 1 | 1 |  | Manual | 1 | Wall Mount | Incandescent |  | Decorative | 1 | 25 | Other | 226321 | Other | 0.02845%
22632 | 1 | 2 |  | Manual | 1 | Table | Incandescent |  | Standard A Lamp | 1 | 40 | Other | 226321 | Other | 0.02845%
22632 | 2 | 1 |  | Manual | 1 | Ceiling Fixture | Incandescent |  | Standard A Lamp | 1 | 40 | Bathroom | 226322 | Bathroom | 0.02845%
22632 | 2 | 2 |  | Manual | 1 | Table | Incandescent |  | Decorative | 1 | 40 | Bathroom | 226322 | Bathroom | 0.02845%
22632 | 3 | 1 |  | Manual | 1 | Table | Incandescent |  | Standard A Lamp | 1 | 40 | Bedroom | 226323 | Bedroom | 0.02845%
22632 | 3 | 2 |  | Manual | 1 | Table | Incandescent |  | Decorative | 1 | 25 | Bedroom | 226323 | Bedroom | 0.02845%
22632 | 3 | 3 |  | Manual | 1 | Wall Mount | Incandescent |  | Standard A Lamp | 1 | 40 | Bedroom | 226323 | Bedroom | 0.02845%
22632 | 4 | 1 |  | Manual | 1 | Ceiling Fan | Incandescent |  | Standard A Lamp | 1 | 25 | Bedroom | 226324 | Bedroom | 0.02845%
22632 | 4 | 2 |  | Manual | 4 | Table | Incandescent |  | Decorative | 1 | 40 | Bedroom | 226324 | Bedroom | 0.02845%
22632 | 4 | 3 |  | Manual | 1 | Chandelier (Hanging) | Incandescent |  | Standard A Lamp | 1 | 25 | Bedroom | 226324 | Bedroom | 0.02845%
22632 | 4 | 4 |  | Manual | 1 | Floor lamp | Incandescent |  | Standard A Lamp | 1 | 40 | Bedroom | 226324 | Bedroom | 0.02845%
22632 | 5 | 1 |  | Manual | 1 | Ceiling Fixture | Incandescent |  | Standard A Lamp | 1 | 40 | Closet | 226325 | Closet | 0.02845%
22632 | 6 | 1 |  | Manual | 1 | Floor lamp | Incandescent |  | Standard A Lamp | 1 | 60 | Living Room | 226326 | Living Room | 0.02845%
22632 | 6 | 2 |  | Manual | 1 | Floor lamp | Incandescent |  | Standard A Lamp | 1 | 40 | Living Room | 226326 | Living Room | 0.02845%
22632 | 6 | 3 |  | Manual | 1 | Table | Incandescent |  | Standard A Lamp | 1 | 25 | Living Room | 226326 | Living Room | 0.02845%
22632 | 6 | 4 |  | Manual | 1 | Table | Incandescent |  | Standard A Lamp | 1 | 40 | Living Room | 226326 | Living Room | 0.02845%
22632 | 6 | 5 |  | Manual | 1 | Floor lamp | Incandescent |  | Standard A Lamp | 1 | 15 | Living Room | 226326 | Living Room | 0.02845%
22632 | 6 | 6 |  | Manual | 1 | Ceiling Fan | Incandescent |  | Standard A Lamp | 1 | 60 | Living Room | 226326 | Living Room | 0.02845%
22632 | 6 | 7 |  | Manual | 2 | Table | Incandescent |  | Decorative | 1 | 40 | Living Room | 226326 | Living Room | 0.02845%
22632 | 7 | 1 |  | Manual | 1 | Floor lamp | Incandescent |  | Standard A Lamp | 1 | 15 | Hall | 226327 | Hall | 0.02845%
22632 | 7 | 2 |  | Manual | 1 | Floor lamp | Incandescent |  | Standard A Lamp | 1 | 60 | Hall | 226327 | Hall | 0.02845%
22632 | 7 | 3 |  | Manual | 2 | Table | Incandescent |  | Standard A Lamp | 1 | 40 | Hall | 226327 | Hall | 0.02845%
22632 | 7 | 4 |  | Manual | 1 | Floor lamp | Incandescent |  | Clear | 1 | 60 | Hall | 226327 | Hall | 0.02845%
22632 | 7 | 5 |  | Manual | 1 | Ceiling Fixture | Incandescent |  | Standard A Lamp | 1 | 40 | Hall | 226327 | Hall | 0.02845%
22632 | 7 | 6 |  | Manual | 1 | Table | Incandescent |  | Standard A Lamp | 2 | 40 | Hall | 226327 | Hall | 0.02845%
22632 | 8 | 1 |  | Manual | 2 | Table | Incandescent |  | Decorative | 1 | 25 | Kitchen | 226328 | Kitchen | 0.02845%
22632 | 8 | 2 |  | Manual | 1 | Table | Incandescent |  | Standard A Lamp | 1 | 25 | Kitchen | 226328 | Kitchen | 0.02845%
22632 | 8 | 3 |  | Manual | 1 | Wall Mount | Incandescent |  | Standard A Lamp | 1 | 25 | Kitchen | 226328 | Kitchen | 0.02845%
22632 | 8 | 4 |  | Manual | 1 | Ceiling Fixture | Incandescent |  | Standard A Lamp | 2 | 40 | Kitchen | 226328 | Kitchen | 0.02845%
22632 | 8 | 5 |  | Manual | 1 | Table | Incandescent |  | Decorative | 1 | 25 | Kitchen | 226328 | Kitchen | 0.02845%
22632 | 8 | 6 |  | Manual | 1 | Floor lamp | Incandescent |  | Standard A Lamp | 1 | 15 | Kitchen | 226328 | Kitchen | 0.02845%
22632 | 8 | 7 |  | Manual | 1 | Wall Mount | Incandescent |  | Standard A Lamp | 1 | 40 | Kitchen | 226328 | Kitchen | 0.02845%
22641 | 1 | 1 |  | Manual | 4 | Ceiling Fixture | Compact Fluorescent |  | Twist | 1 | 22 | Other | 226411 | Other | 0.02845%
22641 | 2 | 1 |  | Manual | 2 | Wall Mount | Compact Fluorescent |  | Twist | 1 | 22 | Bathroom | 226412 | Bathroom | 0.02845%
22641 | 3 | 1 |  | Manual | 1 | Wall Mount | Compact Fluorescent |  | Twist | 4 | 15 | Bathroom | 226413 | Bathroom | 0.02845%
22641 | 3 | 2 |  | Manual | 1 | Recessed Can | Compact Fluorescent |  | Reflector | 1 | 22 | Bathroom | 226413 | Bathroom | 0.02845%
22641 | 4 | 1 |  | Manual | 1 | Chandelier (Hanging) | Incandescent |  | Standard A Lamp | 3 | 60 | Bedroom | 226414 | Bedroom | 0.02845%
22641 | 5 | 1 |  | Manual | 1 | Architectural | Incandescent |  | Standard A Lamp | 4 | 60 | Bedroom | 226415 | Bedroom | 0.02845%
22641 | 6 | 1 |  | Manual | 1 | Ceiling Fan | Compact Fluorescent |  | Twist | 2 | 15 | Bedroom | 226416 | Bedroom | 0.02845%
22641 | 6 | 2 |  | Manual | 1 | Recessed Can | Incandescent |  | Reflector | 1 | 65 | Bedroom | 226416 | Bedroom | 0.02845%
22641 | 6 | 3 |  | Manual | 3 | Floor lamp | Incandescent |  | Reflector | 1 | 65 | Bedroom | 226416 | Bedroom | 0.02845%
22641 | 7 | 1 |  | Manual | 1 | Ceiling Fixture | Compact Fluorescent |  | Twist | 1 | 22 | Bedroom | 226417 | Bedroom | 0.02845%
22641 | 8 | 1 |  | Manual | 2 | Track | Incandescent |  | Clear | 4 | 40 | Closet | 226418 | Closet | 0.02845%
22641 | 9 | 1 |  | Manual | 1 | Track | Incandescent |  | Clear | 4 | 40 | Closet | 226419 | Closet | 0.02845%
22641 | 10 | 1 |  | Manual | 3 | Track | Incandescent |  | Clear | 3 | 40 | Closet | 2264110 | Closet | 0.02845%
22641 | 11 | 1 |  | Manual | 1 | Ceiling Fixture | Incandescent |  | Standard A Lamp | 3 | 60 | Other | 2264111 | Other | 0.02845%
22641 | 11 | 2 |  | Manual | 2 | Ceiling Fixture | Incandescent |  | Reflector | 1 | 65 | Other | 2264111 | Other | 0.02845%
22641 | 12 | 1 |  | Manual | 1 | Ceiling Fixture | Compact Fluorescent |  | Twist | 1 | 22 | Other | 2264112 | Other | 0.02845%
22641 | 13 | 1 |  | Manual | 3 | Garage door opener | Incandescent |  | Standard A Lamp | 1 | 60 | Garage | 2264113 | Garage | 0.02845%
22641 | 13 | 2 |  | Manual | 5 | Ceiling Fixture | Compact Fluorescent |  | Twist | 1 | 22 | Garage | 2264113 | Garage | 0.02845%
22641 | 14 | 1 |  | Manual | 5 | Recessed Can | Incandescent |  | Reflector | 1 | 65 | Hall | 2264114 | Hall | 0.02845%
22641 | 15 | 1 |  | Manual | 2 | Chandelier (Hanging) | Halogen |  | PAR | 1 | 50 | Kitchen | 2264115 | Kitchen | 0.02845%
22641 | 16 | 1 |  | Manual | 3 | Ceiling Fixture | Incandescent |  | Standard A Lamp | 2 | 60 | Laundry Room | 2264116 | Laundry Room | 0.02845%
22641 | 17 | 1 |  | Manual | 6 | Recessed Can | Incandescent |  | Reflector | 1 | 60 | Living Room | 2264117 | Living Room | 0.02845%
22641 | 17 | 2 |  | Manual | 1 | Ceiling Fan | Compact Fluorescent |  | Twist | 1 | 7 | Living Room | 2264117 | Living Room | 0.02845%
22641 | 17 | 3 |  | Manual | 1 | Table | Compact Fluorescent |  | Twist | 1 | 22 | Living Room | 2264117 | Living Room | 0.02845%
22641 | 17 | 4 |  | Manual | 6 | Wall Mount | Compact Fluorescent |  | Twist | 1 | 22 | Living Room | 2264117 | Living Room | 0.02845%
22641 | 18 | 1 |  | Manual | 3 | Recessed Can | Incandescent |  | Reflector | 1 | 65 | Bathroom | 2264118 | Bathroom | 0.02845%
22641 | 18 | 2 |  | Dimmer | 1 | Wall Mount | Compact Fluorescent |  | Twist | 4 | 22 | Bathroom | 2264118 | Bathroom | 0.02845%
22641 | 19 | 1 |  | Manual | 1 | Ceiling Fan | Incandescent |  | Standard A Lamp | 2 | 60 | Bedroom | 2264119 | Bedroom | 0.02845%
22641 | 19 | 2 |  | Manual | 2 | Table | Compact Fluorescent |  | Twist | 1 | 15 | Bedroom | 2264119 | Bedroom | 0.02845%
22641 | 19 | 3 |  | Manual | 2 | Recessed Can | Incandescent |  | Reflector | 1 | 65 | Bedroom | 2264119 | Bedroom | 0.02845%
22641 | 20 | 1 |  | Manual | 2 | Ceiling Fixture | Compact Fluorescent |  | Twist | 1 | 22 | Other | 2264120 | Other | 0.02845%
22641 | 21 | 1 |  | Manual | 4 | Recessed Can | Incandescent |  | Reflector | 1 | 65 | Office | 2264121 | Office | 0.02845%
22641 | 22 | 1 |  | Manual | 1 | Wall Mount | Compact Fluorescent |  | Twist | 1 | 15 | Closet | 2264122 | Closet | 0.02845%
22641 | 23 | 1 |  | Manual | 1 | Ceiling Fixture | Compact Fluorescent |  | Twist | 1 | 22 | Family Room | 2264123 | Family Room | 0.02845%
22641 | 24 | 1 |  | Dimmer | 1 | Wall Mount | Incandescent |  | Standard A Lamp | 1 | 60 | Other | 2264124 | Other | 0.02845%
22641 | 25 | 1 |  | Manual | 2 | Wall Mount | Incandescent |  | Standard A Lamp | 1 | 60 | Office | 2264125 | Office | 0.02845%
22641 | 25 | 2 |  | Manual | 2 | Wall Mount | Incandescent |  | Standard A Lamp | 1 | 40 | Office | 2264125 | Office | 0.02845%
22641 | 26 | 1 |  | Manual | 3 | Ceiling Fixture | Compact Fluorescent |  | Twist | 2 | 22 | Other | 2264126 | Other | 0.02845%
22649 | 1 | 1 |  | Manual | 1 | Ceiling Fan | Incandescent |  | Standard A Lamp | 1 | 75 | Office | 226491 | Office | 0.04784%
22649 | 1 | 2 |  | Manual | 1 | Table | Compact Fluorescent |  | Straight Tube | 1 | 28 | Office | 226491 | Office | 0.04784%
22649 | 2 | 1 |  | Manual | 1 | Wall Mount | Compact Fluorescent |  | Twist | 2 | 15 | Bathroom | 226492 | Bathroom | 0.04784%
22649 | 3 | 1 |  | Manual | 1 | Ceiling Fan | Incandescent |  | Standard A Lamp | 1 | 75 | Bedroom | 226493 | Bedroom | 0.04784%
22649 | 4 | 1 |  | Manual | 1 | Ceiling Fixture | Compact Fluorescent |  | Twist | 1 | 15 | Closet | 226494 | Closet | 0.04784%
22649 | 5 | 1 |  | Manual | 1 | Ceiling Fan | Incandescent |  | Standard A Lamp | 1 | 60 | Dining Room | 226495 | Dining Room | 0.04784%
22649 | 6 | 1 |  | Manual | 1 | Chandelier (Hanging) | Incandescent |  | Mini base | 3 | 25 | Hall | 226496 | Hall | 0.04784%
22649 | 7 | 1 |  | Manual | 1 | Low bay | Linear Fluorescent | 48 | T-12 | 2 | 40 | Garage | 226497 | Garage | 0.04784%
22649 | 7 | 2 |  | Manual | 1 | Ceiling Fixture | Compact Fluorescent |  | Twist | 1 | 15 | Garage | 226497 | Garage | 0.04784%
22649 | 7 | 3 |  | Manual | 2 | Garage door opener | Incandescent |  | Standard A Lamp | 1 | 40 | Garage | 226497 | Garage | 0.04784%
22649 | 7 | 4 |  | Manual | 1 | Table | Compact Fluorescent |  | Circline (Screw Base) | 1 | 28 | Garage | 226497 | Garage | 0.04784%
22649 | 8 | 1 |  | Manual | 2 | Ceiling Fixture | Compact Fluorescent |  | Twist | 2 | 15 | Hall | 226498 | Hall | 0.04784%
22649 | 9 | 1 |  | Manual | 3 | Chandelier (Hanging) | Compact Fluorescent |  | Twist | 1 | 15 | Kitchen | 226499 | Kitchen | 0.04784%
22649 | 9 | 2 |  | Manual | 1 | Wall Mount | Incandescent |  | Standard A Lamp | 1 | 60 | Kitchen | 226499 | Kitchen | 0.04784%
22649 | 9 | 3 |  | Manual | 1 | Wall Mount | Compact Fluorescent |  | A shape bulb | 2 | 15 | Kitchen | 226499 | Kitchen | 0.04784%
22649 | 9 | 4 |  | Manual | 1 | Other | Linear Fluorescent | 24 | T-5 | 1 | 16 | Kitchen | 226499 | Kitchen | 0.04784%
22649 | 9 | 5 |  | Manual | 1 | Other | Linear Fluorescent | 36 | T-5 | 1 | 32 | Kitchen | 226499 | Kitchen | 0.04784%
22649 | 9 | 6 |  | Manual | 1 | Wall Mount | Halogen |  | MR | 3 | 75 | Kitchen | 226499 | Kitchen | 0.04784%
22649 | 10 | 1 |  | Manual | 1 | Ceiling Fixture | Compact Fluorescent |  | Twist | 1 | 15 | Laundry Room | 2264910 | Laundry Room | 0.04784%
22649 | 11 | 1 |  | Manual | 1 | Recessed Can | Incandescent |  | Reflector | 1 | 65 | Living Room | 2264911 | Living Room | 0.04784%
22649 | 11 | 2 |  | Manual | 1 | Table | Compact Fluorescent |  | Twist | 1 | 15 | Living Room | 2264911 | Living Room | 0.04784%
22649 | 12 | 1 |  | Manual | 1 | Ceiling Fan | Incandescent |  | Standard A Lamp | 1 | 60 | Master Bedroom | 2264912 | Master Bedroom | 0.04784%
22649 | 12 | 2 |  | Manual | 2 | Table | Incandescent |  | Standard A Lamp | 1 | 60 | Master Bedroom | 2264912 | Master Bedroom | 0.04784%
22649 | 13 | 1 |  | Manual | 1 | Wall Mount | Compact Fluorescent |  | Twist | 3 | 15 | Bathroom | 2264913 | Bathroom | 0.04784%
22649 | 14 | 1 |  | Manual | 3 | Recessed Can | Incandescent |  | Reflector | 1 | 90 | Other | 2264914 | Other | 0.04784%
22652 | 1 | 1 |  | Manual | 1 | Recessed Can | Incandescent |  | Reflector | 1 | 125 | Bathroom | 226521 | Bathroom | 0.05169%
22652 | 1 | 2 |  | Manual | 1 | Wall Mount | Incandescent |  | Globe | 4 | 100 | Bathroom | 226521 | Bathroom | 0.05169%
22652 | 2 | 1 |  | Manual | 1 | Ceiling Fixture | Compact Fluorescent |  | Reflector | 1 | 22 | Bathroom | 226522 | Bathroom | 0.05169%
22652 | 2 | 2 |  | Manual | 1 | Wall Mount | Incandescent |  | Globe | 4 | 100 | Bathroom | 226522 | Bathroom | 0.05169%
22652 | 3 | 1 |  | Manual | 1 | Recessed Can | Compact Fluorescent |  | Reflector | 1 | 22 | Bathroom | 226523 | Bathroom | 0.05169%
22652 | 3 | 2 |  | Manual | 1 | Track | Compact Fluorescent |  | Twist | 3 | 15 | Bathroom | 226523 | Bathroom | 0.05169%
22652 | 3 | 3 |  | Manual | 1 | Wall Mount | Compact Fluorescent |  | Twist | 4 | 15 | Bathroom | 226523 | Bathroom | 0.05169%
22652 | 4 | 1 |  | Manual | 1 | Ceiling Fixture | Incandescent |  | Standard A Lamp | 3 | 60 | Bedroom | 226524 | Bedroom | 0.05169%
22652 | 4 | 2 |  | Manual | 2 | Table | Incandescent |  | Standard A Lamp | 1 | 40 | Bedroom | 226524 | Bedroom | 0.05169%
22652 | 5 | 1 |  | Manual | 1 | Ceiling Fixture | Compact Fluorescent |  | Twist | 3 | 15 | Office | 226525 | Office | 0.05169%
22652 | 5 | 2 |  | Manual | 2 | Table | Halogen |  | Quartz Tube | 1 | 50 | Office | 226525 | Office | 0.05169%
22652 | 6 | 1 |  | Manual | 1 | Ceiling Fan | Incandescent |  | Globe | 3 | 60 | Master Bedroom | 226526 | Master Bedroom | 0.05169%
22652 | 6 | 2 |  | Manual | 2 | Table | Incandescent |  | Decorative | 3 | 25 | Master Bedroom | 226526 | Master Bedroom | 0.05169%
22652 | 7 | 1 |  | Manual | 1 | Ceiling Fixture | Compact Fluorescent |  | Twist | 1 | 15 | Bedroom | 226527 | Bedroom | 0.05169%
22652 | 8 | 1 |  | Manual | 1 | Ceiling Fixture | Linear Fluorescent | 48 | T-12 | 2 | 40 | Closet | 226528 | Closet | 0.05169%
22652 | 9 | 1 |  | Manual | 1 | Chandelier (Hanging) | Incandescent |  | Decorative | 4 | 40 | Dining Room | 226529 | Dining Room | 0.05169%
22652 | 9 | 2 |  | Manual | 1 | Chandelier (Hanging) | Incandescent |  | Reflector | 1 | 60 | Dining Room | 226529 | Dining Room | 0.05169%
22652 | 9 | 3 |  | Manual | 1 | Table | Halogen |  | MR | 1 | 20 | Dining Room | 226529 | Dining Room | 0.05169%
22652 | 9 | 4 |  | Manual | 1 | Table | Compact Fluorescent |  | Straight Tube | 1 | 28 | Dining Room | 226529 | Dining Room | 0.05169%
22652 | 10 | 1 |  | Manual | 1 | Ceiling Fixture | Incandescent |  | Globe | 3 | 60 | Hall | 2265210 | Hall | 0.05169%
22652 | 10 | 2 |  | Manual | 2 | Ceiling Fixture | Incandescent |  | Globe | 1 | 60 | Hall | 2265210 | Hall | 0.05169%
22652 | 10 | 3 |  | Manual | 1 | Ceiling Fan | Incandescent |  | Globe | 3 | 60 | Hall | 2265210 | Hall | 0.05169%
22652 | 11 | 1 |  | Manual | 1 | Ceiling Fixture | Incandescent |  | Globe | 3 | 60 | Family Room | 2265211 | Family Room | 0.05169%
22652 | 11 | 2 |  | Manual | 1 | Wall Mount | Compact Fluorescent |  | Twist | 1 | 15 | Family Room | 2265211 | Family Room | 0.05169%
22652 | 11 | 3 |  | Manual | 1 | Floor lamp | Incandescent |  | Standard A Lamp | 1 | 40 | Family Room | 2265211 | Family Room | 0.05169%
22652 | 11 | 4 |  | Manual | 1 | Ceiling Fixture | Incandescent |  | Globe | 1 | 40 | Family Room | 2265211 | Family Room | 0.05169%
22652 | 12 | 1 |  | Manual | 5 | Ceiling Fixture | Linear Fluorescent | 48 | T-12 | 2 | 40 | Garage | 2265212 | Garage | 0.05169%
22652 | 13 | 1 |  | Manual | 1 | Ceiling Fixture | Linear Fluorescent | 48 | T-12 | 4 | 32 | Kitchen | 2265213 | Kitchen | 0.05169%
22652 | 13 | 2 |  | Manual | 2 | Recessed Can | Compact Fluorescent |  | Reflector | 1 | 22 | Kitchen | 2265213 | Kitchen | 0.05169%
22652 | 14 | 1 |  | Manual | 1 | Ceiling Fixture | Linear Fluorescent | 48 | T-12 | 4 | 32 | Laundry Room | 2265214 | Laundry Room | 0.05169%
22652 | 14 | 2 |  | Manual | 1 | Table | Halogen |  | MR | 1 | 20 | Laundry Room | 2265214 | Laundry Room | 0.05169%
22652 | 14 | 3 |  | Manual | 1 | Architectural | Linear Fluorescent | 18 | T-4 | 1 | 16 | Laundry Room | 2265214 | Laundry Room | 0.05169%
22652 | 15 | 1 |  | Manual | 2 | Table | Incandescent |  | 3-Way Incandescent | 1 | 100 | Living Room | 2265215 | Living Room | 0.05169%
22652 | 15 | 2 |  | Manual | 1 | Table | Incandescent |  | 3-Way Incandescent | 1 | 75 | Living Room | 2265215 | Living Room | 0.05169%
22652 | 15 | 3 |  | Manual | 1 | Floor lamp | Incandescent |  | 3-Way Incandescent | 1 | 200 | Living Room | 2265215 | Living Room | 0.05169%
22652 | 15 | 4 |  | Manual | 1 | Ceiling Fixture | Incandescent |  | Standard A Lamp | 3 | 60 | Living Room | 2265215 | Living Room | 0.05169%
22663 | 1 | 1 |  | Manual | 1 | Ceiling Fixture | Incandescent |  | Standard A Lamp | 2 | 60 | Living Room | 226631 | Living Room | 0.04732%
22663 | 2 | 1 |  | Manual | 1 | Ceiling Fixture | Incandescent |  | Standard A Lamp | 1 | 150 | Other | 226632 | Other | 0.04732%
22663 | 3 | 1 |  | Manual | 4 | Ceiling Fixture | Incandescent |  | Clear | 2 | 60 | Other | 226633 | Other | 0.04732%
22663 | 4 | 1 |  | Manual | 1 | Ceiling Fixture | Incandescent |  | Standard A Lamp | 1 | 100 | Bathroom | 226634 | Bathroom | 0.04732%
22663 | 5 | 1 |  | Manual | 1 | Ceiling Fixture | Incandescent |  | Standard A Lamp | 1 | 60 | Bedroom | 226635 | Bedroom | 0.04732%
22663 | 6 | 1 |  | Manual | 1 | Ceiling Fixture | Incandescent |  | Standard A Lamp | 1 | 100 | Hall | 226636 | Hall | 0.04732%
22663 | 7 | 1 |  | Manual | 1 | Ceiling Fixture | Incandescent |  | Standard A Lamp | 3 | 60 | Kitchen | 226637 | Kitchen | 0.04732%
22663 | 8 | 1 |  | Manual | 1 | Ceiling Fixture | Incandescent |  | Standard A Lamp | 2 | 60 | Laundry Room | 226638 | Laundry Room | 0.04732%
22663 | 9 | 1 |  | Manual | 2 | Ceiling Fixture | Incandescent |  | Standard A Lamp | 2 | 60 | Hall | 226639 | Hall | 0.04732%
22663 | 10 | 1 |  | Manual | 1 | Ceiling Fixture | Incandescent |  | Standard A Lamp | 1 | 40 | Bedroom | 2266310 | Bedroom | 0.04732%
22663 | 10 | 2 |  | Manual | 1 | Table | Linear Fluorescent | 24 | T-5 | 1 | 16 | Bedroom | 2266310 | Bedroom | 0.04732%
22663 | 11 | 1 |  | Manual | 1 | Ceiling Fixture | Incandescent |  | Standard A Lamp | 1 | 100 | Closet | 2266311 | Closet | 0.04732%
22663 | 12 | 1 |  | Manual | 1 | Ceiling Fixture | Incandescent |  | Standard A Lamp | 1 | 75 | Bedroom | 2266312 | Bedroom | 0.04732%
22663 | 12 | 2 |  | Manual | 1 | Ceiling Fixture | Incandescent |  | Standard A Lamp | 2 | 60 | Bedroom | 2266312 | Bedroom | 0.04732%
22663 | 13 | 1 |  | Manual | 2 | Wall Mount | Linear Fluorescent | 24 | T-5 | 1 | 16 | Bathroom | 2266313 | Bathroom | 0.04732%
22663 | 13 | 2 |  | Manual | 1 | Ceiling Fixture | Compact Fluorescent |  | Flood | 1 | 15 | Bathroom | 2266313 | Bathroom | 0.04732%
22663 | 14 | 1 |  | Manual | 3 | Ceiling Fixture | Incandescent |  | Clear | 2 | 60 | Family Room | 2266314 | Family Room | 0.04732%
22671 | 1 | 1 |  | Manual | 1 | Ceiling Fixture | Incandescent |  | Standard A Lamp | 1 | 60 | Bathroom | 226711 | Bathroom | 0.04008%
22671 | 2 | 1 |  | Manual | 1 | Ceiling Fixture | Incandescent |  | Standard A Lamp | 1 | 60 | Bedroom | 226712 | Bedroom | 0.04008%
22671 | 3 | 1 |  | Manual | 1 | Floor lamp | Incandescent |  | Standard A Lamp | 1 | 60 | Bedroom | 226713 | Bedroom | 0.04008%
22671 | 4 | 1 |  | Manual | 1 | Wall Mount | Incandescent |  | Standard A Lamp | 1 | 60 | Bedroom | 226714 | Bedroom | 0.04008%
22671 | 5 | 1 |  | Manual | 1 | Ceiling Fixture | Incandescent |  | Standard A Lamp | 1 | 60 | Closet | 226715 | Closet | 0.04008%
22671 | 6 | 1 |  | Manual | 1 | Floor lamp | Halogen |  | MR | 1 | 100 | Garage | 226716 | Garage | 0.04008%
22671 | 7 | 1 |  | Manual | 1 | Ceiling Fixture | Incandescent |  | Standard A Lamp | 1 | 60 | Hall | 226717 | Hall | 0.04008%
22671 | 8 | 1 |  | Manual | 1 | Ceiling Fixture | Incandescent |  | Standard A Lamp | 1 | 60 | Kitchen | 226718 | Kitchen | 0.04008%
22671 | 9 | 1 |  | Manual | 1 | Ceiling Fixture | Incandescent |  | Standard A Lamp | 1 | 60 | Laundry Room | 226719 | Laundry Room | 0.04008%
22671 | 10 | 1 |  | Manual | 1 | Ceiling Fan | Incandescent |  | Standard A Lamp | 1 | 60 | Living Room | 2267110 | Living Room | 0.04008%
22671 | 10 | 2 |  | Manual | 2 | Table | Incandescent |  | Standard A Lamp | 1 | 60 | Living Room | 2267110 | Living Room | 0.04008%
22671 | 11 | 1 |  | Manual | 1 | Ceiling Fixture | Incandescent |  | Standard A Lamp | 1 | 60 | Other | 2267111 | Other | 0.04008%
22673 | 1 | 1 |  | Manual | 1 | Recessed Can | Incandescent |  | Globe | 1 | 75 | Bathroom | 226731 | Bathroom | 0.02845%
22673 | 1 | 2 |  | Manual | 1 | Wall Mount | Compact Fluorescent |  | Twist | 2 | 15 | Bathroom | 226731 | Bathroom | 0.02845%
22673 | 2 | 1 |  | Manual | 1 | Wall Mount | Incandescent |  | Globe | 3 | 40 | Bathroom | 226732 | Bathroom | 0.02845%
22673 | 2 | 2 |  | Manual | 1 | Ceiling Fixture | Incandescent |  | Standard A Lamp | 1 | 60 | Bathroom | 226732 | Bathroom | 0.02845%
22673 | 3 | 1 |  | Manual | 1 | Wall Mount | Incandescent |  | Globe | 4 | 40 | Bathroom | 226733 | Bathroom | 0.02845%
22673 | 3 | 2 |  | Manual | 1 | Ceiling Fixture | Incandescent |  | Standard A Lamp | 1 | 60 | Bathroom | 226733 | Bathroom | 0.02845%
22673 | 4 | 1 |  | Manual | 1 | Ceiling Fixture | Incandescent |  | Standard A Lamp | 1 | 60 | Bathroom | 226734 | Bathroom | 0.02845%
22673 | 4 | 2 |  | Manual | 1 | Wall Mount | Compact Fluorescent |  | Twist | 1 | 15 | Bathroom | 226734 | Bathroom | 0.02845%
22673 | 5 | 1 |  | Manual | 1 | Chandelier (Hanging) | Compact Fluorescent |  | Twist | 4 | 15 | Bedroom | 226735 | Bedroom | 0.02845%
22673 | 5 | 2 |  | Manual | 1 | Table | Compact Fluorescent |  | Twist | 1 | 15 | Bedroom | 226735 | Bedroom | 0.02845%
22673 | 6 | 1 |  | Manual | 1 | Ceiling Fixture | Compact Fluorescent |  | Twist | 2 | 15 | Bedroom | 226736 | Bedroom | 0.02845%
22673 | 6 | 2 |  | Manual | 2 | Table | Compact Fluorescent |  | Pin base | 1 | 15 | Bedroom | 226736 | Bedroom | 0.02845%
22673 | 7 | 1 |  | Manual | 1 | Ceiling Fixture | Compact Fluorescent |  | Twist | 2 | 15 | Bedroom | 226737 | Bedroom | 0.02845%
22673 | 7 | 2 |  | Dimmer | 1 | Table | Compact Fluorescent |  | Twist | 1 | 15 | Bedroom | 226737 | Bedroom | 0.02845%
22673 | 8 | 1 |  | Manual | 2 | Recessed Can | Compact Fluorescent |  | Twist | 1 | 15 | Closet | 226738 | Closet | 0.02845%
22673 | 9 | 1 |  | Manual | 5 | Ceiling Fixture | Compact Fluorescent |  | Twist | 2 | 15 | Bathroom | 226739 | Bathroom | 0.02845%
22673 | 9 | 2 |  | Manual | 1 | Table | Compact Fluorescent |  | Twist | 1 | 15 | Bathroom | 226739 | Bathroom | 0.02845%
22673 | 10 | 1 |  | Manual | 4 | Chandelier (Hanging) | Compact Fluorescent |  | Twist | 4 | 15 | Hall | 2267310 | Hall | 0.02845%
22673 | 10 | 2 |  | Manual | 1 | Wall Mount | Compact Fluorescent |  | Twist | 1 | 15 | Hall | 2267310 | Hall | 0.02845%
22673 | 11 | 1 |  | Manual | 3 | Recessed Can | Incandescent |  | Clear | 1 | 75 | Hall | 2267311 | Hall | 0.02845%
22673 | 12 | 1 |  | Manual | 1 | Ceiling Fixture | Compact Fluorescent |  | Twist | 2 | 15 | Hall | 2267312 | Hall | 0.02845%
22673 | 13 | 1 |  | Manual | 1 | Ceiling Fan | Compact Fluorescent |  | Twist | 3 | 15 | Kitchen | 2267313 | Kitchen | 0.02845%
22673 | 13 | 2 |  | Manual | 6 | Recessed Can | Incandescent |  | Clear | 1 | 75 | Kitchen | 2267313 | Kitchen | 0.02845%
22673 | 13 | 3 |  | Manual | 2 | Wall Mount | Compact Fluorescent |  | Twist | 2 | 15 | Kitchen | 2267313 | Kitchen | 0.02845%
22673 | 14 | 1 |  | Manual | 2 | Recessed Can | Incandescent |  | Clear | 1 | 75 | Laundry Room | 2267314 | Laundry Room | 0.02845%
22673 | 15 | 1 |  | Manual | 1 | Ceiling Fan | Compact Fluorescent |  | Twist | 2 | 15 | Living Room | 2267315 | Living Room | 0.02845%
22673 | 15 | 2 |  | Manual | 1 | Table | Compact Fluorescent |  | Twist | 1 | 15 | Living Room | 2267315 | Living Room | 0.02845%
22673 | 16 | 1 |  | Manual | 4 | Wall Mount | Incandescent |  | Globe | 4 | 40 | Bathroom | 2267316 | Bathroom | 0.02845%
22673 | 16 | 2 |  | Manual | 3 | Recessed Can | Incandescent |  | Clear | 1 | 40 | Bathroom | 2267316 | Bathroom | 0.02845%
22673 | 17 | 1 |  | Manual | 1 | Ceiling Fan | Compact Fluorescent |  | Twist | 4 | 7 | Master Bedroom | 2267317 | Master Bedroom | 0.02845%
22673 | 17 | 2 |  | Manual | 1 | Floor lamp | Compact Fluorescent |  | Twist | 1 | 15 | Master Bedroom | 2267317 | Master Bedroom | 0.02845%
22673 | 17 | 3 |  | Manual | 2 | Table | Compact Fluorescent |  | Twist | 1 | 15 | Master Bedroom | 2267317 | Master Bedroom | 0.02845%
22673 | 18 | 1 |  | Manual | 1 | Ceiling Fan | Compact Fluorescent |  | Twist | 4 | 15 | Office | 2267318 | Office | 0.02845%
22673 | 18 | 2 |  | Manual | 1 | Floor lamp | Compact Fluorescent |  | Twist | 1 | 15 | Office | 2267318 | Office | 0.02845%
22673 | 19 | 1 |  | Manual | 1 | Ceiling Fixture | Linear Fluorescent | 48 | T-8 | 4 | 40 | Other | 2267319 | Other | 0.02845%
22673 | 20 | 1 |  | Manual | 2 | Ceiling Fixture | Compact Fluorescent |  | Twist | 2 | 15 | Bedroom | 2267320 | Bedroom | 0.02845%
22673 | 21 | 1 |  | Manual | 3 | Ceiling Fixture | Compact Fluorescent |  | Twist | 1 | 15 | Garage | 2267321 | Garage | 0.02845%
22673 | 22 | 1 |  | Manual | 1 | Ceiling Fixture | Compact Fluorescent |  | Twist | 1 | 15 | Other | 2267322 | Other | 0.02845%
22679 | 1 | 1 |  | Manual | 1 | Wall Mount | Incandescent |  | Globe | 4 | 40 | Bathroom | 226791 | Bathroom | 0.05296%
22679 | 3 | 1 |  | Manual | 1 | Ceiling Fixture | Compact Fluorescent |  | Twist | 2 | 22 | Dining Room | 226793 | Dining Room | 0.05296%
22679 | 3 | 2 |  | Manual | 2 | Floor lamp | Incandescent |  | Standard A Lamp | 1 | 100 | Dining Room | 226793 | Dining Room | 0.05296%
22679 | 4 | 1 |  | Manual | 1 | Ceiling Fixture | Linear Fluorescent | 48 | T-12 | 4 | 32 | Bedroom | 226794 | Bedroom | 0.05296%
22679 | 4 | 2 |  | Manual | 1 | Table | Incandescent |  | Standard A Lamp | 1 | 100 | Bedroom | 226794 | Bedroom | 0.05296%
22679 | 4 | 3 |  | Manual | 1 | Table | Incandescent |  | Standard A Lamp | 1 | 60 | Bedroom | 226794 | Bedroom | 0.05296%
22679 | 4 | 4 |  | Manual | 1 | Table | Incandescent |  | Standard A Lamp | 1 | 25 | Bedroom | 226794 | Bedroom | 0.05296%
22679 | 5 | 1 |  | Manual | 3 | Ceiling Fixture | Linear Fluorescent | 48 | T-12 | 4 | 32 | Laundry Room | 226795 | Laundry Room | 0.05296%
22679 | 5 | 2 |  | Manual | 1 | Table | Compact Fluorescent |  | Twist | 1 | 22 | Laundry Room | 226795 | Laundry Room | 0.05296%
22679 | 5 | 3 |  | Manual | 1 | Table | Compact Fluorescent |  | Pin base | 1 | 13 | Laundry Room | 226795 | Laundry Room | 0.05296%
22679 | 6 | 1 |  | Manual | 1 | Ceiling Fixture | Linear Fluorescent | 48 | T-12 | 2 | 20 | Garage | 226796 | Garage | 0.05296%
22679 | 7 | 1 |  | Manual | 2 | Ceiling Fixture | Compact Fluorescent |  | Twist | 1 | 22 | Kitchen | 226797 | Kitchen | 0.05296%
22679 | 7 | 2 |  | Manual | 1 | Table | Incandescent |  | Standard A Lamp | 1 | 40 | Kitchen | 226797 | Kitchen | 0.05296%
22679 | 7 | 3 |  | Manual | 3 | Recessed Can | Incandescent |  | Reflector | 1 | 65 | Kitchen | 226797 | Kitchen | 0.05296%
22679 | 7 | 4 |  | Manual | 1 | Ceiling Fixture | Linear Fluorescent | 48 | T-12 | 2 | 40 | Kitchen | 226797 | Kitchen | 0.05296%
22679 | 8 | 1 |  | Manual | 1 | Table | Compact Fluorescent |  | Twist | 1 | 22 | Living Room | 226798 | Living Room | 0.05296%
22679 | 8 | 2 |  | Manual | 1 | Table | Incandescent |  | 3-Way Incandescent | 1 | 75 | Living Room | 226798 | Living Room | 0.05296%
22679 | 8 | 3 |  | Manual | 2 | Floor lamp | Incandescent |  | Standard A Lamp | 1 | 60 | Living Room | 226798 | Living Room | 0.05296%
22679 | 9 | 1 |  | Manual | 1 | Table | Incandescent |  | Standard A Lamp | 1 | 60 | Office | 226799 | Office | 0.05296%
22679 | 9 | 2 |  | Manual | 1 | Table | Compact Fluorescent |  | Twist | 1 | 22 | Office | 226799 | Office | 0.05296%
22679 | 9 | 3 |  | Manual | 1 | Ceiling Fan | Incandescent |  | Standard A Lamp | 3 | 40 | Office | 226799 | Office | 0.05296%
22679 | 10 | 1 |  | Manual | 1 | Ceiling Fixture | Compact Fluorescent |  | Twist | 2 | 15 | Hall | 2267910 | Hall | 0.05296%
22679 | 11 | 1 |  | Manual | 1 | Wall Mount | Incandescent |  | Clear | 4 | 40 | Bathroom | 2267911 | Bathroom | 0.05296%
22679 | 12 | 1 |  | Manual | 1 | Ceiling Fixture | Compact Fluorescent |  | Twist | 2 | 15 | Hall | 2267912 | Hall | 0.05296%
22679 | 13 | 1 |  | Manual | 2 | Ceiling Fixture | Compact Fluorescent |  | Twist | 1 | 15 | Hall | 2267913 | Hall | 0.05296%
22679 | 14 | 1 |  | Manual | 1 | Wall Mount | Incandescent |  | Globe | 8 | 40 | Bathroom | 2267914 | Bathroom | 0.05296%
22679 | 15 | 1 |  | Manual | 1 | Ceiling Fan | Incandescent |  | Standard A Lamp | 1 | 60 | Master Bedroom | 2267915 | Master Bedroom | 0.05296%
22679 | 15 | 2 |  | Manual | 1 | Table | Incandescent |  | Standard A Lamp | 1 | 60 | Master Bedroom | 2267915 | Master Bedroom | 0.05296%
22679 | 15 | 3 |  | Manual | 1 | Table | Compact Fluorescent |  | Twist | 1 | 22 | Master Bedroom | 2267915 | Master Bedroom | 0.05296%
22679 | 15 | 4 |  | Manual | 1 | Floor lamp | Incandescent |  | Standard A Lamp | 1 | 75 | Master Bedroom | 2267915 | Master Bedroom | 0.05296%
22679 | 16 | 1 |  | Manual | 1 | Ceiling Fixture | Compact Fluorescent |  | Twist | 2 | 15 | Office | 2267916 | Office | 0.05296%
22679 | 16 | 2 |  | Manual | 1 | Table | Incandescent |  | Standard A Lamp | 1 | 100 | Office | 2267916 | Office | 0.05296%
22679 | 16 | 3 |  | Manual | 1 | Table | Incandescent |  | Standard A Lamp | 1 | 60 | Office | 2267916 | Office | 0.05296%
22679 | 16 | 4 |  | Manual | 1 | Floor lamp | Incandescent |  | 3-Way Incandescent | 1 | 100 | Office | 2267916 | Office | 0.05296%
22679 | 16 | 5 |  | Manual | 1 | Table | Compact Fluorescent |  | Pin base | 1 | 15 | Office | 2267916 | Office | 0.05296%
22681 | 1 | 1 |  | Manual | 1 | Ceiling Fixture | Incandescent |  | Clear | 2 | 60 | Bathroom | 226811 | Bathroom | 0.02963%
22681 | 1 | 2 |  | Manual | 1 | Table | Linear Fluorescent | 6 | T-4 | 1 | 13 | Bathroom | 226811 | Bathroom | 0.02963%
22681 | 1 | 3 |  | Manual | 1 | Table | Compact Fluorescent |  | Pin base | 1 | 22 | Bathroom | 226811 | Bathroom | 0.02963%
22681 | 1 | 4 |  | Manual | 1 | Table | Incandescent |  | Standard A Lamp | 1 | 60 | Bathroom | 226811 | Bathroom | 0.02963%
22681 | 2 | 1 |  | Manual | 2 | Ceiling Fixture | Incandescent |  | Standard A Lamp | 1 | 60 | Hall | 226812 | Hall | 0.02963%
22681 | 3 | 1 |  | Manual | 1 | Wall Mount | Incandescent |  | Globe | 3 | 60 | Bathroom | 226813 | Bathroom | 0.02963%
22681 | 3 | 2 |  | Manual | 1 | Ceiling Fixture | Incandescent |  | Standard A Lamp | 1 | 60 | Bathroom | 226813 | Bathroom | 0.02963%
22681 | 4 | 1 |  | Manual | 1 | Ceiling Fixture | Incandescent |  | Standard A Lamp | 2 | 60 | Bedroom | 226814 | Bedroom | 0.02963%
22681 | 4 | 2 |  | Manual | 1 | Table | Incandescent |  | Standard A Lamp | 1 | 60 | Bedroom | 226814 | Bedroom | 0.02963%
22681 | 4 | 3 |  | Manual | 1 | Table | Linear Fluorescent | 6 | T-4 | 2 | 13 | Bedroom | 226814 | Bedroom | 0.02963%
22681 | 5 | 1 |  | Manual | 1 | Ceiling Fixture | Incandescent |  | Standard A Lamp | 2 | 60 | Bedroom | 226815 | Bedroom | 0.02963%
22681 | 5 | 2 |  | Manual | 1 | Table | Incandescent |  | Standard A Lamp | 1 | 60 | Bedroom | 226815 | Bedroom | 0.02963%
22681 | 5 | 3 |  | Manual | 1 | Table | Incandescent |  | Standard A Lamp | 1 | 100 | Bedroom | 226815 | Bedroom | 0.02963%
22681 | 6 | 1 |  | Manual | 2 | Ceiling Fixture | Incandescent |  | Standard A Lamp | 1 | 100 | Other | 226816 | Other | 0.02963%
22681 | 6 | 2 |  | Manual | 1 | Ceiling Fixture | Compact Fluorescent |  | Circline (Screw Base) | 1 | 15 | Other | 226816 | Other | 0.02963%
22681 | 7 | 1 |  | Manual | 2 | Ceiling Fixture | Incandescent |  | Standard A Lamp | 1 | 60 | Garage | 226817 | Garage | 0.02963%
22681 | 7 | 2 |  | Timer | 1 | Garage door opener | Incandescent |  | Standard A Lamp | 1 | 60 | Garage | 226817 | Garage | 0.02963%
22681 | 8 | 1 |  | Manual | 1 | Ceiling Fan | Incandescent |  | Standard A Lamp | 4 | 25 | Master Bedroom | 226818 | Master Bedroom | 0.02963%
22681 | 8 | 2 |  | Manual | 1 | Table | Incandescent |  | Standard A Lamp | 1 | 60 | Master Bedroom | 226818 | Master Bedroom | 0.02963%
22681 | 8 | 3 |  | Manual | 1 | Floor lamp | Compact Fluorescent |  | Twist | 1 | 15 | Master Bedroom | 226818 | Master Bedroom | 0.02963%
22681 | 8 | 4 |  | Manual | 1 | Ceiling Fixture | Incandescent |  | Standard A Lamp | 1 | 40 | Master Bedroom | 226818 | Master Bedroom | 0.02963%
22681 | 9 | 1 |  | Manual | 1 | Ceiling Fixture | Incandescent |  | Standard A Lamp | 1 | 40 | Closet | 226819 | Closet | 0.02963%
22681 | 10 | 1 |  | Manual | 1 | Wall Mount | Incandescent |  | Standard A Lamp | 2 | 40 | Bathroom | 2268110 | Bathroom | 0.02963%
22681 | 10 | 2 |  | Manual | 1 | Ceiling Fixture | Incandescent |  | Standard A Lamp | 1 | 40 | Bathroom | 2268110 | Bathroom | 0.02963%
22681 | 11 | 1 |  | Manual | 2 | Ceiling Fixture | Incandescent |  | Clear | 1 | 60 | Hall | 2268111 | Hall | 0.02963%
22681 | 11 | 2 |  | Manual | 1 | Chandelier (Hanging) | Incandescent |  | Mini base | 3 | 40 | Hall | 2268111 | Hall | 0.02963%
22681 | 12 | 1 |  | Manual | 1 | Wall Mount | Incandescent |  | Globe | 3 | 60 | Bathroom | 2268112 | Bathroom | 0.02963%
22681 | 13 | 1 |  | Manual | 2 | Wall Mount | Incandescent |  | Mini base | 1 | 60 | Living Room | 2268113 | Living Room | 0.02963%
22681 | 13 | 2 |  | Manual | 1 | Table | Compact Fluorescent |  | Twist | 1 | 22 | Living Room | 2268113 | Living Room | 0.02963%
22681 | 13 | 3 |  | Manual | 1 | Table | Incandescent |  | Mini base | 2 | 60 | Living Room | 2268113 | Living Room | 0.02963%
22681 | 13 | 4 |  | Manual | 1 | Table | Incandescent |  | 3-Way Incandescent | 1 | 100 | Living Room | 2268113 | Living Room | 0.02963%
22681 | 14 | 1 |  | Manual | 1 | Chandelier (Hanging) | Compact Fluorescent |  | Twist | 5 | 15 | Kitchen | 2268114 | Kitchen | 0.02963%
22681 | 14 | 2 |  | Manual | 1 | Ceiling Fixture | Linear Fluorescent | 48 | T-8 | 4 | 32 | Kitchen | 2268114 | Kitchen | 0.02963%
22681 | 14 | 3 |  | Manual | 1 | Chandelier (Hanging) | Compact Fluorescent |  | Twist | 1 | 15 | Kitchen | 2268114 | Kitchen | 0.02963%
22681 | 14 | 4 |  | Manual | 2 | Architectural | Linear Fluorescent | 24 | T-8 | 1 | 16 | Kitchen | 2268114 | Kitchen | 0.02963%
22681 | 14 | 5 |  | Manual | 1 | Architectural | Incandescent |  | Decorative | 1 | 25 | Kitchen | 2268114 | Kitchen | 0.02963%
22681 | 15 | 1 |  | Manual | 1 | Ceiling Fixture | Linear Fluorescent | 48 | T-12 | 2 | 40 | Laundry Room | 2268115 | Laundry Room | 0.02963%
22683 | 1 | 1 |  | Manual | 1 | Ceiling Fixture | Incandescent |  | Standard A Lamp | 1 | 60 | Bathroom | 226831 | Bathroom | 0.05169%
22683 | 2 | 1 |  | Manual | 1 | Ceiling Fixture | Incandescent |  | Standard A Lamp | 2 | 60 | Bedroom | 226832 | Bedroom | 0.05169%
22683 | 2 | 2 |  | Manual | 1 | Table | Incandescent |  | Standard A Lamp | 1 | 60 | Bedroom | 226832 | Bedroom | 0.05169%
22683 | 3 | 1 |  | Manual | 1 | Ceiling Fixture | Incandescent |  | Standard A Lamp | 1 | 60 | Bedroom | 226833 | Bedroom | 0.05169%
22683 | 4 | 1 |  | Manual | 1 | Ceiling Fixture | Incandescent |  | Standard A Lamp | 2 | 60 | Family Room | 226834 | Family Room | 0.05169%
22683 | 4 | 2 |  | Manual | 1 | Table | Compact Fluorescent |  | Twist | 1 | 10 | Family Room | 226834 | Family Room | 0.05169%
22683 | 4 | 3 |  | Manual | 1 | Floor lamp | Compact Fluorescent |  | Twist | 1 | 10 | Family Room | 226834 | Family Room | 0.05169%
22683 | 5 | 1 |  | Manual | 1 | Ceiling Fixture | Incandescent |  | Standard A Lamp | 1 | 60 | Hall | 226835 | Hall | 0.05169%
22683 | 6 | 1 |  | Manual | 1 | Ceiling Fixture | Incandescent |  | Standard A Lamp | 2 | 60 | Kitchen | 226836 | Kitchen | 0.05169%
22683 | 6 | 2 |  | Manual | 2 | Chandelier (Hanging) | Incandescent |  | Standard A Lamp | 1 | 60 | Kitchen | 226836 | Kitchen | 0.05169%
22688 | 1 | 1 |  | Manual | 2 | Ceiling Fixture | Incandescent |  | Standard A Lamp | 1 | 60 | Bedroom | 226881 | Bedroom | 0.04784%
22688 | 1 | 2 |  | Manual | 2 | Table | Incandescent |  | Standard A Lamp | 1 | 60 | Bedroom | 226881 | Bedroom | 0.04784%
22688 | 2 | 1 |  | Manual | 7 | Ceiling Fixture | Incandescent |  | Standard A Lamp | 1 | 60 | Other | 226882 | Other | 0.04784%
22688 | 2 | 2 |  | Manual | 2 | Ceiling Fixture | Linear Fluorescent | 96 | T-12 | 2 | 96 | Other | 226882 | Other | 0.04784%
22688 | 3 | 1 |  | Manual | 1 | Ceiling Fixture | Incandescent |  | Standard A Lamp | 2 | 60 | Bathroom | 226883 | Bathroom | 0.04784%
22688 | 4 | 1 |  | Manual | 1 | Wall Mount | Incandescent |  | Standard A Lamp | 4 | 60 | Bathroom | 226884 | Bathroom | 0.04784%
22688 | 5 | 1 |  | Manual | 1 | Ceiling Fixture | Incandescent |  | Standard A Lamp | 2 | 60 | Bedroom | 226885 | Bedroom | 0.04784%
22688 | 6 | 1 |  | Manual | 1 | Ceiling Fixture | Incandescent |  | Standard A Lamp | 2 | 60 | Bedroom | 226886 | Bedroom | 0.04784%
22688 | 6 | 2 |  | Manual | 1 | Table | Incandescent |  | Standard A Lamp | 1 | 60 | Bedroom | 226886 | Bedroom | 0.04784%
22688 | 7 | 1 |  | Manual | 1 | Ceiling Fixture | Linear Fluorescent | 48 | T-8 | 2 | 32 | Dining Room | 226887 | Dining Room | 0.04784%
22688 | 7 | 2 |  | Manual | 1 | Ceiling Fixture | Incandescent |  | Standard A Lamp | 3 | 60 | Dining Room | 226887 | Dining Room | 0.04784%
22688 | 8 | 1 |  | Manual | 4 | Table | Incandescent |  | Standard A Lamp | 1 | 50 | Family Room | 226888 | Family Room | 0.04784%
22688 | 8 | 2 |  | Manual | 1 | Floor lamp | Incandescent |  | Standard A Lamp | 5 | 60 | Family Room | 226888 | Family Room | 0.04784%
22688 | 9 | 1 |  | Manual | 7 | Ceiling Fixture | Incandescent |  | Standard A Lamp | 1 | 60 | Garage | 226889 | Garage | 0.04784%
22688 | 9 | 2 |  | Manual | 1 | Garage door opener | Incandescent |  | Standard A Lamp | 2 | 60 | Garage | 226889 | Garage | 0.04784%
22688 | 10 | 1 |  | Manual | 2 | Ceiling Fixture | Incandescent |  | Standard A Lamp | 1 | 60 | Hall | 2268810 | Hall | 0.04784%
22688 | 11 | 1 |  | Manual | 2 | Ceiling Fixture | Linear Fluorescent | 48 | T-8 | 2 | 32 | Kitchen | 2268811 | Kitchen | 0.04784%
22688 | 12 | 1 |  | Manual | 1 | Ceiling Fixture | Incandescent |  | Standard A Lamp | 3 | 60 | Laundry Room | 2268812 | Laundry Room | 0.04784%
22688 | 12 | 2 |  | Manual | 1 | Ceiling Fixture | Compact Fluorescent |  | Twist | 2 | 22 | Laundry Room | 2268812 | Laundry Room | 0.04784%
22688 | 13 | 1 |  | Dimmer | 2 | Ceiling Fan | Incandescent |  | Standard A Lamp | 3 | 60 | Living Room | 2268813 | Living Room | 0.04784%
22688 | 13 | 2 |  | Manual | 1 | Table | Incandescent |  | Standard A Lamp | 1 | 60 | Living Room | 2268813 | Living Room | 0.04784%
22688 | 13 | 3 |  | Manual | 2 | Ceiling Fixture | Incandescent |  | Standard A Lamp | 1 | 60 | Living Room | 2268813 | Living Room | 0.04784%
22688 | 13 | 4 |  | Manual | 1 | Table | Halogen |  | MR | 4 | 30 | Living Room | 2268813 | Living Room | 0.04784%
22688 | 14 | 1 |  | Manual | 2 | Ceiling Fixture | Incandescent |  | Standard A Lamp | 1 | 60 | Bathroom | 2268814 | Bathroom | 0.04784%
22688 | 14 | 2 |  | Manual | 1 | Wall Mount | Incandescent |  | Standard A Lamp | 2 | 60 | Bathroom | 2268814 | Bathroom | 0.04784%
22688 | 15 | 1 |  | Manual | 2 | Ceiling Fixture | Incandescent |  | Standard A Lamp | 1 | 60 | Closet | 2268815 | Closet | 0.04784%
22693 | 1 | 1 |  | Manual | 1 | Wall Mount | Incandescent |  | Globe | 4 | 60 | Bathroom | 226931 | Bathroom | 0.305%
22693 | 2 | 1 |  | Manual | 1 | Track | Compact Fluorescent |  | Twist | 2 | 15 | Bedroom | 226932 | Bedroom | 0.305%
22693 | 3 | 1 |  | Manual | 1 | Wall Mount | Incandescent |  | Globe | 1 | 60 | Closet | 226933 | Closet | 0.305%
22693 | 4 | 1 |  | Manual | 1 | Ceiling Fixture | Incandescent |  | Standard A Lamp | 3 | 40 | Dining Room | 226934 | Dining Room | 0.305%
22693 | 5 | 1 |  | Manual | 1 | Ceiling Fan | Compact Fluorescent |  | Twist | 1 | 15 | Family Room | 226935 | Family Room | 0.305%
22693 | 6 | 1 |  | Manual | 1 | Wall Mount | Compact Fluorescent |  | Twist | 1 | 15 | Hall | 226936 | Hall | 0.305%
22693 | 7 | 1 |  | Manual | 1 | Ceiling Fixture | Linear Fluorescent | 24 | T-12 | 2 | 20 | Kitchen | 226937 | Kitchen | 0.305%
22693 | 8 | 1 |  | Dimmer | 1 | Torchiere | Halogen |  | Quartz Tube | 1 | 500 | Living Room | 226938 | Living Room | 0.305%
22693 | 8 | 2 |  | Manual | 1 | Floor lamp | Compact Fluorescent |  | Twist | 1 | 15 | Living Room | 226938 | Living Room | 0.305%
22693 | 8 | 3 |  | Manual | 1 | Chandelier (Hanging) | Compact Fluorescent |  | Twist | 1 | 15 | Living Room | 226938 | Living Room | 0.305%
22693 | 9 | 1 |  | Manual | 1 | Wall Mount | Incandescent |  | Standard A Lamp | 1 | 60 | Bedroom | 226939 | Bedroom | 0.305%
22693 | 9 | 2 |  | Manual | 1 | Wall Mount | Compact Fluorescent |  | Twist | 1 | 15 | Bedroom | 226939 | Bedroom | 0.305%
22693 | 10 | 1 |  | Manual | 1 | Wall Mount | Incandescent |  | Standard A Lamp | 1 | 60 | Bedroom | 2269310 | Bedroom | 0.305%
22693 | 10 | 2 |  | Manual | 1 | Wall Mount | Compact Fluorescent |  | Twist | 1 | 15 | Bedroom | 2269310 | Bedroom | 0.305%
22693 | 11 | 1 |  | Manual | 1 | Wall Mount | Compact Fluorescent |  | Twist | 4 | 15 | Bathroom | 2269311 | Bathroom | 0.305%
22693 | 12 | 1 |  | Dimmer | 1 | Torchiere | Halogen |  | Quartz Tube | 1 | 500 | Office | 2269312 | Office | 0.305%
22693 | 12 | 2 |  | Manual | 1 | Wall Mount | Incandescent |  | Standard A Lamp | 1 | 60 | Office | 2269312 | Office | 0.305%
22693 | 13 | 1 |  | Manual | 2 | Ceiling Fixture | Linear Fluorescent | 48 | T-8 | 2 | 40 | Other | 2269313 | Other | 0.305%
22693 | 14 | 1 |  | Manual | 1 | Ceiling Fixture | Incandescent |  | Standard A Lamp | 1 | 60 | Laundry Room | 2269314 | Laundry Room | 0.305%
22694 | 1 | 1 |  | Manual | 1 | Ceiling Fixture | Compact Fluorescent |  | Twist | 2 | 15 | Master Bedroom | 226941 | Master Bedroom | 0.05169%
22694 | 1 | 2 |  | Manual | 2 | Table | Incandescent |  | Decorative | 1 | 25 | Master Bedroom | 226941 | Master Bedroom | 0.05169%
22694 | 2 | 1 |  | Manual | 1 | Ceiling Fixture | Compact Fluorescent |  | Twist | 2 | 15 | Bedroom | 226942 | Bedroom | 0.05169%
22694 | 2 | 2 |  | Manual | 1 | Table | Incandescent |  | Standard A Lamp | 1 | 60 | Bedroom | 226942 | Bedroom | 0.05169%
22694 | 3 | 1 |  | Manual | 1 | Chandelier (Hanging) | Compact Fluorescent |  | Twist | 2 | 15 | Master Bedroom | 226943 | Master Bedroom | 0.05169%
22694 | 4 | 1 |  | Manual | 1 | Ceiling Fixture | Incandescent |  | Standard A Lamp | 1 | 60 | Bedroom | 226944 | Bedroom | 0.05169%
22694 | 4 | 2 |  | Manual | 1 | Table | Incandescent |  | Decorative | 1 | 40 | Bedroom | 226944 | Bedroom | 0.05169%
22694 | 5 | 1 |  | Dimmer | 1 | Chandelier (Hanging) | Compact Fluorescent |  | Twist | 3 | 15 | Dining Room | 226945 | Dining Room | 0.05169%
22694 | 6 | 1 |  | Manual | 1 | Recessed Can | Incandescent |  | Standard A Lamp | 1 | 60 | Bathroom | 226946 | Bathroom | 0.05169%
22694 | 6 | 2 |  | Manual | 1 | Recessed Can | Compact Fluorescent |  | Twist | 1 | 22 | Bathroom | 226946 | Bathroom | 0.05169%
22694 | 7 | 1 |  | Manual | 2 | Ceiling Fixture | Compact Fluorescent |  | Twist | 1 | 15 | Garage | 226947 | Garage | 0.05169%
22694 | 8 | 1 |  | Manual | 2 | Ceiling Fixture | Compact Fluorescent |  | Twist | 1 | 15 | Hall | 226948 | Hall | 0.05169%
22694 | 8 | 2 |  | Manual | 3 | Wall Mount | Compact Fluorescent |  | Twist | 1 | 15 | Hall | 226948 | Hall | 0.05169%
22694 | 9 | 1 |  | Manual | 2 | Ceiling Fixture | Linear Fluorescent | 48 | T-12 | 4 | 32 | Kitchen | 226949 | Kitchen | 0.05169%
22694 | 10 | 1 |  | Manual | 1 | Ceiling Fixture | Compact Fluorescent |  | Twist | 1 | 15 | Laundry Room | 2269410 | Laundry Room | 0.05169%
22694 | 11 | 1 |  | Manual | 1 | Ceiling Fan | Incandescent |  | Globe | 4 | 40 | Living Room | 2269411 | Living Room | 0.05169%
22694 | 11 | 2 |  | Manual | 1 | Table | Compact Fluorescent |  | Twist | 1 | 22 | Living Room | 2269411 | Living Room | 0.05169%
22694 | 12 | 1 |  | Manual | 1 | Wall Mount | Compact Fluorescent |  | Twist | 2 | 15 | Bathroom | 2269412 | Bathroom | 0.05169%
22699 | 1 | 1 |  | Manual | 1 | Table | Incandescent |  | Standard A Lamp | 1 | 60 | Bedroom | 226991 | Bedroom | 0.04008%
22699 | 1 | 2 |  | Manual | 1 | Table | Compact Fluorescent |  | Twist | 1 | 13 | Bedroom | 226991 | Bedroom | 0.04008%
22699 | 2 | 1 |  | Dimmer | 1 | Chandelier (Hanging) | Incandescent |  | Globe | 5 | 40 | Dining Room | 226992 | Dining Room | 0.04008%
22699 | 3 | 1 |  | Manual | 1 | Wall Mount | Incandescent |  | Standard A Lamp | 2 | 60 | Bathroom | 226993 | Bathroom | 0.04008%
22699 | 4 | 1 |  | Manual | 1 | Chandelier (Hanging) | Incandescent |  | Standard A Lamp | 5 | 40 | Hall | 226994 | Hall | 0.04008%
22699 | 5 | 1 |  | Manual | 2 | Table | Compact Fluorescent |  | Twist | 2 | 13 | Family Room | 226995 | Family Room | 0.04008%
22699 | 5 | 2 |  | Manual | 1 | Table | Compact Fluorescent |  | Twist | 1 | 22 | Family Room | 226995 | Family Room | 0.04008%
22699 | 5 | 3 |  | Manual | 2 | Floor lamp | Incandescent |  | 3-Way Incandescent | 1 | 100 | Family Room | 226995 | Family Room | 0.04008%
22699 | 5 | 4 |  | Manual | 1 | Table | Incandescent |  | Decorative | 1 | 40 | Family Room | 226995 | Family Room | 0.04008%
22699 | 6 | 1 |  | Manual | 2 | Track | Halogen |  | Quartz Tube | 3 | 35 | Kitchen | 226996 | Kitchen | 0.04008%
22699 | 6 | 2 |  | Manual | 3 | Ceiling Fixture | Linear Fluorescent | 12 | T-8 | 1 | 20 | Kitchen | 226996 | Kitchen | 0.04008%
22699 | 7 | 1 |  | Manual | 1 | Ceiling Fixture | Incandescent |  | Standard A Lamp | 1 | 75 | Laundry Room | 226997 | Laundry Room | 0.04008%
22699 | 8 | 1 |  | Manual | 2 | Chandelier (Hanging) | Incandescent |  | Standard A Lamp | 1 | 60 | Bathroom | 226998 | Bathroom | 0.04008%
22699 | 9 | 1 |  | Manual | 2 | Table | Incandescent |  | Decorative | 1 | 80 | Master Bedroom | 226999 | Master Bedroom | 0.04008%
22699 | 9 | 2 |  | Manual | 1 | Floor lamp | Incandescent |  | 3-Way Incandescent | 1 | 100 | Master Bedroom | 226999 | Master Bedroom | 0.04008%
22699 | 9 | 3 |  | Manual | 1 | Table | Incandescent |  | Standard A Lamp | 1 | 60 | Master Bedroom | 226999 | Master Bedroom | 0.04008%
22699 | 10 | 1 |  | Manual | 1 | Floor lamp | Compact Fluorescent |  | Straight Tube | 1 | 15 | Bedroom | 2269910 | Bedroom | 0.04008%
22699 | 10 | 2 |  | Manual | 1 | Chandelier (Hanging) | Incandescent |  | Standard A Lamp | 1 | 43 | Bedroom | 2269910 | Bedroom | 0.04008%
22699 | 11 | 1 |  | Manual | 2 | Chandelier (Hanging) | Incandescent |  | Decorative | 1 | 40 | Bathroom | 2269911 | Bathroom | 0.04008%
22699 | 12 | 1 |  | Manual | 1 | Chandelier (Hanging) | Incandescent |  | Standard A Lamp | 3 | 40 | Hall | 2269912 | Hall | 0.04008%
22699 | 12 | 2 |  | Manual | 2 | Ceiling Fixture | Incandescent |  | Standard A Lamp | 1 | 43 | Hall | 2269912 | Hall | 0.04008%
22701 | 1 | 1 |  | Manual | 2 | Ceiling Fixture | Linear Fluorescent | 48 | T-12 | 2 | 40 | Other | 227011 | Other | 0.04784%
22701 | 1 | 2 |  | Manual | 5 | Ceiling Fixture | Linear Fluorescent | 12 | Fluorescent Other | 1 | 23 | Other | 227011 | Other | 0.04784%
22701 | 1 | 3 |  | Manual | 1 | Table | Incandescent |  | Decorative | 1 | 40 | Other | 227011 | Other | 0.04784%
22701 | 2 | 1 |  | Manual | 1 | Wall Mount | Linear Fluorescent | 24 | T-8 | 1 | 20 | Bathroom | 227012 | Bathroom | 0.04784%
22701 | 3 | 1 |  | Manual | 1 | Wall Mount | Incandescent |  | Standard A Lamp | 3 | 60 | Bathroom | 227013 | Bathroom | 0.04784%
22701 | 4 | 1 |  | Manual | 1 | Ceiling Fan | Incandescent |  | Standard A Lamp | 1 | 60 | Bedroom | 227014 | Bedroom | 0.04784%
22701 | 4 | 2 |  | Manual | 2 | Table | Incandescent |  | Standard A Lamp | 1 | 60 | Bedroom | 227014 | Bedroom | 0.04784%
22701 | 5 | 1 |  | Manual | 1 | Ceiling Fixture | Compact Fluorescent |  | Twist | 1 | 18 | Bedroom | 227015 | Bedroom | 0.04784%
22701 | 5 | 2 |  | Manual | 1 | Table | Incandescent |  | Mini base | 1 | 40 | Bedroom | 227015 | Bedroom | 0.04784%
22701 | 6 | 1 |  | Manual | 1 | Ceiling Fan | Incandescent |  | Standard A Lamp | 1 | 60 | Bedroom | 227016 | Bedroom | 0.04784%
22701 | 7 | 1 |  | Manual | 3 | Ceiling Fixture | Linear Fluorescent | 48 | T-12 | 2 | 40 | Garage | 227017 | Garage | 0.04784%
22701 | 8 | 1 |  | Manual | 1 | Ceiling Fixture | Incandescent |  | Standard A Lamp | 1 | 50 | Hall | 227018 | Hall | 0.04784%
22701 | 9 | 1 |  | Manual | 1 | Ceiling Fixture | Incandescent |  | Standard A Lamp | 5 | 60 | Kitchen | 227019 | Kitchen | 0.04784%
22701 | 9 | 2 |  | Manual | 1 | Ceiling Fixture | Linear Fluorescent | 48 | T-8 | 2 | 32 | Kitchen | 227019 | Kitchen | 0.04784%
22701 | 10 | 1 |  | Dimmer | 2 | Ceiling Fan | Incandescent |  | Standard A Lamp | 1 | 60 | Living Room | 2270110 | Living Room | 0.04784%
22701 | 10 | 2 |  | Manual | 1 | Floor lamp | Incandescent |  | Standard A Lamp | 2 | 60 | Living Room | 2270110 | Living Room | 0.04784%
22701 | 11 | 1 |  | Manual | 2 | Ceiling Fixture | Incandescent |  | Standard A Lamp | 1 | 60 | Other | 2270111 | Other | 0.04784%
22702 | 1 | 1 |  | Manual | 1 | Wall Mount | Incandescent |  | Standard A Lamp | 6 | 60 | Bathroom | 227021 | Bathroom | 0.1084%
22702 | 2 | 1 |  | Manual | 1 | Wall Mount | Incandescent |  | Decorative | 3 | 40 | Bathroom | 227022 | Bathroom | 0.1084%
22702 | 2 | 2 |  | Manual | 1 | Ceiling Fixture | Incandescent |  | Standard A Lamp | 2 | 60 | Bathroom | 227022 | Bathroom | 0.1084%
22702 | 3 | 1 |  | Manual | 2 | Recessed Can | Incandescent |  | Reflector | 1 | 65 | Bedroom | 227023 | Bedroom | 0.1084%
22702 | 4 | 1 |  | Manual | 1 | Ceiling Fixture | Incandescent |  | Standard A Lamp | 3 | 60 | Bedroom | 227024 | Bedroom | 0.1084%
22702 | 5 | 1 |  | Manual | 2 | Ceiling Fixture | Incandescent |  | Standard A Lamp | 2 | 60 | Closet | 227025 | Closet | 0.1084%
22702 | 6 | 1 |  | Manual | 1 | Ceiling Fixture | Incandescent |  | Standard A Lamp | 2 | 60 | Closet | 227026 | Closet | 0.1084%
22702 | 7 | 1 |  | Manual | 4 | Recessed Can | Incandescent |  | Reflector | 1 | 65 | Office | 227027 | Office | 0.1084%
22702 | 8 | 1 |  | Manual | 1 | Chandelier (Hanging) | Incandescent |  | Mini base | 9 | 40 | Dining Room | 227028 | Dining Room | 0.1084%
22702 | 9 | 1 |  | Manual | 6 | Recessed Can | Incandescent |  | Reflector | 1 | 65 | Family Room | 227029 | Family Room | 0.1084%
22702 | 10 | 1 |  | Manual | 4 | Recessed Can | Incandescent |  | Reflector | 1 | 65 | Hall | 2270210 | Hall | 0.1084%
22702 | 10 | 2 |  | Manual | 1 | Chandelier (Hanging) | Incandescent |  | Standard A Lamp | 14 | 40 | Hall | 2270210 | Hall | 0.1084%
22702 | 11 | 1 |  | Manual | 4 | Ceiling Fixture | Incandescent |  | Standard A Lamp | 1 | 60 | Garage | 2270211 | Garage | 0.1084%
22702 | 11 | 2 |  | Manual | 1 | Garage door opener | Incandescent |  | Standard A Lamp | 1 | 60 | Garage | 2270211 | Garage | 0.1084%
22702 | 12 | 1 |  | Manual | 4 | Recessed Can | Compact Fluorescent |  | Reflector | 1 | 22 | Hall | 2270212 | Hall | 0.1084%
22702 | 13 | 1 |  | Manual | 1 | Track | Halogen |  | MR | 3 | 40 | Kitchen | 2270213 | Kitchen | 0.1084%
22702 | 13 | 2 |  | Manual | 8 | Recessed Can | Incandescent |  | Reflector | 1 | 65 | Kitchen | 2270213 | Kitchen | 0.1084%
22702 | 13 | 3 |  | Manual | 1 | Chandelier (Hanging) | Incandescent |  | Mini base | 7 | 25 | Kitchen | 2270213 | Kitchen | 0.1084%
22702 | 13 | 4 |  | Manual | 3 | Chandelier (Hanging) | Halogen |  | Quartz Tube | 1 | 30 | Kitchen | 2270213 | Kitchen | 0.1084%
22702 | 14 | 1 |  | Manual | 4 | Recessed Can | Compact Fluorescent |  | Reflector | 1 | 22 | Laundry Room | 2270214 | Laundry Room | 0.1084%
22702 | 15 | 1 |  | Manual | 7 | Recessed Can | Halogen |  | PAR | 1 | 75 | Living Room | 2270215 | Living Room | 0.1084%
22702 | 15 | 2 |  | Manual | 2 | Table | Incandescent |  | Standard A Lamp | 1 | 100 | Living Room | 2270215 | Living Room | 0.1084%
22702 | 16 | 1 |  | Manual | 2 | Wall Mount | Incandescent |  | Mini base | 3 | 25 | Bathroom | 2270216 | Bathroom | 0.1084%
22702 | 16 | 2 |  | Manual | 5 | Recessed Can | Incandescent |  | Reflector | 1 | 65 | Bathroom | 2270216 | Bathroom | 0.1084%
22702 | 17 | 1 |  | Manual | 3 | Recessed Can | Incandescent |  | Reflector | 1 | 65 | Master Bedroom | 2270217 | Master Bedroom | 0.1084%
22702 | 18 | 1 |  | Manual | 4 | Recessed Can | Incandescent |  | Reflector | 1 | 65 | Other | 2270218 | Other | 0.1084%
22703 | 1 | 1 |  | Manual | 2 | Wall Mount | Compact Fluorescent |  | Twist | 2 | 15 | Bathroom | 227031 | Bathroom | 0.05169%
22703 | 1 | 2 |  | Manual | 1 | Ceiling Fixture | Incandescent |  | Standard A Lamp | 1 | 60 | Bathroom | 227031 | Bathroom | 0.05169%
22703 | 2 | 1 |  | Manual | 1 | Wall Mount | Compact Fluorescent |  | Twist | 3 | 22 | Bathroom | 227032 | Bathroom | 0.05169%
22703 | 3 | 1 |  | Manual | 1 | Recessed Can | Compact Fluorescent |  | Twist | 1 | 15 | Bedroom | 227033 | Bedroom | 0.05169%
22703 | 3 | 2 |  | Manual | 3 | Table | Incandescent |  | Standard A Lamp | 1 | 60 | Bedroom | 227033 | Bedroom | 0.05169%
22703 | 4 | 1 |  | Manual | 1 | Ceiling Fixture | Incandescent |  | Standard A Lamp | 1 | 60 | Bedroom | 227034 | Bedroom | 0.05169%
22703 | 5 | 1 |  | Manual | 1 | Ceiling Fixture | Incandescent |  | Standard A Lamp | 1 | 60 | Bedroom | 227035 | Bedroom | 0.05169%
22703 | 6 | 1 |  | Manual | 1 | Ceiling Fixture | Incandescent |  | Standard A Lamp | 1 | 60 | Closet | 227036 | Closet | 0.05169%
22703 | 7 | 1 |  | Motion | 2 | Ceiling Fixture | Incandescent |  | Standard A Lamp | 1 | 25 | Garage | 227037 | Garage | 0.05169%
22703 | 7 | 2 |  | Manual | 1 | Garage door opener | Incandescent |  | Standard A Lamp | 1 | 60 | Garage | 227037 | Garage | 0.05169%
22703 | 8 | 1 |  | Manual | 2 | Recessed Can | Compact Fluorescent |  | Twist | 1 | 15 | Hall | 227038 | Hall | 0.05169%
22703 | 9 | 1 |  | Manual | 6 | Recessed Can | Compact Fluorescent |  | Twist | 1 | 15 | Kitchen | 227039 | Kitchen | 0.05169%
22703 | 10 | 1 |  | Manual | 1 | Ceiling Fixture | Incandescent |  | Standard A Lamp | 1 | 60 | Laundry Room | 2270310 | Laundry Room | 0.05169%
22703 | 11 | 1 |  | Manual | 2 | Wall Mount | Compact Fluorescent |  | Twist | 1 | 15 | Living Room | 2270311 | Living Room | 0.05169%
22703 | 11 | 2 |  | Manual | 1 | Ceiling Fan | Compact Fluorescent |  | Twist | 2 | 15 | Living Room | 2270311 | Living Room | 0.05169%
22703 | 11 | 3 |  | Manual | 1 | Table | Incandescent |  | Standard A Lamp | 1 | 60 | Living Room | 2270311 | Living Room | 0.05169%
22703 | 11 | 4 |  | Manual | 2 | Recessed Can | Compact Fluorescent |  | Twist | 1 | 15 | Living Room | 2270311 | Living Room | 0.05169%
22705 | 1 | 1 |  | Manual | 2 | Wall Mount | Compact Fluorescent |  | Twist | 2 | 7 | Bathroom | 227051 | Bathroom | 0.02845%
22705 | 2 | 1 |  | Manual | 1 | Ceiling Fixture | Compact Fluorescent |  | Circline (Screw Base) | 1 | 22 | Bathroom | 227052 | Bathroom | 0.02845%
22705 | 2 | 2 |  | Manual | 1 | Wall Mount | Incandescent |  | Standard A Lamp | 1 | 60 | Bathroom | 227052 | Bathroom | 0.02845%
22705 | 3 | 1 |  | Manual | 1 | Ceiling Fixture | Incandescent |  | Standard A Lamp | 1 | 60 | Bedroom | 227053 | Bedroom | 0.02845%
22705 | 4 | 1 |  | Manual | 1 | Ceiling Fixture | Incandescent |  | Standard A Lamp | 2 | 60 | Bedroom | 227054 | Bedroom | 0.02845%
22705 | 4 | 2 |  | Manual | 1 | Track | Compact Fluorescent |  | Twist | 2 | 15 | Bedroom | 227054 | Bedroom | 0.02845%
22705 | 5 | 1 |  | Manual | 4 | Ceiling Fixture | Incandescent |  | Standard A Lamp | 2 | 60 | Other | 227055 | Other | 0.02845%
22705 | 6 | 1 |  | Manual | 1 | Ceiling Fixture | Compact Fluorescent |  | Twist | 1 | 22 | Hall | 227056 | Hall | 0.02845%
22705 | 7 | 1 |  | Manual | 1 | Ceiling Fixture | Incandescent |  | Standard A Lamp | 1 | 60 | Hall | 227057 | Hall | 0.02845%
22705 | 8 | 1 |  | Manual | 1 | Chandelier (Hanging) | Compact Fluorescent |  | Twist | 3 | 15 | Kitchen | 227058 | Kitchen | 0.02845%
22705 | 8 | 2 |  | Manual | 1 | Ceiling Fixture | Linear Fluorescent | 48 | T-8 | 2 | 40 | Kitchen | 227058 | Kitchen | 0.02845%
22705 | 9 | 1 |  | Manual | 1 | Ceiling Fan | Incandescent |  | Standard A Lamp | 4 | 60 | Living Room | 227059 | Living Room | 0.02845%
22705 | 9 | 2 |  | Manual | 5 | Table | Incandescent |  | Standard A Lamp | 1 | 60 | Living Room | 227059 | Living Room | 0.02845%
22705 | 10 | 1 |  | Manual | 1 | Ceiling Fixture | Compact Fluorescent |  | Twist | 2 | 15 | Master Bedroom | 2270510 | Master Bedroom | 0.02845%
22705 | 11 | 1 |  | Manual | 2 | Ceiling Fixture | Incandescent |  | Standard A Lamp | 1 | 60 | Other | 2270511 | Other | 0.02845%
22705 | 12 | 1 |  | Manual | 1 | Ceiling Fixture | Incandescent |  | Standard A Lamp | 2 | 60 | Office | 2270512 | Office | 0.02845%
22705 | 13 | 1 |  | Manual | 1 | Ceiling Fixture | Incandescent |  | Standard A Lamp | 1 | 60 | Other | 2270513 | Other | 0.02845%
22721 | 1 | 1 |  | Manual | 3 | Wall Mount | Incandescent |  | Standard A Lamp | 3 | 60 | Bathroom | 227211 | Bathroom | 0.05296%
22721 | 2 | 1 |  | Manual | 1 | Ceiling Fixture | Incandescent |  | Standard A Lamp | 2 | 60 | Bedroom | 227212 | Bedroom | 0.05296%
22721 | 3 | 1 |  | Manual | 1 | Ceiling Fixture | Incandescent |  | Standard A Lamp | 2 | 60 | Bedroom | 227213 | Bedroom | 0.05296%
22721 | 4 | 1 |  | Manual | 2 | Ceiling Fixture | Incandescent |  | Standard A Lamp | 1 | 60 | Garage | 227214 | Garage | 0.05296%
22721 | 5 | 1 |  | Manual | 2 | Ceiling Fixture | Incandescent |  | Standard A Lamp | 2 | 60 | Kitchen | 227215 | Kitchen | 0.05296%
22721 | 6 | 1 |  | Manual | 1 | Ceiling Fixture | Incandescent |  | Standard A Lamp | 1 | 60 | Laundry Room | 227216 | Laundry Room | 0.05296%
22721 | 7 | 1 |  | Manual | 2 | Table | Incandescent |  | Standard A Lamp | 1 | 60 | Living Room | 227217 | Living Room | 0.05296%
22724 | 1 | 1 |  | Manual | 1 | Ceiling Fixture | Incandescent |  | Standard A Lamp | 1 | 40 | Kitchen | 227241 | Kitchen | 0.09408%
22724 | 1 | 2 |  | Manual | 1 | Ceiling Fixture | Compact Fluorescent |  | Twist | 2 | 15 | Kitchen | 227241 | Kitchen | 0.09408%
22724 | 2 | 1 |  | Manual | 1 | Ceiling Fan | Compact Fluorescent |  | Twist | 4 | 15 | Dining Room | 227242 | Dining Room | 0.09408%
22724 | 3 | 1 |  | Manual | 1 | Ceiling Fixture | Compact Fluorescent |  | Twist | 1 | 15 | Closet | 227243 | Closet | 0.09408%
22724 | 4 | 1 |  | Manual | 1 | Ceiling Fixture | Compact Fluorescent |  | Twist | 1 | 15 | Bedroom | 227244 | Bedroom | 0.09408%
22724 | 4 | 2 |  | Manual | 1 | Table | Incandescent |  | Standard A Lamp | 1 | 60 | Bedroom | 227244 | Bedroom | 0.09408%
22724 | 4 | 3 |  | Manual | 1 | Table | Compact Fluorescent |  | Twist | 1 | 15 | Bedroom | 227244 | Bedroom | 0.09408%
22724 | 5 | 1 |  | Manual | 1 | Wall Mount | Compact Fluorescent |  | Twist | 2 | 15 | Bathroom | 227245 | Bathroom | 0.09408%
22724 | 5 | 2 |  | Manual | 1 | Recessed - other | Incandescent |  | Heat Lamp | 2 | 250 | Bathroom | 227245 | Bathroom | 0.09408%
22724 | 6 | 1 |  | Manual | 1 | Ceiling Fixture | Incandescent |  | Standard A Lamp | 1 | 60 | Hall | 227246 | Hall | 0.09408%
22724 | 7 | 1 |  | Manual | 2 | Table | Incandescent |  | Standard A Lamp | 1 | 65 | Living Room | 227247 | Living Room | 0.09408%
22724 | 7 | 2 |  | Manual | 2 | Floor lamp | Compact Fluorescent |  | Twist | 1 | 22 | Living Room | 227247 | Living Room | 0.09408%
22724 | 8 | 1 |  | Manual | 1 | Ceiling Fixture | Incandescent |  | Standard A Lamp | 1 | 40 | Hall | 227248 | Hall | 0.09408%
22728 | 1 | 1 |  | Manual | 1 | Wall Mount | Incandescent |  | Clear | 4 | 40 | Bathroom | 227281 | Bathroom | 0.02845%
22728 | 2 | 1 |  | Manual | 1 | Wall Mount | Incandescent |  | Clear | 3 | 40 | Bathroom | 227282 | Bathroom | 0.02845%
22728 | 3 | 1 |  | Manual | 1 | Ceiling Fixture | Incandescent |  | Standard A Lamp | 2 | 60 | Bedroom | 227283 | Bedroom | 0.02845%
22728 | 3 | 2 |  | Manual | 1 | Table | Incandescent |  | Standard A Lamp | 1 | 60 | Bedroom | 227283 | Bedroom | 0.02845%
22728 | 4 | 1 |  | Manual | 1 | Ceiling Fixture | Incandescent |  | Standard A Lamp | 1 | 60 | Bedroom | 227284 | Bedroom | 0.02845%
22728 | 4 | 2 |  | Manual | 1 | Table | Incandescent |  | Standard A Lamp | 1 | 60 | Bedroom | 227284 | Bedroom | 0.02845%
22728 | 5 | 1 |  | Manual | 1 | Ceiling Fan | Incandescent |  | Standard A Lamp | 3 | 60 | Bedroom | 227285 | Bedroom | 0.02845%
22728 | 5 | 2 |  | Manual | 4 | Recessed Can | Incandescent |  | Reflector | 1 | 65 | Bedroom | 227285 | Bedroom | 0.02845%
22728 | 5 | 3 |  | Manual | 3 | Table | Incandescent |  | Standard A Lamp | 1 | 60 | Bedroom | 227285 | Bedroom | 0.02845%
22728 | 6 | 1 |  | Manual | 1 | Ceiling Fixture | Compact Fluorescent |  | Twist | 1 | 22 | Bedroom | 227286 | Bedroom | 0.02845%
22728 | 7 | 1 |  | Manual | 4 | Recessed Can | Incandescent |  | Reflector | 1 | 65 | Hall | 227287 | Hall | 0.02845%
22728 | 7 | 2 |  | Manual | 1 | Ceiling Fixture | Incandescent |  | Clear | 1 | 60 | Hall | 227287 | Hall | 0.02845%
22728 | 8 | 1 |  | Manual | 4 | Recessed Can | Incandescent |  | Reflector | 1 | 60 | Family Room | 227288 | Family Room | 0.02845%
22728 | 8 | 2 |  | Manual | 2 | Table | Incandescent |  | Standard A Lamp | 1 | 40 | Family Room | 227288 | Family Room | 0.02845%
22728 | 8 | 3 |  | Manual | 1 | Floor lamp | Incandescent |  | Standard A Lamp | 1 | 60 | Family Room | 227288 | Family Room | 0.02845%
22728 | 9 | 1 |  | Manual | 2 | Ceiling Fixture | Incandescent |  | Standard A Lamp | 1 | 60 | Garage | 227289 | Garage | 0.02845%
22728 | 10 | 1 |  | Manual | 6 | Recessed Can | Incandescent |  | Reflector | 1 | 65 | Kitchen | 2272810 | Kitchen | 0.02845%
22728 | 10 | 2 |  | Manual | 1 | Chandelier (Hanging) | Incandescent |  | Standard A Lamp | 3 | 40 | Kitchen | 2272810 | Kitchen | 0.02845%
22728 | 11 | 1 |  | Manual | 1 | Ceiling Fixture | Linear Fluorescent | 48 | T-8 | 4 | 40 | Laundry Room | 2272811 | Laundry Room | 0.02845%
22733 | 1 | 1 |  | Manual | 3 | Ceiling Fixture | Incandescent |  | Standard A Lamp | 2 | 40 | Kitchen | 227331 | Kitchen | 0.02963%
22733 | 1 | 2 |  | Manual | 1 | Ceiling Fixture | Incandescent |  | Standard A Lamp | 1 | 60 | Kitchen | 227331 | Kitchen | 0.02963%
22733 | 2 | 1 |  | Manual | 1 | Ceiling Fixture | Incandescent |  | Standard A Lamp | 2 | 60 | Bedroom | 227332 | Bedroom | 0.02963%
22733 | 2 | 2 |  | Manual | 1 | Table | Compact Fluorescent |  | Twist | 1 | 15 | Bedroom | 227332 | Bedroom | 0.02963%
22733 | 3 | 1 |  | Manual | 1 | Ceiling Fan | Incandescent |  | Standard A Lamp | 3 | 60 | Master Bedroom | 227333 | Master Bedroom | 0.02963%
22733 | 3 | 2 |  | Manual | 2 | Wall Mount | Incandescent |  | Standard A Lamp | 1 | 60 | Master Bedroom | 227333 | Master Bedroom | 0.02963%
22733 | 4 | 1 |  | Manual | 2 | Ceiling Fixture | Linear Fluorescent | 48 | T-8 | 2 | 32 | Office | 227334 | Office | 0.02963%
22733 | 5 | 1 |  | Manual | 1 | Ceiling Fixture | Incandescent |  | Standard A Lamp | 1 | 60 | Bathroom | 227335 | Bathroom | 0.02963%
22733 | 6 | 1 |  | Manual | 1 | Ceiling Fixture | Incandescent |  | Standard A Lamp | 2 | 60 | Bedroom | 227336 | Bedroom | 0.02963%
22733 | 6 | 2 |  | Manual | 2 | Table | Incandescent |  | Standard A Lamp | 1 | 60 | Bedroom | 227336 | Bedroom | 0.02963%
22733 | 7 | 1 |  | Manual | 1 | Ceiling Fan | Incandescent |  | Standard A Lamp | 3 | 60 | Bedroom | 227337 | Bedroom | 0.02963%
22733 | 8 | 1 |  | Manual | 1 | Ceiling Fixture | Linear Fluorescent | 48 | T-8 | 2 | 32 | Office | 227338 | Office | 0.02963%
22733 | 9 | 1 |  | Manual | 1 | Wall Mount | Incandescent |  | Standard A Lamp | 3 | 60 | Bathroom | 227339 | Bathroom | 0.02963%
22733 | 9 | 2 |  | Manual | 1 | Ceiling Fixture | Incandescent |  | Standard A Lamp | 1 | 40 | Bathroom | 227339 | Bathroom | 0.02963%
22733 | 10 | 1 |  | Manual | 1 | Ceiling Fixture | Incandescent |  | Clear | 1 | 60 | Hall | 2273310 | Hall | 0.02963%
22733 | 11 | 1 |  | Manual | 2 | Ceiling Fixture | Compact Fluorescent |  | Twist | 2 | 15 | Living Room | 2273311 | Living Room | 0.02963%
22733 | 11 | 2 |  | Manual | 1 | Ceiling Fan | Compact Fluorescent |  | Twist | 3 | 22 | Living Room | 2273311 | Living Room | 0.02963%
22733 | 11 | 3 |  | Manual | 2 | Table | Incandescent |  | Standard A Lamp | 1 | 60 | Living Room | 2273311 | Living Room | 0.02963%
22733 | 12 | 1 |  | Manual | 1 | Ceiling Fixture | Incandescent |  | Standard A Lamp | 2 | 60 | Bedroom | 2273312 | Bedroom | 0.02963%
22733 | 12 | 2 |  | Manual | 1 | Table | Incandescent |  | Standard A Lamp | 1 | 60 | Bedroom | 2273312 | Bedroom | 0.02963%
22733 | 13 | 1 |  | Manual | 1 | Ceiling Fixture | Linear Fluorescent | 48 | T-12 | 2 | 40 | Laundry Room | 2273313 | Laundry Room | 0.02963%
22733 | 13 | 2 |  | Manual | 1 | Wall Mount | Incandescent |  | Globe | 3 | 40 | Laundry Room | 2273313 | Laundry Room | 0.02963%
22733 | 14 | 1 |  | Manual | 2 | Ceiling Fixture | Compact Fluorescent |  | Twist | 1 | 22 | Bathroom | 2273314 | Bathroom | 0.02963%
22733 | 15 | 1 |  | Manual | 2 | Ceiling Fixture | Linear Fluorescent | 48 | T-12 | 4 | 40 | Family Room | 2273315 | Family Room | 0.02963%
22733 | 15 | 2 |  | Manual | 2 | Table | Compact Fluorescent |  | Twist | 1 | 22 | Family Room | 2273315 | Family Room | 0.02963%
22733 | 16 | 1 |  | Manual | 2 | Ceiling Fixture | Linear Fluorescent | 48 | T-8 | 2 | 32 | Other | 2273316 | Other | 0.02963%
22733 | 17 | 1 |  | Manual | 2 | Ceiling Fixture | Linear Fluorescent | 48 | T-8 | 4 | 32 | Other | 2273317 | Other | 0.02963%
22733 | 18 | 1 |  | Manual | 1 | Ceiling Fixture | Incandescent |  | Standard A Lamp | 1 | 100 | Other | 2273318 | Other | 0.02963%
22739 | 1 | 1 |  | Manual | 2 | Chandelier (Hanging) | Incandescent |  | Standard A Lamp | 1 | 60 | Kitchen | 227391 | Kitchen | 0.02963%
22739 | 1 | 2 |  | Manual | 1 | Chandelier (Hanging) | Incandescent |  | Mini base | 5 | 40 | Kitchen | 227391 | Kitchen | 0.02963%
22739 | 2 | 1 |  | Manual | 1 | Wall Mount | Incandescent |  | Globe | 4 | 60 | Bathroom | 227392 | Bathroom | 0.02963%
22739 | 2 | 2 |  | Manual | 1 | Recessed Can | Incandescent |  | Heat Lamp | 1 | 250 | Bathroom | 227392 | Bathroom | 0.02963%
22739 | 2 | 3 |  | Manual | 1 | Recessed Can | Incandescent |  | Standard A Lamp | 1 | 60 | Bathroom | 227392 | Bathroom | 0.02963%
22739 | 3 | 1 |  | Manual | 1 | Ceiling Fixture | Incandescent |  | Standard A Lamp | 3 | 60 | Bedroom | 227393 | Bedroom | 0.02963%
22739 | 4 | 1 |  | Manual | 1 | Ceiling Fixture | Incandescent |  | Standard A Lamp | 3 | 60 | Bedroom | 227394 | Bedroom | 0.02963%
22739 | 5 | 1 |  | Manual | 2 | Ceiling Fixture | Linear Fluorescent | 48 | T-12 | 2 | 40 | Garage | 227395 | Garage | 0.02963%
22739 | 6 | 1 |  | Manual | 3 | Recessed Can | Incandescent |  | Reflector | 1 | 75 | Living Room | 227396 | Living Room | 0.02963%
22739 | 6 | 2 |  | Manual | 2 | Table | Incandescent |  | 3-Way Incandescent | 1 | 100 | Living Room | 227396 | Living Room | 0.02963%
22739 | 6 | 3 |  | Manual | 1 | Table | Compact Fluorescent |  | Twist | 1 | 22 | Living Room | 227396 | Living Room | 0.02963%
22739 | 7 | 1 |  | Manual | 2 | Wall Mount | Incandescent |  | Clear | 4 | 60 | Bathroom | 227397 | Bathroom | 0.02963%
22739 | 7 | 2 |  | Manual | 2 | Chandelier (Hanging) | Incandescent |  | Standard A Lamp | 1 | 40 | Bathroom | 227397 | Bathroom | 0.02963%
22739 | 7 | 3 |  | Manual | 1 | Ceiling Fixture | Incandescent |  | Standard A Lamp | 1 | 60 | Bathroom | 227397 | Bathroom | 0.02963%
22739 | 7 | 4 |  | Manual | 1 | Recessed Can | Incandescent |  | Heat Lamp | 1 | 250 | Bathroom | 227397 | Bathroom | 0.02963%
22739 | 7 | 5 |  | Manual | 1 | Ceiling Fixture | Compact Fluorescent |  | Twist | 1 | 15 | Bathroom | 227397 | Bathroom | 0.02963%
22739 | 8 | 1 |  | Manual | 1 | Ceiling Fixture | Compact Fluorescent |  | A shape bulb | 1 | 15 | Master Bedroom | 227398 | Master Bedroom | 0.02963%
22739 | 8 | 2 |  | Manual | 1 | Table | Incandescent |  | 3-Way Incandescent | 1 | 100 | Master Bedroom | 227398 | Master Bedroom | 0.02963%
22739 | 8 | 3 |  | Manual | 1 | Table | Compact Fluorescent |  | Twist | 1 | 22 | Master Bedroom | 227398 | Master Bedroom | 0.02963%
22739 | 9 | 1 |  | Manual | 2 | Ceiling Fixture | Incandescent |  | Decorative | 1 | 60 | Closet | 227399 | Closet | 0.02963%
22739 | 10 | 1 |  | Manual | 4 | Ceiling Fixture | Incandescent |  | Decorative | 2 | 40 | Family Room | 2273910 | Family Room | 0.02963%
22739 | 11 | 1 |  | Manual | 1 | Ceiling Fixture | Incandescent |  | Standard A Lamp | 1 | 100 | Other | 2273911 | Other | 0.02963%
22739 | 12 | 1 |  | Manual | 2 | Ceiling Fixture | Incandescent |  | Standard A Lamp | 1 | 60 | Other | 2273912 | Other | 0.02963%
22739 | 13 | 1 |  | Manual | 3 | Chandelier (Hanging) | Incandescent |  | Standard A Lamp | 1 | 60 | Laundry Room | 2273913 | Laundry Room | 0.02963%
22743 | 1 | 1 |  | Manual | 1 | Wall Mount | Incandescent |  | Globe | 3 | 60 | Bathroom | 227431 | Bathroom | 0.09408%
22743 | 2 | 1 |  | Manual | 1 | Ceiling Fixture | Compact Fluorescent |  | Twist | 2 | 15 | Bedroom | 227432 | Bedroom | 0.09408%
22743 | 2 | 2 |  | Manual | 1 | Wall Mount | Compact Fluorescent |  | Twist | 1 | 22 | Bedroom | 227432 | Bedroom | 0.09408%
22743 | 2 | 3 |  | Manual | 1 | Ceiling Fixture | Halogen |  | Quartz Tube | 1 | 100 | Bedroom | 227432 | Bedroom | 0.09408%
22743 | 3 | 1 |  | Manual | 1 | Ceiling Fixture | Compact Fluorescent |  | Twist | 1 | 22 | Bedroom | 227433 | Bedroom | 0.09408%
22743 | 3 | 2 |  | Manual | 2 | Table | Compact Fluorescent |  | Twist | 1 | 15 | Bedroom | 227433 | Bedroom | 0.09408%
22743 | 4 | 1 |  | Manual | 1 | Ceiling Fixture | Compact Fluorescent |  | Twist | 2 | 15 | Family Room | 227434 | Family Room | 0.09408%
22743 | 4 | 2 |  | Manual | 1 | Table | Compact Fluorescent |  | Twist | 1 | 15 | Family Room | 227434 | Family Room | 0.09408%
22743 | 5 | 1 |  | Manual | 1 | Ceiling Fixture | Compact Fluorescent |  | Twist | 1 | 15 | Garage | 227435 | Garage | 0.09408%
22743 | 5 | 2 |  | Manual | 1 | Ceiling Fixture | Compact Fluorescent |  | Twist | 1 | 28 | Garage | 227435 | Garage | 0.09408%
22743 | 5 | 3 |  | Manual | 1 | Low bay | Linear Fluorescent | 48 | T-12 | 2 | 40 | Garage | 227435 | Garage | 0.09408%
22743 | 5 | 4 |  | Manual | 1 | Ceiling Fixture | Compact Fluorescent |  | Twist | 4 | 7 | Garage | 227435 | Garage | 0.09408%
22743 | 5 | 5 |  | Manual | 2 | Ceiling Fixture | Incandescent |  | Standard A Lamp | 1 | 60 | Garage | 227435 | Garage | 0.09408%
22743 | 6 | 1 |  | Manual | 1 | Ceiling Fixture | Compact Fluorescent |  | Twist | 3 | 15 | Hall | 227436 | Hall | 0.09408%
22743 | 6 | 2 |  | Manual | 2 | Ceiling Fixture | Incandescent |  | Standard A Lamp | 1 | 60 | Hall | 227436 | Hall | 0.09408%
22743 | 7 | 1 |  | Manual | 1 | Recessed Can | Compact Fluorescent |  | Reflector | 1 | 22 | Kitchen | 227437 | Kitchen | 0.09408%
22743 | 7 | 2 |  | Manual | 3 | Recessed Can | Incandescent |  | Reflector | 1 | 40 | Kitchen | 227437 | Kitchen | 0.09408%
22743 | 7 | 3 |  | Manual | 2 | Recessed Can | Compact Fluorescent |  | Twist | 1 | 15 | Kitchen | 227437 | Kitchen | 0.09408%
22743 | 7 | 4 |  | Manual | 1 | Recessed Can | Incandescent |  | Reflector | 1 | 60 | Kitchen | 227437 | Kitchen | 0.09408%
22743 | 8 | 1 |  | Manual | 1 | Ceiling Fan | Incandescent |  | Standard A Lamp | 3 | 60 | Family Room | 227438 | Family Room | 0.09408%
22743 | 8 | 2 |  | Manual | 2 | Ceiling Fixture | Incandescent |  | Standard A Lamp | 1 | 60 | Family Room | 227438 | Family Room | 0.09408%
22743 | 9 | 1 |  | Manual | 1 | Ceiling Fixture | Compact Fluorescent |  | Twist | 2 | 15 | Living Room | 227439 | Living Room | 0.09408%
22743 | 9 | 2 |  | Manual | 1 | Floor lamp | Incandescent |  | Standard A Lamp | 1 | 60 | Living Room | 227439 | Living Room | 0.09408%
22743 | 9 | 3 |  | Manual | 1 | Floor lamp | Compact Fluorescent |  | Twist | 1 | 22 | Living Room | 227439 | Living Room | 0.09408%
22743 | 9 | 4 |  | Manual | 1 | Table | Incandescent |  | Standard A Lamp | 1 | 60 | Living Room | 227439 | Living Room | 0.09408%
22743 | 10 | 1 |  | Manual | 1 | Recessed - other | Linear Fluorescent | 48 | T-12 | 2 | 40 | Bathroom | 2274310 | Bathroom | 0.09408%
22743 | 10 | 2 |  | Manual | 2 | Ceiling Fixture | Incandescent |  | Standard A Lamp | 2 | 60 | Bathroom | 2274310 | Bathroom | 0.09408%
22743 | 11 | 1 |  | Manual | 1 | Table | Compact Fluorescent |  | Twist | 1 | 22 | Master Bedroom | 2274311 | Master Bedroom | 0.09408%
22743 | 11 | 2 |  | Manual | 1 | Ceiling Fixture | Compact Fluorescent |  | Twist | 3 | 22 | Master Bedroom | 2274311 | Master Bedroom | 0.09408%
22743 | 12 | 1 |  | Manual | 3 | Recessed Can | Compact Fluorescent |  | Twist | 1 | 15 | Dining Room | 2274312 | Dining Room | 0.09408%
22743 | 12 | 2 |  | Manual | 1 | Chandelier (Hanging) | Compact Fluorescent |  | Mini base | 3 | 7 | Dining Room | 2274312 | Dining Room | 0.09408%
22743 | 12 | 3 |  | Manual | 2 | Recessed Can | Compact Fluorescent |  | Twist | 1 | 15 | Dining Room | 2274312 | Dining Room | 0.09408%
22743 | 13 | 1 |  | Manual | 1 | Ceiling Fixture | Compact Fluorescent |  | Twist | 2 | 15 | Bedroom | 2274313 | Bedroom | 0.09408%
22751 | 1 | 1 |  | Manual | 1 | Ceiling Fixture | Incandescent |  | Standard A Lamp | 1 | 60 | Bathroom | 227511 | Bathroom | 0.04784%
22751 | 2 | 1 |  | Manual | 1 | Ceiling Fixture | Incandescent |  | Standard A Lamp | 1 | 60 | Bedroom | 227512 | Bedroom | 0.04784%
22751 | 3 | 1 |  | Manual | 1 | Ceiling Fixture | Incandescent |  | Standard A Lamp | 1 | 60 | Bedroom | 227513 | Bedroom | 0.04784%
22751 | 4 | 1 |  | Manual | 1 | Ceiling Fan | Incandescent |  | Mini base | 1 | 40 | Kitchen | 227514 | Kitchen | 0.04784%
22751 | 4 | 2 |  | Manual | 1 | Ceiling Fixture | Incandescent |  | Standard A Lamp | 1 | 60 | Kitchen | 227514 | Kitchen | 0.04784%
22751 | 5 | 1 |  | Manual | 1 | Ceiling Fixture | Incandescent |  | Standard A Lamp | 1 | 100 | Laundry Room | 227515 | Laundry Room | 0.04784%
22751 | 6 | 1 |  | Manual | 1 | Ceiling Fixture | Incandescent |  | Standard A Lamp | 2 | 60 | Living Room | 227516 | Living Room | 0.04784%
22751 | 6 | 2 |  | Manual | 1 | Ceiling Fixture | Compact Fluorescent |  | Twist | 1 | 15 | Living Room | 227516 | Living Room | 0.04784%
22756 | 1 | 1 |  | Manual | 1 | Floor lamp | Incandescent |  | Standard A Lamp | 1 | 60 | Living Room | 227561 | Living Room | 0.04732%
22756 | 1 | 2 |  | Manual | 1 | Ceiling Fixture | Compact Fluorescent |  | Twist | 1 | 15 | Living Room | 227561 | Living Room | 0.04732%
22756 | 2 | 1 |  | Dimmer | 1 | Ceiling Fixture | Incandescent |  | Standard A Lamp | 2 | 60 | Family Room | 227562 | Family Room | 0.04732%
22756 | 2 | 2 |  | Manual | 1 | Table | Incandescent |  | Standard A Lamp | 1 | 60 | Family Room | 227562 | Family Room | 0.04732%
22756 | 3 | 1 |  | Dimmer | 1 | Chandelier (Hanging) | Incandescent |  | Standard A Lamp | 3 | 60 | Other | 227563 | Other | 0.04732%
22756 | 3 | 2 |  | Dimmer | 1 | Chandelier (Hanging) | Compact Fluorescent |  | Decorative | 1 | 15 | Other | 227563 | Other | 0.04732%
22756 | 3 | 3 |  | Manual | 2 | Wall Mount | Incandescent |  | Standard A Lamp | 1 | 60 | Other | 227563 | Other | 0.04732%
22756 | 3 | 4 |  | Dimmer | 1 | Chandelier (Hanging) | Incandescent |  | Decorative | 3 | 40 | Other | 227563 | Other | 0.04732%
22756 | 4 | 1 |  | Manual | 1 | Wall Mount | Compact Fluorescent |  | Twist | 1 | 15 | Closet | 227564 | Closet | 0.04732%
22756 | 5 | 1 |  | Manual | 1 | Ceiling Fixture | Compact Fluorescent |  | Twist | 1 | 15 | Bedroom | 227565 | Bedroom | 0.04732%
22756 | 5 | 2 |  | Manual | 1 | Table | Incandescent |  | Decorative | 1 | 40 | Bedroom | 227565 | Bedroom | 0.04732%
22756 | 5 | 3 |  | Manual | 1 | Floor lamp | Compact Fluorescent |  | Twist | 1 | 22 | Bedroom | 227565 | Bedroom | 0.04732%
22756 | 6 | 1 |  | Manual | 1 | Wall Mount | Incandescent |  | Standard A Lamp | 1 | 60 | Hall | 227566 | Hall | 0.04732%
22756 | 7 | 1 |  | Manual | 1 | Ceiling Fixture | Incandescent |  | Standard A Lamp | 1 | 60 | Bedroom | 227567 | Bedroom | 0.04732%
22756 | 7 | 2 |  | Manual | 1 | Table | Incandescent |  | Mini base | 2 | 60 | Bedroom | 227567 | Bedroom | 0.04732%
22756 | 8 | 1 |  | Manual | 1 | Wall Mount | Incandescent |  | Standard A Lamp | 4 | 60 | Bathroom | 227568 | Bathroom | 0.04732%
22756 | 8 | 2 |  | Manual | 1 | Recessed - other | Incandescent |  | Standard A Lamp | 2 | 40 | Bathroom | 227568 | Bathroom | 0.04732%
22756 | 9 | 1 |  | Manual | 1 | Ceiling Fixture | Linear Fluorescent | 48 | T-8 | 4 | 32 | Kitchen | 227569 | Kitchen | 0.04732%
22756 | 9 | 2 |  | Manual | 1 | Recessed Can | Compact Fluorescent |  | Flood | 1 | 28 | Kitchen | 227569 | Kitchen | 0.04732%
22756 | 9 | 3 |  | Manual | 1 | Chandelier (Hanging) | Incandescent |  | Mini base | 6 | 60 | Kitchen | 227569 | Kitchen | 0.04732%
22756 | 10 | 1 |  | Manual | 2 | Ceiling Fixture | Compact Fluorescent |  | Twist | 2 | 22 | Hall | 2275610 | Hall | 0.04732%
22756 | 11 | 1 |  | Dimmer | 1 | Ceiling Fixture | Incandescent |  | Standard A Lamp | 2 | 60 | Bedroom | 2275611 | Bedroom | 0.04732%
22756 | 12 | 1 |  | Manual | 1 | Wall Mount | Compact Fluorescent |  | Twist | 4 | 15 | Bathroom | 2275612 | Bathroom | 0.04732%
22756 | 13 | 1 |  | Manual | 1 | Ceiling Fixture | Incandescent |  | Standard A Lamp | 2 | 60 | Master Bedroom | 2275613 | Master Bedroom | 0.04732%
22756 | 13 | 2 |  | Manual | 1 | Table | Incandescent |  | Standard A Lamp | 1 | 60 | Master Bedroom | 2275613 | Master Bedroom | 0.04732%
22756 | 14 | 1 |  | Manual | 1 | Ceiling Fixture | Incandescent |  | Standard A Lamp | 2 | 60 | Bedroom | 2275614 | Bedroom | 0.04732%
22756 | 15 | 1 |  | Manual | 1 | Ceiling Fixture | Compact Fluorescent |  | Pin base | 1 | 22 | Laundry Room | 2275615 | Laundry Room | 0.04732%
22756 | 16 | 1 |  | Manual | 1 | Chandelier (Hanging) | Compact Fluorescent |  | Twist | 1 | 22 | Hall | 2275616 | Hall | 0.04732%
22767 | 1 | 1 |  | Manual | 1 | Ceiling Fixture | Compact Fluorescent |  | Twist | 1 | 15 | Bathroom | 227671 | Bathroom | 0.05169%
22767 | 1 | 2 |  | Manual | 2 | Ceiling Fixture | Incandescent |  | Reflector | 1 | 65 | Bathroom | 227671 | Bathroom | 0.05169%
22767 | 2 | 1 |  | Manual | 1 | Wall Mount | Compact Fluorescent |  | Twist | 2 | 15 | Bathroom | 227672 | Bathroom | 0.05169%
22767 | 2 | 2 |  | Manual | 1 | Recessed Can | Incandescent |  | Standard A Lamp | 1 | 60 | Bathroom | 227672 | Bathroom | 0.05169%
22767 | 3 | 1 |  | Manual | 1 | Ceiling Fixture | Compact Fluorescent |  | Twist | 2 | 15 | Bedroom | 227673 | Bedroom | 0.05169%
22767 | 4 | 1 |  | Manual | 1 | Ceiling Fixture | Incandescent |  | Standard A Lamp | 2 | 60 | Bedroom | 227674 | Bedroom | 0.05169%
22767 | 5 | 1 |  | Manual | 1 | Ceiling Fixture | Incandescent |  | Standard A Lamp | 1 | 60 | Bedroom | 227675 | Bedroom | 0.05169%
22767 | 5 | 2 |  | Manual | 1 | Ceiling Fixture | Compact Fluorescent |  | Twist | 1 | 15 | Bedroom | 227675 | Bedroom | 0.05169%
22767 | 6 | 1 |  | Manual | 1 | Ceiling Fixture | Compact Fluorescent |  | Twist | 2 | 15 | Master Bedroom | 227676 | Master Bedroom | 0.05169%
22767 | 7 | 1 |  | Manual | 1 | Ceiling Fixture | Compact Fluorescent |  | Twist | 1 | 15 | Living Room | 227677 | Living Room | 0.05169%
22767 | 8 | 1 |  | Manual | 1 | Ceiling Fixture | Compact Fluorescent |  | Twist | 2 | 15 | Family Room | 227678 | Family Room | 0.05169%
22767 | 9 | 1 |  | Manual | 1 | Ceiling Fixture | Incandescent |  | Clear | 1 | 150 | Garage | 227679 | Garage | 0.05169%
22767 | 9 | 2 |  | Manual | 1 | Ceiling Fixture | Linear Fluorescent | 48 | T-12 | 2 | 40 | Garage | 227679 | Garage | 0.05169%
22767 | 10 | 1 |  | Manual | 1 | Ceiling Fixture | Compact Fluorescent |  | Twist | 1 | 15 | Hall | 2276710 | Hall | 0.05169%
22767 | 11 | 1 |  | Manual | 2 | Ceiling Fixture | Linear Fluorescent | 48 | T-12 | 2 | 40 | Kitchen | 2276711 | Kitchen | 0.05169%
22767 | 11 | 2 |  | Manual | 1 | Ceiling Fixture | Linear Fluorescent | 24 | T-12 | 1 | 20 | Kitchen | 2276711 | Kitchen | 0.05169%
22767 | 11 | 3 |  | Manual | 1 | Ceiling Fan | Compact Fluorescent |  | Twist | 1 | 15 | Kitchen | 2276711 | Kitchen | 0.05169%
22767 | 12 | 1 |  | Manual | 1 | Ceiling Fixture | Incandescent |  | Standard A Lamp | 2 | 60 | Laundry Room | 2276712 | Laundry Room | 0.05169%
22767 | 13 | 1 |  | Manual | 1 | Ceiling Fixture | Incandescent |  | Standard A Lamp | 2 | 60 | Living Room | 2276713 | Living Room | 0.05169%
22767 | 13 | 2 |  | Manual | 1 | Ceiling Fan | Compact Fluorescent |  | Twist | 2 | 15 | Living Room | 2276713 | Living Room | 0.05169%
22767 | 13 | 3 |  | Manual | 1 | Table | Compact Fluorescent |  | Twist | 1 | 22 | Living Room | 2276713 | Living Room | 0.05169%
22767 | 13 | 4 |  | Manual | 1 | Table | Compact Fluorescent |  | Twist | 1 | 15 | Living Room | 2276713 | Living Room | 0.05169%
22774 | 1 | 1 |  | Manual | 1 | Wall Mount | Incandescent |  | Globe | 4 | 60 | Bathroom | 227741 | Bathroom | 0.02845%
22774 | 1 | 2 |  | Manual | 1 | Ceiling Fan | Compact Fluorescent |  | Twist | 1 | 15 | Bathroom | 227741 | Bathroom | 0.02845%
22774 | 2 | 1 |  | Manual | 1 | Ceiling Fixture | Incandescent |  | Standard A Lamp | 2 | 60 | Bedroom | 227742 | Bedroom | 0.02845%
22774 | 2 | 2 |  | Manual | 1 | Table | Incandescent |  | Standard A Lamp | 1 | 60 | Bedroom | 227742 | Bedroom | 0.02845%
22774 | 3 | 1 |  | Manual | 1 | Chandelier (Hanging) | Compact Fluorescent |  | Twist | 9 | 15 | Dining Room | 227743 | Dining Room | 0.02845%
22774 | 4 | 1 |  | Manual | 2 | Ceiling Fixture | Compact Fluorescent |  | Twist | 1 | 15 | Garage | 227744 | Garage | 0.02845%
22774 | 4 | 2 |  | Manual | 1 | Garage door opener | Incandescent |  | Clear | 2 | 40 | Garage | 227744 | Garage | 0.02845%
22774 | 5 | 1 |  | Manual | 2 | Ceiling Fixture | Incandescent |  | Globe | 1 | 65 | Hall | 227745 | Hall | 0.02845%
22774 | 6 | 1 |  | Manual | 1 | Chandelier (Hanging) | Compact Fluorescent |  | Twist | 5 | 15 | Kitchen | 227746 | Kitchen | 0.02845%
22774 | 6 | 2 |  | Manual | 1 | Ceiling Fan | Incandescent |  | Decorative | 3 | 40 | Kitchen | 227746 | Kitchen | 0.02845%
22774 | 6 | 3 |  | Manual | 1 | Table | Incandescent |  | Standard A Lamp | 1 | 60 | Kitchen | 227746 | Kitchen | 0.02845%
22774 | 6 | 4 |  | Manual | 1 | Table | Incandescent |  | Clear | 1 | 40 | Kitchen | 227746 | Kitchen | 0.02845%
22774 | 6 | 5 |  | Manual | 1 | Table | Incandescent |  | Globe | 1 | 40 | Kitchen | 227746 | Kitchen | 0.02845%
22774 | 7 | 1 |  | Manual | 3 | Table | Incandescent |  | Standard A Lamp | 1 | 60 | Living Room | 227747 | Living Room | 0.02845%
22774 | 8 | 1 |  | Manual | 2 | Wall Mount | Incandescent |  | Globe | 4 | 60 | Bathroom | 227748 | Bathroom | 0.02845%
22774 | 8 | 2 |  | Manual | 1 | Ceiling Fan | Compact Fluorescent |  | Twist | 1 | 15 | Bathroom | 227748 | Bathroom | 0.02845%
22774 | 9 | 1 |  | Manual | 1 | Ceiling Fixture | Incandescent |  | Standard A Lamp | 2 | 60 | Master Bedroom | 227749 | Master Bedroom | 0.02845%
22774 | 9 | 2 |  | Manual | 1 | Table | Incandescent |  | Standard A Lamp | 1 | 60 | Master Bedroom | 227749 | Master Bedroom | 0.02845%
22774 | 10 | 1 |  | Manual | 1 | Ceiling Fixture | Incandescent |  | Standard A Lamp | 2 | 60 | Other | 2277410 | Other | 0.02845%
22774 | 10 | 2 |  | Manual | 1 | Table | Linear Fluorescent | 96 | T-4 | 2 | 20 | Other | 2277410 | Other | 0.02845%
22785 | 1 | 1 |  | Manual | 1 | Wall Mount | Compact Fluorescent |  | Twist | 6 | 15 | Bathroom | 227851 | Bathroom | 0.05169%
22785 | 1 | 2 |  | Manual | 1 | Recessed - other | Incandescent |  | Standard A Lamp | 1 | 40 | Bathroom | 227851 | Bathroom | 0.05169%
22785 | 2 | 1 |  | Manual | 1 | Ceiling Fixture | Incandescent |  | Standard A Lamp | 1 | 60 | Bedroom | 227852 | Bedroom | 0.05169%
22785 | 3 | 1 |  | Manual | 1 | Ceiling Fixture | Compact Fluorescent |  | Twist | 1 | 22 | Bedroom | 227853 | Bedroom | 0.05169%
22785 | 4 | 1 |  | Manual | 2 | Ceiling Fixture | Linear Fluorescent | 48 | T-12 | 2 | 40 | Kitchen | 227854 | Kitchen | 0.05169%
22785 | 4 | 2 |  | Manual | 1 | Ceiling Fan | Incandescent |  | Standard A Lamp | 1 | 75 | Kitchen | 227854 | Kitchen | 0.05169%
22785 | 5 | 1 |  | Manual | 2 | Ceiling Fixture | Compact Fluorescent |  | Twist | 2 | 15 | Laundry Room | 227855 | Laundry Room | 0.05169%
22785 | 6 | 1 |  | Manual | 1 | Ceiling Fan | Compact Fluorescent |  | Twist | 2 | 15 | Living Room | 227856 | Living Room | 0.05169%
22787 | 1 | 1 |  | Manual | 6 | Ceiling Fixture | Incandescent |  | Standard A Lamp | 1 | 60 | Other | 227871 | Other | 0.09408%
22787 | 1 | 2 |  | Manual | 1 | Ceiling Fixture | Compact Fluorescent |  | Twist | 1 | 15 | Other | 227871 | Other | 0.09408%
22787 | 2 | 1 |  | Manual | 1 | Ceiling Fixture | Compact Fluorescent |  | Twist | 1 | 22 | Bathroom | 227872 | Bathroom | 0.09408%
22787 | 2 | 2 |  | Manual | 1 | Wall Mount | Compact Fluorescent |  | Twist | 2 | 22 | Bathroom | 227872 | Bathroom | 0.09408%
22787 | 3 | 1 |  | Manual | 2 | Wall Mount | Incandescent |  | Standard A Lamp | 2 | 60 | Bathroom | 227873 | Bathroom | 0.09408%
22787 | 4 | 1 |  | Manual | 1 | Ceiling Fixture | Compact Fluorescent |  | Twist | 2 | 15 | Bedroom | 227874 | Bedroom | 0.09408%
22787 | 5 | 1 |  | Manual | 1 | Ceiling Fan | Compact Fluorescent |  | Twist | 3 | 15 | Bedroom | 227875 | Bedroom | 0.09408%
22787 | 6 | 1 |  | Manual | 1 | Chandelier (Hanging) | Incandescent |  | Standard A Lamp | 3 | 60 | Dining Room | 227876 | Dining Room | 0.09408%
22787 | 7 | 1 |  | Manual | 1 | Ceiling Fan | Incandescent |  | Decorative | 3 | 40 | Family Room | 227877 | Family Room | 0.09408%
22787 | 7 | 2 |  | Manual | 2 | Ceiling Fixture | Compact Fluorescent |  | Twist | 2 | 15 | Family Room | 227877 | Family Room | 0.09408%
22787 | 8 | 1 |  | Motion | 2 | Garage door opener | Incandescent |  | Standard A Lamp | 1 | 60 | Garage | 227878 | Garage | 0.09408%
22787 | 9 | 1 |  | Manual | 1 | Ceiling Fixture | Incandescent |  | Standard A Lamp | 1 | 60 | Hall | 227879 | Hall | 0.09408%
22787 | 10 | 1 |  | Manual | 1 | Ceiling Fixture | Compact Fluorescent |  | Twist | 1 | 22 | Hall | 2278710 | Hall | 0.09408%
22787 | 11 | 1 |  | Manual | 1 | Ceiling Fixture | Incandescent |  | Standard A Lamp | 2 | 125 | Kitchen | 2278711 | Kitchen | 0.09408%
22787 | 11 | 2 |  | Manual | 1 | Ceiling Fixture | Compact Fluorescent |  | Twist | 1 | 15 | Kitchen | 2278711 | Kitchen | 0.09408%
22787 | 12 | 1 |  | Dimmer | 1 | Ceiling Fixture | Incandescent |  | Standard A Lamp | 1 | 60 | Laundry Room | 2278712 | Laundry Room | 0.09408%
22787 | 13 | 1 |  | Manual | 2 | Ceiling Fixture | Halogen |  | MR | 3 | 50 | Living Room | 2278713 | Living Room | 0.09408%
22787 | 14 | 1 |  | Manual | 1 | Wall Mount | Incandescent |  | Standard A Lamp | 3 | 60 | Bathroom | 2278714 | Bathroom | 0.09408%
22787 | 15 | 1 |  | Dimmer | 1 | Ceiling Fan | Compact Fluorescent |  | Twist | 3 | 15 | Bedroom | 2278715 | Bedroom | 0.09408%
22787 | 15 | 2 |  | Manual | 1 | Table | Incandescent |  | Standard A Lamp | 1 | 150 | Bedroom | 2278715 | Bedroom | 0.09408%
22787 | 17 | 1 |  | Manual | 2 | Ceiling Fixture | Linear Fluorescent | 48 | T-12 | 4 | 40 | Other | 2278717 | Other | 0.09408%
22787 | 17 | 2 |  | Manual | 1 | Track | Halogen |  | MR | 3 | 50 | Other | 2278717 | Other | 0.09408%
22787 | 18 | 1 |  | Manual | 1 | Ceiling Fan | Compact Fluorescent |  | Twist | 3 | 15 | Bedroom | 2278718 | Bedroom | 0.09408%
22822 | 1 | 1 |  | Manual | 1 | Ceiling Fixture | Incandescent |  | Standard A Lamp | 1 | 60 | Bathroom | 228221 | Bathroom | 0.04732%
22822 | 2 | 1 |  | Manual | 1 | Ceiling Fixture | Compact Fluorescent |  | Twist | 1 | 13 | Bedroom | 228222 | Bedroom | 0.04732%
22822 | 3 | 1 |  | Manual | 1 | Ceiling Fixture | Compact Fluorescent |  | Twist | 2 | 13 | Bedroom | 228223 | Bedroom | 0.04732%
22822 | 3 | 2 |  | Manual | 1 | Floor lamp | Incandescent |  | 3-Way Incandescent | 1 | 70 | Bedroom | 228223 | Bedroom | 0.04732%
22822 | 4 | 1 |  | Manual | 1 | Ceiling Fixture | Compact Fluorescent |  | Twist | 1 | 13 | Kitchen | 228224 | Kitchen | 0.04732%
22822 | 5 | 1 |  | Manual | 1 | Ceiling Fixture | Incandescent |  | Standard A Lamp | 1 | 60 | Laundry Room | 228225 | Laundry Room | 0.04732%
22822 | 6 | 1 |  | Manual | 1 | Floor lamp | Compact Fluorescent |  | Twist | 1 | 13 | Living Room | 228226 | Living Room | 0.04732%
22832 | 1 | 1 |  | Manual | 1 | Wall Mount | Incandescent |  | Standard A Lamp | 2 | 60 | Bathroom | 228321 | Bathroom | 0.04008%
22832 | 1 | 2 |  | Manual | 1 | Ceiling Fan | Incandescent |  | Reflector | 1 | 90 | Bathroom | 228321 | Bathroom | 0.04008%
22832 | 2 | 1 |  | Manual | 1 | Wall Mount | Compact Fluorescent |  | Twist | 2 | 15 | Bedroom | 228322 | Bedroom | 0.04008%
22832 | 2 | 2 |  | Manual | 2 | Table | Incandescent |  | Standard A Lamp | 1 | 60 | Bedroom | 228322 | Bedroom | 0.04008%
22832 | 3 | 1 |  | Manual | 1 | Ceiling Fixture | Linear Fluorescent | 24 | T-12 | 1 | 16 | Bedroom | 228323 | Bedroom | 0.04008%
22832 | 3 | 2 |  | Manual | 1 | Table | Compact Fluorescent |  | Twist | 1 | 15 | Bedroom | 228323 | Bedroom | 0.04008%
22832 | 3 | 3 |  | Manual | 1 | Table | Halogen |  | Quartz Tube | 1 | 75 | Bedroom | 228323 | Bedroom | 0.04008%
22832 | 4 | 1 |  | Manual | 1 | Wall Mount | Compact Fluorescent |  | A shape bulb | 4 | 15 | Bathroom | 228324 | Bathroom | 0.04008%
22832 | 4 | 2 |  | Manual | 1 | Ceiling Fixture | Incandescent |  | Reflector | 3 | 125 | Bathroom | 228324 | Bathroom | 0.04008%
22832 | 5 | 1 |  | Manual | 1 | Chandelier (Hanging) | Incandescent |  | Mini base | 5 | 40 | Dining Room | 228325 | Dining Room | 0.04008%
22832 | 6 | 1 |  | Manual | 2 | Ceiling Fixture | Linear Fluorescent | 48 | T-12 | 2 | 32 | Garage | 228326 | Garage | 0.04008%
22832 | 6 | 2 |  | Manual | 1 | Ceiling Fixture | Incandescent |  | Standard A Lamp | 1 | 100 | Garage | 228326 | Garage | 0.04008%
22832 | 6 | 3 |  | Manual | 2 | Garage door opener | Incandescent |  | Standard A Lamp | 1 | 60 | Garage | 228326 | Garage | 0.04008%
22832 | 7 | 1 |  | Manual | 1 | Chandelier (Hanging) | Incandescent |  | Standard A Lamp | 1 | 60 | Hall | 228327 | Hall | 0.04008%
22832 | 8 | 1 |  | Manual | 1 | Ceiling Fixture | Linear Fluorescent | 48 | T-12 | 2 | 20 | Kitchen | 228328 | Kitchen | 0.04008%
22832 | 8 | 2 |  | Manual | 1 | Ceiling Fixture | Incandescent |  | Standard A Lamp | 2 | 60 | Kitchen | 228328 | Kitchen | 0.04008%
22832 | 8 | 3 |  | Manual | 1 | Wall Mount | Incandescent |  | Standard A Lamp | 1 | 40 | Kitchen | 228328 | Kitchen | 0.04008%
22832 | 8 | 4 |  | Manual | 1 | Wall Mount | Incandescent |  | Standard A Lamp | 2 | 60 | Kitchen | 228328 | Kitchen | 0.04008%
22832 | 8 | 5 |  | Manual | 1 | Other | Incandescent |  | Standard A Lamp | 1 | 40 | Kitchen | 228328 | Kitchen | 0.04008%
22832 | 9 | 1 |  | Manual | 2 | Chandelier (Hanging) | Incandescent |  | Mini base | 3 | 40 | Living Room | 228329 | Living Room | 0.04008%
22832 | 9 | 2 |  | Manual | 2 | Table | Compact Fluorescent |  | Twist | 1 | 15 | Living Room | 228329 | Living Room | 0.04008%
22832 | 9 | 3 |  | Manual | 1 | Floor lamp | Compact Fluorescent |  | Twist | 1 | 15 | Living Room | 228329 | Living Room | 0.04008%
22832 | 10 | 1 |  | Manual | 2 | Wall Mount | Incandescent |  | Standard A Lamp | 1 | 60 | Master Bedroom | 2283210 | Master Bedroom | 0.04008%
22832 | 10 | 2 |  | Manual | 2 | Table | Incandescent |  | Standard A Lamp | 1 | 60 | Master Bedroom | 2283210 | Master Bedroom | 0.04008%
22833 | 1 | 1 |  | Manual | 1 | Wall Mount | Incandescent |  | Standard A Lamp | 4 | 60 | Bathroom | 228331 | Bathroom | 0.09408%
22833 | 1 | 2 |  | Manual | 1 | Ceiling Fixture | Incandescent |  | Standard A Lamp | 1 | 60 | Bathroom | 228331 | Bathroom | 0.09408%
22833 | 2 | 1 |  | Manual | 1 | Wall Mount | Incandescent |  | Globe | 4 | 40 | Bathroom | 228332 | Bathroom | 0.09408%
22833 | 2 | 2 |  | Manual | 1 | Ceiling Fixture | Incandescent |  | Standard A Lamp | 2 | 60 | Bathroom | 228332 | Bathroom | 0.09408%
22833 | 3 | 1 |  | Manual | 1 | Wall Mount | Incandescent |  | Standard A Lamp | 3 | 60 | Bathroom | 228333 | Bathroom | 0.09408%
22833 | 3 | 2 |  | Manual | 1 | Ceiling Fixture | Incandescent |  | Standard A Lamp | 1 | 60 | Bathroom | 228333 | Bathroom | 0.09408%
22833 | 4 | 1 |  | Manual | 3 | Ceiling Fixture | Incandescent |  | Standard A Lamp | 1 | 60 | Bedroom | 228334 | Bedroom | 0.09408%
22833 | 4 | 2 |  | Manual | 1 | Ceiling Fixture | Incandescent |  | Standard A Lamp | 2 | 60 | Bedroom | 228334 | Bedroom | 0.09408%
22833 | 5 | 1 |  | Manual | 1 | Ceiling Fixture | Incandescent |  | Standard A Lamp | 1 | 60 | Bedroom | 228335 | Bedroom | 0.09408%
22833 | 6 | 1 |  | Manual | 1 | Ceiling Fixture | Incandescent |  | Standard A Lamp | 1 | 60 | Family Room | 228336 | Family Room | 0.09408%
22833 | 6 | 2 |  | Manual | 6 | Recessed Can | Incandescent |  | Standard A Lamp | 1 | 65 | Family Room | 228336 | Family Room | 0.09408%
22833 | 7 | 1 |  | Manual | 5 | Ceiling Fixture | Incandescent |  | Standard A Lamp | 1 | 100 | Garage | 228337 | Garage | 0.09408%
22833 | 7 | 2 |  | Manual | 1 | Garage door opener | Incandescent |  | Standard A Lamp | 1 | 60 | Garage | 228337 | Garage | 0.09408%
22833 | 8 | 1 |  | Manual | 2 | Ceiling Fixture | Incandescent |  | Standard A Lamp | 1 | 60 | Hall | 228338 | Hall | 0.09408%
22833 | 9 | 1 |  | Manual | 2 | Ceiling Fixture | Incandescent |  | Standard A Lamp | 1 | 60 | Hall | 228339 | Hall | 0.09408%
22833 | 10 | 1 |  | Manual | 1 | Chandelier (Hanging) | Incandescent |  | Standard A Lamp | 5 | 60 | Kitchen | 2283310 | Kitchen | 0.09408%
22833 | 10 | 2 |  | Manual | 1 | Ceiling Fixture | Incandescent |  | Standard A Lamp | 2 | 60 | Kitchen | 2283310 | Kitchen | 0.09408%
22833 | 10 | 3 |  | Manual | 1 | Ceiling Fixture | Linear Fluorescent | 48 | T-12 | 4 | 40 | Kitchen | 2283310 | Kitchen | 0.09408%
22833 | 10 | 4 |  | Manual | 1 | Ceiling Fixture | Compact Fluorescent |  | Pin base | 1 | 22 | Kitchen | 2283310 | Kitchen | 0.09408%
22833 | 11 | 1 |  | Manual | 1 | Ceiling Fixture | Incandescent |  | Standard A Lamp | 1 | 60 | Other | 2283311 | Other | 0.09408%
22833 | 12 | 1 |  | Manual | 2 | Ceiling Fixture | Incandescent |  | Standard A Lamp | 1 | 60 | Living Room | 2283312 | Living Room | 0.09408%
22833 | 13 | 1 |  | Manual | 1 | Ceiling Fixture | Incandescent |  | Standard A Lamp | 1 | 60 | Other | 2283313 | Other | 0.09408%
22833 | 14 | 1 |  | Manual | 2 | Ceiling Fixture | Incandescent |  | Standard A Lamp | 1 | 60 | Bedroom | 2283314 | Bedroom | 0.09408%
22833 | 15 | 1 |  | Manual | 2 | Ceiling Fixture | Incandescent |  | Standard A Lamp | 1 | 60 | Bedroom | 2283315 | Bedroom | 0.09408%
22833 | 16 | 1 |  | Manual | 1 | Ceiling Fixture | Incandescent |  | Standard A Lamp | 1 | 60 | Bedroom | 2283316 | Bedroom | 0.09408%
22845 | 1 | 1 |  | Manual | 12 | Recessed Can | Compact Fluorescent |  | Twist | 1 | 22 | Other | 228451 | Other | 0.02845%
22845 | 2 | 1 |  | Manual | 1 | Wall Mount | Incandescent |  | Globe | 8 | 40 | Other | 228452 | Other | 0.02845%
22845 | 2 | 2 |  | Manual | 1 | Ceiling Fixture | Incandescent |  | Standard A Lamp | 3 | 60 | Other | 228452 | Other | 0.02845%
22845 | 2 | 3 |  | Manual | 1 | Recessed Can | Compact Fluorescent |  | Twist | 1 | 22 | Other | 228452 | Other | 0.02845%
22845 | 3 | 1 |  | Manual | 1 | Recessed Can | Compact Fluorescent |  | Twist | 2 | 22 | Bathroom | 228453 | Bathroom | 0.02845%
22845 | 3 | 2 |  | Manual | 1 | Wall Mount | Incandescent |  | Globe | 4 | 40 | Bathroom | 228453 | Bathroom | 0.02845%
22845 | 3 | 3 |  | Manual | 1 | Ceiling Fan | Compact Fluorescent |  | Twist | 3 | 22 | Bathroom | 228453 | Bathroom | 0.02845%
22845 | 3 | 4 |  | Manual | 1 | Floor lamp | Incandescent |  | Decorative | 1 | 60 | Bathroom | 228453 | Bathroom | 0.02845%
22845 | 3 | 5 |  | Manual | 1 | Recessed Can | Compact Fluorescent |  | Twist | 1 | 22 | Bathroom | 228453 | Bathroom | 0.02845%
22845 | 4 | 1 |  | Manual | 1 | Ceiling Fixture | Incandescent |  | Standard A Lamp | 2 | 60 | Bedroom | 228454 | Bedroom | 0.02845%
22845 | 4 | 2 |  | Manual | 1 | Wall Mount | Incandescent |  | Globe | 3 | 40 | Bedroom | 228454 | Bedroom | 0.02845%
22845 | 5 | 1 |  | Manual | 4 | Ceiling Fixture | Incandescent |  | Standard A Lamp | 1 | 60 | Garage | 228455 | Garage | 0.02845%
22845 | 6 | 1 |  | Manual | 5 | Recessed Can | Compact Fluorescent |  | A shape bulb | 1 | 22 | Hall | 228456 | Hall | 0.02845%
22845 | 7 | 1 |  | Manual | 1 | Ceiling Fan | Incandescent |  | Clear | 3 | 60 | Hall | 228457 | Hall | 0.02845%
22845 | 8 | 1 |  | Manual | 1 | Ceiling Fixture | Incandescent |  | Standard A Lamp | 3 | 60 | Hall | 228458 | Hall | 0.02845%
22845 | 9 | 1 |  | Manual | 1 | Floor lamp | Compact Fluorescent |  | Twist | 1 | 22 | Bedroom | 228459 | Bedroom | 0.02845%
22845 | 9 | 2 |  | Manual | 2 | Ceiling Fixture | Incandescent |  | Standard A Lamp | 2 | 60 | Bedroom | 228459 | Bedroom | 0.02845%
22845 | 9 | 3 |  | Manual | 2 | Recessed Can | Compact Fluorescent |  | Twist | 1 | 22 | Bedroom | 228459 | Bedroom | 0.02845%
22845 | 10 | 1 |  | Manual | 6 | Recessed Can | Compact Fluorescent |  | Twist | 1 | 22 | Kitchen | 2284510 | Kitchen | 0.02845%
22845 | 11 | 1 |  | Manual | 1 | Recessed Can | Compact Fluorescent |  | Twist | 1 | 22 | Laundry Room | 2284511 | Laundry Room | 0.02845%
22845 | 12 | 1 |  | Manual | 6 | Recessed Can | Compact Fluorescent |  | Twist | 1 | 28 | Dining Room | 2284512 | Dining Room | 0.02845%
22845 | 12 | 2 |  | Manual | 1 | Chandelier (Hanging) | Incandescent |  | Decorative | 6 | 40 | Dining Room | 2284512 | Dining Room | 0.02845%
22854 | 1 | 1 |  | Manual | 2 | Ceiling Fixture | Incandescent |  | Standard A Lamp | 1 | 75 | Other | 228541 | Other | 0.02845%
22854 | 2 | 1 |  | Manual | 2 | Recessed Can | Incandescent |  | Reflector | 1 | 65 | Dining Room | 228542 | Dining Room | 0.02845%
22854 | 2 | 2 |  | Manual | 1 | Chandelier (Hanging) | Incandescent |  | Standard A Lamp | 3 | 75 | Dining Room | 228542 | Dining Room | 0.02845%
22854 | 3 | 1 |  | Manual | 3 | Ceiling Fixture | Linear Fluorescent | 48 | T-12 | 2 | 32 | Garage | 228543 | Garage | 0.02845%
22854 | 3 | 2 |  | Manual | 1 | Ceiling Fixture | Incandescent |  | Standard A Lamp | 1 | 75 | Garage | 228543 | Garage | 0.02845%
22854 | 4 | 1 |  | Manual | 1 | Ceiling Fixture | Compact Fluorescent |  | Twist | 2 | 22 | Office | 228544 | Office | 0.02845%
22854 | 5 | 1 |  | Manual | 4 | Recessed Can | Incandescent |  | Reflector | 1 | 65 | Kitchen | 228545 | Kitchen | 0.02845%
22854 | 6 | 1 |  | Manual | 6 | Recessed Can | Incandescent |  | Reflector | 1 | 65 | Living Room | 228546 | Living Room | 0.02845%
22854 | 6 | 2 |  | Manual | 1 | Table | Incandescent |  | Standard A Lamp | 2 | 75 | Living Room | 228546 | Living Room | 0.02845%
22854 | 6 | 3 |  | Manual | 1 | Table | Incandescent |  | Standard A Lamp | 1 | 75 | Living Room | 228546 | Living Room | 0.02845%
22854 | 6 | 4 |  | Manual | 1 | Floor lamp | Incandescent |  | Standard A Lamp | 1 | 75 | Living Room | 228546 | Living Room | 0.02845%
22854 | 7 | 1 |  | Manual | 1 | Wall Mount | Incandescent |  | Standard A Lamp | 3 | 60 | Bathroom | 228547 | Bathroom | 0.02845%
22854 | 8 | 1 |  | Manual | 1 | Ceiling Fixture | Incandescent |  | Standard A Lamp | 1 | 65 | Hall | 228548 | Hall | 0.02845%
22854 | 9 | 1 |  | Manual | 6 | Recessed Can | Incandescent |  | Standard A Lamp | 1 | 65 | Other | 228549 | Other | 0.02845%
22854 | 10 | 1 |  | Manual | 1 | Wall Mount | Incandescent |  | Standard A Lamp | 3 | 60 | Bathroom | 2285410 | Bathroom | 0.02845%
22854 | 11 | 1 |  | Manual | 1 | Ceiling Fixture | Incandescent |  | Standard A Lamp | 1 | 75 | Closet | 2285411 | Closet | 0.02845%
22854 | 12 | 1 |  | Manual | 1 | Ceiling Fixture | Incandescent |  | Standard A Lamp | 3 | 75 | Bedroom | 2285412 | Bedroom | 0.02845%
22854 | 12 | 2 |  | Manual | 1 | Table | Compact Fluorescent |  | Twist | 1 | 15 | Bedroom | 2285412 | Bedroom | 0.02845%
22854 | 13 | 1 |  | Manual | 1 | Ceiling Fixture | Incandescent |  | Standard A Lamp | 3 | 75 | Bedroom | 2285413 | Bedroom | 0.02845%
22854 | 13 | 2 |  | Manual | 1 | Table | Incandescent |  | Standard A Lamp | 1 | 75 | Bedroom | 2285413 | Bedroom | 0.02845%
22854 | 13 | 3 |  | Manual | 1 | Wall Mount | Incandescent |  | Standard A Lamp | 1 | 40 | Bedroom | 2285413 | Bedroom | 0.02845%
22854 | 14 | 1 |  | Manual | 1 | Ceiling Fixture | Incandescent |  | Standard A Lamp | 2 | 75 | Hall | 2285414 | Hall | 0.02845%
22854 | 14 | 2 |  | Manual | 3 | Wall Mount | Incandescent |  | Standard A Lamp | 1 | 75 | Hall | 2285414 | Hall | 0.02845%
22854 | 15 | 1 |  | Manual | 1 | Ceiling Fixture | Incandescent |  | Standard A Lamp | 1 | 75 | Closet | 2285415 | Closet | 0.02845%
22854 | 16 | 1 |  | Manual | 3 | Ceiling Fixture | Incandescent |  | Standard A Lamp | 1 | 75 | Bathroom | 2285416 | Bathroom | 0.02845%
22854 | 16 | 2 |  | Manual | 2 | Wall Mount | Incandescent |  | Standard A Lamp | 2 | 75 | Bathroom | 2285416 | Bathroom | 0.02845%
22854 | 17 | 1 |  | Manual | 5 | Recessed Can | Incandescent |  | Reflector | 1 | 65 | Master Bedroom | 2285417 | Master Bedroom | 0.02845%
22854 | 17 | 2 |  | Manual | 1 | Table | Incandescent |  | Clear | 1 | 40 | Master Bedroom | 2285417 | Master Bedroom | 0.02845%
22854 | 17 | 3 |  | Manual | 1 | Table | Compact Fluorescent |  | Twist | 1 | 15 | Master Bedroom | 2285417 | Master Bedroom | 0.02845%
22854 | 18 | 1 |  | Manual | 2 | Recessed Can | Incandescent |  | Standard A Lamp | 1 | 65 | Laundry Room | 2285418 | Laundry Room | 0.02845%
22855 | 1 | 1 |  | Manual | 4 | Recessed Can | Incandescent |  | Reflector | 1 | 65 | Family Room | 228551 | Family Room | 0.05169%
22855 | 1 | 2 |  | Manual | 2 | Recessed Can | Compact Fluorescent |  | Twist | 1 | 15 | Family Room | 228551 | Family Room | 0.05169%
22855 | 1 | 3 |  | Manual | 2 | Wall Mount | Compact Fluorescent |  | Twist | 1 | 15 | Family Room | 228551 | Family Room | 0.05169%
22855 | 1 | 4 |  | Manual | 2 | Table | Compact Fluorescent |  | Twist | 1 | 15 | Family Room | 228551 | Family Room | 0.05169%
22855 | 1 | 5 |  | Manual | 1 | Table | Incandescent |  | Clear | 1 | 60 | Family Room | 228551 | Family Room | 0.05169%
22855 | 1 | 6 |  | Manual | 1 | Table | Incandescent |  | Mini base | 1 | 25 | Family Room | 228551 | Family Room | 0.05169%
22855 | 2 | 1 |  | Manual | 2 | Recessed Can | Compact Fluorescent |  | Twist | 1 | 15 | Kitchen | 228552 | Kitchen | 0.05169%
22855 | 2 | 2 |  | Manual | 1 | Table | Compact Fluorescent |  | Twist | 2 | 15 | Kitchen | 228552 | Kitchen | 0.05169%
22855 | 3 | 1 |  | Manual | 2 | Table | Compact Fluorescent |  | Twist | 1 | 15 | Bedroom | 228553 | Bedroom | 0.05169%
22855 | 3 | 2 |  | Manual | 1 | Ceiling Fixture | Compact Fluorescent |  | Twist | 1 | 15 | Bedroom | 228553 | Bedroom | 0.05169%
22855 | 4 | 1 |  | Manual | 1 | Wall Mount | Incandescent |  | Globe | 4 | 40 | Bathroom | 228554 | Bathroom | 0.05169%
22855 | 4 | 2 |  | Manual | 1 | Ceiling Fan | Compact Fluorescent |  | Straight Tube | 1 | 25 | Bathroom | 228554 | Bathroom | 0.05169%
22855 | 5 | 1 |  | Manual | 1 | Wall Mount | Incandescent |  | Standard A Lamp | 1 | 40 | Closet | 228555 | Closet | 0.05169%
22855 | 6 | 1 |  | Manual | 1 | Ceiling Fixture | Incandescent |  | Standard A Lamp | 1 | 60 | Closet | 228556 | Closet | 0.05169%
22855 | 6 | 2 |  | Manual | 1 | Ceiling Fixture | Incandescent |  | Standard A Lamp | 1 | 100 | Closet | 228556 | Closet | 0.05169%
22855 | 7 | 1 |  | Manual | 1 | Ceiling Fixture | Incandescent |  | Standard A Lamp | 1 | 60 | Other | 228557 | Other | 0.05169%
22855 | 8 | 1 |  | Manual | 1 | Ceiling Fixture | Incandescent |  | Reflector | 1 | 65 | Other | 228558 | Other | 0.05169%
22855 | 8 | 2 |  | Manual | 2 | Other | Linear Fluorescent | 16 | T-4 | 1 | 16 | Other | 228558 | Other | 0.05169%
22855 | 9 | 1 |  | Manual | 3 | Ceiling Fixture | Incandescent |  | Standard A Lamp | 1 | 60 | Garage | 228559 | Garage | 0.05169%
22855 | 10 | 1 |  | Manual | 8 | Ceiling Fixture | Linear Fluorescent | 48 | T-12 | 2 | 40 | Other | 2285510 | Other | 0.05169%
22855 | 10 | 2 |  | Manual | 2 | Other | Compact Fluorescent |  | Twist | 1 | 7 | Other | 2285510 | Other | 0.05169%
22855 | 11 | 1 |  | Manual | 2 | Wall Mount | Compact Fluorescent |  | Twist | 1 | 15 | Living Room | 2285511 | Living Room | 0.05169%
22855 | 12 | 1 |  | Manual | 1 | Ceiling Fixture | Compact Fluorescent |  | Twist | 1 | 15 | Hall | 2285512 | Hall | 0.05169%
22855 | 13 | 1 |  | Manual | 1 | Wall Mount | Compact Fluorescent |  | Twist | 1 | 15 | Bathroom | 2285513 | Bathroom | 0.05169%
22855 | 14 | 1 |  | Manual | 1 | Ceiling Fixture | Compact Fluorescent |  | Twist | 2 | 7 | Master Bedroom | 2285514 | Master Bedroom | 0.05169%
22855 | 14 | 2 |  | Manual | 1 | Table | Compact Fluorescent |  | Twist | 1 | 7 | Master Bedroom | 2285514 | Master Bedroom | 0.05169%
22855 | 15 | 1 |  | Manual | 1 | Wall Mount | Compact Fluorescent |  | Twist | 3 | 7 | Bathroom | 2285515 | Bathroom | 0.05169%
22855 | 16 | 1 |  | Manual | 1 | Ceiling Fixture | Compact Fluorescent |  | Twist | 1 | 15 | Bedroom | 2285516 | Bedroom | 0.05169%
22855 | 16 | 2 |  | Manual | 1 | Table | Incandescent |  | Standard A Lamp | 1 | 75 | Bedroom | 2285516 | Bedroom | 0.05169%
22855 | 16 | 3 |  | Manual | 1 | Wall Mount | Compact Fluorescent |  | Twist | 1 | 15 | Bedroom | 2285516 | Bedroom | 0.05169%
22855 | 17 | 1 |  | Manual | 1 | Ceiling Fixture | Compact Fluorescent |  | Twist | 1 | 15 | Laundry Room | 2285517 | Laundry Room | 0.05169%
22855 | 18 | 1 |  | Manual | 1 | Recessed Can | Compact Fluorescent |  | Reflector | 1 | 15 | Hall | 2285518 | Hall | 0.05169%
22869 | 1 | 1 |  | Manual | 1 | Wall Mount | Incandescent |  | Globe | 8 | 40 | Bathroom | 228691 | Bathroom | 0.05169%
22869 | 2 | 1 |  | Manual | 1 | Wall Mount | Incandescent |  | Globe | 4 | 40 | Bathroom | 228692 | Bathroom | 0.05169%
22869 | 3 | 1 |  | Manual | 1 | Ceiling Fixture | Incandescent |  | Standard A Lamp | 2 | 40 | Bedroom | 228693 | Bedroom | 0.05169%
22869 | 4 | 1 |  | Manual | 1 | Ceiling Fixture | Incandescent |  | Standard A Lamp | 1 | 40 | Bedroom | 228694 | Bedroom | 0.05169%
22869 | 5 | 1 |  | Manual | 1 | Ceiling Fan | Incandescent |  | Mini base | 4 | 40 | Dining Room | 228695 | Dining Room | 0.05169%
22869 | 6 | 1 |  | Manual | 2 | Recessed Can | Compact Fluorescent |  | Reflector | 1 | 28 | Hall | 228696 | Hall | 0.05169%
22869 | 7 | 1 |  | Manual | 2 | Recessed Can | Incandescent |  | Reflector | 1 | 60 | Family Room | 228697 | Family Room | 0.05169%
22869 | 8 | 1 |  | Manual | 2 | Ceiling Fixture | Incandescent |  | Standard A Lamp | 1 | 65 | Garage | 228698 | Garage | 0.05169%
22869 | 9 | 1 |  | Manual | 5 | Recessed Can | Compact Fluorescent |  | Reflector | 1 | 28 | Kitchen | 228699 | Kitchen | 0.05169%
22869 | 10 | 1 |  | Manual | 2 | Table | Incandescent |  | Standard A Lamp | 1 | 60 | Living Room | 2286910 | Living Room | 0.05169%
22869 | 11 | 1 |  | Manual | 1 | Wall Mount | Incandescent |  | Globe | 8 | 40 | Bathroom | 2286911 | Bathroom | 0.05169%
22869 | 12 | 1 |  | Manual | 1 | Ceiling Fixture | Incandescent |  | Standard A Lamp | 2 | 65 | Master Bedroom | 2286912 | Master Bedroom | 0.05169%
22869 | 13 | 1 |  | Manual | 1 | Ceiling Fixture | Incandescent |  | Standard A Lamp | 2 | 60 | Closet | 2286913 | Closet | 0.05169%
22869 | 14 | 1 |  | Manual | 1 | Ceiling Fixture | Incandescent |  | Standard A Lamp | 2 | 60 | Bedroom | 2286914 | Bedroom | 0.05169%
22869 | 15 | 1 |  | Manual | 2 | Wall Mount | Incandescent |  | Standard A Lamp | 1 | 65 | Hall | 2286915 | Hall | 0.05169%
22869 | 16 | 1 |  | Manual | 3 | Recessed Can | Compact Fluorescent |  | Reflector | 1 | 22 | Garage | 2286916 | Garage | 0.05169%
22869 | 17 | 1 |  | Manual | 1 | Ceiling Fixture | Incandescent |  | Standard A Lamp | 1 | 40 | Laundry Room | 2286917 | Laundry Room | 0.05169%
22872 | 1 | 1 |  | Manual | 1 | Ceiling Fan | Compact Fluorescent |  | Twist | 3 | 15 | Living Room | 228721 | Living Room | 0.09408%
22872 | 1 | 2 |  | Manual | 2 | Table | Compact Fluorescent |  | Twist | 1 | 15 | Living Room | 228721 | Living Room | 0.09408%
22872 | 1 | 3 |  | Manual | 1 | Ceiling Fixture | Incandescent |  | Mini base | 4 | 40 | Living Room | 228721 | Living Room | 0.09408%
22872 | 2 | 1 |  | Manual | 1 | Ceiling Fixture | Incandescent |  | Standard A Lamp | 2 | 60 | Bedroom | 228722 | Bedroom | 0.09408%
22872 | 3 | 1 |  | Manual | 1 | Ceiling Fixture | Incandescent |  | Standard A Lamp | 2 | 60 | Bedroom | 228723 | Bedroom | 0.09408%
22872 | 3 | 2 |  | Manual | 1 | Table | Compact Fluorescent |  | Twist | 1 | 15 | Bedroom | 228723 | Bedroom | 0.09408%
22872 | 4 | 1 |  | Manual | 4 | Ceiling Fixture | Incandescent |  | Standard A Lamp | 1 | 40 | Garage | 228724 | Garage | 0.09408%
22872 | 5 | 1 |  | Dimmer | 1 | Chandelier (Hanging) | Incandescent |  | Clear | 5 | 60 | Dining Room | 228725 | Dining Room | 0.09408%
22872 | 6 | 1 |  | Manual | 1 | Chandelier (Hanging) | Compact Fluorescent |  | Twist | 1 | 22 | Kitchen | 228726 | Kitchen | 0.09408%
22872 | 6 | 2 |  | Manual | 1 | Track | Compact Fluorescent |  | Twist | 3 | 15 | Kitchen | 228726 | Kitchen | 0.09408%
22872 | 6 | 3 |  | Manual | 1 | Ceiling Fixture | Compact Fluorescent |  | Twist | 2 | 22 | Kitchen | 228726 | Kitchen | 0.09408%
22872 | 7 | 1 |  | Manual | 1 | Wall Mount | Incandescent |  | Globe | 4 | 60 | Bathroom | 228727 | Bathroom | 0.09408%
22872 | 8 | 1 |  | Manual | 2 | Ceiling Fixture | Compact Fluorescent |  | Twist | 1 | 15 | Hall | 228728 | Hall | 0.09408%
22872 | 8 | 2 |  | Manual | 1 | Table | Compact Fluorescent |  | Twist | 1 | 15 | Hall | 228728 | Hall | 0.09408%
22872 | 9 | 1 |  | Manual | 1 | Ceiling Fixture | Compact Fluorescent |  | Twist | 1 | 15 | Closet | 228729 | Closet | 0.09408%
22872 | 10 | 1 |  | Manual | 1 | Wall Mount | Incandescent |  | Globe | 4 | 60 | Bathroom | 2287210 | Bathroom | 0.09408%
22872 | 11 | 1 |  | Manual | 1 | Table | Compact Fluorescent |  | Twist | 1 | 22 | Master Bedroom | 2287211 | Master Bedroom | 0.09408%
22872 | 11 | 2 |  | Manual | 1 | Architectural | Linear Fluorescent | 48 | T-8 | 1 | 32 | Master Bedroom | 2287211 | Master Bedroom | 0.09408%
22872 | 12 | 1 |  | Manual | 1 | Wall Mount | Incandescent |  | Globe | 2 | 60 | Bathroom | 2287212 | Bathroom | 0.09408%
22878 | 1 | 1 |  | Manual | 1 | Wall Mount | Incandescent |  | Globe | 5 | 40 | Bathroom | 228781 | Bathroom | 0.09408%
22878 | 2 | 1 |  | Manual | 1 | Wall Mount | Incandescent |  | Standard A Lamp | 1 | 65 | Bedroom | 228782 | Bedroom | 0.09408%
22878 | 3 | 1 |  | Manual | 1 | Ceiling Fixture | Compact Fluorescent |  | Twist | 3 | 22 | Bedroom | 228783 | Bedroom | 0.09408%
22878 | 4 | 1 |  | Manual | 1 | Wall Mount | Incandescent |  | Globe | 6 | 40 | Bathroom | 228784 | Bathroom | 0.09408%
22878 | 4 | 2 |  | Manual | 1 | Ceiling Fixture | Incandescent |  | Standard A Lamp | 1 | 60 | Bathroom | 228784 | Bathroom | 0.09408%
22878 | 4 | 3 |  | Manual | 1 | Ceiling Fixture | Linear Fluorescent | 48 | T-12 | 4 | 40 | Bathroom | 228784 | Bathroom | 0.09408%
22878 | 5 | 1 |  | Manual | 1 | Ceiling Fixture | Incandescent |  | Standard A Lamp | 2 | 60 | Bedroom | 228785 | Bedroom | 0.09408%
22878 | 5 | 2 |  | Manual | 1 | Table | Incandescent |  | Mini base | 1 | 25 | Bedroom | 228785 | Bedroom | 0.09408%
22878 | 6 | 1 |  | Manual | 3 | Ceiling Fixture | Linear Fluorescent | 48 | T-8 | 4 | 32 | Bedroom | 228786 | Bedroom | 0.09408%
22878 | 7 | 1 |  | Manual | 1 | Wall Mount | Incandescent |  | Standard A Lamp | 1 | 60 | Closet | 228787 | Closet | 0.09408%
22878 | 8 | 1 |  | Manual | 3 | Table | Incandescent |  | Standard A Lamp | 1 | 60 | Laundry Room | 228788 | Laundry Room | 0.09408%
22878 | 9 | 1 |  | Manual | 1 | Chandelier (Hanging) | Incandescent |  | Decorative | 7 | 40 | Hall | 228789 | Hall | 0.09408%
22878 | 9 | 2 |  | Manual | 1 | Ceiling Fixture | Incandescent |  | Decorative | 8 | 40 | Hall | 228789 | Hall | 0.09408%
22878 | 9 | 3 |  | Manual | 2 | Recessed Can | Incandescent |  | Reflector | 1 | 65 | Hall | 228789 | Hall | 0.09408%
22878 | 10 | 1 |  | Manual | 8 | Ceiling Fixture | Compact Fluorescent |  | Twist | 1 | 22 | Garage | 2287810 | Garage | 0.09408%
22878 | 10 | 2 |  | Manual | 4 | Ceiling Fixture | Incandescent |  | Standard A Lamp | 1 | 65 | Garage | 2287810 | Garage | 0.09408%
22878 | 11 | 1 |  | Manual | 3 | Ceiling Fixture | Incandescent |  | Standard A Lamp | 1 | 60 | Hall | 2287811 | Hall | 0.09408%
22878 | 12 | 1 |  | Manual | 1 | Recessed Can | Incandescent |  | Reflector | 1 | 65 | Hall | 2287812 | Hall | 0.09408%
22878 | 13 | 1 |  | Manual | 10 | Recessed Can | Incandescent |  | Reflector | 1 | 65 | Kitchen | 2287813 | Kitchen | 0.09408%
22878 | 13 | 2 |  | Manual | 3 | Recessed Can | Compact Fluorescent |  | Reflector | 1 | 15 | Kitchen | 2287813 | Kitchen | 0.09408%
22878 | 14 | 1 |  | Manual | 1 | Track | Incandescent |  | Mini base | 6 | 40 | Living Room | 2287814 | Living Room | 0.09408%
22878 | 14 | 2 |  | Manual | 1 | Table | Incandescent |  | Standard A Lamp | 1 | 65 | Living Room | 2287814 | Living Room | 0.09408%
22878 | 14 | 3 |  | Manual | 2 | Recessed Can | Incandescent |  | Reflector | 1 | 65 | Living Room | 2287814 | Living Room | 0.09408%
22878 | 15 | 1 |  | Manual | 2 | Wall Mount | Incandescent |  | Decorative | 1 | 40 | Bathroom | 2287815 | Bathroom | 0.09408%
22878 | 15 | 2 |  | Manual | 1 | Wall Mount | Incandescent |  | Standard A Lamp | 5 | 40 | Bathroom | 2287815 | Bathroom | 0.09408%
22878 | 15 | 3 |  | Manual | 1 | Ceiling Fan | Incandescent |  | Standard A Lamp | 1 | 65 | Bathroom | 2287815 | Bathroom | 0.09408%
22878 | 15 | 4 |  | Manual | 1 | Ceiling Fixture | Incandescent |  | Standard A Lamp | 1 | 60 | Bathroom | 2287815 | Bathroom | 0.09408%
22878 | 16 | 1 |  | Manual | 1 | Ceiling Fan | Incandescent |  | Standard A Lamp | 3 | 90 | Bedroom | 2287816 | Bedroom | 0.09408%
22878 | 17 | 1 |  | Manual | 1 | Wall Mount | Incandescent |  | Standard A Lamp | 1 | 100 | Other | 2287817 | Other | 0.09408%
22878 | 18 | 1 |  | Manual | 1 | Ceiling Fixture | Incandescent |  | Standard A Lamp | 2 | 60 | Hall | 2287818 | Hall | 0.09408%
22878 | 19 | 1 |  | Manual | 1 | Wall Mount | Incandescent |  | Standard A Lamp | 1 | 60 | Bedroom | 2287819 | Bedroom | 0.09408%
22878 | 19 | 2 |  | Manual | 2 | Table | Incandescent |  | Mini base | 1 | 25 | Bedroom | 2287819 | Bedroom | 0.09408%
22878 | 20 | 1 |  | Manual | 1 | Ceiling Fixture | Incandescent |  | Standard A Lamp | 1 | 65 | Other | 2287820 | Other | 0.09408%
22878 | 21 | 1 |  | Dimmer | 6 | Recessed Can | Incandescent |  | Reflector | 1 | 65 | Family Room | 2287821 | Family Room | 0.09408%
22878 | 22 | 1 |  | Manual | 2 | Wall Mount | Incandescent |  | Mini base | 5 | 40 | Bathroom | 2287822 | Bathroom | 0.09408%
22880 | 1 | 1 |  | Manual | 1 | Wall Mount | Compact Fluorescent |  | Twist | 5 | 20 | Bathroom | 228801 | Bathroom | 0.04008%
22880 | 1 | 2 |  | Manual | 1 | Ceiling Fixture | Incandescent |  | Standard A Lamp | 2 | 60 | Bathroom | 228801 | Bathroom | 0.04008%
22880 | 2 | 1 |  | Manual | 1 | Ceiling Fixture | Incandescent |  | Standard A Lamp | 2 | 60 | Bedroom | 228802 | Bedroom | 0.04008%
22880 | 3 | 1 |  | Manual | 3 | Ceiling Fixture | Incandescent |  | Standard A Lamp | 2 | 60 | Hall | 228803 | Hall | 0.04008%
22880 | 4 | 1 |  | Manual | 1 | Chandelier (Hanging) | Compact Fluorescent |  | Twist | 6 | 13 | Family Room | 228804 | Family Room | 0.04008%
22880 | 4 | 2 |  | Manual | 1 | Floor lamp | Compact Fluorescent |  | Twist | 1 | 13 | Family Room | 228804 | Family Room | 0.04008%
22880 | 4 | 3 |  | Manual | 1 | Floor lamp | Compact Fluorescent |  | Twist | 1 | 20 | Family Room | 228804 | Family Room | 0.04008%
22880 | 5 | 1 |  | Manual | 1 | Ceiling Fixture | Linear Fluorescent | 48 | T-12 | 2 | 40 | Garage | 228805 | Garage | 0.04008%
22880 | 5 | 2 |  | Manual | 1 | Ceiling Fixture | Compact Fluorescent |  | Twist | 1 | 20 | Garage | 228805 | Garage | 0.04008%
22880 | 5 | 3 |  | Manual | 1 | Ceiling Fixture | Incandescent |  | Standard A Lamp | 1 | 60 | Garage | 228805 | Garage | 0.04008%
22880 | 6 | 1 |  | Manual | 1 | Ceiling Fixture | Incandescent |  | Standard A Lamp | 2 | 60 | Hall | 228806 | Hall | 0.04008%
22880 | 6 | 2 |  | Manual | 2 | Wall Mount | Halogen |  | Quartz Tube | 1 | 300 | Hall | 228806 | Hall | 0.04008%
22880 | 7 | 1 |  | Manual | 3 | Recessed Can | Compact Fluorescent |  | Twist | 1 | 23 | Kitchen | 228807 | Kitchen | 0.04008%
22880 | 7 | 2 |  | Manual | 2 | Recessed Can | Incandescent |  | Standard A Lamp | 1 | 60 | Kitchen | 228807 | Kitchen | 0.04008%
22880 | 8 | 1 |  | Manual | 1 | Wall Mount | Incandescent |  | Standard A Lamp | 5 | 40 | Bathroom | 228808 | Bathroom | 0.04008%
22880 | 9 | 1 |  | Manual | 1 | Ceiling Fixture | Incandescent |  | Standard A Lamp | 2 | 60 | Master Bedroom | 228809 | Master Bedroom | 0.04008%
22880 | 9 | 2 |  | Manual | 1 | Floor lamp | Incandescent |  | Standard A Lamp | 1 | 25 | Master Bedroom | 228809 | Master Bedroom | 0.04008%
22880 | 9 | 3 |  | Manual | 1 | Floor lamp | Incandescent |  | 3-Way Incandescent | 1 | 100 | Master Bedroom | 228809 | Master Bedroom | 0.04008%
22880 | 10 | 1 |  | Manual | 1 | Ceiling Fixture | Incandescent |  | Standard A Lamp | 2 | 60 | Closet | 2288010 | Closet | 0.04008%
22890 | 1 | 1 |  | Manual | 3 | Ceiling Fixture | Compact Fluorescent |  | Twist | 1 | 22 | Bathroom | 228901 | Bathroom | 0.04732%
22890 | 1 | 2 |  | Manual | 1 | Wall Mount | Compact Fluorescent |  | Twist | 4 | 15 | Bathroom | 228901 | Bathroom | 0.04732%
22890 | 1 | 3 |  | Manual | 1 | Other | Incandescent |  | Other | 1 | 42 | Bathroom | 228901 | Bathroom | 0.04732%
22890 | 2 | 1 |  | Manual | 1 | Wall Mount | Compact Fluorescent |  | Twist | 1 | 22 | Other | 228902 | Other | 0.04732%
22890 | 2 | 2 |  | Manual | 1 | Table | Incandescent |  | Standard A Lamp | 1 | 100 | Other | 228902 | Other | 0.04732%
22890 | 2 | 3 |  | Manual | 1 | Ceiling Fixture | Compact Fluorescent |  | Twist | 1 | 15 | Other | 228902 | Other | 0.04732%
22890 | 2 | 4 |  | Manual | 1 | Table | Incandescent |  | Mini base | 2 | 25 | Other | 228902 | Other | 0.04732%
22890 | 3 | 1 |  | Manual | 6 | Ceiling Fixture | Compact Fluorescent |  | Twist | 1 | 22 | Other | 228903 | Other | 0.04732%
22890 | 4 | 1 |  | Manual | 2 | Chandelier (Hanging) | Compact Fluorescent |  | Twist | 1 | 15 | Master Bedroom | 228904 | Master Bedroom | 0.04732%
22890 | 4 | 2 |  | Manual | 1 | Ceiling Fan | Incandescent |  | Decorative | 3 | 60 | Master Bedroom | 228904 | Master Bedroom | 0.04732%
22890 | 4 | 3 |  | Manual | 2 | Table | Compact Fluorescent |  | Twist | 2 | 15 | Master Bedroom | 228904 | Master Bedroom | 0.04732%
22890 | 4 | 4 |  | Manual | 1 | Table | Incandescent |  | Standard A Lamp | 1 | 60 | Master Bedroom | 228904 | Master Bedroom | 0.04732%
22890 | 5 | 1 |  | Manual | 1 | Ceiling Fixture | Compact Fluorescent |  | Twist | 2 | 15 | Closet | 228905 | Closet | 0.04732%
22890 | 6 | 1 |  | Manual | 2 | Ceiling Fixture | Compact Fluorescent |  | Twist | 2 | 15 | Laundry Room | 228906 | Laundry Room | 0.04732%
22890 | 7 | 1 |  | Manual | 1 | Table | Compact Fluorescent |  | Twist | 1 | 15 | Bedroom | 228907 | Bedroom | 0.04732%
22890 | 8 | 1 |  | Manual | 1 | Wall Mount | Compact Fluorescent |  | Globe | 4 | 15 | Bathroom | 228908 | Bathroom | 0.04732%
22890 | 8 | 2 |  | Manual | 1 | Ceiling Fixture | Compact Fluorescent |  | Twist | 2 | 15 | Bathroom | 228908 | Bathroom | 0.04732%
22890 | 9 | 1 |  | Manual | 1 | Ceiling Fan | Incandescent |  | Reflector | 3 | 45 | Kitchen | 228909 | Kitchen | 0.04732%
22890 | 9 | 2 |  | Manual | 1 | Ceiling Fan | Compact Fluorescent |  | Reflector | 1 | 15 | Kitchen | 228909 | Kitchen | 0.04732%
22890 | 9 | 3 |  | Manual | 1 | Architectural | Incandescent |  | Mini base | 1 | 40 | Kitchen | 228909 | Kitchen | 0.04732%
22890 | 9 | 4 |  | Manual | 2 | Ceiling Fixture | Compact Fluorescent |  | Twist | 1 | 15 | Kitchen | 228909 | Kitchen | 0.04732%
22890 | 10 | 1 |  | Motion | 1 | Ceiling Fixture | Incandescent |  | Standard A Lamp | 1 | 40 | Hall | 2289010 | Hall | 0.04732%
22890 | 11 | 1 |  | Manual | 1 | Ceiling Fan | Compact Fluorescent |  | Twist | 4 | 15 | Living Room | 2289011 | Living Room | 0.04732%
22890 | 11 | 2 |  | Manual | 1 | Table | Compact Fluorescent |  | Twist | 1 | 22 | Living Room | 2289011 | Living Room | 0.04732%
22890 | 11 | 3 |  | Manual | 1 | Table | Compact Fluorescent |  | Twist | 1 | 15 | Living Room | 2289011 | Living Room | 0.04732%
22891 | 1 | 1 |  | Manual | 1 | Wall Mount | Incandescent |  | Clear | 4 | 40 | Bathroom | 228911 | Bathroom | 0.09408%
22891 | 2 | 1 |  | Dimmer | 1 | Recessed Can | Incandescent |  | Standard A Lamp | 1 | 125 | Bedroom | 228912 | Bedroom | 0.09408%
22891 | 2 | 2 |  | Manual | 1 | Floor lamp | Incandescent |  | Standard A Lamp | 3 | 60 | Bedroom | 228912 | Bedroom | 0.09408%
22891 | 3 | 1 |  | Manual | 2 | Ceiling Fixture | Incandescent |  | Standard A Lamp | 2 | 60 | Bedroom | 228913 | Bedroom | 0.09408%
22891 | 4 | 1 |  | Manual | 1 | Wall Mount | Incandescent |  | Globe | 4 | 40 | Bathroom | 228914 | Bathroom | 0.09408%
22891 | 5 | 1 |  | Manual | 2 | Ceiling Fixture | Incandescent |  | Standard A Lamp | 1 | 75 | Bedroom | 228915 | Bedroom | 0.09408%
22891 | 6 | 1 |  | Manual | 1 | Ceiling Fixture | Compact Fluorescent |  | Twist | 2 | 15 | Other | 228916 | Other | 0.09408%
22891 | 7 | 1 |  | Manual | 1 | Ceiling Fixture | Incandescent |  | Standard A Lamp | 2 | 60 | Family Room | 228917 | Family Room | 0.09408%
22891 | 8 | 1 |  | Manual | 1 | Ceiling Fixture | Compact Fluorescent |  | Twist | 2 | 22 | Kitchen | 228918 | Kitchen | 0.09408%
22891 | 9 | 1 |  | Manual | 1 | Ceiling Fixture | Compact Fluorescent |  | Twist | 1 | 22 | Laundry Room | 228919 | Laundry Room | 0.09408%
22891 | 10 | 1 |  | Dimmer | 2 | Ceiling Fan | Compact Fluorescent |  | Twist | 2 | 15 | Living Room | 2289110 | Living Room | 0.09408%
22891 | 11 | 1 |  | Manual | 1 | Ceiling Fixture | Compact Fluorescent |  | Twist | 1 | 15 | Other | 2289111 | Other | 0.09408%
22891 | 12 | 1 |  | Manual | 1 | Ceiling Fixture | Incandescent |  | Standard A Lamp | 2 | 60 | Hall | 2289112 | Hall | 0.09408%
22897 | 1 | 1 |  | Manual | 1 | Wall Mount | Incandescent |  | Globe | 4 | 40 | Bathroom | 228971 | Bathroom | 0.05169%
22897 | 2 | 1 |  | Manual | 1 | Ceiling Fixture | Incandescent |  | Standard A Lamp | 2 | 60 | Bedroom | 228972 | Bedroom | 0.05169%
22897 | 3 | 1 |  | Manual | 1 | Chandelier (Hanging) | Incandescent |  | Standard A Lamp | 5 | 60 | Dining Room | 228973 | Dining Room | 0.05169%
22897 | 4 | 1 |  | Manual | 3 | Ceiling Fixture | Incandescent |  | Standard A Lamp | 1 | 60 | Garage | 228974 | Garage | 0.05169%
22897 | 5 | 1 |  | Manual | 3 | Ceiling Fixture | Incandescent |  | Standard A Lamp | 1 | 60 | Hall | 228975 | Hall | 0.05169%
22897 | 6 | 1 |  | Manual | 1 | Ceiling Fan | Incandescent |  | Decorative | 4 | 25 | Kitchen | 228976 | Kitchen | 0.05169%
22897 | 6 | 2 |  | Manual | 6 | Recessed Can | Incandescent |  | Reflector | 1 | 65 | Kitchen | 228976 | Kitchen | 0.05169%
22897 | 6 | 3 |  | Manual | 1 | Recessed Can | Incandescent |  | Reflector | 1 | 40 | Kitchen | 228976 | Kitchen | 0.05169%
22897 | 7 | 1 |  | Manual | 1 | Ceiling Fixture | Linear Fluorescent | 48 | T-12 | 2 | 40 | Laundry Room | 228977 | Laundry Room | 0.05169%
22897 | 8 | 1 |  | Dimmer | 1 | Ceiling Fixture | Incandescent |  | Standard A Lamp | 3 | 40 | Living Room | 228978 | Living Room | 0.05169%
22897 | 8 | 2 |  | Manual | 2 | Table | Incandescent |  | Standard A Lamp | 1 | 40 | Living Room | 228978 | Living Room | 0.05169%
22897 | 8 | 3 |  | Manual | 1 | Table | Incandescent |  | 3-Way Incandescent | 1 | 100 | Living Room | 228978 | Living Room | 0.05169%
22897 | 8 | 4 |  | Manual | 1 | Table | Incandescent |  | Standard A Lamp | 1 | 100 | Living Room | 228978 | Living Room | 0.05169%
22897 | 8 | 5 |  | Manual | 2 | Torchiere | Incandescent |  | Standard A Lamp | 1 | 125 | Living Room | 228978 | Living Room | 0.05169%
22897 | 9 | 1 |  | Manual | 1 | Wall Mount | Incandescent |  | Globe | 4 | 40 | Bathroom | 228979 | Bathroom | 0.05169%
22897 | 10 | 1 |  | Manual | 1 | Ceiling Fixture | Incandescent |  | Standard A Lamp | 2 | 60 | Master Bedroom | 2289710 | Master Bedroom | 0.05169%
22897 | 10 | 2 |  | Manual | 1 | Table | Incandescent |  | Standard A Lamp | 1 | 60 | Master Bedroom | 2289710 | Master Bedroom | 0.05169%
22897 | 11 | 1 |  | Manual | 1 | Ceiling Fixture | Incandescent |  | Standard A Lamp | 2 | 60 | Office | 2289711 | Office | 0.05169%
22897 | 11 | 2 |  | Manual | 1 | Table | Incandescent |  | 3-Way Incandescent | 1 | 100 | Office | 2289711 | Office | 0.05169%
22902 | 1 | 1 |  | Manual | 1 | Ceiling Fixture | Incandescent |  | Standard A Lamp | 1 | 40 | Hall | 229021 | Hall | 0.05296%
22902 | 2 | 1 |  | Manual | 2 | Wall Mount | Linear Fluorescent | 24 | T-12 | 1 | 32 | Bathroom | 229022 | Bathroom | 0.05296%
22902 | 3 | 1 |  | Manual | 1 | Wall Mount | Linear Fluorescent | 24 | Fluorescent Unknown | 1 | 17 | Closet | 229023 | Closet | 0.05296%
22902 | 4 | 1 |  | Manual | 1 | Ceiling Fixture | Incandescent |  | Standard A Lamp | 1 | 60 | Bedroom | 229024 | Bedroom | 0.05296%
22902 | 4 | 2 |  | Manual | 3 | Wall Mount | Incandescent |  | Globe | 1 | 20 | Bedroom | 229024 | Bedroom | 0.05296%
22902 | 4 | 3 |  | Manual | 1 | Table | Incandescent |  | Globe | 1 | 20 | Bedroom | 229024 | Bedroom | 0.05296%
22902 | 5 | 1 |  | Manual | 1 | Chandelier (Hanging) | Incandescent |  | Decorative | 5 | 20 | Dining Room | 229025 | Dining Room | 0.05296%
22902 | 6 | 1 |  | Manual | 2 | Ceiling Fixture | Incandescent |  | Standard A Lamp | 1 | 60 | Other | 229026 | Other | 0.05296%
22902 | 7 | 1 |  | Manual | 1 | Ceiling Fixture | Incandescent |  | Standard A Lamp | 1 | 75 | Other | 229027 | Other | 0.05296%
22902 | 8 | 1 |  | Manual | 3 | Ceiling Fixture | Incandescent |  | Standard A Lamp | 1 | 60 | Laundry Room | 229028 | Laundry Room | 0.05296%
22902 | 9 | 1 |  | Manual | 1 | Ceiling Fixture | Incandescent |  | Standard A Lamp | 1 | 75 | Other | 229029 | Other | 0.05296%
22902 | 10 | 1 |  | Manual | 1 | Ceiling Fixture | Compact Fluorescent |  | Twist | 1 | 15 | Other | 2290210 | Other | 0.05296%
22902 | 11 | 1 |  | Manual | 1 | Wall Mount | Incandescent |  | Standard A Lamp | 1 | 100 | Family Room | 2290211 | Family Room | 0.05296%
22902 | 11 | 2 |  | Manual | 1 | Floor lamp | Compact Fluorescent |  | Twist | 1 | 22 | Family Room | 2290211 | Family Room | 0.05296%
22902 | 11 | 3 |  | Manual | 2 | Table | Compact Fluorescent |  | Twist | 1 | 22 | Family Room | 2290211 | Family Room | 0.05296%
22902 | 12 | 1 |  | Manual | 2 | Ceiling Fixture | Compact Fluorescent |  | Twist | 1 | 28 | Kitchen | 2290212 | Kitchen | 0.05296%
22902 | 12 | 2 |  | Manual | 1 | Wall Mount | Linear Fluorescent | 36 | T-8 | 1 | 20 | Kitchen | 2290212 | Kitchen | 0.05296%
22902 | 13 | 1 |  | Manual | 1 | Floor lamp | Incandescent |  | 3-Way Incandescent | 1 | 100 | Living Room | 2290213 | Living Room | 0.05296%
22902 | 13 | 2 |  | Manual | 2 | Table | Compact Fluorescent |  | Twist | 1 | 22 | Living Room | 2290213 | Living Room | 0.05296%
22902 | 14 | 1 |  | Manual | 1 | Floor lamp | Incandescent |  | Standard A Lamp | 3 | 60 | Office | 2290214 | Office | 0.05296%
22902 | 14 | 2 |  | Manual | 1 | Floor lamp | Incandescent |  | 3-Way Incandescent | 1 | 200 | Office | 2290214 | Office | 0.05296%
22902 | 15 | 1 |  | Manual | 1 | Wall Mount | Linear Fluorescent | 48 | T-12 | 1 | 32 | Bathroom | 2290215 | Bathroom | 0.05296%
22902 | 16 | 1 |  | Dimmer | 1 | Ceiling Fixture | Incandescent |  | Decorative | 4 | 40 | Bedroom | 2290216 | Bedroom | 0.05296%
22902 | 17 | 1 |  | Manual | 1 | Ceiling Fixture | Incandescent |  | Globe | 3 | 75 | Bedroom | 2290217 | Bedroom | 0.05296%
22902 | 17 | 2 |  | Manual | 1 | Table | Incandescent |  | Standard A Lamp | 1 | 40 | Bedroom | 2290217 | Bedroom | 0.05296%
22902 | 18 | 1 |  | Manual | 3 | Table | Incandescent |  | Standard A Lamp | 1 | 60 | Bedroom | 2290218 | Bedroom | 0.05296%
22902 | 19 | 1 |  | Manual | 1 | Wall Mount | Linear Fluorescent | 24 | T-12 | 1 | 15 | Closet | 2290219 | Closet | 0.05296%
22902 | 20 | 1 |  | Manual | 1 | Wall Mount | Compact Fluorescent |  | Twist | 1 | 15 | Closet | 2290220 | Closet | 0.05296%
22902 | 21 | 1 |  | Manual | 1 | Ceiling Fixture | Compact Fluorescent |  | Twist | 1 | 28 | Closet | 2290221 | Closet | 0.05296%
22902 | 22 | 1 |  | Manual | 1 | Ceiling Fixture | Compact Fluorescent |  | Twist | 1 | 22 | Hall | 2290222 | Hall | 0.05296%
22903 | 1 | 1 |  | Manual | 1 | Ceiling Fixture | Incandescent |  | Standard A Lamp | 2 | 60 | Bathroom | 229031 | Bathroom | 0.04732%
22903 | 1 | 2 |  | Manual | 2 | Wall Mount | Incandescent |  | Standard A Lamp | 1 | 40 | Bathroom | 229031 | Bathroom | 0.04732%
22903 | 2 | 1 |  | Manual | 2 | Ceiling Fixture | Incandescent |  | Clear | 2 | 60 | Closet | 229032 | Closet | 0.04732%
22903 | 3 | 1 |  | Manual | 5 | Recessed Can | Incandescent |  | Reflector | 1 | 65 | Bathroom | 229033 | Bathroom | 0.04732%
22903 | 3 | 2 |  | Manual | 2 | Wall Mount | Incandescent |  | Clear | 3 | 40 | Bathroom | 229033 | Bathroom | 0.04732%
22903 | 4 | 1 |  | Manual | 4 | Recessed Can | Incandescent |  | Reflector | 1 | 65 | Master Bedroom | 229034 | Master Bedroom | 0.04732%
22903 | 4 | 2 |  | Manual | 1 | Ceiling Fan | Incandescent |  | Clear | 2 | 60 | Master Bedroom | 229034 | Master Bedroom | 0.04732%
22903 | 4 | 3 |  | Manual | 2 | Table | Incandescent |  | Clear | 1 | 40 | Master Bedroom | 229034 | Master Bedroom | 0.04732%
22903 | 5 | 1 |  | Manual | 1 | Wall Mount | Incandescent |  | Decorative | 3 | 40 | Bathroom | 229035 | Bathroom | 0.04732%
22903 | 5 | 2 |  | Manual | 1 | Recessed Can | Incandescent |  | Reflector | 1 | 65 | Bathroom | 229035 | Bathroom | 0.04732%
22903 | 6 | 1 |  | Manual | 1 | Ceiling Fan | Incandescent |  | Clear | 2 | 60 | Bedroom | 229036 | Bedroom | 0.04732%
22903 | 6 | 2 |  | Manual | 1 | Table | Compact Fluorescent |  | Twist | 1 | 15 | Bedroom | 229036 | Bedroom | 0.04732%
22903 | 7 | 1 |  | Manual | 6 | Ceiling Fixture | Linear Fluorescent | 48 | T-8 | 2 | 32 | Garage | 229037 | Garage | 0.04732%
22903 | 7 | 2 |  | Manual | 2 | Garage door opener | Incandescent |  | Standard A Lamp | 2 | 60 | Garage | 229037 | Garage | 0.04732%
22903 | 8 | 1 |  | Manual | 1 | Chandelier (Hanging) | Incandescent |  | Standard A Lamp | 6 | 60 | Hall | 229038 | Hall | 0.04732%
22903 | 8 | 2 |  | Manual | 3 | Recessed Can | Incandescent |  | Reflector | 1 | 65 | Hall | 229038 | Hall | 0.04732%
22903 | 9 | 1 |  | Manual | 1 | Ceiling Fan | Incandescent |  | Standard A Lamp | 2 | 60 | Office | 229039 | Office | 0.04732%
22903 | 9 | 2 |  | Manual | 1 | Table | Compact Fluorescent |  | Twist | 1 | 28 | Office | 229039 | Office | 0.04732%
22903 | 10 | 1 |  | Manual | 1 | Chandelier (Hanging) | Incandescent |  | Standard A Lamp | 12 | 40 | Dining Room | 2290310 | Dining Room | 0.04732%
22903 | 10 | 2 |  | Manual | 4 | Recessed Can | Incandescent |  | Reflector | 1 | 65 | Dining Room | 2290310 | Dining Room | 0.04732%
22903 | 11 | 1 |  | Manual | 4 | Recessed Can | Incandescent |  | Reflector |  | 65 | Living Room | 2290311 | Living Room | 0.04732%
22903 | 11 | 2 |  | Manual | 1 | Ceiling Fan | Incandescent |  | Standard A Lamp | 2 | 60 | Living Room | 2290311 | Living Room | 0.04732%
22903 | 11 | 3 |  | Manual | 1 | Floor lamp | Incandescent |  | Clear | 1 | 60 | Living Room | 2290311 | Living Room | 0.04732%
22903 | 11 | 4 |  | Manual | 2 | Table | Incandescent |  | Clear | 1 | 40 | Living Room | 2290311 | Living Room | 0.04732%
22903 | 12 | 1 |  | Manual | 1 | Chandelier (Hanging) | Incandescent |  | Clear | 5 | 60 | Kitchen | 2290312 | Kitchen | 0.04732%
22903 | 12 | 2 |  | Manual | 13 | Recessed Can | Incandescent |  | Reflector | 1 | 65 | Kitchen | 2290312 | Kitchen | 0.04732%
22903 | 12 | 3 |  | Manual | 3 | Chandelier (Hanging) | Incandescent |  | Clear | 1 | 60 | Kitchen | 2290312 | Kitchen | 0.04732%
22903 | 13 | 1 |  | Manual | 2 | Recessed Can | Incandescent |  | Reflector | 1 | 65 | Closet | 2290313 | Closet | 0.04732%
22903 | 14 | 1 |  | Manual | 2 | Recessed Can | Incandescent |  | Reflector | 1 | 65 | Hall | 2290314 | Hall | 0.04732%
22903 | 15 | 1 |  | Manual | 1 | Ceiling Fixture | Linear Fluorescent | 48 | T-8 | 4 | 32 | Laundry Room | 2290315 | Laundry Room | 0.04732%
22904 | 1 | 1 |  | Manual | 1 | Chandelier (Hanging) | Incandescent |  | Standard A Lamp | 1 | 60 | Bedroom | 229041 | Bedroom | 0.04008%
22904 | 1 | 2 |  | Manual | 2 | Table | Incandescent |  | Standard A Lamp | 1 | 25 | Bedroom | 229041 | Bedroom | 0.04008%
22904 | 2 | 1 |  | Manual | 1 | Ceiling Fixture | Incandescent |  | Standard A Lamp | 1 | 65 | Hall | 229042 | Hall | 0.04008%
22904 | 3 | 1 |  | Dimmer | 3 | Track | Compact Fluorescent |  | Flood | 3 | 28 | Family Room | 229043 | Family Room | 0.04008%
22904 | 4 | 1 |  | Dimmer | 1 | Chandelier (Hanging) | Incandescent |  | Decorative | 6 | 40 | Dining Room | 229044 | Dining Room | 0.04008%
22904 | 4 | 2 |  | Manual | 1 | Table | Incandescent |  | 3-Way Incandescent | 1 | 125 | Dining Room | 229044 | Dining Room | 0.04008%
22904 | 5 | 1 |  | Manual | 2 | Ceiling Fixture | Incandescent |  | Reflector | 1 | 65 | Garage | 229045 | Garage | 0.04008%
22904 | 6 | 1 |  | Manual | 1 | Wall Mount | Incandescent |  | Globe | 3 | 60 | Bathroom | 229046 | Bathroom | 0.04008%
22904 | 6 | 2 |  | Manual | 1 | Recessed Can | Incandescent |  | Reflector | 1 | 65 | Bathroom | 229046 | Bathroom | 0.04008%
22904 | 7 | 1 |  | Manual | 1 | Track | Compact Fluorescent |  | Reflector | 2 | 28 | Hall | 229047 | Hall | 0.04008%
22904 | 7 | 2 |  | Manual | 1 | Recessed Can | Incandescent |  | Reflector | 1 | 65 | Hall | 229047 | Hall | 0.04008%
22904 | 7 | 3 |  | Manual | 1 | Wall Mount | Compact Fluorescent |  | Reflector | 1 | 28 | Hall | 229047 | Hall | 0.04008%
22904 | 8 | 1 |  | Manual | 2 | Track | Compact Fluorescent |  | Flood | 2 | 28 | Kitchen | 229048 | Kitchen | 0.04008%
22904 | 9 | 1 |  | Manual | 2 | Wall Mount | Incandescent |  | Standard A Lamp | 1 | 65 | Bathroom | 229049 | Bathroom | 0.04008%
22904 | 10 | 1 |  | Manual | 1 | Track | Compact Fluorescent |  | Reflector | 2 | 28 | Master Bedroom | 2290410 | Master Bedroom | 0.04008%
22904 | 10 | 2 |  | Manual | 2 | Table | Incandescent |  | Standard A Lamp | 1 | 25 | Master Bedroom | 2290410 | Master Bedroom | 0.04008%
22904 | 11 | 1 |  | Manual | 1 | Track | Halogen |  | MR | 2 | 30 | Office | 2290411 | Office | 0.04008%
22904 | 11 | 2 |  | Manual | 1 | Table | Incandescent |  | Standard A Lamp | 1 | 100 | Office | 2290411 | Office | 0.04008%
22904 | 12 | 1 |  | Manual | 2 | Wall Mount | Incandescent |  | Globe | 5 | 60 | Closet | 2290412 | Closet | 0.04008%
22909 | 1 | 1 |  | Manual | 1 | Ceiling Fan | Incandescent |  | Standard A Lamp | 3 | 60 | Bedroom | 229091 | Bedroom | 0.09408%
22909 | 2 | 1 |  | Manual | 1 | Ceiling Fixture | Incandescent |  | Standard A Lamp | 3 | 60 | Closet | 229092 | Closet | 0.09408%
22909 | 3 | 1 |  | Manual | 4 | Recessed Can | Incandescent |  | Reflector | 1 | 65 | Dining Room | 229093 | Dining Room | 0.09408%
22909 | 4 | 1 |  | Manual | 2 | Ceiling Fixture | Incandescent |  | Standard A Lamp | 1 | 60 | Garage | 229094 | Garage | 0.09408%
22909 | 4 | 2 |  | Manual | 1 | Garage door opener | Compact Fluorescent |  | Twist | 1 | 15 | Garage | 229094 | Garage | 0.09408%
22909 | 5 | 1 |  | Manual | 1 | Wall Mount | Incandescent |  | Standard A Lamp | 3 | 60 | Bathroom | 229095 | Bathroom | 0.09408%
22909 | 5 | 2 |  | Manual | 1 | Ceiling Fixture | Incandescent |  | Standard A Lamp | 2 | 60 | Bathroom | 229095 | Bathroom | 0.09408%
22909 | 6 | 1 |  | Manual | 1 | Chandelier (Hanging) | Compact Fluorescent |  | Twist | 3 | 15 | Hall | 229096 | Hall | 0.09408%
22909 | 6 | 2 |  | Manual | 2 | Recessed Can | Incandescent |  | Reflector | 1 | 65 | Hall | 229096 | Hall | 0.09408%
22909 | 7 | 1 |  | Manual | 8 | Recessed Can | Incandescent |  | Reflector | 1 | 65 | Kitchen | 229097 | Kitchen | 0.09408%
22909 | 7 | 2 |  | Manual | 1 | Ceiling Fixture | Incandescent |  | Standard A Lamp | 1 | 60 | Kitchen | 229097 | Kitchen | 0.09408%
22909 | 8 | 1 |  | Manual | 1 | Ceiling Fixture | Incandescent |  | Reflector | 3 | 65 | Laundry Room | 229098 | Laundry Room | 0.09408%
22909 | 9 | 1 |  | Manual | 4 | Recessed Can | Incandescent |  | Reflector | 1 | 65 | Living Room | 229099 | Living Room | 0.09408%
22909 | 9 | 2 |  | Manual | 3 | Table | Incandescent |  | 3-Way Incandescent | 1 | 100 | Living Room | 229099 | Living Room | 0.09408%
22909 | 9 | 3 | 1 inc 100 w and 3 cfls 13 w avg 45w | Manual | 1 | Floor lamp | Incandescent |  | Standard A Lamp | 4 | 40 | Living Room | 229099 | Living Room | 0.09408%
22909 | 10 | 1 |  | Manual | 1 | Ceiling Fan | Incandescent |  | Standard A Lamp | 3 | 65 | Master Bedroom | 2290910 | Master Bedroom | 0.09408%
22909 | 10 | 2 |  | Manual | 1 | Table | Incandescent |  | Standard A Lamp | 1 | 100 | Master Bedroom | 2290910 | Master Bedroom | 0.09408%
22909 | 10 | 3 |  | Manual | 1 | Table | Compact Fluorescent |  | Twist | 1 | 15 | Master Bedroom | 2290910 | Master Bedroom | 0.09408%
22909 | 11 | 1 |  | Manual | 1 | Ceiling Fixture | Incandescent |  | Standard A Lamp | 3 | 60 | Bathroom | 2290911 | Bathroom | 0.09408%
22909 | 11 | 2 |  | Manual | 3 | Wall Mount | Incandescent |  | Globe | 5 | 40 | Bathroom | 2290911 | Bathroom | 0.09408%
22909 | 12 | 1 |  | Manual | 4 | Recessed Can | Incandescent |  | Reflector | 1 | 65 | Other | 2290912 | Other | 0.09408%
22919 | 1 | 1 |  | Manual | 1 | Wall Mount | Compact Fluorescent |  | Twist | 2 | 15 | Bedroom | 229191 | Bedroom | 0.05169%
22919 | 1 | 2 |  | Manual | 1 | Wall Mount | Compact Fluorescent |  | Globe | 1 | 15 | Bedroom | 229191 | Bedroom | 0.05169%
22919 | 2 | 1 |  | Manual | 1 | Wall Mount | Compact Fluorescent |  | Globe | 4 | 15 | Bathroom | 229192 | Bathroom | 0.05169%
22919 | 3 | 1 |  | Manual | 1 | Wall Mount | Compact Fluorescent |  | Globe | 4 | 15 | Bathroom | 229193 | Bathroom | 0.05169%
22919 | 4 | 1 |  | Manual | 1 | Ceiling Fixture | Compact Fluorescent |  | Twist | 2 | 22 | Office | 229194 | Office | 0.05169%
22919 | 4 | 2 |  | Manual | 1 | Table | Incandescent |  | Standard A Lamp | 1 | 60 | Office | 229194 | Office | 0.05169%
22919 | 5 | 1 |  | Manual | 1 | Ceiling Fixture | Compact Fluorescent |  | Twist | 1 | 15 | Bedroom | 229195 | Bedroom | 0.05169%
22919 | 6 | 1 |  | Manual | 1 | Ceiling Fixture | Compact Fluorescent |  | Twist | 1 | 22 | Master Bedroom | 229196 | Master Bedroom | 0.05169%
22919 | 6 | 2 |  | Manual | 1 | Table | Incandescent |  | Standard A Lamp | 1 | 60 | Master Bedroom | 229196 | Master Bedroom | 0.05169%
22919 | 7 | 1 |  | Manual | 1 | Ceiling Fixture | Compact Fluorescent |  | Twist | 1 | 22 | Bedroom | 229197 | Bedroom | 0.05169%
22919 | 8 | 1 |  | Manual | 1 | Chandelier (Hanging) | Compact Fluorescent |  | Twist | 1 | 15 | Closet | 229198 | Closet | 0.05169%
22919 | 9 | 1 |  | Manual | 2 | Ceiling Fixture | Incandescent |  | Standard A Lamp | 1 | 60 | Closet | 229199 | Closet | 0.05169%
22919 | 10 | 1 |  | Manual | 1 | Chandelier (Hanging) | Incandescent |  | Decorative | 8 | 25 | Dining Room | 2291910 | Dining Room | 0.05169%
22919 | 10 | 2 |  | Manual | 1 | Table | Incandescent |  | Standard A Lamp | 1 | 75 | Dining Room | 2291910 | Dining Room | 0.05169%
22919 | 11 | 1 |  | Manual | 1 | Torchiere | Incandescent |  | Decorative | 1 | 60 | Living Room | 2291911 | Living Room | 0.05169%
22919 | 12 | 1 |  | Manual | 2 | Ceiling Fixture | Incandescent |  | Standard A Lamp | 1 | 60 | Garage | 2291912 | Garage | 0.05169%
22919 | 12 | 2 |  | Dimmer | 1 | Low bay | Incandescent |  | Standard A Lamp | 1 | 60 | Garage | 2291912 | Garage | 0.05169%
22919 | 13 | 1 |  | Manual | 2 | Ceiling Fixture | Compact Fluorescent |  | Twist | 1 | 15 | Hall | 2291913 | Hall | 0.05169%
22919 | 14 | 1 |  | Manual | 1 | Ceiling Fixture | Linear Fluorescent | 48 | T-12 | 2 | 40 | Kitchen | 2291914 | Kitchen | 0.05169%
22919 | 14 | 2 |  | Manual | 1 | Architectural | Incandescent |  | Standard A Lamp | 1 | 40 | Kitchen | 2291914 | Kitchen | 0.05169%
22919 | 15 | 1 |  | Manual | 1 | Ceiling Fixture | Incandescent |  | Standard A Lamp | 1 | 60 | Laundry Room | 2291915 | Laundry Room | 0.05169%
22919 | 16 | 1 |  | Manual | 1 | Chandelier (Hanging) | Compact Fluorescent |  | Decorative | 6 | 7 | Living Room | 2291916 | Living Room | 0.05169%
22919 | 16 | 2 |  | Manual | 2 | Table | Compact Fluorescent |  | Twist | 1 | 22 | Living Room | 2291916 | Living Room | 0.05169%
22935 | 1 | 1 |  | Manual | 2 | Wall Mount | Incandescent |  | Standard A Lamp | 3 | 60 | Bathroom | 229351 | Bathroom | 0.02963%
22935 | 2 | 1 |  | Manual | 1 | Ceiling Fixture | Compact Fluorescent |  | Twist | 1 | 15 | Bedroom | 229352 | Bedroom | 0.02963%
22935 | 2 | 2 |  | Manual | 1 | Table | Incandescent |  | Standard A Lamp | 1 | 40 | Bedroom | 229352 | Bedroom | 0.02963%
22935 | 2 | 3 |  | Manual | 1 | Other | Incandescent |  | Standard A Lamp | 1 | 60 | Bedroom | 229352 | Bedroom | 0.02963%
22935 | 3 | 1 |  | Manual | 1 | Ceiling Fixture | Compact Fluorescent |  | Twist | 1 | 22 | Other | 229353 | Other | 0.02963%
22935 | 4 | 1 |  | Manual | 1 | Ceiling Fixture | Compact Fluorescent |  | Twist | 1 | 15 | Office | 229354 | Office | 0.02963%
22935 | 4 | 2 |  | Manual | 1 | Other | Linear Fluorescent | 24 | T-12 | 1 | 20 | Office | 229354 | Office | 0.02963%
22935 | 5 | 1 |  | Dimmer | 1 | Chandelier (Hanging) | Incandescent |  | Standard A Lamp | 5 | 75 | Dining Room | 229355 | Dining Room | 0.02963%
22935 | 6 | 1 |  | Manual | 1 | Ceiling Fixture | Linear Fluorescent | 48 | T-12 | 2 | 40 | Bathroom | 229356 | Bathroom | 0.02963%
22935 | 7 | 1 |  | Manual | 1 | Ceiling Fixture | Linear Fluorescent | 48 | T-12 | 2 | 40 | Bedroom | 229357 | Bedroom | 0.02963%
22935 | 7 | 2 |  | Manual | 1 | Table | Incandescent |  | Standard A Lamp | 1 | 40 | Bedroom | 229357 | Bedroom | 0.02963%
22935 | 8 | 1 |  | Manual | 1 | Ceiling Fixture | Compact Fluorescent | 48 | Twist | 3 | 15 | Bedroom | 229358 | Bedroom | 0.02963%
22935 | 9 | 1 |  | Manual | 1 | Ceiling Fixture | Linear Fluorescent | 48 | T-12 | 2 | 40 | Hall | 229359 | Hall | 0.02963%
22935 | 10 | 1 |  | Manual | 4 | Ceiling Fixture | Linear Fluorescent | 48 | T-12 | 2 | 40 | Living Room | 2293510 | Living Room | 0.02963%
22935 | 11 | 1 |  | Manual | 1 | Ceiling Fixture | Linear Fluorescent | 48 | T-12 | 2 | 40 | Bedroom | 2293511 | Bedroom | 0.02963%
22935 | 11 | 2 |  | Manual | 1 | Table | Incandescent |  | Decorative | 1 | 25 | Bedroom | 2293511 | Bedroom | 0.02963%
22935 | 11 | 3 |  | Manual | 1 | Table | Incandescent |  | Other | 1 | 60 | Bedroom | 2293511 | Bedroom | 0.02963%
22935 | 12 | 1 |  | Dimmer | 1 | Ceiling Fan | Incandescent |  | Mini base | 3 | 40 | Family Room | 2293512 | Family Room | 0.02963%
22935 | 12 | 2 |  | Manual | 4 | Recessed Can | Incandescent |  | Reflector | 1 | 65 | Family Room | 2293512 | Family Room | 0.02963%
22935 | 13 | 1 |  | Manual | 3 | Ceiling Fixture | Linear Fluorescent | 96 | T-12 | 2 | 100 | Garage | 2293513 | Garage | 0.02963%
22935 | 14 | 1 |  | Manual | 4 | Ceiling Fixture | Linear Fluorescent | 48 | T-12 | 2 | 40 | Kitchen | 2293514 | Kitchen | 0.02963%
22935 | 14 | 2 |  | Manual | 3 | Other | Linear Fluorescent | 12 | T-4 | 1 | 16 | Kitchen | 2293514 | Kitchen | 0.02963%
22935 | 15 | 1 |  | Manual | 2 | Ceiling Fan | Compact Fluorescent |  | Twist | 2 | 22 | Living Room | 2293515 | Living Room | 0.02963%
22935 | 15 | 2 |  | Manual | 2 | Wall Mount | Compact Fluorescent |  | Twist | 1 | 15 | Living Room | 2293515 | Living Room | 0.02963%
22935 | 15 | 3 |  | Manual | 4 | Recessed Can | Compact Fluorescent |  | Reflector | 1 | 15 | Living Room | 2293515 | Living Room | 0.02963%
22935 | 16 | 1 |  | Manual | 1 | Ceiling Fixture | Compact Fluorescent |  | Twist | 1 | 15 | Closet | 2293516 | Closet | 0.02963%
22935 | 17 | 1 |  | Manual | 3 | Wall Mount | Compact Fluorescent |  | Twist | 2 | 15 | Bathroom | 2293517 | Bathroom | 0.02963%
22935 | 17 | 2 |  | Manual | 1 | Recessed Can | Incandescent |  | Standard A Lamp | 1 | 60 | Bathroom | 2293517 | Bathroom | 0.02963%
22935 | 18 | 1 |  | Manual | 1 | Ceiling Fixture | Compact Fluorescent |  | Twist | 2 | 15 | Master Bedroom | 2293518 | Master Bedroom | 0.02963%
22935 | 18 | 2 |  | Manual | 2 | Table | Incandescent |  | Standard A Lamp | 1 | 75 | Master Bedroom | 2293518 | Master Bedroom | 0.02963%
22935 | 19 | 1 |  | Manual | 1 | Ceiling Fixture | Linear Fluorescent | 48 | T-12 | 2 | 40 | Other | 2293519 | Other | 0.02963%
22935 | 20 | 1 |  | Manual | 2 | Ceiling Fixture | Linear Fluorescent | 48 | T-12 | 4 | 40 | Office | 2293520 | Office | 0.02963%
22935 | 21 | 1 |  | Manual | 1 | Ceiling Fixture | Compact Fluorescent |  | Twist | 1 | 15 | Hall | 2293521 | Hall | 0.02963%
22935 | 22 | 1 |  | Manual | 2 | Ceiling Fixture | Compact Fluorescent |  | Twist | 2 | 15 | Hall | 2293522 | Hall | 0.02963%
22938 | 1 | 1 |  | Manual | 1 | Wall Mount | Incandescent |  | Globe | 8 | 40 | Bathroom | 229381 | Bathroom | 0.305%
22938 | 2 | 1 |  | Manual | 1 | Wall Mount | Incandescent |  | Globe | 6 | 40 | Bathroom | 229382 | Bathroom | 0.305%
22938 | 3 | 1 |  | Manual | 1 | Ceiling Fixture | Compact Fluorescent |  | Twist | 2 | 13 | Bedroom | 229383 | Bedroom | 0.305%
22938 | 3 | 2 |  | Manual | 1 | Table | Compact Fluorescent |  | Pin base | 1 | 27 | Bedroom | 229383 | Bedroom | 0.305%
22938 | 4 | 1 |  | Manual | 1 | Table | Compact Fluorescent |  | Twist | 2 | 18 | Bedroom | 229384 | Bedroom | 0.305%
22938 | 4 | 2 |  | Manual | 1 | Floor lamp | Incandescent |  | Other | 2 | 20 | Bedroom | 229384 | Bedroom | 0.305%
22938 | 5 | 1 |  | Manual | 1 | Ceiling Fixture | Incandescent |  | Standard A Lamp | 2 | 60 | Bedroom | 229385 | Bedroom | 0.305%
22938 | 6 | 1 |  | Manual | 1 | Ceiling Fixture | Incandescent |  | Clear | 1 | 60 | Bedroom | 229386 | Bedroom | 0.305%
22938 | 7 | 1 |  | Dimmer | 1 | Ceiling Fan | Incandescent |  | Decorative | 4 | 40 | Dining Room | 229387 | Dining Room | 0.305%
22938 | 8 | 1 |  | Manual | 1 | Ceiling Fixture | Linear Fluorescent | 48 | T-12 | 2 | 40 | Other | 229388 | Other | 0.305%
22938 | 9 | 1 |  | Manual | 1 | Ceiling Fixture | Compact Fluorescent |  | Twist | 2 | 13 | Family Room | 229389 | Family Room | 0.305%
22938 | 10 | 1 |  | Manual | 1 | Garage door opener | Incandescent |  | Standard A Lamp | 2 | 40 | Garage | 2293810 | Garage | 0.305%
22938 | 10 | 2 |  | Manual | 1 | Ceiling Fixture | Incandescent |  | Standard A Lamp | 1 | 100 | Garage | 2293810 | Garage | 0.305%
22938 | 11 | 1 |  | Manual | 2 | Ceiling Fixture | Incandescent |  | Standard A Lamp | 1 | 60 | Hall | 2293811 | Hall | 0.305%
22938 | 12 | 1 |  | Manual | 2 | Ceiling Fixture | Incandescent |  | Clear | 1 | 60 | Hall | 2293812 | Hall | 0.305%
22938 | 12 | 2 |  | Manual | 1 | Chandelier (Hanging) | Incandescent |  | Mini base | 4 | 40 | Hall | 2293812 | Hall | 0.305%
22938 | 13 | 1 |  | Manual | 1 | Ceiling Fixture | Incandescent |  | Clear | 1 | 60 | Kitchen | 2293813 | Kitchen | 0.305%
22938 | 13 | 2 |  | Manual | 2 | Ceiling Fixture | Incandescent |  | Standard A Lamp | 2 | 50 | Kitchen | 2293813 | Kitchen | 0.305%
22938 | 14 | 1 |  | Manual | 1 | Ceiling Fixture | Incandescent |  | Clear | 2 | 60 | Laundry Room | 2293814 | Laundry Room | 0.305%
22938 | 15 | 1 |  | Manual | 2 | Table | Compact Fluorescent |  | Twist | 1 | 23 | Living Room | 2293815 | Living Room | 0.305%
22938 | 15 | 2 |  | Manual | 1 | Floor lamp | Compact Fluorescent |  | 3-Way CFL | 1 | 21 | Living Room | 2293815 | Living Room | 0.305%
22938 | 16 | 1 |  | Manual | 1 | Ceiling Fixture | Incandescent |  | Standard A Lamp | 2 | 60 | Closet | 2293816 | Closet | 0.305%
22944 | 1 | 1 |  | Manual | 1 | Wall Mount | Incandescent |  | Globe | 4 | 40 | Bathroom | 229441 | Bathroom | 0.05169%
22944 | 2 | 1 |  | Manual | 1 | Wall Mount | Incandescent |  | Standard A Lamp | 2 | 60 | Bathroom | 229442 | Bathroom | 0.05169%
22944 | 3 | 1 |  | Manual | 1 | Chandelier (Hanging) | Incandescent |  | Standard A Lamp | 2 | 60 | Master Bedroom | 229443 | Master Bedroom | 0.05169%
22944 | 3 | 2 |  | Manual | 2 | Table | Incandescent |  | Standard A Lamp | 1 | 60 | Master Bedroom | 229443 | Master Bedroom | 0.05169%
22944 | 3 | 3 |  | Manual | 1 | Wall Mount | Incandescent |  | Standard A Lamp | 1 | 40 | Master Bedroom | 229443 | Master Bedroom | 0.05169%
22944 | 4 | 1 |  | Manual | 1 | Ceiling Fan | Incandescent |  | Globe | 3 | 40 | Bedroom | 229444 | Bedroom | 0.05169%
22944 | 4 | 2 |  | Manual | 1 | Table | Incandescent |  | Globe | 2 | 40 | Bedroom | 229444 | Bedroom | 0.05169%
22944 | 5 | 1 |  | Manual | 1 | Ceiling Fan | Incandescent |  | Decorative | 3 | 40 | Family Room | 229445 | Family Room | 0.05169%
22944 | 5 | 2 |  | Dimmer | 1 | Table | Incandescent |  | 3-Way Incandescent | 1 | 100 | Family Room | 229445 | Family Room | 0.05169%
22944 | 5 | 3 |  | Manual | 1 | Wall Mount | Incandescent |  | Standard A Lamp | 1 | 40 | Family Room | 229445 | Family Room | 0.05169%
22944 | 5 | 4 |  | Manual | 1 | Table | Compact Fluorescent |  | Circline (Screw Base) | 1 | 28 | Family Room | 229445 | Family Room | 0.05169%
22944 | 6 | 1 |  | Manual | 2 | Ceiling Fixture | Incandescent |  | Standard A Lamp | 1 | 60 | Garage | 229446 | Garage | 0.05169%
22944 | 6 | 2 |  | Manual | 1 | Garage door opener | Incandescent |  | Standard A Lamp | 1 | 60 | Garage | 229446 | Garage | 0.05169%
22944 | 7 | 1 |  | Manual | 1 | Ceiling Fixture | Incandescent |  | Standard A Lamp | 1 | 60 | Hall | 229447 | Hall | 0.05169%
22944 | 8 | 1 |  | Manual | 1 | Ceiling Fixture | Compact Fluorescent |  | Twist | 3 | 15 | Kitchen | 229448 | Kitchen | 0.05169%
22944 | 8 | 2 |  | Manual | 1 | Chandelier (Hanging) | Compact Fluorescent |  | Twist | 5 | 15 | Kitchen | 229448 | Kitchen | 0.05169%
22944 | 8 | 3 |  | Manual | 1 | Recessed Can | Incandescent |  | Reflector | 1 | 40 | Kitchen | 229448 | Kitchen | 0.05169%
22944 | 9 | 1 |  | Manual | 1 | Ceiling Fixture | Incandescent |  | Standard A Lamp | 1 | 60 | Laundry Room | 229449 | Laundry Room | 0.05169%
22944 | 10 | 1 |  | Manual | 1 | Recessed Can | Halogen |  | Quartz Tube | 1 | 100 | Living Room | 2294410 | Living Room | 0.05169%
22944 | 10 | 2 |  | Manual | 1 | Floor lamp | Incandescent |  | Decorative | 2 | 40 | Living Room | 2294410 | Living Room | 0.05169%
22944 | 10 | 3 |  | Manual | 1 | Chandelier (Hanging) | Incandescent |  | Standard A Lamp | 1 | 40 | Living Room | 2294410 | Living Room | 0.05169%
22944 | 10 | 4 |  | Manual | 2 | Table | Incandescent |  | 3-Way Incandescent | 1 | 100 | Living Room | 2294410 | Living Room | 0.05169%
22944 | 10 | 5 |  | Manual | 1 | Floor lamp | Compact Fluorescent |  | Straight Tube | 1 | 22 | Living Room | 2294410 | Living Room | 0.05169%
22944 | 10 | 6 |  | Manual | 1 | Ceiling Fixture | Incandescent |  | Standard A Lamp | 1 | 40 | Living Room | 2294410 | Living Room | 0.05169%
22944 | 11 | 1 |  | Manual | 1 | Ceiling Fixture | Halogen |  | MR | 4 | 30 | Office | 2294411 | Office | 0.05169%
22950 | 1 | 1 |  | Manual | 1 | Ceiling Fixture | Compact Fluorescent |  | Twist | 1 | 26 | Bathroom | 229501 | Bathroom | 0.05296%
22950 | 1 | 2 |  | Manual | 1 | Wall Mount | Incandescent |  | Globe | 6 | 25 | Bathroom | 229501 | Bathroom | 0.05296%
22950 | 2 | 1 |  | Manual | 1 | Ceiling Fixture | Compact Fluorescent |  | Twist | 1 | 22 | Bedroom | 229502 | Bedroom | 0.05296%
22950 | 3 | 1 |  | Manual | 1 | Ceiling Fixture | Compact Fluorescent |  | Twist | 2 | 28 | Bedroom | 229503 | Bedroom | 0.05296%
22950 | 4 | 1 |  | Manual | 1 | Chandelier (Hanging) | Compact Fluorescent |  | Twist | 4 | 28 | Dining Room | 229504 | Dining Room | 0.05296%
22950 | 5 | 1 |  | Manual | 1 | Ceiling Fixture | Incandescent |  | Standard A Lamp | 1 | 60 | Bathroom | 229505 | Bathroom | 0.05296%
22950 | 6 | 1 |  | Manual | 1 | Wall Mount | Incandescent |  | Standard A Lamp | 3 | 60 | Bathroom | 229506 | Bathroom | 0.05296%
22950 | 7 | 1 |  | Manual | 2 | Ceiling Fixture | Compact Fluorescent |  | Twist | 1 | 26 | Bedroom | 229507 | Bedroom | 0.05296%
22950 | 7 | 2 |  | Manual | 1 | Table | Compact Fluorescent |  | Twist | 1 | 26 | Bedroom | 229507 | Bedroom | 0.05296%
22950 | 8 | 1 |  | Manual | 1 | Ceiling Fixture | Compact Fluorescent |  | Twist | 2 | 26 | Bedroom | 229508 | Bedroom | 0.05296%
22950 | 9 | 1 |  | Manual | 2 | Ceiling Fixture | Compact Fluorescent |  | Twist | 2 | 26 | Family Room | 229509 | Family Room | 0.05296%
22950 | 10 | 1 |  | Manual | 1 | Ceiling Fixture | Compact Fluorescent |  | Twist | 1 | 22 | Hall | 2295010 | Hall | 0.05296%
22950 | 11 | 1 |  | Manual | 1 | Ceiling Fixture | Compact Fluorescent |  | Twist | 1 | 26 | Hall | 2295011 | Hall | 0.05296%
22950 | 12 | 1 |  | Manual | 2 | Ceiling Fixture | Compact Fluorescent |  | Twist | 1 | 26 | Kitchen | 2295012 | Kitchen | 0.05296%
22950 | 13 | 1 |  | Manual | 3 | Ceiling Fixture | Linear Fluorescent | 48 | T-12 | 2 | 40 | Living Room | 2295013 | Living Room | 0.05296%
22950 | 13 | 2 |  | Manual | 3 | Ceiling Fixture | Linear Fluorescent | 48 | T-12 | 2 | 40 | Living Room | 2295013 | Living Room | 0.05296%
22950 | 14 | 1 |  | Manual | 4 | Ceiling Fixture | Compact Fluorescent |  | Twist | 1 | 22 | Hall | 2295014 | Hall | 0.05296%
22950 | 15 | 1 |  | Manual | 2 | Track | Incandescent |  | Clear | 4 | 60 | Kitchen | 2295015 | Kitchen | 0.05296%
22950 | 16 | 1 |  | Manual | 1 | Ceiling Fan | Incandescent |  | Decorative | 4 | 40 | Living Room | 2295016 | Living Room | 0.05296%
22950 | 16 | 2 |  | Manual | 1 | Ceiling Fixture | Incandescent |  | Standard A Lamp | 1 | 40 | Living Room | 2295016 | Living Room | 0.05296%
22950 | 16 | 3 |  | Manual | 1 | Table | Compact Fluorescent |  | Twist | 1 | 22 | Living Room | 2295016 | Living Room | 0.05296%
22950 | 17 | 1 |  | Manual | 1 | Ceiling Fan | Compact Fluorescent |  | Twist | 2 | 26 | Master Bedroom | 2295017 | Master Bedroom | 0.05296%
22950 | 17 | 2 |  | Manual | 1 | Table | Compact Fluorescent |  | Twist | 1 | 26 | Master Bedroom | 2295017 | Master Bedroom | 0.05296%
22950 | 18 | 1 |  | Manual | 2 | Ceiling Fixture | Incandescent |  | Standard A Lamp | 1 | 60 | Other | 2295018 | Other | 0.05296%
22950 | 19 | 1 |  | Manual | 1 | Ceiling Fixture | Linear Fluorescent | 48 | T-12 | 4 | 40 | Laundry Room | 2295019 | Laundry Room | 0.05296%
22950 | 19 | 2 |  | Manual | 1 | Chandelier (Hanging) | Compact Fluorescent |  | Twist | 2 | 26 | Laundry Room | 2295019 | Laundry Room | 0.05296%
22950 | 19 | 3 |  | Manual | 1 | Ceiling Fixture | Compact Fluorescent |  | Twist | 1 | 26 | Laundry Room | 2295019 | Laundry Room | 0.05296%
22953 | 1 | 1 |  | Manual | 1 | Wall Mount | Compact Fluorescent |  | Twist | 2 | 15 | Bathroom | 229531 | Bathroom | 0.02845%
22953 | 2 | 1 |  | Manual | 1 | Wall Mount | Incandescent |  | Globe | 1 | 100 | Bedroom | 229532 | Bedroom | 0.02845%
22953 | 2 | 2 |  | Manual | 2 | Table | Incandescent |  | Standard A Lamp | 2 | 60 | Bedroom | 229532 | Bedroom | 0.02845%
22953 | 3 | 1 |  | Manual | 1 | Wall Mount | Incandescent |  | Standard A Lamp | 1 | 60 | Bedroom | 229533 | Bedroom | 0.02845%
22953 | 3 | 2 |  | Manual | 1 | Floor lamp | Incandescent |  | Decorative | 5 | 25 | Bedroom | 229533 | Bedroom | 0.02845%
22953 | 4 | 1 |  | Manual | 1 | Wall Mount | Incandescent |  | Decorative | 1 | 60 | Hall | 229534 | Hall | 0.02845%
22953 | 5 | 1 |  | Manual | 3 | Wall Mount | Compact Fluorescent |  | Twist | 1 | 15 | Kitchen | 229535 | Kitchen | 0.02845%
22953 | 5 | 2 |  | Manual | 1 | Chandelier (Hanging) | Incandescent |  | Decorative | 6 | 40 | Kitchen | 229535 | Kitchen | 0.02845%
22953 | 6 | 1 |  | Manual | 1 | Recessed Can | Incandescent |  | Standard A Lamp | 1 | 60 | Laundry Room | 229536 | Laundry Room | 0.02845%
22953 | 7 | 1 |  | Manual | 1 | Ceiling Fan | Compact Fluorescent |  | Twist | 3 | 15 | Living Room | 229537 | Living Room | 0.02845%
22953 | 8 | 1 |  | Manual | 2 | Ceiling Fixture | Compact Fluorescent |  | Twist | 1 | 15 | Master Bedroom | 229538 | Master Bedroom | 0.02845%
22955 | 1 | 1 |  | Manual | 1 | Wall Mount | Incandescent |  | Globe | 4 | 40 | Bathroom | 229551 | Bathroom | 0.09408%
22955 | 2 | 1 |  | Manual | 1 | Wall Mount | Incandescent |  | Globe | 3 | 40 | Bathroom | 229552 | Bathroom | 0.09408%
22955 | 3 | 1 |  | Manual | 1 | Ceiling Fixture | Compact Fluorescent |  | Twist | 2 | 22 | Bedroom | 229553 | Bedroom | 0.09408%
22955 | 3 | 2 |  | Dimmer | 1 | Table | Compact Fluorescent |  | Twist | 1 | 22 | Bedroom | 229553 | Bedroom | 0.09408%
22955 | 4 | 1 |  | Manual | 1 | Ceiling Fixture | Compact Fluorescent |  | Twist | 2 | 22 | Bedroom | 229554 | Bedroom | 0.09408%
22955 | 5 | 1 |  | Manual | 1 | Ceiling Fixture | Compact Fluorescent |  | Twist | 2 | 22 | Bedroom | 229555 | Bedroom | 0.09408%
22955 | 5 | 2 |  | Manual | 1 | Table | Incandescent |  | Standard A Lamp | 1 | 40 | Bedroom | 229555 | Bedroom | 0.09408%
22955 | 5 | 3 |  | Manual | 1 | Ceiling Fixture | Compact Fluorescent |  | Twist | 1 | 22 | Bedroom | 229555 | Bedroom | 0.09408%
22955 | 6 | 1 |  | Manual | 2 | Ceiling Fixture | Compact Fluorescent |  | Twist | 1 | 22 | Garage | 229556 | Garage | 0.09408%
22955 | 6 | 2 |  | Manual | 1 | Garage door opener | Incandescent |  | Standard A Lamp | 1 | 60 | Garage | 229556 | Garage | 0.09408%
22955 | 6 | 3 |  | Manual | 1 | Ceiling Fixture | Linear Fluorescent | 48 | T-12 | 2 | 32 | Garage | 229556 | Garage | 0.09408%
22955 | 7 | 1 |  | Manual | 1 | Ceiling Fixture | Compact Fluorescent |  | Twist | 1 | 22 | Hall | 229557 | Hall | 0.09408%
22955 | 8 | 1 |  | Manual | 1 | Ceiling Fixture | Compact Fluorescent |  | Twist | 1 | 22 | Hall | 229558 | Hall | 0.09408%
22955 | 9 | 1 |  | Manual | 1 | Ceiling Fixture | Compact Fluorescent |  | Twist | 1 | 22 | Laundry Room | 229559 | Laundry Room | 0.09408%
22955 | 10 | 1 |  | Dimmer | 1 | Ceiling Fan | Compact Fluorescent |  | Twist | 3 | 22 | Living Room | 2295510 | Living Room | 0.09408%
22955 | 10 | 2 |  | Manual | 1 | Table | Compact Fluorescent |  | Twist | 1 | 22 | Living Room | 2295510 | Living Room | 0.09408%
22955 | 10 | 3 |  | Manual | 1 | Table | Compact Fluorescent |  | A shape bulb | 1 | 28 | Living Room | 2295510 | Living Room | 0.09408%
22955 | 10 | 4 |  | Manual | 1 | Floor lamp | Compact Fluorescent |  | Twist | 3 | 22 | Living Room | 2295510 | Living Room | 0.09408%
22955 | 11 | 1 |  | Manual | 1 | Ceiling Fixture | Compact Fluorescent |  | Twist | 2 | 22 | Office | 2295511 | Office | 0.09408%
22955 | 11 | 2 |  | Manual | 1 | Table | Compact Fluorescent |  | A shape bulb | 1 | 22 | Office | 2295511 | Office | 0.09408%
22955 | 12 | 1 |  | Manual | 1 | Ceiling Fixture | Compact Fluorescent |  | Twist | 3 | 22 | Kitchen | 2295512 | Kitchen | 0.09408%
22955 | 12 | 2 |  | Manual | 2 | Ceiling Fixture | Linear Fluorescent | 48 | T-8 | 2 | 32 | Kitchen | 2295512 | Kitchen | 0.09408%
22955 | 12 | 3 |  | Manual | 1 | Ceiling Fixture | Compact Fluorescent |  | Pin base | 1 | 22 | Kitchen | 2295512 | Kitchen | 0.09408%
22957 | 1 | 1 |  | Manual | 1 | Ceiling Fixture | Incandescent |  | Standard A Lamp | 1 | 60 | Bathroom | 229571 | Bathroom | 0.04784%
22957 | 1 | 2 |  | Manual | 1 | Wall Mount | Incandescent |  | Globe | 3 | 60 | Bathroom | 229571 | Bathroom | 0.04784%
22957 | 2 | 1 |  | Manual | 1 | Ceiling Fixture | Incandescent |  | Standard A Lamp | 2 | 60 | Bedroom | 229572 | Bedroom | 0.04784%
22957 | 3 | 1 |  | Manual | 1 | Ceiling Fixture | Incandescent |  | Standard A Lamp | 2 | 60 | Bedroom | 229573 | Bedroom | 0.04784%
22957 | 4 | 1 |  | Manual | 1 | Ceiling Fixture | Incandescent |  | Standard A Lamp | 2 | 60 | Bedroom | 229574 | Bedroom | 0.04784%
22957 | 5 | 1 |  | Manual | 1 | Ceiling Fixture | Incandescent |  | Standard A Lamp | 1 | 60 | Garage | 229575 | Garage | 0.04784%
22957 | 6 | 1 |  | Manual | 2 | Ceiling Fixture | Incandescent |  | Standard A Lamp | 1 | 50 | Garage | 229576 | Garage | 0.04784%
22957 | 7 | 1 |  | Manual | 2 | Ceiling Fixture | Incandescent |  | Standard A Lamp | 1 | 60 | Hall | 229577 | Hall | 0.04784%
22957 | 8 | 1 |  | Manual | 1 | Ceiling Fixture | Incandescent |  | Standard A Lamp | 2 | 60 | Kitchen | 229578 | Kitchen | 0.04784%
22957 | 8 | 2 |  | Manual | 1 | Wall Mount | Incandescent |  | Standard A Lamp | 1 | 60 | Kitchen | 229578 | Kitchen | 0.04784%
22957 | 8 | 3 |  | Manual | 1 | Exterior | Linear Fluorescent | 24 | T-5 | 1 | 20 | Kitchen | 229578 | Kitchen | 0.04784%
22957 | 9 | 1 |  | Manual | 1 | Ceiling Fixture | Incandescent |  | Standard A Lamp | 1 | 60 | Laundry Room | 229579 | Laundry Room | 0.04784%
22957 | 10 | 1 |  | Manual | 2 | Floor lamp | Incandescent |  | Standard A Lamp | 1 | 60 | Living Room | 2295710 | Living Room | 0.04784%
22957 | 10 | 2 |  | Manual | 2 | Wall Mount | Incandescent |  | Decorative | 1 | 40 | Living Room | 2295710 | Living Room | 0.04784%
22957 | 10 | 3 |  | Manual | 1 | Ceiling Fixture | Incandescent |  | Standard A Lamp | 1 | 60 | Living Room | 2295710 | Living Room | 0.04784%
22957 | 11 | 1 |  | Manual | 1 | Ceiling Fixture | Incandescent |  | Standard A Lamp | 1 | 60 | Other | 2295711 | Other | 0.04784%
22960 | 1 | 1 |  | Manual | 1 | Ceiling Fixture | Compact Fluorescent |  | Twist | 2 | 15 | Bathroom | 229601 | Bathroom | 0.05296%
22960 | 1 | 2 |  | Manual | 1 | Wall Mount | Compact Fluorescent |  | Twist | 2 | 15 | Bathroom | 229601 | Bathroom | 0.05296%
22960 | 2 | 1 |  | Manual | 1 | Recessed Can | Incandescent |  | Reflector | 1 | 60 | Bathroom | 229602 | Bathroom | 0.05296%
22960 | 2 | 2 |  | Manual | 1 | Wall Mount | Incandescent |  | Standard A Lamp | 2 | 40 | Bathroom | 229602 | Bathroom | 0.05296%
22960 | 3 | 1 |  | Manual | 1 | Ceiling Fixture | Compact Fluorescent |  | Pin base | 1 | 22 | Bedroom | 229603 | Bedroom | 0.05296%
22960 | 4 | 1 |  | Manual | 1 | Ceiling Fan | Compact Fluorescent |  | Twist | 2 | 22 | Bedroom | 229604 | Bedroom | 0.05296%
22960 | 5 | 1 |  | Manual | 1 | Chandelier (Hanging) | Compact Fluorescent |  | Twist | 2 | 36 | Dining Room | 229605 | Dining Room | 0.05296%
22960 | 6 | 1 |  | Manual | 1 | Ceiling Fan | Compact Fluorescent |  | Twist | 1 | 15 | Bathroom | 229606 | Bathroom | 0.05296%
22960 | 7 | 1 |  | Manual | 1 | Ceiling Fixture | Compact Fluorescent |  | Twist | 1 | 22 | Bedroom | 229607 | Bedroom | 0.05296%
22960 | 7 | 2 |  | Manual | 1 | Table | Incandescent |  | 3-Way Incandescent | 1 | 70 | Bedroom | 229607 | Bedroom | 0.05296%
22960 | 8 | 1 |  | None | 1 | Floor lamp | Other |  | Other | 1 | 1 | Family Room | 229608 | Family Room | 0.05296%
22960 | 8 | 2 |  | Manual | 2 | Table | Compact Fluorescent |  | Twist | 1 | 22 | Family Room | 229608 | Family Room | 0.05296%
22960 | 8 | 3 |  | Manual | 3 | Ceiling Fixture | Compact Fluorescent |  | Twist | 1 | 15 | Family Room | 229608 | Family Room | 0.05296%
22960 | 9 | 1 |  | Manual | 1 | Wall Mount | Compact Fluorescent |  | Twist | 1 | 15 | Office | 229609 | Office | 0.05296%
22960 | 9 | 2 |  | Manual | 3 | Ceiling Fixture | Linear Fluorescent | 48 | T-12 | 2 | 32 | Office | 229609 | Office | 0.05296%
22960 | 9 | 3 |  | Manual | 1 | Ceiling Fixture | Linear Fluorescent | 36 | T-12 | 2 | 40 | Office | 229609 | Office | 0.05296%
22960 | 10 | 1 |  | Manual | 4 | Ceiling Fixture | Linear Fluorescent | 48 | T-12 | 2 | 32 | Laundry Room | 2296010 | Laundry Room | 0.05296%
22960 | 11 | 1 |  | Manual | 1 | Garage door opener | Compact Fluorescent |  | Twist | 1 | 15 | Garage | 2296011 | Garage | 0.05296%
22960 | 12 | 1 |  | Manual | 1 | Ceiling Fixture | Compact Fluorescent |  | Twist | 1 | 15 | Hall | 2296012 | Hall | 0.05296%
22960 | 13 | 1 |  | Manual | 3 | Chandelier (Hanging) | Compact Fluorescent |  | Twist | 1 | 15 | Kitchen | 2296013 | Kitchen | 0.05296%
22960 | 13 | 2 |  | Manual | 2 | Recessed Can | Incandescent |  | Reflector | 1 | 65 | Kitchen | 2296013 | Kitchen | 0.05296%
22960 | 13 | 3 |  | Manual | 3 | Track | Compact Fluorescent |  | Pin base | 1 | 15 | Kitchen | 2296013 | Kitchen | 0.05296%
22960 | 15 | 1 |  | Manual | 7 | Track | Incandescent |  | Reflector | 1 | 65 | Family Room | 2296015 | Family Room | 0.05296%
22960 | 15 | 2 |  | Manual | 1 | Ceiling Fan | Incandescent |  | Standard A Lamp | 3 | 55 | Family Room | 2296015 | Family Room | 0.05296%
22960 | 15 | 3 |  | Manual | 2 | Table | Incandescent |  | 3-Way Incandescent | 1 | 100 | Family Room | 2296015 | Family Room | 0.05296%
22960 | 15 | 4 |  | Manual | 1 | Ceiling Fan | Compact Fluorescent |  | Twist | 3 | 15 | Family Room | 2296015 | Family Room | 0.05296%
22965 | 1 | 1 |  | Manual | 2 | Ceiling Fixture | Compact Fluorescent |  | Twist | 2 | 13 | Family Room | 229651 | Family Room | 0.04008%
22965 | 2 | 1 |  | Manual | 1 | Chandelier (Hanging) | Incandescent |  | Globe | 1 | 100 | Kitchen | 229652 | Kitchen | 0.04008%
22965 | 2 | 2 |  | Manual | 6 | Recessed Can | Compact Fluorescent |  | Twist | 1 | 23 | Kitchen | 229652 | Kitchen | 0.04008%
22965 | 2 | 3 |  | Manual | 1 | Recessed Can | Compact Fluorescent |  | Twist | 1 | 13 | Kitchen | 229652 | Kitchen | 0.04008%
22965 | 3 | 1 |  | Manual | 1 | Wall Mount | Compact Fluorescent |  | Twist | 2 | 13 | Bathroom | 229653 | Bathroom | 0.04008%
22965 | 4 | 1 |  | Manual | 1 | Ceiling Fan | Compact Fluorescent |  | Twist | 3 | 13 | Bedroom | 229654 | Bedroom | 0.04008%
22965 | 5 | 1 |  | Manual | 1 | Chandelier (Hanging) | Compact Fluorescent |  | Twist | 5 | 13 | Family Room | 229655 | Family Room | 0.04008%
22965 | 5 | 2 |  | Manual | 1 | Chandelier (Hanging) | Incandescent |  | Standard A Lamp | 1 | 40 | Family Room | 229655 | Family Room | 0.04008%
22965 | 5 | 3 |  | Manual | 2 | Floor lamp | Compact Fluorescent |  | Twist | 1 | 13 | Family Room | 229655 | Family Room | 0.04008%
22965 | 6 | 1 |  | Manual | 3 | Ceiling Fixture | Compact Fluorescent |  | Reflector | 1 | 23 | Garage | 229656 | Garage | 0.04008%
22965 | 7 | 1 |  | Manual | 1 | Chandelier (Hanging) | Compact Fluorescent |  | Twist | 3 | 13 | Hall | 229657 | Hall | 0.04008%
22965 | 7 | 2 |  | Manual | 2 | Recessed Can | Compact Fluorescent |  | Twist | 1 | 13 | Hall | 229657 | Hall | 0.04008%
22965 | 8 | 1 |  | Manual | 1 | Ceiling Fixture | Compact Fluorescent |  | Twist | 2 | 13 | Laundry Room | 229658 | Laundry Room | 0.04008%
22965 | 9 | 1 |  | Manual | 2 | Recessed Can | Compact Fluorescent |  | Twist | 1 | 23 | Living Room | 229659 | Living Room | 0.04008%
22965 | 9 | 2 |  | Manual | 1 | Torchiere | Compact Fluorescent |  | Twist | 1 | 23 | Living Room | 229659 | Living Room | 0.04008%
22965 | 10 | 1 |  | Manual | 6 | Wall Mount | Compact Fluorescent |  | Globe | 1 | 9 | Bathroom | 2296510 | Bathroom | 0.04008%
22965 | 11 | 1 |  | Manual | 2 | Floor lamp | Compact Fluorescent |  | Twist | 1 | 23 | Master Bedroom | 2296511 | Master Bedroom | 0.04008%
22965 | 12 | 1 |  | Manual | 1 | Ceiling Fixture | Compact Fluorescent |  | Twist | 2 | 13 | Closet | 2296512 | Closet | 0.04008%
22965 | 13 | 1 |  | Manual | 1 | Recessed Can | Compact Fluorescent |  | Twist | 1 | 13 | Hall | 2296513 | Hall | 0.04008%
22965 | 14 | 1 |  | Manual | 1 | Wall Mount | Compact Fluorescent |  | Globe | 4 | 9 | Bathroom | 2296514 | Bathroom | 0.04008%
22965 | 15 | 1 |  | Manual | 1 | Ceiling Fixture | Compact Fluorescent |  | Twist | 2 | 13 | Bedroom | 2296515 | Bedroom | 0.04008%
22965 | 15 | 2 |  | Manual | 1 | Floor lamp | Compact Fluorescent |  | Twist | 1 | 13 | Bedroom | 2296515 | Bedroom | 0.04008%
22965 | 16 | 1 |  | Manual | 1 | Ceiling Fixture | Compact Fluorescent |  | Twist | 1 | 13 | Bedroom | 2296516 | Bedroom | 0.04008%
22965 | 17 | 1 |  | Manual | 2 | Recessed Can | Compact Fluorescent |  | Twist | 1 | 13 | Hall | 2296517 | Hall | 0.04008%
22966 | 1 | 1 |  | Manual | 2 | Ceiling Fixture | Compact Fluorescent |  | Twist | 1 | 15 | Garage | 229661 | Garage | 0.05296%
22966 | 1 | 2 |  | Manual | 2 | Ceiling Fixture | Linear Fluorescent | 96 | T-12 | 2 | 100 | Garage | 229661 | Garage | 0.05296%
22966 | 2 | 1 |  | Manual | 7 | Ceiling Fixture | Compact Fluorescent |  | Twist | 1 | 15 | Other | 229662 | Other | 0.05296%
22966 | 3 | 1 |  | Manual | 1 | Wall Mount | Compact Fluorescent |  | Twist | 3 | 15 | Bathroom | 229663 | Bathroom | 0.05296%
22966 | 4 | 1 |  | Manual | 1 | Ceiling Fixture | Compact Fluorescent |  | Twist | 1 | 15 | Bedroom | 229664 | Bedroom | 0.05296%
22966 | 5 | 1 |  | Manual | 1 | Ceiling Fan | Compact Fluorescent |  | Twist | 2 | 15 | Dining Room | 229665 | Dining Room | 0.05296%
22966 | 5 | 2 |  | Manual | 1 | Table | Compact Fluorescent |  | Twist | 1 | 15 | Dining Room | 229665 | Dining Room | 0.05296%
22966 | 6 | 1 |  | Manual | 1 | Table | Compact Fluorescent |  | Twist | 1 | 15 | Family Room | 229666 | Family Room | 0.05296%
22966 | 7 | 1 |  | Manual | 4 | Ceiling Fixture | Linear Fluorescent | 48 | T-8 | 2 | 40 | Garage | 229667 | Garage | 0.05296%
22966 | 8 | 1 |  | Manual | 1 | Ceiling Fan | Compact Fluorescent |  | Twist | 3 | 15 | Kitchen | 229668 | Kitchen | 0.05296%
22969 | 1 | 1 |  | Manual | 1 | Ceiling Fixture | Compact Fluorescent |  | Twist | 2 | 23 | Bedroom | 229691 | Bedroom | 0.05169%
22969 | 1 | 2 |  | Manual | 2 | Floor lamp | Compact Fluorescent |  | Twist | 1 | 13 | Bedroom | 229691 | Bedroom | 0.05169%
22969 | 2 | 1 |  | Manual | 1 | Wall Mount | Incandescent |  | Standard A Lamp | 2 | 75 | Bathroom | 229692 | Bathroom | 0.05169%
22969 | 3 | 1 |  | Manual | 1 | Chandelier (Hanging) | Incandescent |  | Standard A Lamp | 9 | 60 | Other | 229693 | Other | 0.05169%
22969 | 3 | 2 |  | Manual | 1 | Ceiling Fixture | Compact Fluorescent |  | Twist | 1 | 13 | Other | 229693 | Other | 0.05169%
22969 | 3 | 3 |  | Manual | 1 | Chandelier (Hanging) | Incandescent |  | Globe | 5 | 40 | Other | 229693 | Other | 0.05169%
22969 | 4 | 1 |  | Manual | 2 | Ceiling Fixture | Compact Fluorescent |  | Twist | 1 | 23 | Garage | 229694 | Garage | 0.05169%
22969 | 5 | 1 |  | Manual | 1 | Chandelier (Hanging) | Incandescent |  | Standard A Lamp | 5 | 60 | Kitchen | 229695 | Kitchen | 0.05169%
22969 | 5 | 2 |  | Manual | 1 | Ceiling Fixture | Compact Fluorescent |  | Twist | 1 | 13 | Kitchen | 229695 | Kitchen | 0.05169%
22969 | 5 | 3 |  | Manual | 4 | Recessed Can | Incandescent |  | Reflector | 1 | 65 | Kitchen | 229695 | Kitchen | 0.05169%
22969 | 6 | 1 |  | Manual | 1 | Ceiling Fixture | Compact Fluorescent |  | Twist | 1 | 23 | Laundry Room | 229696 | Laundry Room | 0.05169%
22969 | 7 | 1 |  | Manual | 2 | Floor lamp | Compact Fluorescent |  | Twist | 1 | 13 | Living Room | 229697 | Living Room | 0.05169%
22969 | 7 | 2 |  | Manual | 1 | Torchiere | Incandescent |  | Reflector | 1 | 65 | Living Room | 229697 | Living Room | 0.05169%
22969 | 8 | 1 |  | Manual | 2 | Ceiling Fixture | Compact Fluorescent |  | Twist | 2 | 13 | Living Room | 229698 | Living Room | 0.05169%
22969 | 9 | 1 |  | Manual | 1 | Wall Mount | Incandescent |  | Globe | 8 | 40 | Bathroom | 229699 | Bathroom | 0.05169%
22969 | 10 | 1 |  | Manual | 1 | Ceiling Fan | Incandescent |  | Standard A Lamp | 3 | 60 | Master Bedroom | 2296910 | Master Bedroom | 0.05169%
22969 | 10 | 2 |  | Manual | 2 | Floor lamp | Incandescent |  | Standard A Lamp | 1 | 60 | Master Bedroom | 2296910 | Master Bedroom | 0.05169%
22969 | 11 | 1 |  | Manual | 1 | Torchiere | Compact Fluorescent |  | Twist | 1 | 23 | Office | 2296911 | Office | 0.05169%
22969 | 12 | 1 |  | Dimmer | 1 | Chandelier (Hanging) | Incandescent |  | Standard A Lamp | 5 | 60 | Dining Room | 2296912 | Dining Room | 0.05169%
22969 | 12 | 2 |  | Manual | 1 | Floor lamp | Compact Fluorescent |  | Twist | 1 | 13 | Dining Room | 2296912 | Dining Room | 0.05169%
22969 | 14 | 1 |  | Manual | 1 | Chandelier (Hanging) | Compact Fluorescent |  | Twist | 2 | 13 | Hall | 2296914 | Hall | 0.05169%
22969 | 15 | 1 |  | Manual | 1 | Wall Mount | Incandescent |  | Globe | 5 | 40 | Bathroom | 2296915 | Bathroom | 0.05169%
22969 | 16 | 1 |  | Manual | 2 | Ceiling Fixture | Compact Fluorescent |  | Twist | 1 | 23 | Hall | 2296916 | Hall | 0.05169%
22969 | 17 | 1 |  | Manual | 1 | Ceiling Fixture | Compact Fluorescent |  | Twist | 2 | 13 | Office | 2296917 | Office | 0.05169%
22977 | 1 | 1 |  | Manual | 24 | Low bay | Linear Fluorescent | 96 | T-12 | 2 | 100 | Other | 229771 | Other | 0.04784%
22977 | 2 | 1 |  | Manual | 1 | Wall Mount | Incandescent |  | Globe | 4 | 40 | Bathroom | 229772 | Bathroom | 0.04784%
22977 | 2 | 2 |  | Timer | 1 | Ceiling Fan | Incandescent |  | Standard A Lamp | 1 | 60 | Bathroom | 229772 | Bathroom | 0.04784%
22977 | 3 | 1 |  | Manual | 1 | Chandelier (Hanging) | Compact Fluorescent |  | Twist | 1 | 15 | Bedroom | 229773 | Bedroom | 0.04784%
22977 | 3 | 2 |  | Manual | 1 | Table | Compact Fluorescent |  | Twist | 1 | 15 | Bedroom | 229773 | Bedroom | 0.04784%
22977 | 3 | 3 |  | Manual | 1 | Floor lamp | Incandescent |  | Standard A Lamp | 1 | 75 | Bedroom | 229773 | Bedroom | 0.04784%
22977 | 4 | 1 |  | Manual | 1 | Wall Mount | Incandescent |  | Globe | 3 | 40 | Bathroom | 229774 | Bathroom | 0.04784%
22977 | 5 | 1 |  | Manual | 1 | Ceiling Fixture | Incandescent |  | Standard A Lamp | 1 | 60 | Closet | 229775 | Closet | 0.04784%
22977 | 6 | 1 |  | Manual | 1 | Ceiling Fixture | Incandescent |  | Standard A Lamp | 1 | 60 | Closet | 229776 | Closet | 0.04784%
22977 | 7 | 1 |  | Manual | 1 | Ceiling Fixture | Incandescent |  | Standard A Lamp | 1 | 60 | Closet | 229777 | Closet | 0.04784%
22977 | 8 | 1 |  | Manual | 4 | Ceiling Fixture | Linear Fluorescent | 40 | T-12 | 2 | 32 | Hall | 229778 | Hall | 0.04784%
22977 | 8 | 2 |  | Manual | 1 | Recessed Can | Incandescent |  | Reflector | 1 | 65 | Hall | 229778 | Hall | 0.04784%
22977 | 9 | 1 |  | Manual | 4 | Recessed Can | Incandescent |  | Reflector | 1 | 65 | Kitchen | 229779 | Kitchen | 0.04784%
22977 | 9 | 2 |  | Manual | 1 | Floor lamp | Compact Fluorescent |  | Straight Tube | 1 | 28 | Kitchen | 229779 | Kitchen | 0.04784%
22977 | 10 | 1 |  | Dimmer | 1 | Chandelier (Hanging) | Incandescent |  | Clear | 3 | 40 | Family Room | 2297710 | Family Room | 0.04784%
22977 | 10 | 2 |  | Manual | 1 | Chandelier (Hanging) | Incandescent |  | Globe | 1 | 75 | Family Room | 2297710 | Family Room | 0.04784%
22977 | 10 | 3 |  | Manual | 1 | Floor lamp | Incandescent |  | Standard A Lamp | 1 | 60 | Family Room | 2297710 | Family Room | 0.04784%
22977 | 11 | 1 |  | Manual | 2 | Low bay | Linear Fluorescent | 96 | T-12 | 2 | 100 | Garage | 2297711 | Garage | 0.04784%
22977 | 11 | 2 |  | Dimmer | 2 | Garage door opener | Incandescent |  | Standard A Lamp | 1 | 60 | Garage | 2297711 | Garage | 0.04784%
22977 | 12 | 1 |  | Manual | 2 | Recessed Can | Incandescent |  | Reflector | 1 | 65 | Kitchen | 2297712 | Kitchen | 0.04784%
22977 | 13 | 1 |  | Manual | 10 | Recessed Can | Incandescent |  | Reflector | 1 | 65 | Kitchen | 2297713 | Kitchen | 0.04784%
22977 | 13 | 2 |  | Manual | 3 | Recessed Can | Incandescent |  | Reflector | 1 | 65 | Kitchen | 2297713 | Kitchen | 0.04784%
22977 | 13 | 3 |  | Manual | 4 | Recessed Can | Compact Fluorescent |  | Reflector | 1 | 22 | Kitchen | 2297713 | Kitchen | 0.04784%
22977 | 13 | 4 |  | Manual | 3 | Wall Mount | Linear Fluorescent | 44 | T-8 | 1 | 32 | Kitchen | 2297713 | Kitchen | 0.04784%
22977 | 14 | 1 |  | Manual | 1 | Table | Compact Fluorescent |  | Straight Tube | 1 | 15 | Living Room | 2297714 | Living Room | 0.04784%
22977 | 14 | 2 |  | Manual | 2 | Table | Incandescent |  | 3-Way Incandescent | 1 | 75 | Living Room | 2297714 | Living Room | 0.04784%
22977 | 14 | 3 |  | Manual | 1 | Chandelier (Hanging) | Incandescent |  | Decorative | 4 | 60 | Living Room | 2297714 | Living Room | 0.04784%
22977 | 15 | 1 |  | Manual | 2 | Wall Mount | Incandescent |  | Globe | 5 | 40 | Bathroom | 2297715 | Bathroom | 0.04784%
22977 | 15 | 2 |  | Timer | 1 | Ceiling Fan | Incandescent |  | Standard A Lamp | 1 | 60 | Bathroom | 2297715 | Bathroom | 0.04784%
22977 | 15 | 3 |  | Manual | 1 | Ceiling Fan | Incandescent |  | Standard A Lamp | 1 | 60 | Bathroom | 2297715 | Bathroom | 0.04784%
22977 | 16 | 1 |  | Manual | 1 | Chandelier (Hanging) | Incandescent |  | Globe | 1 | 75 | Master Bedroom | 2297716 | Master Bedroom | 0.04784%
22977 | 16 | 2 |  | Manual | 1 | Floor lamp | Incandescent |  | Standard A Lamp | 1 | 60 | Master Bedroom | 2297716 | Master Bedroom | 0.04784%
22977 | 16 | 3 |  | Manual | 1 | Table | Compact Fluorescent |  | Twist | 1 | 15 | Master Bedroom | 2297716 | Master Bedroom | 0.04784%
22977 | 16 | 4 |  | Manual | 1 | Table | Incandescent |  | Standard A Lamp | 2 | 60 | Master Bedroom | 2297716 | Master Bedroom | 0.04784%
22977 | 16 | 5 |  | Manual | 1 | Table | Compact Fluorescent |  | Twist | 1 | 15 | Master Bedroom | 2297716 | Master Bedroom | 0.04784%
22977 | 17 | 1 |  | Manual | 3 | Recessed Can | Incandescent |  | Reflector | 1 | 65 | Closet | 2297717 | Closet | 0.04784%
22977 | 18 | 1 |  | Manual | 2 | Recessed Can | Compact Fluorescent |  | Twist | 1 | 15 | Office | 2297718 | Office | 0.04784%
22977 | 18 | 2 |  | Manual | 1 | Ceiling Fan | Incandescent |  | Reflector | 1 | 65 | Office | 2297718 | Office | 0.04784%
22977 | 18 | 3 |  | Manual | 1 | Recessed Can | Compact Fluorescent |  | Reflector | 1 | 15 | Office | 2297718 | Office | 0.04784%
22977 | 19 | 1 |  | Manual | 2 | Ceiling Fixture | Linear Fluorescent | 44 | T-12 | 2 | 32 | Closet | 2297719 | Closet | 0.04784%
22977 | 20 | 1 |  | Manual | 1 | Ceiling Fixture | Incandescent |  | Standard A Lamp | 1 | 90 | Other | 2297720 | Other | 0.04784%
22977 | 21 | 1 |  | Manual | 1 | Ceiling Fixture | Incandescent |  | Standard A Lamp | 2 | 60 | Laundry Room | 2297721 | Laundry Room | 0.04784%
22977 | 22 | 1 |  | Manual | 3 | Ceiling Fixture | Linear Fluorescent | 96 | T-12 | 2 | 100 | Closet | 2297722 | Closet | 0.04784%
22977 | 23 | 1 |  | Manual | 4 | Ceiling Fixture | Linear Fluorescent | 44 | T-12 | 2 | 40 | Other | 2297723 | Other | 0.04784%
22982 | 1 | 1 |  | Manual | 1 | Wall Mount | Incandescent |  | Globe | 8 | 40 | Bathroom | 229821 | Bathroom | 0.05169%
22982 | 2 | 1 |  | Manual | 1 | Ceiling Fixture | Incandescent |  | Standard A Lamp | 3 | 60 | Bedroom | 229822 | Bedroom | 0.05169%
22982 | 3 | 1 |  | Manual | 1 | Chandelier (Hanging) | Incandescent |  | Globe | 8 | 40 | Dining Room | 229823 | Dining Room | 0.05169%
22982 | 3 | 2 |  | Manual | 1 | Wall Mount | Incandescent |  | Standard A Lamp | 1 | 25 | Dining Room | 229823 | Dining Room | 0.05169%
22982 | 4 | 1 |  | Manual | 2 | Floor lamp | Incandescent |  | 3-Way Incandescent | 1 | 150 | Family Room | 229824 | Family Room | 0.05169%
22982 | 5 | 1 |  | Manual | 4 | Ceiling Fixture | Linear Fluorescent | 48 | T-12 | 2 | 40 | Garage | 229825 | Garage | 0.05169%
22982 | 6 | 1 |  | Manual | 2 | Wall Mount | Incandescent |  | Standard A Lamp | 1 | 60 | Bathroom | 229826 | Bathroom | 0.05169%
22982 | 7 | 1 |  | Manual | 1 | Recessed Can | Incandescent |  | Reflector | 1 | 75 | Other | 229827 | Other | 0.05169%
22982 | 7 | 2 |  | Manual | 1 | Chandelier (Hanging) | Incandescent |  | Decorative | 12 | 60 | Other | 229827 | Other | 0.05169%
22982 | 8 | 1 |  | Manual | 1 | Chandelier (Hanging) | Incandescent |  | Globe | 1 | 40 | Kitchen | 229828 | Kitchen | 0.05169%
22982 | 9 | 1 |  | Manual | 1 | Ceiling Fixture | Incandescent |  | Standard A Lamp | 1 | 40 | Laundry Room | 229829 | Laundry Room | 0.05169%
22982 | 10 | 1 |  | Manual | 1 | Floor lamp | Compact Fluorescent |  | Twist | 1 | 23 | Living Room | 2298210 | Living Room | 0.05169%
22982 | 10 | 2 |  | Manual | 1 | Floor lamp | Incandescent |  | Standard A Lamp | 1 | 60 | Living Room | 2298210 | Living Room | 0.05169%
22982 | 11 | 1 |  | Manual | 1 | Wall Mount | Incandescent |  | Globe | 8 | 40 | Bathroom | 2298211 | Bathroom | 0.05169%
22982 | 12 | 1 |  | Manual | 1 | Floor lamp | Incandescent |  | Standard A Lamp | 1 | 100 | Master Bedroom | 2298212 | Master Bedroom | 0.05169%
22982 | 12 | 2 |  | Manual | 1 | Ceiling Fixture | Incandescent |  | Standard A Lamp | 1 | 40 | Master Bedroom | 2298212 | Master Bedroom | 0.05169%
22982 | 12 | 3 |  | Manual | 2 | Floor lamp | Compact Fluorescent |  | Twist | 1 | 13 | Master Bedroom | 2298212 | Master Bedroom | 0.05169%
22982 | 13 | 1 |  | Manual | 1 | Ceiling Fixture | Compact Fluorescent |  | Twist | 2 | 13 | Office | 2298213 | Office | 0.05169%
22982 | 13 | 2 |  | Manual | 1 | Floor lamp | Halogen |  | Quartz Tube | 1 | 100 | Office | 2298213 | Office | 0.05169%
22982 | 14 | 1 |  | Manual | 2 | Ceiling Fixture | Linear Fluorescent | 48 | T-12 | 2 | 40 | Other | 2298214 | Other | 0.05169%
22982 | 15 | 1 |  | Manual | 1 | Ceiling Fixture | Compact Fluorescent |  | Twist | 2 | 13 | Bedroom | 2298215 | Bedroom | 0.05169%
22982 | 15 | 2 |  | Manual | 1 | Floor lamp | Compact Fluorescent |  | Twist | 1 | 13 | Bedroom | 2298215 | Bedroom | 0.05169%
22982 | 16 | 1 |  | Manual | 1 | Ceiling Fixture | Incandescent |  | Standard A Lamp | 2 | 60 | Bedroom | 2298216 | Bedroom | 0.05169%
22982 | 16 | 2 |  | Manual | 1 | Floor lamp | Compact Fluorescent |  | Twist | 1 | 15 | Bedroom | 2298216 | Bedroom | 0.05169%
22982 | 16 | 3 |  | Manual | 1 | Floor lamp | Incandescent |  | Standard A Lamp | 1 | 60 | Bedroom | 2298216 | Bedroom | 0.05169%
22982 | 17 | 1 |  | Manual | 2 | Recessed Can | Incandescent |  | Reflector | 1 | 75 | Hall | 2298217 | Hall | 0.05169%
22985 | 1 | 1 |  | Manual | 2 | Wall Mount | Halogen |  | PAR | 2 | 100 | Bathroom | 229851 | Bathroom | 0.1723%
22985 | 2 | 1 |  | Manual | 1 | Recessed Can | Compact Fluorescent |  | Flood | 1 | 13 | Closet | 229852 | Closet | 0.1723%
22985 | 3 | 1 |  | Manual | 3 | Ceiling Fixture | Compact Fluorescent |  | Twist | 1 | 13 | Closet | 229853 | Closet | 0.1723%
22985 | 4 | 1 |  | Manual | 4 | Recessed Can | Incandescent |  | Reflector | 1 | 50 | Other | 229854 | Other | 0.1723%
22985 | 5 | 1 |  | Manual | 10 | Ceiling Fixture | Incandescent |  | Standard A Lamp | 1 | 150 | Garage | 229855 | Garage | 0.1723%
22985 | 6 | 1 |  | Manual | 1 | Ceiling Fixture | Compact Fluorescent |  | Flood | 1 | 13 | Bedroom | 229856 | Bedroom | 0.1723%
22985 | 6 | 2 |  | Manual | 2 | Floor lamp | Compact Fluorescent |  | Twist | 1 | 18 | Bedroom | 229856 | Bedroom | 0.1723%
22985 | 7 | 1 |  | Manual | 1 | Ceiling Fixture | Incandescent |  | Standard A Lamp | 1 | 65 | Bathroom | 229857 | Bathroom | 0.1723%
22985 | 8 | 1 |  | Manual | 2 | Recessed Can | Compact Fluorescent |  | Flood | 1 | 13 | Hall | 229858 | Hall | 0.1723%
22985 | 9 | 1 |  | Manual | 15 | Recessed Can | Compact Fluorescent |  | Flood | 1 | 13 | Kitchen | 229859 | Kitchen | 0.1723%
22985 | 10 | 1 |  | Manual | 4 | Ceiling Fixture | Compact Fluorescent |  | Flood | 1 | 13 | Laundry Room | 2298510 | Laundry Room | 0.1723%
22985 | 11 | 1 |  | Dimmer | 1 | Torchiere | Incandescent |  | Standard A Lamp | 1 | 250 | Living Room | 2298511 | Living Room | 0.1723%
22985 | 11 | 2 |  | Manual | 2 | Floor lamp | Compact Fluorescent |  | Twist | 1 | 13 | Living Room | 2298511 | Living Room | 0.1723%
22985 | 11 | 3 |  | Manual | 1 | Recessed Can | Incandescent |  | Reflector | 1 | 65 | Living Room | 2298511 | Living Room | 0.1723%
22985 | 12 | 1 |  | Manual | 2 | Wall Mount | Halogen |  | PAR | 2 | 100 | Bathroom | 2298512 | Bathroom | 0.1723%
22985 | 12 | 2 |  | Manual | 2 | Recessed Can | Compact Fluorescent |  | Flood | 1 | 13 | Bathroom | 2298512 | Bathroom | 0.1723%
22985 | 12 | 3 |  | Manual | 1 | Chandelier (Hanging) | Incandescent |  | Decorative | 4 | 40 | Bathroom | 2298512 | Bathroom | 0.1723%
22985 | 13 | 1 |  | Dimmer | 1 | Ceiling Fan | Halogen |  | PAR | 1 | 100 | Master Bedroom | 2298513 | Master Bedroom | 0.1723%
22985 | 14 | 1 |  | Manual | 1 | Floor lamp | Compact Fluorescent |  | Twist | 1 | 18 | Office | 2298514 | Office | 0.1723%
22985 | 14 | 2 |  | Manual | 1 | Ceiling Fan | Halogen |  | PAR | 1 | 100 | Office | 2298514 | Office | 0.1723%
22985 | 15 | 1 |  | Manual | 6 | Recessed Can | Incandescent |  | Reflector | 1 | 50 | Family Room | 2298515 | Family Room | 0.1723%
22993 | 1 | 1 |  | Manual | 1 | Wall Mount | Incandescent |  | Standard A Lamp | 2 | 60 | Bathroom | 229931 | Bathroom | 0.2054%
22993 | 1 | 2 |  | Manual | 1 | Ceiling Fixture | Incandescent |  | Standard A Lamp | 1 | 60 | Bathroom | 229931 | Bathroom | 0.2054%
22993 | 2 | 1 |  | Manual | 1 | Wall Mount | Incandescent |  | Standard A Lamp | 4 | 60 | Bathroom | 229932 | Bathroom | 0.2054%
22993 | 2 | 2 |  | Manual | 1 | Ceiling Fixture | Incandescent |  | Standard A Lamp | 1 | 60 | Bathroom | 229932 | Bathroom | 0.2054%
22993 | 3 | 1 |  | Manual | 2 | Table | Incandescent |  | Standard A Lamp | 1 | 100 | Bedroom | 229933 | Bedroom | 0.2054%
22993 | 3 | 2 |  | Manual | 1 | Floor lamp | Incandescent |  | Standard A Lamp | 3 | 100 | Bedroom | 229933 | Bedroom | 0.2054%
22993 | 4 | 1 |  | Manual | 2 | Recessed - other | Incandescent |  | Reflector | 1 | 50 | Bedroom | 229934 | Bedroom | 0.2054%
22993 | 5 | 1 |  | Manual | 1 | Ceiling Fixture | Incandescent |  | Standard A Lamp | 1 | 60 | Closet | 229935 | Closet | 0.2054%
22993 | 5 | 2 |  | Manual | 2 | Ceiling Fixture | Linear Fluorescent | 48 | T-8 | 4 | 32 | Closet | 229935 | Closet | 0.2054%
22993 | 5 | 3 |  | Manual | 1 | Recessed - other | Incandescent |  | Standard A Lamp | 1 | 40 | Closet | 229935 | Closet | 0.2054%
22993 | 6 | 1 |  | Manual | 1 | Recessed Can | Incandescent |  | Reflector | 1 | 65 | Closet | 229936 | Closet | 0.2054%
22993 | 7 | 1 |  | Manual | 1 | Recessed Can | Incandescent |  | Reflector | 1 | 65 | Closet | 229937 | Closet | 0.2054%
22993 | 8 | 1 |  | Manual | 1 | Recessed Can | Incandescent |  | Reflector | 1 | 65 | Hall | 229938 | Hall | 0.2054%
22993 | 8 | 2 |  | Manual | 2 | Ceiling Fixture | Incandescent |  | Standard A Lamp | 1 | 100 | Hall | 229938 | Hall | 0.2054%
22993 | 9 | 1 |  | Manual | 1 | Chandelier (Hanging) | Incandescent |  | Globe | 4 | 60 | Kitchen | 229939 | Kitchen | 0.2054%
22993 | 9 | 2 |  | Manual | 1 | Ceiling Fixture | Incandescent |  | Reflector | 2 | 25 | Kitchen | 229939 | Kitchen | 0.2054%
22993 | 10 | 1 |  | Manual | 2 | Table | Incandescent |  | Standard A Lamp | 1 | 200 | Living Room | 2299310 | Living Room | 0.2054%
22993 | 10 | 2 |  | Manual | 1 | Table | Incandescent |  | Standard A Lamp | 1 | 60 | Living Room | 2299310 | Living Room | 0.2054%
22993 | 10 | 3 |  | Manual | 2 | Wall Mount | Halogen |  | PAR | 1 | 50 | Living Room | 2299310 | Living Room | 0.2054%
22993 | 11 | 1 |  | Manual | 4 | Ceiling Fixture | Incandescent |  | Standard A Lamp | 1 | 100 | Other | 2299311 | Other | 0.2054%
22993 | 11 | 2 |  | Manual | 4 | Ceiling Fixture | Halogen |  | MR | 1 | 100 | Other | 2299311 | Other | 0.2054%
22994 | 1 | 1 |  | Manual | 1 | Wall Mount | Incandescent |  | Standard A Lamp | 3 | 60 | Bathroom | 229941 | Bathroom | 0.04008%
22994 | 1 | 2 |  | Manual | 1 | Ceiling Fixture | Incandescent |  | Heat Lamp | 2 | 250 | Bathroom | 229941 | Bathroom | 0.04008%
22994 | 2 | 1 |  | Manual | 1 | Ceiling Fan | Incandescent |  | Decorative | 3 | 60 | Bedroom | 229942 | Bedroom | 0.04008%
22994 | 3 | 1 |  | Manual | 1 | Ceiling Fan | Incandescent |  | Standard A Lamp | 1 | 60 | Bedroom | 229943 | Bedroom | 0.04008%
22994 | 3 | 2 |  | Manual | 1 | Floor lamp | Compact Fluorescent |  | Twist | 1 | 13 | Bedroom | 229943 | Bedroom | 0.04008%
22994 | 4 | 1 |  | Manual | 1 | Chandelier (Hanging) | Incandescent |  | Decorative | 5 | 40 | Dining Room | 229944 | Dining Room | 0.04008%
22994 | 5 | 1 |  | Manual | 1 | Ceiling Fixture | Incandescent |  | Standard A Lamp | 1 | 60 | Hall | 229945 | Hall | 0.04008%
22994 | 6 | 1 |  | Manual | 1 | Ceiling Fixture | Incandescent |  | Standard A Lamp | 3 | 60 | Kitchen | 229946 | Kitchen | 0.04008%
22994 | 6 | 2 |  | Manual | 1 | Ceiling Fixture | Compact Fluorescent |  | Twist | 1 | 13 | Kitchen | 229946 | Kitchen | 0.04008%
22994 | 7 | 1 |  | Manual | 1 | Ceiling Fixture | Compact Fluorescent |  | Twist | 1 | 23 | Laundry Room | 229947 | Laundry Room | 0.04008%
22994 | 8 | 1 |  | Manual | 2 | Floor lamp | Incandescent |  | Standard A Lamp | 1 | 60 | Living Room | 229948 | Living Room | 0.04008%
22994 | 8 | 2 |  | Manual | 1 | Floor lamp | Compact Fluorescent |  | Twist | 3 | 13 | Living Room | 229948 | Living Room | 0.04008%
22994 | 9 | 1 |  | Manual | 1 | Wall Mount | Incandescent |  | Decorative | 1 | 40 | Hall | 229949 | Hall | 0.04008%
22994 | 10 | 1 |  | Manual | 1 | Ceiling Fixture | Incandescent |  | Standard A Lamp | 2 | 60 | Bathroom | 2299410 | Bathroom | 0.04008%
22994 | 11 | 1 |  | Manual | 1 | Ceiling Fan | Incandescent |  | Standard A Lamp | 1 | 60 | Bedroom | 2299411 | Bedroom | 0.04008%
22994 | 11 | 2 |  | Manual | 2 | Floor lamp | Incandescent |  | Standard A Lamp | 1 | 60 | Bedroom | 2299411 | Bedroom | 0.04008%
23003 | 1 | 1 |  | Manual | 6 | Ceiling Fixture | Linear Fluorescent | 48 | T-12 | 3 | 40 | Other | 230031 | Other | 0.05169%
23003 | 2 | 1 |  | Manual | 3 | Recessed Can | Incandescent |  | Reflector | 1 | 65 | Bathroom | 230032 | Bathroom | 0.05169%
23003 | 3 | 1 |  | Dimmer | 1 | Ceiling Fan | Incandescent |  | Globe | 4 | 40 | Bedroom | 230033 | Bedroom | 0.05169%
23003 | 3 | 2 |  | Manual | 2 | Table | Halogen |  | MR | 5 | 10 | Bedroom | 230033 | Bedroom | 0.05169%
23003 | 4 | 1 |  | Manual | 1 | Ceiling Fan | Incandescent |  | Globe | 4 | 60 | Office | 230034 | Office | 0.05169%
23003 | 5 | 1 |  | Dimmer | 1 | Ceiling Fixture | Compact Fluorescent |  | Twist | 1 | 15 | Hall | 230035 | Hall | 0.05169%
23003 | 6 | 1 |  | Manual | 1 | Ceiling Fixture | Halogen |  | MR | 1 | 50 | Kitchen | 230036 | Kitchen | 0.05169%
23003 | 6 | 2 |  | Manual | 1 | Chandelier (Hanging) | Incandescent |  | Globe | 3 | 40 | Kitchen | 230036 | Kitchen | 0.05169%
23003 | 6 | 3 |  | Manual | 1 | Chandelier (Hanging) | Halogen |  | Quartz Tube | 1 | 50 | Kitchen | 230036 | Kitchen | 0.05169%
23003 | 7 | 1 |  | Dimmer | 4 | Recessed Can | Incandescent |  | Reflector | 1 | 65 | Living Room | 230037 | Living Room | 0.05169%
23003 | 7 | 2 |  | Manual | 1 | Table | Incandescent |  | Decorative | 2 | 25 | Living Room | 230037 | Living Room | 0.05169%
23003 | 7 | 3 |  | Manual | 2 | Wall Mount | Incandescent |  | Decorative | 1 | 25 | Living Room | 230037 | Living Room | 0.05169%
23003 | 7 | 4 |  | Manual | 1 | Other | Compact Fluorescent |  | Mini base | 1 | 7 | Living Room | 230037 | Living Room | 0.05169%
23003 | 7 | 5 |  | Dimmer | 1 | Floor lamp | Halogen |  | MR | 5 | 20 | Living Room | 230037 | Living Room | 0.05169%
23017 | 1 | 1 | unfinished basement | Manual | 3 | Ceiling Fixture | Incandescent |  | Standard A Lamp | 1 | 100 | Other | 230171 | Other | 0.09408%
23017 | 2 | 1 |  | Manual | 2 | Ceiling Fixture | Incandescent |  | Standard A Lamp | 1 | 100 | Other | 230172 | Other | 0.09408%
23017 | 3 | 1 |  | Manual | 4 | Wall Mount | Incandescent |  | Clear | 4 | 60 | Bathroom | 230173 | Bathroom | 0.09408%
23017 | 4 | 1 |  | Manual | 3 | Recessed Can | Incandescent |  | Reflector | 1 | 65 | Hall | 230174 | Hall | 0.09408%
23017 | 5 | 1 |  | Manual | 3 | Ceiling Fixture | Incandescent |  | Standard A Lamp | 1 | 60 | Garage | 230175 | Garage | 0.09408%
23017 | 6 | 1 |  | Manual | 9 | Recessed Can | Incandescent |  | Reflector | 1 | 65 | Kitchen | 230176 | Kitchen | 0.09408%
23017 | 6 | 2 |  | Manual | 3 | Chandelier (Hanging) | Incandescent |  | Decorative | 1 | 60 | Kitchen | 230176 | Kitchen | 0.09408%
23017 | 7 | 1 |  | Manual | 1 | Ceiling Fixture | Compact Fluorescent | 24 | Circline (Screw Base) | 2 | 28 | Laundry Room | 230177 | Laundry Room | 0.09408%
23017 | 8 | 1 |  | Manual | 12 | Recessed Can | Incandescent |  | Reflector | 1 | 65 | Living Room | 230178 | Living Room | 0.09408%
23017 | 9 | 1 |  | Dimmer | 2 | Wall Mount | Incandescent |  | Clear | 6 | 60 | Bathroom | 230179 | Bathroom | 0.09408%
23017 | 10 | 1 |  | Manual | 1 | Ceiling Fan | Incandescent |  | Standard A Lamp | 3 | 60 | Master Bedroom | 2301710 | Master Bedroom | 0.09408%
23017 | 10 | 2 |  | Manual | 4 | Recessed Can | Incandescent |  | Reflector | 1 | 65 | Master Bedroom | 2301710 | Master Bedroom | 0.09408%
23017 | 11 | 1 |  | Manual | 1 | Ceiling Fixture | Compact Fluorescent | 24 | Circline (Screw Base) | 2 | 28 | Closet | 2301711 | Closet | 0.09408%
23017 | 12 | 1 |  | Manual | 2 | Ceiling Fixture | Incandescent |  | Reflector | 1 | 65 | Office | 2301712 | Office | 0.09408%
23017 | 13 | 1 |  | Manual | 1 | Ceiling Fixture | Compact Fluorescent | 24 | Circline (Screw Base) | 2 | 26 | Closet | 2301713 | Closet | 0.09408%
23017 | 14 | 1 |  | Manual | 2 | Ceiling Fixture | Incandescent |  | Reflector | 1 | 65 | Other | 2301714 | Other | 0.09408%
23021 | 1 | 1 |  | Manual | 1 | Ceiling Fixture | Incandescent |  | Standard A Lamp | 1 | 60 | Bathroom | 230211 | Bathroom | 0.02845%
23021 | 1 | 2 |  | Manual | 1 | Wall Mount | Incandescent |  | Globe | 4 | 40 | Bathroom | 230211 | Bathroom | 0.02845%
23021 | 2 | 1 |  | Manual | 1 | Ceiling Fixture | Incandescent |  | Standard A Lamp | 2 | 60 | Closet | 230212 | Closet | 0.02845%
23021 | 3 | 1 |  | Manual | 1 | Ceiling Fan | Compact Fluorescent |  | Twist | 3 | 22 | Other | 230213 | Other | 0.02845%
23021 | 4 | 1 |  | Manual | 1 | Ceiling Fixture | Incandescent |  | Standard A Lamp | 2 | 60 | Hall | 230214 | Hall | 0.02845%
23021 | 5 | 1 |  | Manual | 1 | Ceiling Fixture | Incandescent |  | Decorative | 3 | 40 | Hall | 230215 | Hall | 0.02845%
23021 | 6 | 1 |  | Manual | 1 | Ceiling Fixture | Incandescent |  | Standard A Lamp | 1 | 65 | Hall | 230216 | Hall | 0.02845%
23021 | 7 | 1 |  | Manual | 9 | Recessed Can | Halogen |  | MR | 1 | 50 | Kitchen | 230217 | Kitchen | 0.02845%
23021 | 7 | 2 |  | Manual | 3 | Chandelier (Hanging) | Incandescent |  | Mini base | 1 | 40 | Kitchen | 230217 | Kitchen | 0.02845%
23021 | 7 | 3 |  | Manual | 1 | Ceiling Fan | Incandescent |  | Globe | 4 | 40 | Kitchen | 230217 | Kitchen | 0.02845%
23021 | 8 | 1 |  | Manual | 1 | Ceiling Fixture | Linear Fluorescent | 48 | T-12 | 2 | 40 | Laundry Room | 230218 | Laundry Room | 0.02845%
23021 | 9 | 1 |  | Manual | 2 | Table | Incandescent |  | 3-Way Incandescent | 1 | 90 | Living Room | 230219 | Living Room | 0.02845%
23021 | 9 | 2 |  | Manual | 1 | Floor lamp | Incandescent |  | 3-Way Incandescent | 1 | 75 | Living Room | 230219 | Living Room | 0.02845%
23021 | 10 | 1 |  | Manual | 2 | Wall Mount | Compact Fluorescent |  | Twist | 3 | 15 | Bathroom | 2302110 | Bathroom | 0.02845%
23021 | 10 | 2 |  | Manual | 1 | Ceiling Fixture | Incandescent |  | Standard A Lamp | 1 | 75 | Bathroom | 2302110 | Bathroom | 0.02845%
23021 | 11 | 1 |  | Manual | 1 | Ceiling Fan | Incandescent |  | Decorative | 3 | 60 | Master Bedroom | 2302111 | Master Bedroom | 0.02845%
23021 | 11 | 2 |  | Manual | 2 | Table | Incandescent |  | Decorative | 1 | 40 | Master Bedroom | 2302111 | Master Bedroom | 0.02845%
23021 | 12 | 1 |  | Manual | 1 | Chandelier (Hanging) | Compact Fluorescent |  | Twist | 1 | 22 | Family Room | 2302112 | Family Room | 0.02845%
23021 | 12 | 2 |  | Manual | 1 | Floor lamp | Compact Fluorescent |  | Straight Tube | 1 | 28 | Family Room | 2302112 | Family Room | 0.02845%
23021 | 12 | 3 |  | Manual | 1 | Table | Incandescent |  | Mini base | 1 | 40 | Family Room | 2302112 | Family Room | 0.02845%
23021 | 13 | 1 |  | Manual | 1 | Table | Compact Fluorescent |  | Twist | 2 | 15 | Office | 2302113 | Office | 0.02845%
23021 | 13 | 2 |  | Manual | 1 | Floor lamp | Halogen |  | MR | 2 | 150 | Office | 2302113 | Office | 0.02845%
23021 | 13 | 3 |  | Manual | 1 | Floor lamp | Compact Fluorescent |  | Straight Tube | 1 | 28 | Office | 2302113 | Office | 0.02845%
23028 | 1 | 1 |  | Manual | 1 | Wall Mount | Incandescent |  | Mini base | 3 | 60 | Bathroom | 230281 | Bathroom | 0.305%
23028 | 2 | 1 |  | Manual | 1 | Wall Mount | Incandescent |  | Globe | 4 | 60 | Bathroom | 230282 | Bathroom | 0.305%
23028 | 3 | 1 |  | Manual | 1 | Table | Incandescent |  | Decorative | 1 | 60 | Bedroom | 230283 | Bedroom | 0.305%
23028 | 3 | 2 |  | Manual | 1 | Table | Incandescent |  | Standard A Lamp | 1 | 60 | Bedroom | 230283 | Bedroom | 0.305%
23028 | 3 | 3 |  | Manual | 1 | Ceiling Fixture | Incandescent |  | Reflector | 1 | 75 | Bedroom | 230283 | Bedroom | 0.305%
23028 | 4 | 1 |  | Manual | 1 | Ceiling Fixture | Compact Fluorescent |  | Twist | 2 | 13 | Bedroom | 230284 | Bedroom | 0.305%
23028 | 4 | 2 |  | Manual | 1 | Table | Incandescent |  | Standard A Lamp | 1 | 40 | Bedroom | 230284 | Bedroom | 0.305%
23028 | 4 | 3 |  | Manual | 1 | Table | Halogen |  | MR | 1 | 50 | Bedroom | 230284 | Bedroom | 0.305%
23028 | 5 | 1 |  | Manual | 1 | Ceiling Fixture | Compact Fluorescent |  | Twist | 2 | 13 | Bedroom | 230285 | Bedroom | 0.305%
23028 | 5 | 2 |  | Manual | 1 | Floor lamp | Compact Fluorescent |  | Twist | 3 | 26 | Bedroom | 230285 | Bedroom | 0.305%
23028 | 5 | 3 |  | Manual | 1 | Table | Compact Fluorescent |  | Twist | 1 | 13 | Bedroom | 230285 | Bedroom | 0.305%
23028 | 6 | 1 |  | Manual | 1 | Ceiling Fixture | Linear Fluorescent | 48 | T-12 | 2 | 40 | Bedroom | 230286 | Bedroom | 0.305%
23028 | 6 | 2 |  | Manual | 1 | Table | Incandescent |  | Standard A Lamp | 1 | 40 | Bedroom | 230286 | Bedroom | 0.305%
23028 | 7 | 1 |  | Manual | 1 | Ceiling Fixture | Linear Fluorescent | 48 | T-12 | 2 | 40 | Bedroom | 230287 | Bedroom | 0.305%
23028 | 7 | 2 |  | Manual | 1 | Table | Incandescent |  | Decorative | 1 | 60 | Bedroom | 230287 | Bedroom | 0.305%
23028 | 8 | 1 |  | Manual | 1 | Ceiling Fixture | Linear Fluorescent | 48 | T-12 | 2 | 40 | Bedroom | 230288 | Bedroom | 0.305%
23028 | 8 | 2 |  | Manual | 1 | Table | Incandescent |  | Standard A Lamp | 1 | 75 | Bedroom | 230288 | Bedroom | 0.305%
23028 | 9 | 1 |  | Manual | 1 | Chandelier (Hanging) | Incandescent |  | Mini base | 5 | 60 | Dining Room | 230289 | Dining Room | 0.305%
23028 | 9 | 2 |  | Manual | 1 | Table | Incandescent |  | Standard A Lamp | 1 | 40 | Dining Room | 230289 | Dining Room | 0.305%
23028 | 10 | 1 |  | Manual | 3 | Recessed Can | Compact Fluorescent |  | Twist | 1 | 26 | Family Room | 2302810 | Family Room | 0.305%
23028 | 10 | 2 |  | Manual | 1 | Recessed Can | Incandescent |  | Reflector | 1 | 75 | Family Room | 2302810 | Family Room | 0.305%
23028 | 11 | 1 |  | Manual | 1 | Ceiling Fixture | Compact Fluorescent |  | Twist | 1 | 26 | Other | 2302811 | Other | 0.305%
23028 | 12 | 1 |  | Manual | 2 | Garage door opener | Incandescent |  | Standard A Lamp | 1 | 60 | Garage | 2302812 | Garage | 0.305%
23028 | 12 | 2 |  | Manual | 2 | Ceiling Fixture | Incandescent |  | Reflector | 1 | 75 | Garage | 2302812 | Garage | 0.305%
23028 | 13 | 1 |  | Manual | 2 | Wall Mount | Incandescent |  | Mini base | 1 | 60 | Hall | 2302813 | Hall | 0.305%
23028 | 13 | 2 |  | Manual | 1 | Chandelier (Hanging) | Incandescent |  | Standard A Lamp | 3 | 60 | Hall | 2302813 | Hall | 0.305%
23028 | 14 | 1 |  | Manual | 1 | Wall Mount | Incandescent |  | Standard A Lamp | 1 | 40 | Hall | 2302814 | Hall | 0.305%
23028 | 15 | 1 |  | Manual | 3 | Chandelier (Hanging) | Halogen |  | MR | 1 | 50 | Kitchen | 2302815 | Kitchen | 0.305%
23028 | 15 | 2 |  | Manual | 5 | Recessed Can | Incandescent |  | Reflector | 1 | 75 | Kitchen | 2302815 | Kitchen | 0.305%
23028 | 16 | 1 |  | Manual | 1 | Ceiling Fixture | Linear Fluorescent | 48 | T-12 | 2 | 40 | Laundry Room | 2302816 | Laundry Room | 0.305%
23028 | 17 | 1 |  | Dimmer | 4 | Recessed Can | Incandescent |  | Reflector | 1 | 65 | Living Room | 2302817 | Living Room | 0.305%
23028 | 17 | 2 |  | Manual | 1 | Table | Compact Fluorescent |  | Twist | 1 | 26 | Living Room | 2302817 | Living Room | 0.305%
23028 | 17 | 3 |  | Manual | 1 | Table | Compact Fluorescent |  | Twist | 1 | 20 | Living Room | 2302817 | Living Room | 0.305%
23028 | 17 | 4 |  | Manual | 1 | Table | Incandescent |  | Mini base | 1 | 60 | Living Room | 2302817 | Living Room | 0.305%
23028 | 18 | 1 |  | Manual | 1 | Wall Mount | Incandescent |  | Globe | 8 | 60 | Bathroom | 2302818 | Bathroom | 0.305%
23028 | 18 | 2 |  | Manual | 1 | Ceiling Fixture | Incandescent |  | Standard A Lamp | 1 | 60 | Bathroom | 2302818 | Bathroom | 0.305%
23028 | 19 | 1 |  | Manual | 1 | Track | Incandescent |  | Reflector | 2 | 75 | Master Bedroom | 2302819 | Master Bedroom | 0.305%
23028 | 19 | 2 |  | Manual | 1 | Table | Incandescent |  | Standard A Lamp | 1 | 60 | Master Bedroom | 2302819 | Master Bedroom | 0.305%
23028 | 19 | 3 |  | Manual | 1 | Table | Incandescent |  | Standard A Lamp | 1 | 40 | Master Bedroom | 2302819 | Master Bedroom | 0.305%
23028 | 20 | 1 |  | Manual | 1 | Recessed Can | Incandescent |  | Reflector | 1 | 75 | Closet | 2302820 | Closet | 0.305%
23028 | 21 | 1 |  | Manual | 1 | Ceiling Fixture | Linear Fluorescent | 48 | T-12 | 2 | 40 | Garage | 2302821 | Garage | 0.305%
23028 | 22 | 1 |  | Manual | 3 | Architectural | Compact Fluorescent |  | Twist | 1 | 15 | Hall | 2302822 | Hall | 0.305%
23029 | 1 | 1 |  | Manual | 1 | Chandelier (Hanging) | Incandescent |  | Decorative | 3 | 40 | Other | 230291 | Other | 0.04008%
23029 | 2 | 1 |  | Manual | 6 | Ceiling Fixture | Incandescent |  | Standard A Lamp | 1 | 60 | Garage | 230292 | Garage | 0.04008%
23029 | 2 | 2 |  | Manual | 2 | Garage door opener | Incandescent |  | Standard A Lamp | 2 | 40 | Garage | 230292 | Garage | 0.04008%
23029 | 3 | 1 |  | Manual | 2 | Recessed Can | Compact Fluorescent |  | Flood | 1 | 18 | Bedroom | 230293 | Bedroom | 0.04008%
23029 | 3 | 2 |  | Manual | 2 | Floor lamp | Incandescent |  | Standard A Lamp | 1 | 60 | Bedroom | 230293 | Bedroom | 0.04008%
23029 | 3 | 3 |  | Manual | 1 | Floor lamp | Incandescent |  | Reflector | 3 | 60 | Bedroom | 230293 | Bedroom | 0.04008%
23029 | 4 | 1 |  | Dimmer | 1 | Chandelier (Hanging) | Incandescent |  | Globe | 5 | 40 | Kitchen | 230294 | Kitchen | 0.04008%
23029 | 4 | 2 |  | Manual | 7 | Recessed Can | Compact Fluorescent |  | Flood | 1 | 18 | Kitchen | 230294 | Kitchen | 0.04008%
23029 | 5 | 1 |  | Manual | 6 | Ceiling Fixture | Incandescent |  | Standard A Lamp | 1 | 60 | Laundry Room | 230295 | Laundry Room | 0.04008%
23029 | 6 | 1 |  | Dimmer | 2 | Ceiling Fixture | Compact Fluorescent |  | Twist | 2 | 25 | Office | 230296 | Office | 0.04008%
23029 | 6 | 2 |  | Manual | 2 | Floor lamp | Incandescent |  | 3-Way Incandescent | 1 | 250 | Office | 230296 | Office | 0.04008%
23029 | 6 | 3 |  | Manual | 1 | Ceiling Fixture | Compact Fluorescent |  | Twist | 2 | 25 | Office | 230296 | Office | 0.04008%
23029 | 6 | 4 |  | Manual | 1 | Wall Mount | Incandescent |  | Decorative | 2 | 40 | Office | 230296 | Office | 0.04008%
23029 | 6 | 5 |  | Manual | 1 | Wall Mount | Incandescent |  | Standard A Lamp | 1 | 75 | Office | 230296 | Office | 0.04008%
23029 | 7 | 1 |  | Manual | 1 | Floor lamp | Compact Fluorescent |  | Twist | 1 | 15 | Living Room | 230297 | Living Room | 0.04008%
23029 | 7 | 2 |  | Manual | 3 | Floor lamp | Incandescent |  | 3-Way Incandescent | 1 | 150 | Living Room | 230297 | Living Room | 0.04008%
23029 | 7 | 3 |  | Manual | 1 | Floor lamp | Incandescent |  | Reflector | 2 | 65 | Living Room | 230297 | Living Room | 0.04008%
23029 | 8 | 1 |  | Manual | 1 | Wall Mount | Incandescent |  | Globe | 3 | 40 | Bathroom | 230298 | Bathroom | 0.04008%
23029 | 9 | 1 |  | Manual | 1 | Ceiling Fixture | Incandescent |  | Standard A Lamp | 1 | 60 | Hall | 230299 | Hall | 0.04008%
23029 | 10 | 1 |  | Manual | 4 | Ceiling Fixture | Incandescent |  | Standard A Lamp | 1 | 60 | Bathroom | 2302910 | Bathroom | 0.04008%
23029 | 11 | 1 |  | Manual | 1 | Ceiling Fan | Incandescent |  | Standard A Lamp | 4 | 40 | Master Bedroom | 2302911 | Master Bedroom | 0.04008%
23029 | 11 | 2 |  | Manual | 2 | Recessed Can | Compact Fluorescent |  | Flood | 1 | 18 | Master Bedroom | 2302911 | Master Bedroom | 0.04008%
23029 | 11 | 3 |  | Manual | 1 | Torchiere | Compact Fluorescent |  | Twist | 1 | 25 | Master Bedroom | 2302911 | Master Bedroom | 0.04008%
23029 | 11 | 4 |  | Manual | 1 | Floor lamp | Incandescent |  | 3-Way Incandescent | 1 | 150 | Master Bedroom | 2302911 | Master Bedroom | 0.04008%
23029 | 11 | 5 |  | Manual | 1 | Floor lamp | Compact Fluorescent |  | Twist | 1 | 25 | Master Bedroom | 2302911 | Master Bedroom | 0.04008%
23029 | 12 | 1 |  | Manual | 1 | Chandelier (Hanging) | Incandescent |  | Globe | 1 | 40 | Office | 2302912 | Office | 0.04008%
23029 | 12 | 2 |  | Manual | 1 | Floor lamp | Incandescent |  | Reflector | 3 | 50 | Office | 2302912 | Office | 0.04008%
23029 | 13 | 1 |  | Dimmer | 1 | Ceiling Fixture | Incandescent |  | Standard A Lamp | 4 | 40 | Bedroom | 2302913 | Bedroom | 0.04008%
23029 | 13 | 2 |  | Manual | 2 | Floor lamp | Compact Fluorescent |  | Twist | 1 | 25 | Bedroom | 2302913 | Bedroom | 0.04008%
23029 | 13 | 3 |  | Manual | 1 | Floor lamp | Incandescent |  | Mini base | 1 | 20 | Bedroom | 2302913 | Bedroom | 0.04008%
23029 | 13 | 4 |  | Manual | 1 | Recessed Can | Compact Fluorescent |  | Flood | 1 | 18 | Bedroom | 2302913 | Bedroom | 0.04008%
23029 | 14 | 1 |  | Manual | 1 | Chandelier (Hanging) | Incandescent |  | Standard A Lamp | 1 | 100 | Hall | 2302914 | Hall | 0.04008%
23029 | 15 | 1 |  | Manual | 1 | Ceiling Fixture | Compact Fluorescent |  | Twist | 1 | 25 | Bedroom | 2302915 | Bedroom | 0.04008%
23029 | 16 | 1 |  | Manual | 1 | Wall Mount | Incandescent |  | Globe | 3 | 40 | Bathroom | 2302916 | Bathroom | 0.04008%
23029 | 16 | 2 |  | Manual | 1 | Ceiling Fixture | Incandescent |  | Standard A Lamp | 1 | 25 | Bathroom | 2302916 | Bathroom | 0.04008%
23034 | 1 | 1 |  | Manual | 2 | Ceiling Fixture | Compact Fluorescent |  | Twist | 2 | 15 | Living Room | 230341 | Living Room | 0.02963%
23034 | 2 | 1 |  | Manual | 1 | Chandelier (Hanging) | Incandescent |  | Standard A Lamp | 3 | 40 | Hall | 230342 | Hall | 0.02963%
23034 | 3 | 1 |  | Manual | 3 | Ceiling Fixture | Incandescent |  | Standard A Lamp | 1 | 60 | Other | 230343 | Other | 0.02963%
23034 | 4 | 1 |  | Manual | 1 | Chandelier (Hanging) | Incandescent |  | Standard A Lamp | 2 | 100 | Dining Room | 230344 | Dining Room | 0.02963%
23034 | 5 | 1 |  | Manual | 4 | Recessed Can | Compact Fluorescent |  | Flood | 1 | 22 | Kitchen | 230345 | Kitchen | 0.02963%
23034 | 6 | 1 |  | Manual | 1 | Table | Compact Fluorescent |  | Twist | 1 | 15 | Bedroom | 230346 | Bedroom | 0.02963%
23034 | 7 | 1 |  | Manual | 4 | Wall Mount | Incandescent |  | Mini base | 1 | 60 | Hall | 230347 | Hall | 0.02963%
23034 | 8 | 1 |  | Manual | 1 | Wall Mount | Incandescent |  | Standard A Lamp | 3 | 40 | Bathroom | 230348 | Bathroom | 0.02963%
23034 | 9 | 1 |  | Manual | 1 | Ceiling Fan | Incandescent |  | Decorative | 3 | 25 | Master Bedroom | 230349 | Master Bedroom | 0.02963%
23034 | 9 | 2 |  | Manual | 4 | Wall Mount | Compact Fluorescent |  | Twist | 1 | 15 | Master Bedroom | 230349 | Master Bedroom | 0.02963%
23034 | 9 | 3 |  | Manual | 1 | Table | Compact Fluorescent |  | Twist | 1 | 15 | Master Bedroom | 230349 | Master Bedroom | 0.02963%
23034 | 10 | 1 |  | Manual | 1 | Table | Incandescent |  | Standard A Lamp | 2 | 60 | Office | 2303410 | Office | 0.02963%
23034 | 11 | 1 |  | Manual | 1 | Ceiling Fixture | Compact Fluorescent |  | Twist | 2 | 15 | Closet | 2303411 | Closet | 0.02963%
23049 | 1 | 1 |  | Manual | 2 | Ceiling Fixture | Incandescent |  | Clear | 1 | 40 | Other | 230491 | Other | 0.09408%
23049 | 1 | 2 |  | Manual | 1 | Table | Compact Fluorescent |  | Twist | 1 | 14 | Other | 230491 | Other | 0.09408%
23049 | 2 | 1 |  | Manual | 1 | Wall Mount | Compact Fluorescent |  | Twist | 2 | 14 | Bathroom | 230492 | Bathroom | 0.09408%
23049 | 3 | 1 |  | Manual | 1 | Ceiling Fixture | Compact Fluorescent |  | Twist | 3 | 14 | Bedroom | 230493 | Bedroom | 0.09408%
23049 | 4 | 1 |  | Manual | 1 | Ceiling Fixture | Compact Fluorescent |  | Twist | 3 | 14 | Bedroom | 230494 | Bedroom | 0.09408%
23049 | 5 | 1 |  | Manual | 1 | Ceiling Fixture | Compact Fluorescent |  | Twist | 3 | 14 | Bedroom | 230495 | Bedroom | 0.09408%
23049 | 6 | 1 |  | Manual | 2 | Ceiling Fixture | Compact Fluorescent |  | Twist | 1 | 14 | Hall | 230496 | Hall | 0.09408%
23049 | 7 | 1 |  | Manual | 3 | Ceiling Fixture | Compact Fluorescent |  | Twist | 2 | 14 | Family Room | 230497 | Family Room | 0.09408%
23049 | 7 | 2 |  | Manual | 1 | Torchiere | Halogen |  | Quartz Tube | 1 | 300 | Family Room | 230497 | Family Room | 0.09408%
23049 | 8 | 1 |  | Manual | 2 | Ceiling Fixture | Linear Fluorescent | 48 | T-12 | 2 | 40 | Garage | 230498 | Garage | 0.09408%
23049 | 8 | 2 |  | Manual | 2 | Ceiling Fixture | Compact Fluorescent |  | Twist | 1 | 14 | Garage | 230498 | Garage | 0.09408%
23049 | 9 | 1 |  | Dimmer | 1 | Track | Incandescent |  | Reflector | 8 | 75 | Hall | 230499 | Hall | 0.09408%
23049 | 10 | 1 |  | Manual | 2 | Ceiling Fixture | Halogen |  | PAR | 2 | 50 | Kitchen | 2304910 | Kitchen | 0.09408%
23049 | 10 | 2 |  | Manual | 1 | Track | Compact Fluorescent |  | Reflector | 3 | 15 | Kitchen | 2304910 | Kitchen | 0.09408%
23049 | 10 | 3 |  | Manual | 1 | Ceiling Fan | Compact Fluorescent |  | Twist | 1 | 14 | Kitchen | 2304910 | Kitchen | 0.09408%
23049 | 11 | 1 |  | Manual | 2 | Ceiling Fixture | Linear Fluorescent | 48 | T-12 | 2 | 40 | Laundry Room | 2304911 | Laundry Room | 0.09408%
23049 | 12 | 1 |  | Manual | 1 | Track | Compact Fluorescent |  | Reflector | 7 | 14 | Living Room | 2304912 | Living Room | 0.09408%
23049 | 12 | 2 |  | Manual | 2 | Torchiere | Halogen |  | Quartz Tube | 1 | 300 | Living Room | 2304912 | Living Room | 0.09408%
23049 | 13 | 1 |  | Manual | 1 | Ceiling Fixture | Compact Fluorescent |  | Twist | 5 | 14 | Bathroom | 2304913 | Bathroom | 0.09408%
23049 | 14 | 1 |  | Manual | 2 | Ceiling Fixture | Halogen |  | PAR | 1 | 50 | Master Bedroom | 2304914 | Master Bedroom | 0.09408%
23049 | 14 | 2 |  | Manual | 1 | Ceiling Fixture | Linear Fluorescent | 48 | T-12 | 2 | 40 | Master Bedroom | 2304914 | Master Bedroom | 0.09408%
23049 | 15 | 1 |  | Manual | 3 | Table | Compact Fluorescent |  | Twist | 1 | 14 | Office | 2304915 | Office | 0.09408%
23049 | 16 | 1 |  | Manual | 2 | Ceiling Fixture | Compact Fluorescent |  | Twist | 2 | 14 | Office | 2304916 | Office | 0.09408%
23084 | 1 | 1 |  | Manual | 1 | Wall Mount | Incandescent |  | Clear | 6 | 40 | Bathroom | 230841 | Bathroom | 0.05169%
23084 | 2 | 1 |  | Manual | 1 | Table | Incandescent |  | Standard A Lamp | 1 | 60 | Bedroom | 230842 | Bedroom | 0.05169%
23084 | 3 | 1 |  | Manual | 4 | Ceiling Fixture | Incandescent |  | Standard A Lamp | 1 | 60 | Bedroom | 230843 | Bedroom | 0.05169%
23084 | 4 | 1 |  | Dimmer | 1 | Chandelier (Hanging) | Incandescent |  | Clear | 5 | 60 | Dining Room | 230844 | Dining Room | 0.05169%
23084 | 4 | 2 |  | Manual | 1 | Recessed Can | Incandescent |  | Reflector | 1 | 65 | Dining Room | 230844 | Dining Room | 0.05169%
23084 | 5 | 1 |  | Dimmer | 3 | Recessed Can | Incandescent |  | Reflector | 1 | 65 | Other | 230845 | Other | 0.05169%
23084 | 6 | 1 |  | Dimmer | 6 | Recessed Can | Incandescent |  | Reflector | 1 | 65 | Family Room | 230846 | Family Room | 0.05169%
23084 | 7 | 1 |  | Manual | 1 | Ceiling Fixture | Incandescent |  | Decorative | 3 | 25 | Other | 230847 | Other | 0.05169%
23084 | 8 | 1 |  | Manual | 2 | Ceiling Fixture | Incandescent |  | Reflector | 3 | 65 | Garage | 230848 | Garage | 0.05169%
23084 | 8 | 2 |  | Manual | 1 | Garage door opener | Incandescent |  | Standard A Lamp | 1 | 60 | Garage | 230848 | Garage | 0.05169%
23084 | 8 | 3 |  | Manual | 1 | Ceiling Fixture | Linear Fluorescent | 96 | T-12 | 2 | 40 | Garage | 230848 | Garage | 0.05169%
23084 | 9 | 1 |  | Manual | 2 | Ceiling Fixture | Incandescent |  | Decorative | 3 | 25 | Hall | 230849 | Hall | 0.05169%
23084 | 10 | 1 |  | Manual | 4 | Recessed Can | Incandescent |  | Reflector | 1 | 65 | Kitchen | 2308410 | Kitchen | 0.05169%
23084 | 11 | 1 |  | Manual | 2 | Ceiling Fixture | Linear Fluorescent | 48 | T-12 | 2 | 32 | Laundry Room | 2308411 | Laundry Room | 0.05169%
23084 | 12 | 1 |  | Dimmer | 6 | Recessed Can | Incandescent |  | Reflector | 1 | 65 | Living Room | 2308412 | Living Room | 0.05169%
23084 | 12 | 2 |  | Manual | 2 | Table | Incandescent |  | 3-Way Incandescent | 1 | 150 | Living Room | 2308412 | Living Room | 0.05169%
23084 | 13 | 1 |  | Manual | 1 | Wall Mount | Incandescent |  | Clear | 6 | 40 | Bathroom | 2308413 | Bathroom | 0.05169%
23084 | 13 | 2 |  | Manual | 1 | Ceiling Fan | Incandescent |  | Standard A Lamp | 1 | 60 | Bathroom | 2308413 | Bathroom | 0.05169%
23084 | 13 | 3 |  | Manual | 1 | Recessed Can | Incandescent |  | Reflector | 1 | 65 | Bathroom | 2308413 | Bathroom | 0.05169%
23084 | 14 | 1 |  | Manual | 4 | Recessed Can | Incandescent |  | Reflector | 1 | 65 | Master Bedroom | 2308414 | Master Bedroom | 0.05169%
23084 | 14 | 2 |  | Manual | 2 | Table | Incandescent |  | Standard A Lamp | 1 | 60 | Master Bedroom | 2308414 | Master Bedroom | 0.05169%
23084 | 15 | 1 |  | Manual | 1 | Ceiling Fixture | Linear Fluorescent | 24 | T-4 | 1 | 20 | Other | 2308415 | Other | 0.05169%
23084 | 16 | 1 |  | Manual | 2 | Recessed Can | Incandescent |  | Reflector | 1 | 65 | Dining Room | 2308416 | Dining Room | 0.05169%
23084 | 17 | 1 |  | Dimmer | 1 | Track | Incandescent |  | Reflector | 3 | 65 | Office | 2308417 | Office | 0.05169%
23084 | 18 | 1 |  | Manual | 1 | Wall Mount | Incandescent |  | Clear | 5 | 40 | Bathroom | 2308418 | Bathroom | 0.05169%
23084 | 18 | 2 |  | Manual | 1 | Recessed Can | Incandescent |  | Clear | 1 | 65 | Bathroom | 2308418 | Bathroom | 0.05169%
23110 | 1 | 1 |  | Manual | 1 | Table | Incandescent |  | Standard A Lamp | 1 | 40 | Living Room | 231101 | Living Room | 0.09408%
23110 | 1 | 2 |  | Manual | 1 | Table | Incandescent |  | Standard A Lamp | 1 | 100 | Living Room | 231101 | Living Room | 0.09408%
23110 | 1 | 3 |  | Manual | 1 | Ceiling Fixture | Incandescent |  | Standard A Lamp | 4 | 100 | Living Room | 231101 | Living Room | 0.09408%
23110 | 1 | 4 |  | Manual | 1 | Wall Mount | Incandescent |  | Standard A Lamp | 1 | 40 | Living Room | 231101 | Living Room | 0.09408%
23110 | 1 | 5 |  | Manual | 1 | Ceiling Fixture | Incandescent |  | Standard A Lamp | 1 | 100 | Living Room | 231101 | Living Room | 0.09408%
23110 | 2 | 1 |  | Manual | 1 | Ceiling Fixture | Incandescent |  | Standard A Lamp | 1 | 40 | Hall | 231102 | Hall | 0.09408%
23110 | 3 | 1 |  | Manual | 1 | Ceiling Fixture | Incandescent |  | Standard A Lamp | 1 | 100 | Bedroom | 231103 | Bedroom | 0.09408%
23110 | 4 | 1 |  | Manual | 2 | Wall Mount | Incandescent |  | Standard A Lamp | 2 | 100 | Bathroom | 231104 | Bathroom | 0.09408%
23110 | 5 | 1 |  | Manual | 1 | Ceiling Fixture | Compact Fluorescent |  | Twist | 1 | 15 | Master Bedroom | 231105 | Master Bedroom | 0.09408%
23111 | 1 | 1 |  | Manual | 1 | Wall Mount | Incandescent |  | Standard A Lamp | 4 | 60 | Bathroom | 231111 | Bathroom | 0.02963%
23111 | 2 | 1 |  | Manual | 1 | Ceiling Fixture | Incandescent |  | Standard A Lamp | 3 | 60 | Bedroom | 231112 | Bedroom | 0.02963%
23111 | 2 | 2 |  | Manual | 1 | Table | Incandescent |  | Decorative | 1 | 60 | Bedroom | 231112 | Bedroom | 0.02963%
23111 | 3 | 1 |  | Manual | 1 | Ceiling Fixture | Incandescent |  | Standard A Lamp | 3 | 60 | Bedroom | 231113 | Bedroom | 0.02963%
23111 | 3 | 2 |  | Manual | 1 | Table | Incandescent |  | Decorative | 2 | 40 | Bedroom | 231113 | Bedroom | 0.02963%
23111 | 4 | 1 |  | Manual | 11 | Recessed Can | Incandescent |  | Reflector | 1 | 65 | Other | 231114 | Other | 0.02963%
23111 | 5 | 1 |  | Motion | 2 | Exit | Incandescent |  | Standard A Lamp | 2 | 60 | Garage | 231115 | Garage | 0.02963%
23111 | 5 | 2 |  | Manual | 2 | Ceiling Fixture | Incandescent |  | Standard A Lamp | 1 | 100 | Garage | 231115 | Garage | 0.02963%
23111 | 6 | 1 |  | Manual | 6 | Recessed Can | Incandescent |  | Reflector | 1 | 65 | Kitchen | 231116 | Kitchen | 0.02963%
23111 | 6 | 2 |  | Manual | 3 | Chandelier (Hanging) | Incandescent |  | Clear | 1 | 40 | Kitchen | 231116 | Kitchen | 0.02963%
23111 | 6 | 3 |  | Manual | 1 | Chandelier (Hanging) | Incandescent |  | Decorative | 6 | 40 | Kitchen | 231116 | Kitchen | 0.02963%
23111 | 7 | 1 |  | Manual | 1 | Ceiling Fixture | Incandescent |  | Standard A Lamp | 2 | 60 | Laundry Room | 231117 | Laundry Room | 0.02963%
23111 | 8 | 1 |  | Manual | 2 | Recessed Can | Incandescent |  | Reflector | 1 | 60 | Living Room | 231118 | Living Room | 0.02963%
23111 | 8 | 2 |  | Manual | 2 | Ceiling Fan | Incandescent |  | Standard A Lamp | 2 | 60 | Living Room | 231118 | Living Room | 0.02963%
23111 | 8 | 3 |  | Manual | 1 | Floor lamp | Incandescent |  | Standard A Lamp | 1 | 150 | Living Room | 231118 | Living Room | 0.02963%
23111 | 9 | 1 |  | Manual | 2 | Ceiling Fixture | Incandescent |  | Standard A Lamp | 2 | 60 | Bathroom | 231119 | Bathroom | 0.02963%
23111 | 9 | 2 |  | Manual | 2 | Wall Mount | Incandescent |  | Standard A Lamp | 3 | 60 | Bathroom | 231119 | Bathroom | 0.02963%
23111 | 9 | 3 |  | Manual | 1 | Recessed Can | Incandescent |  | Reflector | 1 | 65 | Bathroom | 231119 | Bathroom | 0.02963%
23111 | 10 | 1 |  | Manual | 1 | Ceiling Fixture | Incandescent |  | Standard A Lamp | 2 | 60 | Closet | 2311110 | Closet | 0.02963%
23111 | 11 | 1 |  | Manual | 1 | Ceiling Fan | Incandescent |  | Standard A Lamp | 2 | 60 | Master Bedroom | 2311111 | Master Bedroom | 0.02963%
23111 | 11 | 2 |  | Manual | 2 | Recessed Can | Incandescent |  | Clear | 1 | 40 | Master Bedroom | 2311111 | Master Bedroom | 0.02963%
23111 | 11 | 3 |  | Manual | 1 | Table | Incandescent |  | Standard A Lamp | 1 | 60 | Master Bedroom | 2311111 | Master Bedroom | 0.02963%
23111 | 12 | 1 |  | Manual | 1 | Wall Mount | Incandescent |  | Standard A Lamp | 2 | 60 | Other | 2311112 | Other | 0.02963%
23111 | 13 | 1 |  | Manual | 1 | Ceiling Fixture | Incandescent |  | Standard A Lamp | 2 | 60 | Other | 2311113 | Other | 0.02963%
23111 | 14 | 1 |  | Manual | 1 | Ceiling Fixture | Incandescent |  | Standard A Lamp | 3 | 60 | Office | 2311114 | Office | 0.02963%
23111 | 14 | 2 |  | Manual | 1 | Table | Incandescent |  | Decorative | 1 | 60 | Office | 2311114 | Office | 0.02963%
23111 | 15 | 1 |  | Manual | 1 | Wall Mount | Incandescent |  | Standard A Lamp | 3 | 60 | Bathroom | 2311115 | Bathroom | 0.02963%
23111 | 16 | 1 |  | Manual | 2 | Ceiling Fixture | Incandescent |  | Standard A Lamp | 2 | 60 | Hall | 2311116 | Hall | 0.02963%
23111 | 16 | 2 |  | Manual | 1 | Ceiling Fixture | Incandescent |  | Standard A Lamp | 3 | 60 | Hall | 2311116 | Hall | 0.02963%
23111 | 16 | 3 |  | Manual | 1 | Table | Incandescent |  | Decorative | 1 | 60 | Hall | 2311116 | Hall | 0.02963%
23111 | 17 | 1 |  | Manual | 1 | Ceiling Fixture | Incandescent |  | Standard A Lamp | 3 | 60 | Bedroom | 2311117 | Bedroom | 0.02963%
23111 | 17 | 2 |  | Manual | 1 | Ceiling Fixture | Incandescent |  | Standard A Lamp | 2 | 60 | Bedroom | 2311117 | Bedroom | 0.02963%
23111 | 17 | 3 |  | Manual | 1 | Table | Incandescent |  | Decorative | 3 | 40 | Bedroom | 2311117 | Bedroom | 0.02963%
23111 | 18 | 1 |  | Manual | 3 | Ceiling Fixture | Incandescent |  | Standard A Lamp | 1 | 60 | Other | 2311118 | Other | 0.02963%
23111 | 19 | 1 |  | Manual | 4 | Ceiling Fixture | Linear Fluorescent | 96 | T-12 | 2 | 60 | Other | 2311119 | Other | 0.02963%
23111 | 19 | 2 |  | Manual | 1 | Garage door opener | Incandescent |  | Standard A Lamp | 1 | 60 | Other | 2311119 | Other | 0.02963%
23111 | 20 | 1 |  | Manual | 1 | Ceiling Fixture | Incandescent |  | Standard A Lamp | 3 | 60 | Bedroom | 2311120 | Bedroom | 0.02963%
23111 | 21 | 1 |  | Manual | 1 | Ceiling Fixture | Incandescent |  | Standard A Lamp | 2 | 60 | Hall | 2311121 | Hall | 0.02963%
23111 | 21 | 2 |  | Manual | 1 | Chandelier (Hanging) | Incandescent |  | Decorative | 9 | 60 | Hall | 2311121 | Hall | 0.02963%
23111 | 22 | 1 |  | Manual | 3 | Wall Mount | Incandescent |  | Mini base | 1 | 25 | Hall | 2311122 | Hall | 0.02963%
23111 | 23 | 1 |  | Manual | 1 | Ceiling Fixture | Incandescent |  | Standard A Lamp | 3 | 60 | Other | 2311123 | Other | 0.02963%
23111 | 24 | 1 |  | Manual | 1 | Wall Mount | Incandescent |  | Standard A Lamp | 3 | 60 | Bathroom | 2311124 | Bathroom | 0.02963%
23112 | 1 | 1 |  | Manual | 2 | Wall Mount | Incandescent |  | Standard A Lamp | 2 | 60 | Bathroom | 231121 | Bathroom | 0.04732%
23112 | 1 | 2 |  | Manual | 1 | Ceiling Fixture | Incandescent |  | Heat Lamp | 1 | 150 | Bathroom | 231121 | Bathroom | 0.04732%
23112 | 2 | 1 |  | Manual | 1 | Ceiling Fixture | Incandescent |  | Standard A Lamp | 2 | 60 | Bedroom | 231122 | Bedroom | 0.04732%
23112 | 3 | 1 |  | Manual | 3 | Ceiling Fixture | Incandescent |  | Standard A Lamp | 1 | 60 | Garage | 231123 | Garage | 0.04732%
23112 | 3 | 2 |  | Timer | 2 | Garage door opener | Incandescent |  | Standard A Lamp | 1 | 60 | Garage | 231123 | Garage | 0.04732%
23112 | 4 | 1 |  | Manual | 1 | Recessed Can | Compact Fluorescent |  | Reflector | 1 | 22 | Hall | 231124 | Hall | 0.04732%
23112 | 5 | 1 |  | Manual | 1 | Chandelier (Hanging) | Incandescent |  | Standard A Lamp | 3 | 60 | Kitchen | 231125 | Kitchen | 0.04732%
23112 | 5 | 2 |  | Manual | 5 | Recessed Can | Compact Fluorescent |  | Reflector | 1 | 22 | Kitchen | 231125 | Kitchen | 0.04732%
23112 | 5 | 3 |  | Manual | 3 | Chandelier (Hanging) | Compact Fluorescent |  | Decorative | 1 | 7 | Kitchen | 231125 | Kitchen | 0.04732%
23112 | 6 | 1 |  | Manual | 1 | Ceiling Fixture | Compact Fluorescent |  | Twist | 2 | 22 | Laundry Room | 231126 | Laundry Room | 0.04732%
23112 | 7 | 1 |  | Manual | 10 | Recessed Can | Compact Fluorescent |  | Reflector | 1 | 22 | Living Room | 231127 | Living Room | 0.04732%
23112 | 7 | 2 |  | Manual | 2 | Architectural | Linear Fluorescent | 60 | T-8 | 1 | 32 | Living Room | 231127 | Living Room | 0.04732%
23112 | 7 | 3 |  | Timer | 1 | Table | Incandescent |  | Standard A Lamp | 1 | 60 | Living Room | 231127 | Living Room | 0.04732%
23112 | 8 | 1 |  | Manual | 2 | Wall Mount | Incandescent |  | Standard A Lamp | 4 | 40 | Bathroom | 231128 | Bathroom | 0.04732%
23112 | 9 | 1 |  | Manual | 1 | Ceiling Fixture | Incandescent |  | Standard A Lamp | 3 | 65 | Master Bedroom | 231129 | Master Bedroom | 0.04732%
23112 | 9 | 2 |  | Manual | 2 | Table | Incandescent |  | 3-Way Incandescent | 1 | 75 | Master Bedroom | 231129 | Master Bedroom | 0.04732%
23112 | 10 | 1 |  | Manual | 1 | Ceiling Fixture | Incandescent |  | Standard A Lamp | 2 | 60 | Office | 2311210 | Office | 0.04732%
23113 | 1 | 1 |  | Manual | 1 | Wall Mount | Incandescent |  | Globe | 4 | 60 | Bathroom | 231131 | Bathroom | 0.02845%
23113 | 2 | 1 |  | Manual | 1 | Wall Mount | Incandescent |  | Globe | 4 | 40 | Bathroom | 231132 | Bathroom | 0.02845%
23113 | 2 | 2 |  | Manual | 1 | Wall Mount | Incandescent |  | Standard A Lamp | 1 | 60 | Bathroom | 231132 | Bathroom | 0.02845%
23113 | 3 | 1 |  | Manual | 1 | Ceiling Fixture | Compact Fluorescent |  | Twist | 2 | 15 | Bedroom | 231133 | Bedroom | 0.02845%
23113 | 3 | 2 |  | Manual | 1 | Table | Linear Fluorescent | 72 | T-4 | 4 | 32 | Bedroom | 231133 | Bedroom | 0.02845%
23113 | 4 | 1 |  | Manual | 1 | Ceiling Fixture | Compact Fluorescent |  | Twist | 2 | 15 | Bedroom | 231134 | Bedroom | 0.02845%
23113 | 4 | 2 |  | Manual | 1 | Floor lamp | Linear Fluorescent | 72 | T-4 | 4 | 32 | Bedroom | 231134 | Bedroom | 0.02845%
23113 | 5 | 1 |  | Manual | 1 | Ceiling Fixture | Incandescent |  | Standard A Lamp | 1 | 60 | Closet | 231135 | Closet | 0.02845%
23113 | 6 | 1 |  | Manual | 1 | Ceiling Fan | Compact Fluorescent |  | Twist | 3 | 15 | Dining Room | 231136 | Dining Room | 0.02845%
23113 | 7 | 1 |  | Manual | 1 | Ceiling Fixture | Incandescent |  | Standard A Lamp | 2 | 65 | Family Room | 231137 | Family Room | 0.02845%
23113 | 7 | 2 |  | Manual | 1 | Floor lamp | Compact Fluorescent |  | Twist | 1 | 15 | Family Room | 231137 | Family Room | 0.02845%
23113 | 8 | 1 |  | Manual | 2 | Ceiling Fixture | Incandescent |  | Standard A Lamp | 1 | 60 | Garage | 231138 | Garage | 0.02845%
23113 | 8 | 2 |  | Manual | 1 | Ceiling Fixture | Linear Fluorescent | 48 | T-5 | 2 | 32 | Garage | 231138 | Garage | 0.02845%
23113 | 9 | 1 |  | Manual | 1 | Ceiling Fixture | Incandescent |  | Standard A Lamp | 1 | 60 | Hall | 231139 | Hall | 0.02845%
23113 | 10 | 1 |  | Manual | 2 | Ceiling Fixture | Linear Fluorescent | 60 | T-8 | 2 | 40 | Kitchen | 2311310 | Kitchen | 0.02845%
23113 | 10 | 2 |  | Manual | 1 | Recessed Can | Compact Fluorescent |  | Twist | 1 | 15 | Kitchen | 2311310 | Kitchen | 0.02845%
23113 | 11 | 1 |  | Manual | 1 | Ceiling Fixture | Incandescent |  | Standard A Lamp | 2 | 60 | Laundry Room | 2311311 | Laundry Room | 0.02845%
23113 | 12 | 1 |  | Manual | 1 | Ceiling Fan | Compact Fluorescent |  | Twist | 4 | 15 | Living Room | 2311312 | Living Room | 0.02845%
23113 | 12 | 2 |  | Manual | 3 | Floor lamp | Compact Fluorescent |  | Twist | 1 | 15 | Living Room | 2311312 | Living Room | 0.02845%
23113 | 12 | 3 |  | Manual | 1 | Ceiling Fixture | Incandescent |  | Standard A Lamp | 1 | 60 | Living Room | 2311312 | Living Room | 0.02845%
23113 | 13 | 1 |  | Manual | 1 | Wall Mount | Compact Fluorescent |  | Globe | 8 | 15 | Bathroom | 2311313 | Bathroom | 0.02845%
23113 | 14 | 1 |  | Manual | 2 | Ceiling Fixture | Compact Fluorescent |  | Twist | 2 | 15 | Master Bedroom | 2311314 | Master Bedroom | 0.02845%
23113 | 14 | 2 |  | Manual | 2 | Floor lamp | Incandescent |  | Standard A Lamp | 1 | 150 | Master Bedroom | 2311314 | Master Bedroom | 0.02845%
23113 | 14 | 3 |  | Manual | 2 | Floor lamp | Linear Fluorescent | 72 | T-4 | 4 | 32 | Master Bedroom | 2311314 | Master Bedroom | 0.02845%
23113 | 15 | 1 |  | Manual | 1 | Ceiling Fixture | Linear Fluorescent | 48 | T-8 | 2 | 32 | Office | 2311315 | Office | 0.02845%
23119 | 1 | 1 |  | Manual | 3 | Recessed Can | Incandescent |  | Standard A Lamp | 1 | 65 | Other | 231191 | Other | 0.04008%
23119 | 2 | 1 |  | Manual | 2 | Ceiling Fixture | Incandescent |  | Standard A Lamp | 1 | 60 | Bathroom | 231192 | Bathroom | 0.04008%
23119 | 3 | 1 |  | Manual | 2 | Wall Mount | Incandescent |  | Globe | 3 | 75 | Bathroom | 231193 | Bathroom | 0.04008%
23119 | 3 | 2 |  | Manual | 3 | Recessed Can | Incandescent |  | Standard A Lamp | 1 | 65 | Bathroom | 231193 | Bathroom | 0.04008%
23119 | 4 | 1 |  | Manual | 1 | Ceiling Fixture | Incandescent |  | Standard A Lamp | 2 | 65 | Bedroom | 231194 | Bedroom | 0.04008%
23119 | 5 | 1 |  | Manual | 1 | Chandelier (Hanging) | Incandescent |  | Standard A Lamp | 2 | 75 | Dining Room | 231195 | Dining Room | 0.04008%
23119 | 6 | 1 |  | Manual | 1 | Recessed Can | Incandescent |  | Reflector | 1 | 65 | Hall | 231196 | Hall | 0.04008%
23119 | 7 | 1 |  | Manual | 3 | Recessed - other | Compact Fluorescent |  | Reflector | 1 | 22 | Hall | 231197 | Hall | 0.04008%
23119 | 8 | 1 |  | Manual | 2 | Recessed - other | Compact Fluorescent |  | Reflector | 1 | 22 | Hall | 231198 | Hall | 0.04008%
23119 | 9 | 1 |  | Manual | 1 | Recessed - other | Compact Fluorescent |  | Reflector | 1 | 22 | Hall | 231199 | Hall | 0.04008%
23119 | 10 | 1 |  | Dimmer | 6 | Recessed Can | Incandescent |  | Reflector | 1 | 75 | Kitchen | 2311910 | Kitchen | 0.04008%
23119 | 10 | 2 |  | Manual | 1 | Track | Incandescent |  | Standard A Lamp | 2 | 60 | Kitchen | 2311910 | Kitchen | 0.04008%
23119 | 10 | 3 |  | Manual | 3 | Chandelier (Hanging) | Incandescent |  | Standard A Lamp | 1 | 60 | Kitchen | 2311910 | Kitchen | 0.04008%
23119 | 11 | 1 |  | Manual | 4 | Recessed Can | Incandescent |  | Reflector | 1 | 65 | Laundry Room | 2311911 | Laundry Room | 0.04008%
23119 | 12 | 1 |  | Manual | 4 | Floor lamp | Incandescent |  | Standard A Lamp | 1 | 100 | Living Room | 2311912 | Living Room | 0.04008%
23119 | 12 | 2 |  | Manual | 2 | Wall Mount | Incandescent |  | Standard A Lamp | 2 | 65 | Living Room | 2311912 | Living Room | 0.04008%
23119 | 12 | 3 |  | Manual | 1 | Chandelier (Hanging) | Incandescent |  | Standard A Lamp | 1 | 60 | Living Room | 2311912 | Living Room | 0.04008%
23119 | 13 | 1 |  | Manual | 1 | Recessed - other | Compact Fluorescent |  | Twist | 4 | 22 | Bathroom | 2311913 | Bathroom | 0.04008%
23119 | 13 | 2 |  | Manual | 1 | Wall Mount | Incandescent |  | Standard A Lamp | 1 | 60 | Bathroom | 2311913 | Bathroom | 0.04008%
23119 | 14 | 1 |  | Manual | 2 | Table | Compact Fluorescent |  | Twist | 1 | 22 | Bedroom | 2311914 | Bedroom | 0.04008%
23119 | 14 | 2 |  | Manual | 2 | Wall Mount | Incandescent |  | Standard A Lamp | 1 | 65 | Bedroom | 2311914 | Bedroom | 0.04008%
23119 | 15 | 1 |  | Manual | 3 | Recessed Can | Compact Fluorescent |  | Reflector | 1 | 22 | Closet | 2311915 | Closet | 0.04008%
23119 | 16 | 1 |  | Manual | 3 | Table | Compact Fluorescent |  | Twist | 1 | 22 | Office | 2311916 | Office | 0.04008%
23119 | 17 | 1 |  | Manual | 1 | Ceiling Fixture | Incandescent |  | Standard A Lamp | 3 | 60 | Bedroom | 2311917 | Bedroom | 0.04008%
23119 | 17 | 2 |  | Manual | 3 | Table | Incandescent |  | Standard A Lamp | 1 | 60 | Bedroom | 2311917 | Bedroom | 0.04008%
23119 | 18 | 1 |  | Manual | 9 | Low bay | Linear Fluorescent | 48 | T-12 | 2 | 40 | Other | 2311918 | Other | 0.04008%
23119 | 18 | 2 |  | Manual | 3 | Ceiling Fixture | Incandescent |  | Standard A Lamp | 1 | 65 | Other | 2311918 | Other | 0.04008%
23119 | 19 | 1 |  | Manual | 1 | Ceiling Fixture | Incandescent |  | Standard A Lamp | 1 | 65 | Other | 2311919 | Other | 0.04008%
23119 | 20 | 1 |  | Manual | 7 | Recessed Can | Incandescent |  | Standard A Lamp | 1 | 65 | Other | 2311920 | Other | 0.04008%
23122 | 1 | 1 |  | Manual | 1 | Wall Mount | Compact Fluorescent |  | Twist | 2 | 15 | Bathroom | 231221 | Bathroom | 0.05169%
23122 | 2 | 1 |  | Manual | 1 | Wall Mount | Compact Fluorescent |  | Twist | 2 | 15 | Bathroom | 231222 | Bathroom | 0.05169%
23122 | 3 | 1 |  | Manual | 1 | Wall Mount | Compact Fluorescent |  | Twist | 2 | 15 | Bathroom | 231223 | Bathroom | 0.05169%
23122 | 4 | 1 |  | Manual | 1 | Ceiling Fixture | Compact Fluorescent |  | Twist | 1 | 15 | Closet | 231224 | Closet | 0.05169%
23122 | 5 | 1 |  | Manual | 1 | Ceiling Fixture | Compact Fluorescent |  | Twist | 3 | 15 | Dining Room | 231225 | Dining Room | 0.05169%
23122 | 6 | 1 |  | Manual | 1 | Chandelier (Hanging) | Compact Fluorescent |  | Twist | 1 | 42 | Hall | 231226 | Hall | 0.05169%
23122 | 6 | 2 |  | Manual | 1 | Ceiling Fixture | Compact Fluorescent |  | Twist | 2 | 15 | Hall | 231226 | Hall | 0.05169%
23122 | 7 | 1 |  | Manual | 1 | Chandelier (Hanging) | Incandescent |  | Standard A Lamp | 5 | 60 | Family Room | 231227 | Family Room | 0.05169%
23122 | 7 | 2 |  | Manual | 1 | Torchiere | Compact Fluorescent |  | Twist | 1 | 36 | Family Room | 231227 | Family Room | 0.05169%
23122 | 7 | 3 |  | Manual | 1 | Floor lamp | Compact Fluorescent |  | Twist | 1 | 22 | Family Room | 231227 | Family Room | 0.05169%
23122 | 8 | 1 |  | Manual | 2 | Ceiling Fixture | Compact Fluorescent |  | Straight Tube | 1 | 22 | Garage | 231228 | Garage | 0.05169%
23122 | 9 | 1 |  | Manual | 1 | Ceiling Fixture | Linear Fluorescent | 48 | T-12 | 4 | 32 | Kitchen | 231229 | Kitchen | 0.05169%
23122 | 9 | 2 |  | Manual | 1 | Ceiling Fixture | Compact Fluorescent |  | Twist | 1 | 15 | Kitchen | 231229 | Kitchen | 0.05169%
23122 | 9 | 3 |  | Manual | 1 | Architectural | Halogen |  | Quartz Tube | 1 | 20 | Kitchen | 231229 | Kitchen | 0.05169%
23122 | 10 | 1 |  | Manual | 1 | Chandelier (Hanging) | Compact Fluorescent |  | Twist | 1 | 15 | Laundry Room | 2312210 | Laundry Room | 0.05169%
23122 | 11 | 1 |  | Manual | 1 | Torchiere | Compact Fluorescent |  | Twist | 1 | 36 | Living Room | 2312211 | Living Room | 0.05169%
23122 | 11 | 2 |  | Manual | 1 | Floor lamp | Compact Fluorescent |  | Twist | 1 | 22 | Living Room | 2312211 | Living Room | 0.05169%
23122 | 11 | 3 |  | Dimmer | 1 | Ceiling Fan | Incandescent |  | Standard A Lamp | 2 | 60 | Living Room | 2312211 | Living Room | 0.05169%
23122 | 12 | 1 |  | Manual | 1 | Ceiling Fixture | Compact Fluorescent |  | Twist | 2 | 22 | Master Bedroom | 2312212 | Master Bedroom | 0.05169%
23122 | 12 | 2 |  | Manual | 1 | Table | Compact Fluorescent |  | Twist | 1 | 15 | Master Bedroom | 2312212 | Master Bedroom | 0.05169%
23122 | 13 | 1 |  | Manual | 1 | Ceiling Fixture | Compact Fluorescent |  | Twist | 2 | 15 | Office | 2312213 | Office | 0.05169%
23122 | 14 | 1 |  | Manual | 1 | Ceiling Fixture | Compact Fluorescent |  | Twist | 2 | 15 | Bedroom | 2312214 | Bedroom | 0.05169%
23122 | 14 | 2 |  | Manual | 1 | Table | Incandescent |  | Standard A Lamp | 1 | 60 | Bedroom | 2312214 | Bedroom | 0.05169%
23122 | 15 | 1 |  | Manual | 1 | Ceiling Fixture | Compact Fluorescent |  | Circline (Screw Base) | 1 | 28 | Closet | 2312215 | Closet | 0.05169%
23122 | 16 | 1 |  | Manual | 1 | Ceiling Fixture | Compact Fluorescent |  | Twist | 2 | 15 | Bedroom | 2312216 | Bedroom | 0.05169%
23123 | 1 | 1 |  | Manual | 1 | Ceiling Fixture | Compact Fluorescent |  | Twist | 2 | 22 | Bathroom | 231231 | Bathroom | 0.05296%
23123 | 2 | 1 |  | Manual | 1 | Ceiling Fixture | Compact Fluorescent |  | Twist | 1 | 22 | Bedroom | 231232 | Bedroom | 0.05296%
23123 | 3 | 1 |  | Manual | 1 | Ceiling Fixture | Compact Fluorescent |  | Twist | 1 | 22 | Dining Room | 231233 | Dining Room | 0.05296%
23123 | 4 | 1 |  | Manual | 1 | Ceiling Fixture | Compact Fluorescent |  | Twist | 3 | 22 | Kitchen | 231234 | Kitchen | 0.05296%
23123 | 5 | 1 |  | Manual | 1 | Ceiling Fixture | Incandescent |  | Standard A Lamp | 1 | 60 | Laundry Room | 231235 | Laundry Room | 0.05296%
23123 | 6 | 1 |  | Manual | 1 | Floor lamp | Compact Fluorescent |  | Twist | 1 | 22 | Living Room | 231236 | Living Room | 0.05296%
23123 | 6 | 2 |  | Manual | 1 | Table | Compact Fluorescent |  | Twist | 1 | 22 | Living Room | 231236 | Living Room | 0.05296%
23123 | 6 | 3 |  | Manual | 1 | Ceiling Fixture | Compact Fluorescent |  | Twist | 1 | 22 | Living Room | 231236 | Living Room | 0.05296%
23123 | 7 | 1 |  | Manual | 1 | Ceiling Fixture | Compact Fluorescent |  | Twist | 1 | 22 | Office | 231237 | Office | 0.05296%
23123 | 7 | 2 |  | Manual | 1 | Table | Compact Fluorescent |  | Twist | 1 | 22 | Office | 231237 | Office | 0.05296%
23138 | 1 | 1 |  | Manual | 1 | Wall Mount | Compact Fluorescent |  | Twist | 2 | 13 | Bathroom | 231381 | Bathroom | 0.04732%
23138 | 2 | 1 |  | Manual | 1 | Wall Mount | Incandescent |  | Globe | 4 | 60 | Bathroom | 231382 | Bathroom | 0.04732%
23138 | 3 | 1 |  | Manual | 1 | Ceiling Fan | Compact Fluorescent |  | Twist | 3 | 13 | Master Bedroom | 231383 | Master Bedroom | 0.04732%
23138 | 3 | 2 |  | Manual | 2 | Table | Incandescent |  | Decorative | 2 | 60 | Master Bedroom | 231383 | Master Bedroom | 0.04732%
23138 | 4 | 1 |  | Manual | 1 | Ceiling Fixture | Compact Fluorescent |  | Twist | 2 | 13 | Bedroom | 231384 | Bedroom | 0.04732%
23138 | 5 | 1 |  | Manual | 1 | Ceiling Fixture | Compact Fluorescent |  | Twist | 2 | 13 | Bedroom | 231385 | Bedroom | 0.04732%
23138 | 5 | 2 |  | Manual | 1 | Table | Incandescent |  | Standard A Lamp | 1 | 60 | Bedroom | 231385 | Bedroom | 0.04732%
23138 | 6 | 1 |  | Manual | 1 | Ceiling Fixture | Compact Fluorescent |  | Twist | 2 | 13 | Bedroom | 231386 | Bedroom | 0.04732%
23138 | 6 | 2 |  | Manual | 1 | Table | Compact Fluorescent |  | Twist | 1 | 13 | Bedroom | 231386 | Bedroom | 0.04732%
23138 | 7 | 1 |  | Manual | 1 | Ceiling Fixture | Compact Fluorescent |  | Twist | 2 | 13 | Bedroom | 231387 | Bedroom | 0.04732%
23138 | 7 | 2 |  | Manual | 1 | Table | Compact Fluorescent |  | Twist | 1 | 13 | Bedroom | 231387 | Bedroom | 0.04732%
23138 | 8 | 1 |  | Dimmer | 1 | Chandelier (Hanging) | Compact Fluorescent |  | Twist | 3 | 13 | Dining Room | 231388 | Dining Room | 0.04732%
23138 | 9 | 1 |  | Manual | 2 | Ceiling Fixture | Compact Fluorescent |  | Twist | 2 | 15 | Family Room | 231389 | Family Room | 0.04732%
23138 | 9 | 2 |  | Manual | 1 | Other | Linear Fluorescent | 24 | T-8 | 1 | 20 | Family Room | 231389 | Family Room | 0.04732%
23138 | 9 | 3 |  | Manual | 1 | Other | Linear Fluorescent | 18 | T-8 | 1 | 15 | Family Room | 231389 | Family Room | 0.04732%
23138 | 10 | 1 |  | Manual | 1 | Ceiling Fixture | Linear Fluorescent | 48 | T-12 | 4 | 40 | Garage | 2313810 | Garage | 0.04732%
23138 | 10 | 2 |  | Manual | 2 | Ceiling Fixture | Incandescent |  | Standard A Lamp | 1 | 60 | Garage | 2313810 | Garage | 0.04732%
23138 | 10 | 3 |  | Manual | 1 | Ceiling Fixture | Linear Fluorescent | 96 | T-12 | 1 | 75 | Garage | 2313810 | Garage | 0.04732%
23138 | 11 | 1 |  | Manual | 2 | Ceiling Fixture | Incandescent |  | Standard A Lamp | 1 | 60 | Hall | 2313811 | Hall | 0.04732%
23138 | 12 | 1 |  | Manual | 1 | Chandelier (Hanging) | Compact Fluorescent |  | Twist | 6 | 15 | Kitchen | 2313812 | Kitchen | 0.04732%
23138 | 12 | 2 |  | Manual | 1 | Ceiling Fixture | Compact Fluorescent |  | Twist | 3 | 13 | Kitchen | 2313812 | Kitchen | 0.04732%
23138 | 12 | 3 |  | Manual | 1 | Ceiling Fixture | Incandescent |  | Standard A Lamp | 1 | 60 | Kitchen | 2313812 | Kitchen | 0.04732%
23138 | 12 | 4 |  | Manual | 1 | Architectural | Incandescent |  | Mini base | 2 | 40 | Kitchen | 2313812 | Kitchen | 0.04732%
23138 | 12 | 5 |  | Manual | 1 | Recessed Can | Incandescent |  | Reflector | 1 | 65 | Kitchen | 2313812 | Kitchen | 0.04732%
23138 | 13 | 1 |  | Manual | 1 | Other | Linear Fluorescent | 18 | T-8 | 1 | 12 | Living Room | 2313813 | Living Room | 0.04732%
23138 | 13 | 2 |  | Manual | 1 | Table | Incandescent |  | Standard A Lamp | 1 | 40 | Living Room | 2313813 | Living Room | 0.04732%
23138 | 14 | 1 |  | Manual | 1 | Ceiling Fixture | Compact Fluorescent |  | Twist | 2 | 15 | Office | 2313814 | Office | 0.04732%
23138 | 14 | 2 |  | Manual | 1 | Table | Incandescent |  | Standard A Lamp | 1 | 60 | Office | 2313814 | Office | 0.04732%
23138 | 15 | 1 |  | Manual | 1 | Ceiling Fixture | Incandescent |  | Standard A Lamp | 1 | 60 | Other | 2313815 | Other | 0.04732%
23138 | 15 | 2 |  | Manual | 1 | Ceiling Fixture | Linear Fluorescent | 48 | T-12 | 4 | 40 | Other | 2313815 | Other | 0.04732%
23138 | 15 | 3 |  | Manual | 1 | Ceiling Fixture | Compact Fluorescent |  | Twist | 1 | 13 | Other | 2313815 | Other | 0.04732%
23145 | 1 | 1 |  | Manual | 1 | Wall Mount | Compact Fluorescent |  | Twist | 3 | 15 | Bathroom | 231451 | Bathroom | 0.09408%
23145 | 2 | 1 |  | Manual | 1 | Wall Mount | Compact Fluorescent |  | Twist | 4 | 15 | Bathroom | 231452 | Bathroom | 0.09408%
23145 | 3 | 1 |  | Manual | 2 | Ceiling Fixture | Compact Fluorescent |  | Twist | 2 | 15 | Bedroom | 231453 | Bedroom | 0.09408%
23145 | 3 | 2 |  | Manual | 2 | Floor lamp | Incandescent |  | Standard A Lamp | 1 | 100 | Bedroom | 231453 | Bedroom | 0.09408%
23145 | 4 | 1 |  | Manual | 2 | Ceiling Fixture | Compact Fluorescent |  | Twist | 2 | 15 | Bedroom | 231454 | Bedroom | 0.09408%
23145 | 5 | 1 |  | Manual | 1 | Ceiling Fixture | Compact Fluorescent |  | Twist | 2 | 15 | Bedroom | 231455 | Bedroom | 0.09408%
23145 | 5 | 2 |  | Manual | 1 | Table | Incandescent |  | Decorative | 1 | 40 | Bedroom | 231455 | Bedroom | 0.09408%
23145 | 6 | 1 |  | Manual | 1 | Ceiling Fixture | Incandescent |  | Standard A Lamp | 2 | 60 | Bedroom | 231456 | Bedroom | 0.09408%
23145 | 7 | 1 |  | Manual | 2 | Ceiling Fixture | Incandescent |  | Clear | 1 | 60 | Dining Room | 231457 | Dining Room | 0.09408%
23145 | 7 | 2 |  | Motion | 1 | Garage door opener | Incandescent |  | Standard A Lamp | 1 | 60 | Dining Room | 231457 | Dining Room | 0.09408%
23145 | 8 | 1 |  | Manual | 1 | Ceiling Fixture | Incandescent |  | Standard A Lamp | 2 | 60 | Laundry Room | 231458 | Laundry Room | 0.09408%
23145 | 9 | 1 |  | Manual | 1 | Floor lamp | Incandescent |  | Standard A Lamp | 1 | 75 | Kitchen | 231459 | Kitchen | 0.09408%
23145 | 9 | 2 |  | Manual | 1 | Chandelier (Hanging) | Compact Fluorescent |  | Twist | 4 | 15 | Kitchen | 231459 | Kitchen | 0.09408%
23145 | 9 | 3 |  | Manual | 1 | Wall Mount | Incandescent |  | Clear | 1 | 60 | Kitchen | 231459 | Kitchen | 0.09408%
23145 | 9 | 4 |  | Manual | 6 | Recessed Can | Incandescent |  | Reflector | 1 | 65 | Kitchen | 231459 | Kitchen | 0.09408%
23145 | 9 | 5 |  | Manual | 1 | Ceiling Fixture | Incandescent |  | Standard A Lamp | 2 | 60 | Kitchen | 231459 | Kitchen | 0.09408%
23145 | 10 | 1 |  | Manual | 1 | Chandelier (Hanging) | Compact Fluorescent |  | Twist | 5 | 15 | Living Room | 2314510 | Living Room | 0.09408%
23145 | 10 | 2 |  | Manual | 2 | Ceiling Fixture | Compact Fluorescent |  | Twist | 1 | 15 | Living Room | 2314510 | Living Room | 0.09408%
23145 | 11 | 1 |  | Manual | 1 | Ceiling Fixture | Compact Fluorescent |  | Twist | 2 | 15 | Bathroom | 2314511 | Bathroom | 0.09408%
23145 | 11 | 2 |  | Manual | 1 | Wall Mount | Compact Fluorescent |  | Twist | 4 | 15 | Bathroom | 2314511 | Bathroom | 0.09408%
23145 | 12 | 1 |  | Manual | 2 | Ceiling Fixture | Compact Fluorescent |  | Twist | 2 | 15 | Master Bedroom | 2314512 | Master Bedroom | 0.09408%
23145 | 12 | 2 |  | Manual | 1 | Table | Compact Fluorescent |  | Twist | 1 | 15 | Master Bedroom | 2314512 | Master Bedroom | 0.09408%
23145 | 12 | 3 |  | Manual | 1 | Table | Incandescent |  | Clear | 1 | 60 | Master Bedroom | 2314512 | Master Bedroom | 0.09408%
23145 | 13 | 1 |  | Manual | 2 | Ceiling Fixture | Compact Fluorescent |  | Twist | 1 | 15 | Hall | 2314513 | Hall | 0.09408%
23145 | 13 | 2 |  | Manual | 1 | Chandelier (Hanging) | Incandescent |  | Decorative | 3 | 60 | Hall | 2314513 | Hall | 0.09408%
23151 | 1 | 1 |  | Manual | 1 | Wall Mount | Incandescent |  | Globe | 4 | 60 | Bathroom | 231511 | Bathroom | 0.305%
23151 | 2 | 1 |  | Manual | 1 | Wall Mount | Incandescent |  | Globe | 8 | 60 | Bathroom | 231512 | Bathroom | 0.305%
23151 | 3 | 1 |  | Manual | 1 | Ceiling Fixture | Incandescent |  | Standard A Lamp | 2 | 60 | Bedroom | 231513 | Bedroom | 0.305%
23151 | 3 | 2 |  | Manual | 1 | Table | Halogen |  | Quartz Tube | 1 | 30 | Bedroom | 231513 | Bedroom | 0.305%
23151 | 4 | 1 |  | Dimmer | 1 | Torchiere | Halogen |  | Quartz Tube | 1 | 150 | Master Bedroom | 231514 | Master Bedroom | 0.305%
23151 | 4 | 2 |  | Manual | 1 | Ceiling Fixture | Incandescent |  | Standard A Lamp | 2 | 60 | Master Bedroom | 231514 | Master Bedroom | 0.305%
23151 | 4 | 3 |  | Manual | 1 | Table | Incandescent |  | Mini base | 1 | 25 | Master Bedroom | 231514 | Master Bedroom | 0.305%
23151 | 5 | 1 |  | Manual | 1 | Ceiling Fixture | Incandescent |  | Standard A Lamp | 2 | 60 | Bedroom | 231515 | Bedroom | 0.305%
23151 | 5 | 2 |  | Manual | 1 | Table | Incandescent |  | Standard A Lamp | 1 | 40 | Bedroom | 231515 | Bedroom | 0.305%
23151 | 6 | 1 |  | Manual | 1 | Ceiling Fixture | Incandescent |  | Standard A Lamp | 2 | 60 | Bedroom | 231516 | Bedroom | 0.305%
23151 | 7 | 1 |  | Manual | 1 | Ceiling Fixture | Incandescent |  | Standard A Lamp | 2 | 60 | Closet | 231517 | Closet | 0.305%
23151 | 8 | 1 |  | Manual | 2 | Ceiling Fixture | Incandescent |  | Standard A Lamp | 1 | 60 | Closet | 231518 | Closet | 0.305%
23151 | 9 | 1 |  | Manual | 1 | Chandelier (Hanging) | Incandescent |  | Mini base | 8 | 25 | Dining Room | 231519 | Dining Room | 0.305%
23151 | 10 | 1 |  | Manual | 1 | Ceiling Fixture | Incandescent |  | Standard A Lamp | 1 | 100 | Hall | 2315110 | Hall | 0.305%
23151 | 11 | 1 |  | Manual | 1 | Ceiling Fixture | Compact Fluorescent |  | Twist | 1 | 15 | Hall | 2315111 | Hall | 0.305%
23151 | 12 | 1 |  | Manual | 3 | Ceiling Fixture | Incandescent |  | Standard A Lamp | 2 | 60 | Hall | 2315112 | Hall | 0.305%
23151 | 12 | 2 |  | Manual | 1 | Chandelier (Hanging) | Incandescent |  | Mini base | 16 | 40 | Hall | 2315112 | Hall | 0.305%
23151 | 13 | 1 |  | Manual | 1 | Ceiling Fixture | Linear Fluorescent | 48 | T-8 | 4 | 40 | Kitchen | 2315113 | Kitchen | 0.305%
23151 | 13 | 2 |  | Manual | 1 | Recessed Can | Incandescent |  | Reflector | 1 | 75 | Kitchen | 2315113 | Kitchen | 0.305%
23151 | 13 | 3 |  | Manual | 1 | Architectural | Incandescent |  | Mini base | 2 | 40 | Kitchen | 2315113 | Kitchen | 0.305%
23151 | 14 | 1 |  | Manual | 1 | Ceiling Fixture | Linear Fluorescent | 48 | T-8 | 2 | 40 | Laundry Room | 2315114 | Laundry Room | 0.305%
23151 | 15 | 1 |  | Manual | 1 | Torchiere | Incandescent |  | Standard A Lamp | 2 | 75 | Living Room | 2315115 | Living Room | 0.305%
23151 | 15 | 2 |  | Manual | 2 | Table | Incandescent |  | Standard A Lamp | 1 | 100 | Living Room | 2315115 | Living Room | 0.305%
23151 | 15 | 3 |  | Manual | 1 | Ceiling Fan | Incandescent |  | Reflector | 4 | 75 | Living Room | 2315115 | Living Room | 0.305%
23151 | 16 | 1 |  | Manual | 1 | Wall Mount | Incandescent |  | Globe | 8 | 60 | Bathroom | 2315116 | Bathroom | 0.305%
23151 | 16 | 2 |  | Manual | 1 | Recessed - other | Incandescent |  | Clear | 1 | 75 | Bathroom | 2315116 | Bathroom | 0.305%
23151 | 16 | 3 |  | Manual | 1 | Recessed Can | Incandescent |  | Reflector | 1 | 75 | Bathroom | 2315116 | Bathroom | 0.305%
23151 | 17 | 1 |  | Manual | 1 | Torchiere | Incandescent |  | Standard A Lamp | 2 | 60 | Family Room | 2315117 | Family Room | 0.305%
23151 | 17 | 2 |  | Manual | 4 | Recessed Can | Incandescent |  | Reflector | 1 | 75 | Family Room | 2315117 | Family Room | 0.305%
23151 | 17 | 3 |  | Manual | 1 | Ceiling Fixture | Incandescent |  | Standard A Lamp | 3 | 60 | Family Room | 2315117 | Family Room | 0.305%
23151 | 18 | 1 |  | Manual | 2 | Ceiling Fixture | Linear Fluorescent | 96 | T-12 | 2 | 100 | Garage | 2315118 | Garage | 0.305%
23151 | 18 | 2 |  | Manual | 1 | Garage door opener | Compact Fluorescent |  | Twist | 4 | 22 | Garage | 2315118 | Garage | 0.305%
23155 | 1 | 1 |  | Manual | 2 | Wall Mount | Compact Fluorescent |  | Twist | 1 | 15 | Bathroom | 231551 | Bathroom | 0.05169%
23155 | 1 | 2 |  | Manual | 1 | Ceiling Fan | Incandescent |  | Standard A Lamp | 1 | 60 | Bathroom | 231551 | Bathroom | 0.05169%
23155 | 2 | 1 |  | Manual | 1 | Wall Mount | Incandescent |  | Globe | 4 | 40 | Bathroom | 231552 | Bathroom | 0.05169%
23155 | 2 | 2 |  | Manual | 1 | Ceiling Fan | Incandescent |  | Standard A Lamp | 1 | 60 | Bathroom | 231552 | Bathroom | 0.05169%
23155 | 2 | 3 |  | Manual | 3 | Recessed Can | Incandescent |  | Reflector | 1 | 100 | Bathroom | 231552 | Bathroom | 0.05169%
23155 | 3 | 1 |  | Manual | 1 | Table | Incandescent |  | Mini base | 1 | 5 | Bedroom | 231553 | Bedroom | 0.05169%
23155 | 4 | 1 |  | Manual | 1 | Floor lamp | Halogen |  | Quartz Tube | 1 | 100 | Bedroom | 231554 | Bedroom | 0.05169%
23155 | 5 | 1 |  | Manual | 1 | Ceiling Fixture | Incandescent |  | Standard A Lamp | 1 | 60 | Closet | 231555 | Closet | 0.05169%
23155 | 6 | 1 |  | Manual | 3 | Ceiling Fixture | Incandescent |  | Standard A Lamp | 1 | 60 | Closet | 231556 | Closet | 0.05169%
23155 | 7 | 1 |  | Manual | 2 | Recessed Can | Incandescent |  | Reflector | 1 | 40 | Family Room | 231557 | Family Room | 0.05169%
23155 | 8 | 1 |  | Manual | 1 | Garage door opener | Incandescent |  | Standard A Lamp | 1 | 100 | Garage | 231558 | Garage | 0.05169%
23155 | 9 | 1 |  | Manual | 1 | Ceiling Fixture | Incandescent |  | Standard A Lamp | 1 | 40 | Hall | 231559 | Hall | 0.05169%
23155 | 10 | 1 |  | Dimmer | 3 | Recessed Can | Incandescent |  | Standard A Lamp | 1 | 60 | Hall | 2315510 | Hall | 0.05169%
23155 | 11 | 1 |  | Manual | 2 | Recessed - other | Linear Fluorescent | 48 | T-12 | 2 | 32 | Kitchen | 2315511 | Kitchen | 0.05169%
23155 | 12 | 1 |  | Manual | 2 | Chandelier (Hanging) | Halogen |  | MR | 1 | 20 | Living Room | 2315512 | Living Room | 0.05169%
23155 | 12 | 2 |  | Manual | 1 | Table | Incandescent |  | Standard A Lamp | 1 | 60 | Living Room | 2315512 | Living Room | 0.05169%
23155 | 13 | 1 |  | Manual | 1 | Recessed Can | Incandescent |  | Reflector | 1 | 60 | Hall | 2315513 | Hall | 0.05169%
23178 | 1 | 1 |  | Manual | 2 | Ceiling Fixture | Compact Fluorescent |  | Twist | 2 | 15 | Kitchen | 231781 | Kitchen | 0.09408%
23178 | 1 | 2 |  | Manual | 1 | Ceiling Fan | Compact Fluorescent |  | Twist | 1 | 22 | Kitchen | 231781 | Kitchen | 0.09408%
23178 | 2 | 1 |  | Manual | 1 | Ceiling Fixture | Incandescent |  | Standard A Lamp | 2 | 60 | Bathroom | 231782 | Bathroom | 0.09408%
23178 | 3 | 1 |  | Manual | 1 | Table | Compact Fluorescent |  | Twist | 1 | 15 | Office | 231783 | Office | 0.09408%
23178 | 3 | 2 |  | Manual | 1 | Ceiling Fixture | Compact Fluorescent |  | Twist | 1 | 22 | Office | 231783 | Office | 0.09408%
23178 | 4 | 1 |  | Manual | 1 | Table | Incandescent |  | Standard A Lamp | 1 | 40 | Master Bedroom | 231784 | Master Bedroom | 0.09408%
23178 | 4 | 2 |  | Manual | 1 | Ceiling Fixture | Incandescent |  | Decorative | 2 | 40 | Master Bedroom | 231784 | Master Bedroom | 0.09408%
23178 | 4 | 3 |  | Manual | 1 | Table | Compact Fluorescent |  | Twist | 1 | 22 | Master Bedroom | 231784 | Master Bedroom | 0.09408%
23178 | 5 | 1 |  | Manual | 1 | Garage door opener | Incandescent |  | Standard A Lamp | 2 | 60 | Garage | 231785 | Garage | 0.09408%
23178 | 6 | 1 |  | Manual | 1 | Chandelier (Hanging) | Incandescent |  | Standard A Lamp | 1 | 60 | Living Room | 231786 | Living Room | 0.09408%
23178 | 6 | 2 |  | Manual | 1 | Table | Compact Fluorescent |  | 3-Way CFL | 1 | 18 | Living Room | 231786 | Living Room | 0.09408%
23178 | 6 | 3 |  | Manual | 1 | Ceiling Fixture | Linear Fluorescent | 48 | T-8 | 2 | 32 | Living Room | 231786 | Living Room | 0.09408%
23178 | 7 | 1 |  | Manual | 1 | Ceiling Fixture | Linear Fluorescent | 48 | T-8 | 2 | 32 | Laundry Room | 231787 | Laundry Room | 0.09408%
23178 | 8 | 1 |  | Manual | 1 | Ceiling Fixture | Incandescent |  | Standard A Lamp | 1 | 60 | Hall | 231788 | Hall | 0.09408%
23178 | 9 | 1 |  | Manual | 1 | Ceiling Fixture | Compact Fluorescent |  | Twist | 2 | 15 | Bathroom | 231789 | Bathroom | 0.09408%
23178 | 10 | 1 |  | Manual | 1 | Ceiling Fixture | Incandescent |  | Standard A Lamp | 1 | 60 | Bedroom | 2317810 | Bedroom | 0.09408%
23178 | 10 | 2 |  | Manual | 1 | Table | Compact Fluorescent |  | Twist | 3 | 15 | Bedroom | 2317810 | Bedroom | 0.09408%
23178 | 11 | 1 |  | Manual | 1 | Ceiling Fixture | Linear Fluorescent | 48 | T-8 | 2 | 32 | Office | 2317811 | Office | 0.09408%
23178 | 11 | 2 |  | Manual | 2 | Table | Compact Fluorescent |  | Twist | 1 | 22 | Office | 2317811 | Office | 0.09408%
23178 | 12 | 1 |  | Manual | 1 | Ceiling Fixture | Compact Fluorescent |  | Twist | 3 | 15 | Living Room | 2317812 | Living Room | 0.09408%
23178 | 12 | 2 |  | Manual | 1 | Table | Compact Fluorescent |  | 3-Way CFL | 1 | 15 | Living Room | 2317812 | Living Room | 0.09408%
23178 | 12 | 3 |  | Manual | 1 | Torchiere | Compact Fluorescent |  | Twist | 1 | 15 | Living Room | 2317812 | Living Room | 0.09408%
23178 | 13 | 1 |  | Manual | 1 | Ceiling Fixture | Compact Fluorescent |  | Twist | 1 | 15 | Hall | 2317813 | Hall | 0.09408%
23183 | 1 | 1 |  | Manual | 2 | Ceiling Fixture | Incandescent |  | Decorative | 2 | 60 | Bathroom | 231831 | Bathroom | 0.09408%
23183 | 1 | 2 |  | Manual | 1 | Track | Incandescent |  | Standard A Lamp | 3 | 60 | Bathroom | 231831 | Bathroom | 0.09408%
23183 | 1 | 3 |  | Manual | 1 | Wall Mount | Incandescent |  | Clear | 8 | 60 | Bathroom | 231831 | Bathroom | 0.09408%
23183 | 2 | 1 |  | Manual | 6 | Recessed Can | Compact Fluorescent |  | Reflector | 1 | 22 | Kitchen | 231832 | Kitchen | 0.09408%
23183 | 2 | 2 |  | Dimmer | 1 | Chandelier (Hanging) | Incandescent |  | Standard A Lamp | 1 | 60 | Kitchen | 231832 | Kitchen | 0.09408%
23183 | 3 | 1 |  | Dimmer | 1 | Ceiling Fan | Incandescent |  | Decorative | 4 | 60 | Living Room | 231833 | Living Room | 0.09408%
23183 | 3 | 2 |  | Manual | 1 | Table | Incandescent |  | Standard A Lamp | 2 | 60 | Living Room | 231833 | Living Room | 0.09408%
23183 | 4 | 1 |  | Manual | 1 | Ceiling Fixture | Linear Fluorescent | 48 | T-8 | 2 | 32 | Laundry Room | 231834 | Laundry Room | 0.09408%
23183 | 5 | 1 |  | Manual | 1 | Torchiere | Compact Fluorescent |  | 3-Way CFL | 1 | 22 | Office | 231835 | Office | 0.09408%
23183 | 5 | 2 |  | Manual | 2 | Table | Incandescent |  | Standard A Lamp | 2 | 60 | Office | 231835 | Office | 0.09408%
23183 | 6 | 1 |  | Manual | 1 | Ceiling Fixture | Incandescent |  | Standard A Lamp | 1 | 60 | Hall | 231836 | Hall | 0.09408%
23183 | 7 | 1 |  | Dimmer | 1 | Track | Compact Fluorescent |  | Flood | 3 | 28 | Bedroom | 231837 | Bedroom | 0.09408%
23183 | 8 | 1 |  | Manual | 1 | Ceiling Fixture | Incandescent |  | Standard A Lamp | 1 | 90 | Hall | 231838 | Hall | 0.09408%
23183 | 9 | 1 |  | Manual | 1 | Chandelier (Hanging) | Incandescent |  | Decorative | 6 | 60 | Dining Room | 231839 | Dining Room | 0.09408%
23183 | 10 | 1 |  | Manual | 1 | Wall Mount | Incandescent |  | Globe | 4 | 60 | Bathroom | 2318310 | Bathroom | 0.09408%
23183 | 11 | 1 |  | Manual | 1 | Ceiling Fan | Incandescent |  | Standard A Lamp | 2 | 60 | Other | 2318311 | Other | 0.09408%
23183 | 12 | 1 |  | Manual | 1 | Ceiling Fixture | Incandescent |  | Standard A Lamp | 2 | 60 | Master Bedroom | 2318312 | Master Bedroom | 0.09408%
23185 | 1 | 1 |  | Manual | 1 | Ceiling Fixture | Incandescent |  | Standard A Lamp | 1 | 65 | Family Room | 231851 | Family Room | 0.02845%
23185 | 1 | 2 |  | Manual | 2 | Ceiling Fixture | Linear Fluorescent | 48 | T-12 | 2 | 60 | Family Room | 231851 | Family Room | 0.02845%
23185 | 1 | 3 |  | Manual | 1 | Floor lamp | Incandescent |  | Standard A Lamp | 2 | 60 | Family Room | 231851 | Family Room | 0.02845%
23185 | 2 | 1 |  | Manual | 1 | Recessed Can | Incandescent |  | Heat Lamp | 2 | 150 | Bathroom | 231852 | Bathroom | 0.02845%
23185 | 2 | 2 |  | Manual | 1 | Wall Mount | Incandescent |  | Standard A Lamp | 4 | 60 | Bathroom | 231852 | Bathroom | 0.02845%
23185 | 3 | 1 |  | Manual | 3 | Ceiling Fixture | Incandescent |  | Standard A Lamp | 1 | 100 | Closet | 231853 | Closet | 0.02845%
23185 | 4 | 1 |  | Manual | 1 | Ceiling Fixture | Incandescent |  | Standard A Lamp | 1 | 40 | Closet | 231854 | Closet | 0.02845%
23185 | 5 | 1 |  | Manual | 1 | Chandelier (Hanging) | Incandescent |  | Mini base | 5 | 40 | Dining Room | 231855 | Dining Room | 0.02845%
23185 | 5 | 2 |  | Manual | 3 | Recessed Can | Incandescent |  | Reflector | 2 | 65 | Dining Room | 231855 | Dining Room | 0.02845%
23185 | 6 | 1 |  | Manual | 1 | Ceiling Fixture | Incandescent |  | Standard A Lamp | 2 | 40 | Hall | 231856 | Hall | 0.02845%
23185 | 7 | 1 |  | Manual | 1 | Ceiling Fixture | Incandescent |  | Standard A Lamp | 2 | 60 | Bedroom | 231857 | Bedroom | 0.02845%
23185 | 7 | 2 |  | Manual | 1 | Table | Incandescent |  | Standard A Lamp | 1 | 60 | Bedroom | 231857 | Bedroom | 0.02845%
23185 | 8 | 1 |  | Manual | 1 | Wall Mount | Incandescent |  | Globe | 2 | 40 | Bathroom | 231858 | Bathroom | 0.02845%
23185 | 9 | 1 |  | Manual | 3 | Recessed Can | Incandescent |  | Reflector | 1 | 65 | Kitchen | 231859 | Kitchen | 0.02845%
23185 | 9 | 2 |  | Manual | 1 | Ceiling Fixture | Linear Fluorescent | 48 | T-8 | 4 | 32 | Kitchen | 231859 | Kitchen | 0.02845%
23185 | 10 | 1 |  | Manual | 1 | Ceiling Fixture | Linear Fluorescent | 48 | T-12 | 2 | 60 | Laundry Room | 2318510 | Laundry Room | 0.02845%
23185 | 11 | 1 |  | Manual | 3 | Recessed Can | Incandescent |  | Reflector | 1 | 65 | Living Room | 2318511 | Living Room | 0.02845%
23185 | 11 | 2 |  | Manual | 4 | Recessed Can | Halogen |  | PAR | 1 | 75 | Living Room | 2318511 | Living Room | 0.02845%
23185 | 11 | 3 |  | Manual | 1 | Table | Compact Fluorescent |  | Twist | 1 | 22 | Living Room | 2318511 | Living Room | 0.02845%
23185 | 11 | 4 |  | Manual | 1 | Floor lamp | Compact Fluorescent |  | A shape bulb | 1 | 15 | Living Room | 2318511 | Living Room | 0.02845%
23185 | 12 | 1 |  | Manual | 1 | Ceiling Fixture | Incandescent |  | Standard A Lamp | 2 | 60 | Master Bedroom | 2318512 | Master Bedroom | 0.02845%
23185 | 12 | 2 |  | Manual | 1 | Table | Compact Fluorescent |  | A shape bulb | 1 | 15 | Master Bedroom | 2318512 | Master Bedroom | 0.02845%
23185 | 13 | 1 |  | Manual | 1 | Ceiling Fixture | Incandescent |  | Standard A Lamp | 1 | 100 | Closet | 2318513 | Closet | 0.02845%
23185 | 13 | 2 |  | Manual | 1 | Wall Mount | Incandescent |  | Standard A Lamp | 1 | 100 | Closet | 2318513 | Closet | 0.02845%
23185 | 14 | 1 |  | Manual | 1 | Ceiling Fixture | Incandescent |  | Standard A Lamp | 2 | 65 | Office | 2318514 | Office | 0.02845%
23185 | 14 | 2 |  | Manual | 1 | Recessed Can | Halogen |  | Other | 1 | 50 | Office | 2318514 | Office | 0.02845%
23185 | 15 | 1 |  | Dimmer | 1 | Chandelier (Hanging) | Incandescent |  | Mini base | 4 | 40 | Hall | 2318515 | Hall | 0.02845%
23185 | 16 | 1 |  | Manual | 1 | Ceiling Fixture | Incandescent |  | Standard A Lamp | 1 | 60 | Hall | 2318516 | Hall | 0.02845%
23185 | 17 | 1 |  | Manual | 2 | Ceiling Fixture | Incandescent |  | Standard A Lamp | 1 | 100 | Closet | 2318517 | Closet | 0.02845%
23185 | 18 | 1 |  | Manual | 1 | Recessed Can | Incandescent |  | Reflector | 1 | 65 | Bathroom | 2318518 | Bathroom | 0.02845%
23185 | 18 | 2 |  | Manual | 1 | Wall Mount | Incandescent |  | Globe | 5 | 40 | Bathroom | 2318518 | Bathroom | 0.02845%
23185 | 19 | 1 |  | Manual | 1 | Ceiling Fixture | Incandescent |  | Standard A Lamp | 2 | 65 | Bedroom | 2318519 | Bedroom | 0.02845%
23185 | 19 | 2 |  | Manual | 1 | Table | Incandescent |  | Standard A Lamp | 1 | 60 | Bedroom | 2318519 | Bedroom | 0.02845%
23185 | 20 | 1 |  | Manual | 1 | Ceiling Fixture | Linear Fluorescent | 24 | T-12 | 1 | 60 | Closet | 2318520 | Closet | 0.02845%
23185 | 21 | 1 |  | Manual | 1 | Recessed Can | Incandescent |  | Reflector | 1 | 65 | Family Room | 2318521 | Family Room | 0.02845%
23185 | 22 | 1 |  | Manual | 1 | Wall Mount | Incandescent |  | Standard A Lamp | 6 | 40 | Closet | 2318522 | Closet | 0.02845%
23185 | 22 | 2 |  | Manual | 1 | Ceiling Fixture | Incandescent |  | Standard A Lamp | 2 | 60 | Closet | 2318522 | Closet | 0.02845%
23185 | 23 | 1 |  | Manual | 2 | Ceiling Fixture | Incandescent |  | Standard A Lamp | 1 | 75 | Other | 2318523 | Other | 0.02845%
23185 | 23 | 2 |  | Manual | 1 | Table | Incandescent |  | Standard A Lamp | 1 | 60 | Other | 2318523 | Other | 0.02845%
23188 | 1 | 1 |  | Manual | 1 | Ceiling Fixture | Incandescent |  | Standard A Lamp | 1 | 60 | Bathroom | 231881 | Bathroom | 0.05169%
23188 | 1 | 2 |  | Manual | 1 | Wall Mount | Incandescent |  | Standard A Lamp | 4 | 60 | Bathroom | 231881 | Bathroom | 0.05169%
23188 | 1 | 3 |  | Manual | 1 | Ceiling Fixture | Incandescent |  | Standard A Lamp | 1 | 60 | Bathroom | 231881 | Bathroom | 0.05169%
23188 | 2 | 1 |  | Manual | 1 | Ceiling Fixture | Compact Fluorescent |  | Twist | 2 | 15 | Bedroom | 231882 | Bedroom | 0.05169%
23188 | 3 | 1 |  | Manual | 1 | Ceiling Fixture | Compact Fluorescent |  | Twist | 1 | 15 | Bedroom | 231883 | Bedroom | 0.05169%
23188 | 4 | 1 |  | Dimmer | 1 | Ceiling Fixture | Incandescent |  | Standard A Lamp | 1 | 60 | Bedroom | 231884 | Bedroom | 0.05169%
23188 | 5 | 1 |  | Manual | 1 | Chandelier (Hanging) | Incandescent |  | Standard A Lamp | 1 | 60 | Bedroom | 231885 | Bedroom | 0.05169%
23188 | 5 | 2 |  | Manual | 2 | Table | Compact Fluorescent |  | Twist | 1 | 22 | Bedroom | 231885 | Bedroom | 0.05169%
23188 | 6 | 1 |  | Manual | 1 | Ceiling Fixture | Incandescent |  | Standard A Lamp | 1 | 60 | Hall | 231886 | Hall | 0.05169%
23188 | 7 | 1 |  | Manual | 2 | Ceiling Fixture | Linear Fluorescent | 48 | T-12 | 2 | 32 | Laundry Room | 231887 | Laundry Room | 0.05169%
23188 | 7 | 2 |  | Manual | 1 | Architectural | Linear Fluorescent | 18 | T-4 | 2 | 100 | Laundry Room | 231887 | Laundry Room | 0.05169%
23188 | 8 | 1 |  | Manual | 1 | Ceiling Fixture | Linear Fluorescent | 42 | T-12 | 2 | 32 | Laundry Room | 231888 | Laundry Room | 0.05169%
23188 | 9 | 1 |  | Manual | 1 | Ceiling Fan | Incandescent |  | Standard A Lamp | 2 | 60 | Living Room | 231889 | Living Room | 0.05169%
23188 | 9 | 2 |  | Manual | 1 | Ceiling Fan | Compact Fluorescent |  | Twist | 4 | 15 | Living Room | 231889 | Living Room | 0.05169%
23188 | 9 | 3 |  | Manual | 1 | Floor lamp | Incandescent |  | Standard A Lamp | 1 | 60 | Living Room | 231889 | Living Room | 0.05169%
23188 | 9 | 4 |  | Manual | 1 | Table | Incandescent |  | 3-Way Incandescent | 1 | 75 | Living Room | 231889 | Living Room | 0.05169%
23188 | 10 | 1 |  | Manual | 1 | Ceiling Fixture | Compact Fluorescent |  | Twist | 1 | 15 | Hall | 2318810 | Hall | 0.05169%
23192 | 1 | 1 |  | Manual | 1 | Wall Mount | Incandescent |  | Globe | 4 | 60 | Bathroom | 231921 | Bathroom | 0.04732%
23192 | 2 | 1 |  | Manual | 1 | Wall Mount | Incandescent |  | Globe | 4 | 60 | Bathroom | 231922 | Bathroom | 0.04732%
23192 | 3 | 1 |  | Manual | 1 | Ceiling Fan | Compact Fluorescent |  | A shape bulb | 4 | 15 | Bedroom | 231923 | Bedroom | 0.04732%
23192 | 3 | 2 |  | Manual | 1 | Table | Compact Fluorescent |  | Twist | 1 | 15 | Bedroom | 231923 | Bedroom | 0.04732%
23192 | 4 | 1 |  | Manual | 1 | Ceiling Fixture | Incandescent |  | Standard A Lamp | 2 | 60 | Bedroom | 231924 | Bedroom | 0.04732%
23192 | 5 | 1 |  | Manual | 1 | Ceiling Fan | Compact Fluorescent |  | Twist | 3 | 15 | Bedroom | 231925 | Bedroom | 0.04732%
23192 | 6 | 1 |  | Manual | 1 | Ceiling Fixture | Incandescent |  | Standard A Lamp | 2 | 60 | Bedroom | 231926 | Bedroom | 0.04732%
23192 | 7 | 1 |  | Manual | 1 | Ceiling Fixture | Incandescent |  | Standard A Lamp | 1 | 75 | Closet | 231927 | Closet | 0.04732%
23192 | 8 | 1 |  | Manual | 1 | Chandelier (Hanging) | Compact Fluorescent |  | Twist | 3 | 15 | Dining Room | 231928 | Dining Room | 0.04732%
23192 | 9 | 1 |  | Manual | 1 | Ceiling Fan | Incandescent |  | Standard A Lamp | 2 | 60 | Family Room | 231929 | Family Room | 0.04732%
23192 | 9 | 2 |  | Manual | 1 | Floor lamp | Compact Fluorescent |  | Twist | 2 | 15 | Family Room | 231929 | Family Room | 0.04732%
23192 | 9 | 3 |  | Manual | 1 | Table | Compact Fluorescent |  | Twist | 1 | 28 | Family Room | 231929 | Family Room | 0.04732%
23192 | 10 | 1 |  | Manual | 1 | Ceiling Fan | Incandescent |  | Standard A Lamp | 3 | 60 | Family Room | 2319210 | Family Room | 0.04732%
23192 | 10 | 2 |  | Manual | 2 | Ceiling Fixture | Compact Fluorescent |  | Twist | 2 | 15 | Family Room | 2319210 | Family Room | 0.04732%
23192 | 11 | 1 |  | Manual | 4 | Ceiling Fixture | Compact Fluorescent |  | Twist | 1 | 22 | Garage | 2319211 | Garage | 0.04732%
23192 | 12 | 1 |  | Manual | 2 | Ceiling Fixture | Compact Fluorescent |  | Twist | 2 | 15 | Hall | 2319212 | Hall | 0.04732%
23192 | 13 | 1 |  | Manual | 7 | Recessed Can | Incandescent |  | Reflector | 1 | 65 | Kitchen | 2319213 | Kitchen | 0.04732%
23192 | 13 | 2 |  | Manual | 1 | Architectural | Incandescent |  | Mini base | 2 | 40 | Kitchen | 2319213 | Kitchen | 0.04732%
23192 | 14 | 1 |  | Manual | 1 | Ceiling Fixture | Incandescent |  | Standard A Lamp | 2 | 60 | Laundry Room | 2319214 | Laundry Room | 0.04732%
23192 | 15 | 1 |  | Manual | 1 | Wall Mount | Incandescent |  | Globe | 4 | 60 | Bathroom | 2319215 | Bathroom | 0.04732%
23192 | 15 | 2 |  | Manual | 1 | Recessed Can | Compact Fluorescent |  | Reflector | 1 | 15 | Bathroom | 2319215 | Bathroom | 0.04732%
23192 | 15 | 3 |  | Manual | 1 | Recessed - other | Incandescent |  | Reflector | 1 | 65 | Bathroom | 2319215 | Bathroom | 0.04732%
23192 | 16 | 1 |  | Manual | 1 | Ceiling Fan | Incandescent |  | Standard A Lamp | 3 | 60 | Master Bedroom | 2319216 | Master Bedroom | 0.04732%
23192 | 16 | 2 |  | Manual | 2 | Table | Incandescent |  | Clear | 1 | 60 | Master Bedroom | 2319216 | Master Bedroom | 0.04732%
23192 | 17 | 1 |  | Manual | 1 | Ceiling Fixture | Compact Fluorescent |  | Twist | 1 | 15 | Closet | 2319217 | Closet | 0.04732%
23192 | 18 | 1 |  | Manual | 1 | Ceiling Fixture | Compact Fluorescent |  | Twist | 2 | 15 | Office | 2319218 | Office | 0.04732%
23192 | 18 | 2 |  | Manual | 1 | Table | Incandescent |  | Standard A Lamp | 1 | 60 | Office | 2319218 | Office | 0.04732%
23192 | 18 | 3 |  | Manual | 1 | Table | Halogen |  | MR | 1 | 20 | Office | 2319218 | Office | 0.04732%
23192 | 19 | 1 |  | Manual | 2 | Ceiling Fixture | Compact Fluorescent |  | Twist | 1 | 15 | Living Room | 2319219 | Living Room | 0.04732%
23192 | 19 | 2 |  | Manual | 1 | Floor lamp | Incandescent |  | Standard A Lamp | 1 | 60 | Living Room | 2319219 | Living Room | 0.04732%
23192 | 19 | 3 |  | Manual | 2 | Table | Compact Fluorescent |  | Twist | 1 | 15 | Living Room | 2319219 | Living Room | 0.04732%
23192 | 20 | 1 |  | Manual | 2 | Ceiling Fixture | Compact Fluorescent |  | Pin base | 2 | 15 | Other | 2319220 | Other | 0.04732%
23196 | 1 | 1 |  | Dimmer | 1 | Low bay | Incandescent |  | Standard A Lamp | 3 | 60 | Dining Room | 231961 | Dining Room | 0.05169%
23196 | 2 | 1 |  | Manual | 1 | Ceiling Fixture | Incandescent |  | Standard A Lamp | 2 | 60 | Office | 231962 | Office | 0.05169%
23196 | 3 | 1 |  | Manual | 1 | Ceiling Fixture | Incandescent |  | Standard A Lamp | 1 | 60 | Family Room | 231963 | Family Room | 0.05169%
23196 | 4 | 1 |  | Manual | 1 | Wall Mount | Linear Fluorescent | 18 | Fluorescent Other | 1 | 16 | Bathroom | 231964 | Bathroom | 0.05169%
23196 | 5 | 1 |  | Manual | 2 | Ceiling Fixture | Compact Fluorescent |  | Twist | 1 | 15 | Hall | 231965 | Hall | 0.05169%
23196 | 6 | 1 |  | Manual | 1 | Ceiling Fixture | Incandescent |  | Standard A Lamp | 1 | 75 | Kitchen | 231966 | Kitchen | 0.05169%
23196 | 6 | 2 |  | Manual | 1 | Ceiling Fixture | Incandescent |  | Standard A Lamp | 1 | 60 | Kitchen | 231966 | Kitchen | 0.05169%
23196 | 7 | 1 |  | Manual | 1 | Ceiling Fixture | Incandescent |  | Standard A Lamp | 1 | 60 | Laundry Room | 231967 | Laundry Room | 0.05169%
23196 | 8 | 1 |  | Manual | 2 | Table | Incandescent |  | 3-Way Incandescent | 1 | 150 | Garage | 231968 | Garage | 0.05169%
23196 | 8 | 2 |  | Manual | 1 | Torchiere | Halogen |  | Quartz Tube | 1 | 300 | Garage | 231968 | Garage | 0.05169%
23196 | 8 | 3 |  | Manual | 1 | Ceiling Fixture | Incandescent |  | Clear | 2 | 60 | Garage | 231968 | Garage | 0.05169%
23196 | 9 | 1 |  | Manual | 1 | Wall Mount | Incandescent |  | Globe | 1 | 40 | Bathroom | 231969 | Bathroom | 0.05169%
23196 | 10 | 1 |  | Manual | 1 | Ceiling Fixture | Incandescent |  | Standard A Lamp | 2 | 60 | Master Bedroom | 2319610 | Master Bedroom | 0.05169%
23196 | 11 | 1 |  | Manual | 1 | Ceiling Fixture | Incandescent |  | Standard A Lamp | 1 | 60 | Other | 2319611 | Other | 0.05169%
23196 | 12 | 1 |  | Manual | 11 | Ceiling Fixture | Linear Fluorescent | 48 | T-12 | 2 | 40 | Other | 2319612 | Other | 0.05169%
23211 | 1 | 1 |  | Manual | 1 | Ceiling Fixture | Incandescent |  | Standard A Lamp | 2 | 60 | Bathroom | 232111 | Bathroom | 0.05296%
23211 | 1 | 2 |  | Manual | 2 | Wall Mount | Incandescent |  | Standard A Lamp | 1 | 60 | Bathroom | 232111 | Bathroom | 0.05296%
23211 | 2 | 1 |  | Manual | 9 | Recessed Can | Halogen |  | PAR | 1 | 50 | Bathroom | 232112 | Bathroom | 0.05296%
23211 | 2 | 2 |  | Manual | 6 | Recessed Can | Halogen |  | Quartz Tube | 1 | 30 | Bathroom | 232112 | Bathroom | 0.05296%
23211 | 3 | 1 |  | Manual | 1 | Ceiling Fixture | Incandescent |  | Standard A Lamp | 2 | 60 | Bathroom | 232113 | Bathroom | 0.05296%
23211 | 3 | 2 |  | Manual | 2 | Wall Mount | Incandescent |  | Standard A Lamp | 1 | 60 | Bathroom | 232113 | Bathroom | 0.05296%
23211 | 4 | 1 |  | Manual | 2 | Ceiling Fixture | Incandescent |  | Standard A Lamp | 2 | 60 | Bedroom | 232114 | Bedroom | 0.05296%
23211 | 5 | 1 |  | Manual | 1 | Ceiling Fixture | Incandescent |  | Standard A Lamp | 2 | 60 | Bedroom | 232115 | Bedroom | 0.05296%
23211 | 6 | 1 |  | Manual | 1 | Ceiling Fixture | Incandescent |  | Standard A Lamp | 3 | 60 | Bedroom | 232116 | Bedroom | 0.05296%
23211 | 7 | 1 |  | Manual | 1 | Ceiling Fixture | Incandescent |  | Standard A Lamp | 2 | 60 | Bedroom | 232117 | Bedroom | 0.05296%
23211 | 7 | 2 |  | Manual | 3 | Table | Incandescent |  | Standard A Lamp | 2 | 75 | Bedroom | 232117 | Bedroom | 0.05296%
23211 | 8 | 1 |  | Manual | 2 | Table | Incandescent |  | 3-Way Incandescent | 1 | 150 | Family Room | 232118 | Family Room | 0.05296%
23211 | 8 | 2 |  | Manual | 2 | Architectural | Linear Fluorescent | 60 | T-8 | 2 | 40 | Family Room | 232118 | Family Room | 0.05296%
23211 | 8 | 3 |  | Manual | 1 | Ceiling Fixture | Incandescent |  | Standard A Lamp | 3 | 60 | Family Room | 232118 | Family Room | 0.05296%
23211 | 8 | 4 |  | Manual | 1 | Recessed Can | Incandescent |  | Reflector | 1 | 65 | Family Room | 232118 | Family Room | 0.05296%
23211 | 9 | 1 |  | Manual | 5 | Recessed Can | Halogen |  | MR | 1 | 75 | Hall | 232119 | Hall | 0.05296%
23211 | 10 | 1 |  | Manual | 1 | Chandelier (Hanging) | Incandescent |  | Standard A Lamp | 5 | 75 | Kitchen | 2321110 | Kitchen | 0.05296%
23211 | 10 | 2 |  | Manual | 1 | Ceiling Fixture | Linear Fluorescent | 48 | T-12 | 2 | 40 | Kitchen | 2321110 | Kitchen | 0.05296%
23211 | 10 | 3 |  | Manual | 1 | Ceiling Fixture | Compact Fluorescent |  | Circline (Screw Base) | 1 | 28 | Kitchen | 2321110 | Kitchen | 0.05296%
23211 | 10 | 4 |  | Manual | 2 | Ceiling Fixture | Incandescent |  | Standard A Lamp | 1 | 65 | Kitchen | 2321110 | Kitchen | 0.05296%
23211 | 11 | 1 |  | Manual | 4 | Recessed Can | Incandescent |  | Reflector | 1 | 65 | Laundry Room | 2321111 | Laundry Room | 0.05296%
23211 | 12 | 1 |  | Manual | 1 | Ceiling Fan | Compact Fluorescent |  | Twist | 2 | 15 | Living Room | 2321112 | Living Room | 0.05296%
23211 | 12 | 2 |  | Manual | 4 | Recessed Can | Incandescent |  | Standard A Lamp | 1 | 60 | Living Room | 2321112 | Living Room | 0.05296%
23211 | 12 | 3 |  | Manual | 1 | Table | Compact Fluorescent |  | Twist | 1 | 15 | Living Room | 2321112 | Living Room | 0.05296%
23211 | 12 | 4 |  | Manual | 1 | Wall Mount | Incandescent |  | Mini base | 1 | 60 | Living Room | 2321112 | Living Room | 0.05296%
23211 | 12 | 5 |  | Manual | 2 | Ceiling Fixture | Incandescent |  | Standard A Lamp | 1 | 60 | Living Room | 2321112 | Living Room | 0.05296%
23211 | 13 | 1 |  | Manual | 1 | Ceiling Fixture | Incandescent |  | Standard A Lamp | 3 | 65 | Master Bedroom | 2321113 | Master Bedroom | 0.05296%
23211 | 13 | 2 |  | Manual | 3 | Table | Incandescent |  | Standard A Lamp | 1 | 40 | Master Bedroom | 2321113 | Master Bedroom | 0.05296%
23211 | 14 | 1 |  | Manual | 1 | Ceiling Fixture | Incandescent |  | Standard A Lamp | 1 | 60 | Closet | 2321114 | Closet | 0.05296%
23211 | 15 | 1 |  | Manual | 1 | Ceiling Fixture | Linear Fluorescent | 48 | T-8 | 4 | 60 | Office | 2321115 | Office | 0.05296%
23211 | 15 | 2 |  | Manual | 2 | Table | Incandescent |  | Standard A Lamp | 2 | 60 | Office | 2321115 | Office | 0.05296%
23211 | 16 | 1 |  | Dimmer | 1 | Track | Halogen |  | MR | 15 | 50 | Other | 2321116 | Other | 0.05296%
23211 | 16 | 2 |  | Manual | 3 | Ceiling Fixture | Linear Fluorescent | 36 | T-8 | 4 | 60 | Other | 2321116 | Other | 0.05296%
23211 | 16 | 3 |  | Manual | 1 | Table | Compact Fluorescent |  | Twist | 1 | 22 | Other | 2321116 | Other | 0.05296%
23211 | 17 | 1 |  | Manual | 1 | Ceiling Fixture | Incandescent |  | Standard A Lamp | 1 | 60 | Hall | 2321117 | Hall | 0.05296%
23211 | 18 | 1 |  | Manual | 3 | Ceiling Fixture | Incandescent |  | Standard A Lamp | 1 | 60 | Closet | 2321118 | Closet | 0.05296%
23211 | 19 | 1 |  | Manual | 2 | Ceiling Fixture | Incandescent |  | Standard A Lamp | 1 | 60 | Closet | 2321119 | Closet | 0.05296%
23211 | 20 | 1 |  | Manual | 1 | Ceiling Fixture | Incandescent |  | Standard A Lamp | 1 | 65 | Closet | 2321120 | Closet | 0.05296%
23213 | 1 | 1 |  | Manual | 4 | Ceiling Fixture | Halogen |  | PAR | 4 | 50 | Other | 232131 | Other | 0.05296%
23213 | 2 | 1 |  | Manual | 3 | Ceiling Fixture | Incandescent |  | Decorative | 3 | 25 | Bathroom | 232132 | Bathroom | 0.05296%
23213 | 3 | 1 |  | Manual | 1 | Ceiling Fixture | Incandescent |  | Standard A Lamp | 1 | 100 | Bathroom | 232133 | Bathroom | 0.05296%
23213 | 3 | 2 |  | Dimmer | 1 | Ceiling Fixture | Linear Fluorescent | 24 | T-5 | 1 | 40 | Bathroom | 232133 | Bathroom | 0.05296%
23213 | 4 | 1 |  | Manual | 1 | Ceiling Fixture | Incandescent |  | Standard A Lamp | 2 | 60 | Bedroom | 232134 | Bedroom | 0.05296%
23213 | 4 | 2 |  | Manual | 2 | Table | Incandescent |  | Decorative | 1 | 40 | Bedroom | 232134 | Bedroom | 0.05296%
23213 | 5 | 1 |  | Manual | 1 | Ceiling Fixture | Incandescent |  | Standard A Lamp | 1 | 60 | Bedroom | 232135 | Bedroom | 0.05296%
23213 | 6 | 1 |  | Manual | 1 | Ceiling Fixture | Linear Fluorescent | 36 | T-8 | 2 | 60 | Bedroom | 232136 | Bedroom | 0.05296%
23213 | 6 | 2 |  | Manual | 1 | Table | Incandescent |  | Decorative | 1 | 40 | Bedroom | 232136 | Bedroom | 0.05296%
23213 | 7 | 1 |  | Manual | 1 | Ceiling Fixture | Incandescent |  | Standard A Lamp | 1 | 65 | Dining Room | 232137 | Dining Room | 0.05296%
23213 | 8 | 1 |  | Manual | 2 | Ceiling Fixture | Incandescent |  | Standard A Lamp | 1 | 60 | Other | 232138 | Other | 0.05296%
23213 | 9 | 1 |  | Manual | 1 | Ceiling Fixture | Incandescent |  | Standard A Lamp | 1 | 60 | Hall | 232139 | Hall | 0.05296%
23213 | 10 | 1 |  | Manual | 1 | Ceiling Fixture | Linear Fluorescent | 36 | T-8 | 2 | 60 | Hall | 2321310 | Hall | 0.05296%
23213 | 11 | 1 |  | Manual | 2 | Ceiling Fixture | Linear Fluorescent | 48 | T-8 | 4 | 60 | Kitchen | 2321311 | Kitchen | 0.05296%
23213 | 12 | 1 |  | Manual | 1 | Ceiling Fixture | Incandescent |  | Standard A Lamp | 1 | 60 | Laundry Room | 2321312 | Laundry Room | 0.05296%
23213 | 13 | 1 |  | Manual | 5 | Table | Compact Fluorescent |  | Twist | 1 | 28 | Living Room | 2321313 | Living Room | 0.05296%
23213 | 14 | 1 |  | Manual | 1 | Ceiling Fixture | Compact Fluorescent |  | Twist | 2 | 22 | Office | 2321314 | Office | 0.05296%
23213 | 15 | 1 |  | Manual | 1 | Ceiling Fixture | Incandescent |  | Decorative | 4 | 40 | Office | 2321315 | Office | 0.05296%
23213 | 15 | 2 |  | Manual | 1 | Table | Incandescent |  | Standard A Lamp | 1 | 60 | Office | 2321315 | Office | 0.05296%
23213 | 16 | 1 |  | Manual | 1 | Ceiling Fixture | Linear Fluorescent | 36 | T-8 | 2 | 60 | Office | 2321316 | Office | 0.05296%
23213 | 17 | 1 |  | Manual | 1 | Ceiling Fixture | Incandescent |  | Standard A Lamp | 1 | 60 | Other | 2321317 | Other | 0.05296%
23213 | 18 | 1 |  | Manual | 1 | Ceiling Fixture | Compact Fluorescent |  | Twist | 1 | 22 | Other | 2321318 | Other | 0.05296%
23233 | 1 | 1 |  | Manual | 1 | Ceiling Fixture | Incandescent |  | Standard A Lamp | 1 | 60 | Bathroom | 232331 | Bathroom | 0.04732%
23233 | 1 | 2 |  | Manual | 1 | Wall Mount | Incandescent |  | Globe | 4 | 60 | Bathroom | 232331 | Bathroom | 0.04732%
23233 | 2 | 1 |  | Manual | 1 | Wall Mount | Incandescent |  | Globe | 6 | 60 | Bathroom | 232332 | Bathroom | 0.04732%
23233 | 3 | 1 |  | Manual | 1 | Chandelier (Hanging) | Incandescent |  | Decorative | 6 | 40 | Bedroom | 232333 | Bedroom | 0.04732%
23233 | 3 | 2 |  | Manual | 1 | Table | Compact Fluorescent |  | Pin base | 1 | 15 | Bedroom | 232333 | Bedroom | 0.04732%
23233 | 4 | 1 |  | Manual | 1 | Ceiling Fixture | Incandescent |  | Standard A Lamp | 3 | 60 | Bedroom | 232334 | Bedroom | 0.04732%
23233 | 5 | 1 |  | Manual | 1 | Ceiling Fan | Incandescent |  | Standard A Lamp | 1 | 60 | Bedroom | 232335 | Bedroom | 0.04732%
23233 | 5 | 2 |  | Manual | 1 | Table | Compact Fluorescent |  | Pin base | 1 | 15 | Bedroom | 232335 | Bedroom | 0.04732%
23233 | 5 | 3 |  | Manual | 1 | Table | Incandescent |  | Standard A Lamp | 1 | 40 | Bedroom | 232335 | Bedroom | 0.04732%
23233 | 6 | 1 |  | Manual | 2 | Ceiling Fixture | Linear Fluorescent | 48 | T-12 | 2 | 40 | Bedroom | 232336 | Bedroom | 0.04732%
23233 | 6 | 2 |  | Manual | 1 | Table | Compact Fluorescent |  | Twist | 1 | 15 | Bedroom | 232336 | Bedroom | 0.04732%
23233 | 7 | 1 |  | Manual | 1 | Ceiling Fixture | Compact Fluorescent |  | Circline (Screw Base) | 1 | 22 | Closet | 232337 | Closet | 0.04732%
23233 | 8 | 1 |  | Manual | 1 | Recessed Can | Compact Fluorescent |  | Reflector | 1 | 22 | Other | 232338 | Other | 0.04732%
23233 | 9 | 1 |  | Manual | 2 | Ceiling Fixture | Linear Fluorescent | 48 | T-8 | 2 | 32 | Garage | 232339 | Garage | 0.04732%
23233 | 9 | 2 |  | Manual | 1 | Ceiling Fixture | Linear Fluorescent | 48 | T-12 | 1 | 40 | Garage | 232339 | Garage | 0.04732%
23233 | 9 | 3 |  | Manual | 1 | Garage door opener | Incandescent |  | Standard A Lamp | 2 | 60 | Garage | 232339 | Garage | 0.04732%
23233 | 10 | 1 |  | Manual | 2 | Ceiling Fixture | Linear Fluorescent | 48 | T-12 | 4 | 40 | Kitchen | 2323310 | Kitchen | 0.04732%
23233 | 11 | 1 |  | Manual | 1 | Ceiling Fixture | Linear Fluorescent | 48 | T-12 | 2 | 40 | Laundry Room | 2323311 | Laundry Room | 0.04732%
23233 | 12 | 1 |  | Manual | 5 | Recessed Can | Incandescent |  | Reflector | 1 | 65 | Living Room | 2323312 | Living Room | 0.04732%
23233 | 12 | 2 |  | Manual | 1 | Ceiling Fan | Incandescent |  | Standard A Lamp | 5 | 60 | Living Room | 2323312 | Living Room | 0.04732%
23233 | 12 | 3 |  | Manual | 1 | Ceiling Fixture | Incandescent |  | Standard A Lamp | 1 | 60 | Living Room | 2323312 | Living Room | 0.04732%
23233 | 13 | 1 |  | Manual | 1 | Ceiling Fixture | Incandescent |  | Standard A Lamp | 1 | 60 | Other | 2323313 | Other | 0.04732%
23233 | 14 | 1 |  | Manual | 1 | Ceiling Fixture | Linear Fluorescent | 48 | T-12 | 2 | 40 | Other | 2323314 | Other | 0.04732%
23233 | 15 | 1 |  | Manual | 4 | Recessed Can | Incandescent |  | Reflector | 1 | 65 | Other | 2323315 | Other | 0.04732%
23233 | 15 | 2 |  | Manual | 1 | Ceiling Fan | Incandescent |  | Decorative | 4 | 60 | Other | 2323315 | Other | 0.04732%
23235 | 1 | 1 |  | Manual | 1 | Ceiling Fixture | Compact Fluorescent |  | Twist | 1 | 15 | Hall | 232351 | Hall | 0.04008%
23235 | 2 | 1 |  | Manual | 1 | Ceiling Fixture | Incandescent |  | Standard A Lamp | 1 | 60 | Bedroom | 232352 | Bedroom | 0.04008%
23235 | 3 | 1 |  | Manual | 1 | Ceiling Fixture | Incandescent |  | Standard A Lamp | 1 | 60 | Kitchen | 232353 | Kitchen | 0.04008%
23235 | 4 | 1 |  | Manual | 1 | Ceiling Fixture | Compact Fluorescent |  | Twist | 1 | 15 | Laundry Room | 232354 | Laundry Room | 0.04008%
23235 | 5 | 1 |  | Manual | 1 | Ceiling Fixture | Compact Fluorescent |  | Twist | 1 | 15 | Living Room | 232355 | Living Room | 0.04008%
23235 | 6 | 1 |  | Manual | 1 | Ceiling Fixture | Incandescent |  | Standard A Lamp | 1 | 60 | Bathroom | 232356 | Bathroom | 0.04008%
23235 | 7 | 1 |  | Manual | 1 | Ceiling Fixture | Incandescent |  | Standard A Lamp | 1 | 60 | Closet | 232357 | Closet | 0.04008%
23235 | 8 | 1 |  | Manual | 1 | Ceiling Fixture | Incandescent |  | Standard A Lamp | 1 | 60 | Bedroom | 232358 | Bedroom | 0.04008%
23235 | 9 | 1 |  | Manual | 1 | Ceiling Fixture | Incandescent |  | Standard A Lamp | 1 | 60 | Bedroom | 232359 | Bedroom | 0.04008%
23235 | 10 | 1 |  | Manual | 1 | Table | Incandescent |  | Standard A Lamp | 1 | 60 | Office | 2323510 | Office | 0.04008%
23241 | 1 | 1 |  | Manual | 6 | Ceiling Fixture | Compact Fluorescent |  | Twist | 1 | 22 | Kitchen | 232411 | Kitchen | 0.05169%
23241 | 2 | 1 |  | Manual | 1 | Wall Mount | Compact Fluorescent |  | Twist | 3 | 15 | Bathroom | 232412 | Bathroom | 0.05169%
23241 | 2 | 2 |  | Dimmer | 1 | Ceiling Fixture | Incandescent |  | Standard A Lamp | 2 | 60 | Bathroom | 232412 | Bathroom | 0.05169%
23241 | 2 | 3 |  | Manual | 1 | Recessed - other | Halogen |  | PAR | 1 | 20 | Bathroom | 232412 | Bathroom | 0.05169%
23241 | 3 | 1 |  | Manual | 1 | Ceiling Fixture | Incandescent |  | Standard A Lamp | 1 | 75 | Other | 232413 | Other | 0.05169%
23241 | 4 | 1 |  | Manual | 5 | Ceiling Fixture | Linear Fluorescent | 48 | T-12 | 2 | 40 | Other | 232414 | Other | 0.05169%
23241 | 4 | 2 |  | Manual | 3 | Table | Incandescent |  | Standard A Lamp | 1 | 60 | Other | 232414 | Other | 0.05169%
23241 | 4 | 3 |  | Manual | 1 | Ceiling Fixture | Linear Fluorescent | 72 | T-12 | 2 | 60 | Other | 232414 | Other | 0.05169%
23241 | 4 | 4 |  | Manual | 3 | Track | Compact Fluorescent |  | Twist | 1 | 15 | Other | 232414 | Other | 0.05169%
23241 | 5 | 1 |  | Manual | 1 | Ceiling Fixture | Incandescent |  | Standard A Lamp | 1 | 60 | Closet | 232415 | Closet | 0.05169%
23241 | 6 | 1 |  | Manual | 1 | Ceiling Fixture | Linear Fluorescent | 48 | T-12 | 2 | 40 | Garage | 232416 | Garage | 0.05169%
23241 | 6 | 2 |  | Manual | 1 | Garage door opener | Incandescent |  | Standard A Lamp | 1 | 40 | Garage | 232416 | Garage | 0.05169%
23241 | 6 | 3 |  | Manual | 1 | Ceiling Fixture | Incandescent |  | Standard A Lamp | 1 | 60 | Garage | 232416 | Garage | 0.05169%
23241 | 7 | 1 |  | Manual | 1 | Ceiling Fixture | Compact Fluorescent |  | A shape bulb | 1 | 22 | Dining Room | 232417 | Dining Room | 0.05169%
23241 | 8 | 1 |  | Manual | 3 | Recessed Can | Compact Fluorescent |  | Twist | 1 | 15 | Living Room | 232418 | Living Room | 0.05169%
23241 | 9 | 1 |  | Manual | 1 | Wall Mount | Incandescent |  | Standard A Lamp | 1 | 25 | Laundry Room | 232419 | Laundry Room | 0.05169%
23241 | 10 | 1 |  | Manual | 1 | Track | Compact Fluorescent |  | Twist | 3 | 22 | Hall | 2324110 | Hall | 0.05169%
23241 | 10 | 2 |  | Manual | 1 | Ceiling Fixture | Compact Fluorescent |  | Twist | 1 | 15 | Hall | 2324110 | Hall | 0.05169%
23241 | 11 | 1 |  | Manual | 1 | Ceiling Fixture | Incandescent |  | Clear | 1 | 40 | Bathroom | 2324111 | Bathroom | 0.05169%
23241 | 11 | 2 |  | Manual | 3 | Track | Compact Fluorescent |  | Twist | 1 | 15 | Bathroom | 2324111 | Bathroom | 0.05169%
23241 | 12 | 1 |  | Manual | 1 | Ceiling Fixture | Compact Fluorescent |  | Twist | 2 | 15 | Office | 2324112 | Office | 0.05169%
23241 | 12 | 2 |  | Manual | 1 | Table | Halogen |  | MR | 1 | 30 | Office | 2324112 | Office | 0.05169%
23241 | 12 | 3 |  | Manual | 1 | Other | Incandescent |  | Other | 1 | 60 | Office | 2324112 | Office | 0.05169%
23241 | 13 | 1 |  | Manual | 1 | Ceiling Fixture | Compact Fluorescent |  | Twist | 1 | 15 | Bedroom | 2324113 | Bedroom | 0.05169%
23241 | 14 | 1 |  | Manual | 1 | Table | Compact Fluorescent |  | Twist | 1 | 15 | Master Bedroom | 2324114 | Master Bedroom | 0.05169%
23241 | 14 | 2 |  | Manual | 1 | Table | Halogen |  | MR | 1 | 50 | Master Bedroom | 2324114 | Master Bedroom | 0.05169%
23260 | 1 | 1 |  | Manual | 4 | Recessed Can | Incandescent |  | Reflector | 1 | 65 | Bathroom | 232601 | Bathroom | 0.04732%
23260 | 1 | 2 |  | Manual | 1 | Table | Incandescent |  | Standard A Lamp | 1 | 75 | Bathroom | 232601 | Bathroom | 0.04732%
23260 | 2 | 1 |  | Manual | 1 | Recessed Can | Incandescent |  | Reflector | 1 | 65 | Bathroom | 232602 | Bathroom | 0.04732%
23260 | 3 | 1 |  | Manual | 1 | Table | Incandescent |  | Standard A Lamp | 1 | 100 | Living Room | 232603 | Living Room | 0.04732%
23260 | 3 | 2 |  | Manual | 1 | Table | Incandescent |  | Standard A Lamp | 1 | 60 | Living Room | 232603 | Living Room | 0.04732%
23260 | 4 | 1 |  | Manual | 2 | Recessed Can | Compact Fluorescent |  | Twist | 1 | 15 | Kitchen | 232604 | Kitchen | 0.04732%
23260 | 5 | 1 |  | Manual | 2 | Recessed Can | Incandescent |  | Reflector | 1 | 65 | Hall | 232605 | Hall | 0.04732%
23260 | 6 | 1 |  | Manual | 1 | Recessed Can | Incandescent |  | Reflector | 1 | 65 | Laundry Room | 232606 | Laundry Room | 0.04732%
23260 | 7 | 1 |  | Manual | 1 | Recessed Can | Incandescent |  | Reflector | 1 | 65 | Bedroom | 232607 | Bedroom | 0.04732%
23260 | 8 | 1 |  | Manual | 2 | Recessed Can | Incandescent |  | Reflector | 1 | 65 | Bathroom | 232608 | Bathroom | 0.04732%
23260 | 9 | 1 |  | Manual | 1 | Recessed Can | Incandescent |  | Reflector | 1 | 65 | Bedroom | 232609 | Bedroom | 0.04732%
23262 | 1 | 1 |  | Manual | 3 | Recessed Can | Compact Fluorescent |  | Reflector | 1 | 22 | Bathroom | 232621 | Bathroom | 0.04008%
23262 | 1 | 2 |  | Manual | 2 | Wall Mount | Compact Fluorescent |  | A shape bulb | 1 | 15 | Bathroom | 232621 | Bathroom | 0.04008%
23262 | 2 | 1 |  | Manual | 1 | Wall Mount | Incandescent |  | Globe | 3 | 75 | Bathroom | 232622 | Bathroom | 0.04008%
23262 | 3 | 1 |  | Manual | 1 | Chandelier (Hanging) | Incandescent |  | Standard A Lamp | 1 | 60 | Bedroom | 232623 | Bedroom | 0.04008%
23262 | 3 | 2 |  | Manual | 1 | Table | Incandescent |  | Standard A Lamp | 1 | 60 | Bedroom | 232623 | Bedroom | 0.04008%
23262 | 4 | 1 |  | Manual | 1 | Chandelier (Hanging) | Incandescent |  | Standard A Lamp | 1 | 60 | Bedroom | 232624 | Bedroom | 0.04008%
23262 | 5 | 1 |  | Manual | 1 | Ceiling Fixture | Compact Fluorescent |  | Twist | 3 | 15 | Bedroom | 232625 | Bedroom | 0.04008%
23262 | 5 | 2 |  | Manual | 1 | Table | Incandescent |  | Standard A Lamp | 1 | 60 | Bedroom | 232625 | Bedroom | 0.04008%
23262 | 6 | 1 |  | Manual | 1 | Chandelier (Hanging) | Incandescent |  | Globe | 1 | 75 | Dining Room | 232626 | Dining Room | 0.04008%
23262 | 6 | 2 |  | Manual | 2 | Recessed Can | Compact Fluorescent |  | Reflector | 1 | 22 | Dining Room | 232626 | Dining Room | 0.04008%
23262 | 7 | 1 |  | Manual | 1 | Ceiling Fixture | Compact Fluorescent |  | Twist | 1 | 22 | Family Room | 232627 | Family Room | 0.04008%
23262 | 7 | 2 |  | Manual | 2 | Floor lamp | Incandescent |  | Standard A Lamp | 1 | 60 | Family Room | 232627 | Family Room | 0.04008%
23262 | 8 | 1 |  | Manual | 1 | Ceiling Fixture | Compact Fluorescent |  | Twist | 1 | 42 | Garage | 232628 | Garage | 0.04008%
23262 | 8 | 2 |  | Manual | 1 | Garage door opener | Incandescent |  | Standard A Lamp | 1 | 60 | Garage | 232628 | Garage | 0.04008%
23262 | 9 | 1 |  | Manual | 1 | Chandelier (Hanging) | Compact Fluorescent |  | Twist | 2 | 22 | Hall | 232629 | Hall | 0.04008%
23262 | 10 | 1 |  | Manual | 1 | Ceiling Fan | Compact Fluorescent |  | Twist | 2 | 22 | Kitchen | 2326210 | Kitchen | 0.04008%
23262 | 11 | 1 |  | Manual | 1 | Ceiling Fixture | Incandescent |  | Standard A Lamp | 1 | 65 | Laundry Room | 2326211 | Laundry Room | 0.04008%
23262 | 12 | 1 |  | Manual | 2 | Floor lamp | Compact Fluorescent |  | Twist | 1 | 22 | Bedroom | 2326212 | Bedroom | 0.04008%
23262 | 12 | 2 |  | Manual | 1 | Table | Compact Fluorescent |  | Straight Tube | 1 | 22 | Bedroom | 2326212 | Bedroom | 0.04008%
23267 | 1 | 1 |  | Manual | 2 | Ceiling Fixture | Incandescent |  | Standard A Lamp | 3 | 60 | Other | 232671 | Other | 0.2054%
23267 | 2 | 1 |  | Manual | 1 | Ceiling Fixture | Incandescent |  | Standard A Lamp | 1 | 75 | Bedroom | 232672 | Bedroom | 0.2054%
23267 | 2 | 2 |  | Manual | 2 | Table | Incandescent |  | Standard A Lamp | 1 | 60 | Bedroom | 232672 | Bedroom | 0.2054%
23267 | 3 | 1 |  | Manual | 1 | Ceiling Fan | Incandescent |  | Standard A Lamp | 1 | 65 | Other | 232673 | Other | 0.2054%
23267 | 3 | 2 |  | Manual | 4 | Table | Incandescent |  | Standard A Lamp | 1 | 60 | Other | 232673 | Other | 0.2054%
23267 | 4 | 1 |  | Manual | 1 | Ceiling Fan | Incandescent |  | Standard A Lamp | 1 | 75 | Dining Room | 232674 | Dining Room | 0.2054%
23267 | 4 | 2 |  | Manual | 1 | Ceiling Fan | Incandescent |  | Decorative | 4 | 40 | Dining Room | 232674 | Dining Room | 0.2054%
23267 | 4 | 3 |  | Manual | 2 | Table | Incandescent |  | Standard A Lamp | 1 | 60 | Dining Room | 232674 | Dining Room | 0.2054%
23267 | 5 | 1 |  | Manual | 2 | Ceiling Fixture | Linear Fluorescent | 96 | T-12 | 2 | 80 | Garage | 232675 | Garage | 0.2054%
23267 | 5 | 2 |  | Manual | 2 | Ceiling Fixture | Linear Fluorescent | 48 | T-12 | 2 | 40 | Garage | 232675 | Garage | 0.2054%
23267 | 7 | 1 |  | Manual | 2 | Ceiling Fixture | Incandescent |  | Standard A Lamp | 1 | 55 | Kitchen | 232677 | Kitchen | 0.2054%
23267 | 7 | 2 |  | Manual | 1 | Ceiling Fixture | Compact Fluorescent |  | 3-Way CFL | 1 | 23 | Kitchen | 232677 | Kitchen | 0.2054%
23267 | 8 | 1 |  | Manual | 2 | Ceiling Fixture | Incandescent |  | Standard A Lamp | 1 | 60 | Laundry Room | 232678 | Laundry Room | 0.2054%
23267 | 9 | 1 |  | Manual | 1 | Ceiling Fan | Incandescent |  | Standard A Lamp | 1 | 60 | Living Room | 232679 | Living Room | 0.2054%
23267 | 9 | 2 |  | Manual | 3 | Floor lamp | Incandescent |  | Standard A Lamp | 1 | 65 | Living Room | 232679 | Living Room | 0.2054%
23267 | 9 | 3 |  | Manual | 1 | Floor lamp | Incandescent |  | Decorative | 4 | 40 | Living Room | 232679 | Living Room | 0.2054%
23267 | 10 | 1 |  | Manual | 1 | Ceiling Fixture | Incandescent |  | Standard A Lamp | 1 | 65 | Bathroom | 2326710 | Bathroom | 0.2054%
23267 | 11 | 1 |  | Manual | 1 | Ceiling Fixture | Incandescent |  | Standard A Lamp | 1 | 65 | Master Bedroom | 2326711 | Master Bedroom | 0.2054%
23267 | 11 | 2 |  | Manual | 3 | Table | Incandescent |  | Standard A Lamp | 1 | 50 | Master Bedroom | 2326711 | Master Bedroom | 0.2054%
23267 | 12 | 1 |  | Manual | 2 | Ceiling Fan | Incandescent |  | Standard A Lamp | 4 | 40 | Other | 2326712 | Other | 0.2054%
23274 | 1 | 1 |  | Manual | 3 | Table | Incandescent |  | Standard A Lamp | 1 | 60 | Bedroom | 232741 | Bedroom | 0.02845%
23274 | 1 | 2 |  | Manual | 6 | Recessed Can | Incandescent |  | Reflector | 1 | 60 | Bedroom | 232741 | Bedroom | 0.02845%
23274 | 2 | 1 |  | Manual | 2 | Ceiling Fixture | Incandescent |  | Standard A Lamp | 1 | 60 | Bedroom | 232742 | Bedroom | 0.02845%
23274 | 2 | 2 |  | Manual | 1 | Recessed Can | Incandescent |  | Reflector | 1 | 60 | Bedroom | 232742 | Bedroom | 0.02845%
23274 | 3 | 1 |  | Manual | 2 | Table | Incandescent |  | Standard A Lamp | 1 | 60 | Bedroom | 232743 | Bedroom | 0.02845%
23274 | 3 | 2 |  | Manual | 1 | Ceiling Fixture | Incandescent |  | Standard A Lamp | 1 | 60 | Bedroom | 232743 | Bedroom | 0.02845%
23274 | 4 | 1 |  | Manual | 6 | Recessed Can | Incandescent |  | Reflector | 1 | 60 | Family Room | 232744 | Family Room | 0.02845%
23274 | 5 | 1 |  | Manual | 7 | Recessed Can | Incandescent |  | Reflector | 1 | 60 | Family Room | 232745 | Family Room | 0.02845%
23274 | 5 | 2 |  | Manual | 4 | Floor lamp | Incandescent |  | Standard A Lamp | 1 | 60 | Family Room | 232745 | Family Room | 0.02845%
23274 | 5 | 3 |  | Manual | 1 | Chandelier (Hanging) | Incandescent |  | Standard A Lamp | 1 | 60 | Family Room | 232745 | Family Room | 0.02845%
23274 | 6 | 1 |  | Manual | 1 | Garage door opener | Incandescent |  | Clear | 2 | 40 | Garage | 232746 | Garage | 0.02845%
23274 | 6 | 2 |  | Manual | 5 | Ceiling Fixture | Incandescent |  | Standard A Lamp | 1 | 60 | Garage | 232746 | Garage | 0.02845%
23274 | 7 | 1 |  | Manual | 7 | Ceiling Fixture | Linear Fluorescent | 48 | T-4 | 2 | 40 | Other | 232747 | Other | 0.02845%
23274 | 8 | 1 |  | Manual | 1 | Chandelier (Hanging) | Incandescent |  | Standard A Lamp | 6 | 60 | Kitchen | 232748 | Kitchen | 0.02845%
23274 | 8 | 2 |  | Manual | 7 | Recessed Can | Incandescent |  | Reflector | 1 | 60 | Kitchen | 232748 | Kitchen | 0.02845%
23274 | 9 | 1 |  | Manual | 1 | Ceiling Fixture | Incandescent |  | Standard A Lamp | 1 | 60 | Laundry Room | 232749 | Laundry Room | 0.02845%
23274 | 9 | 2 |  | Manual | 1 | Ceiling Fixture | Linear Fluorescent | 48 | T-4 | 2 | 40 | Laundry Room | 232749 | Laundry Room | 0.02845%
23274 | 10 | 1 |  | Manual | 2 | Ceiling Fixture | Incandescent |  | Standard A Lamp | 3 | 60 | Living Room | 2327410 | Living Room | 0.02845%
23274 | 10 | 2 |  | Manual | 1 | Table | Incandescent |  | Standard A Lamp | 1 | 60 | Living Room | 2327410 | Living Room | 0.02845%
23274 | 11 | 1 |  | Manual | 3 | Ceiling Fixture | Incandescent |  | Reflector | 3 | 60 | Other | 2327411 | Other | 0.02845%
23278 | 1 | 1 |  | Manual | 1 | Wall Mount | Compact Fluorescent |  | Twist | 2 | 14 | Bathroom | 232781 | Bathroom | 0.04008%
23278 | 2 | 1 |  | Manual | 1 | Ceiling Fixture | Compact Fluorescent |  | Twist | 2 | 14 | Bedroom | 232782 | Bedroom | 0.04008%
23278 | 3 | 1 |  | Manual | 1 | Ceiling Fixture | Compact Fluorescent |  | Twist | 2 | 14 | Bedroom | 232783 | Bedroom | 0.04008%
23278 | 3 | 2 |  | Manual | 1 | Floor lamp | Compact Fluorescent |  | Twist | 1 | 14 | Bedroom | 232783 | Bedroom | 0.04008%
23278 | 4 | 1 |  | Manual | 1 | Ceiling Fixture | Incandescent |  | Standard A Lamp | 1 | 60 | Garage | 232784 | Garage | 0.04008%
23278 | 5 | 1 |  | Manual | 2 | Ceiling Fixture | Compact Fluorescent |  | Twist | 1 | 14 | Hall | 232785 | Hall | 0.04008%
23278 | 6 | 1 |  | Manual | 2 | Ceiling Fixture | Compact Fluorescent |  | Twist | 2 | 14 | Kitchen | 232786 | Kitchen | 0.04008%
23278 | 6 | 2 |  | Manual | 1 | Ceiling Fan | Incandescent |  | Globe | 5 | 40 | Kitchen | 232786 | Kitchen | 0.04008%
23278 | 7 | 1 |  | Manual | 2 | Floor lamp | Compact Fluorescent |  | Twist | 1 | 14 | Living Room | 232787 | Living Room | 0.04008%
23278 | 8 | 1 |  | Manual | 1 | Wall Mount | Compact Fluorescent |  | Twist | 2 | 14 | Bathroom | 232788 | Bathroom | 0.04008%
23278 | 9 | 1 |  | Manual | 1 | Ceiling Fan | Compact Fluorescent |  | Twist | 1 | 14 | Master Bedroom | 232789 | Master Bedroom | 0.04008%
23278 | 9 | 2 |  | Manual | 1 | Floor lamp | Incandescent |  | Standard A Lamp | 1 | 25 | Master Bedroom | 232789 | Master Bedroom | 0.04008%
23282 | 1 | 1 |  | Manual | 3 | Table | Incandescent |  | Standard A Lamp | 1 | 150 | Bedroom | 232821 | Bedroom | 0.09408%
23282 | 1 | 2 |  | Manual | 2 | Table | Incandescent |  | Standard A Lamp | 1 | 100 | Bedroom | 232821 | Bedroom | 0.09408%
23282 | 2 | 1 |  | Manual | 1 | Ceiling Fixture | Linear Fluorescent | 96 | T-12 | 2 | 60 | Other | 232822 | Other | 0.09408%
23282 | 2 | 2 |  | Manual | 1 | Ceiling Fixture | Compact Fluorescent |  | Twist | 2 | 22 | Other | 232822 | Other | 0.09408%
23282 | 2 | 3 |  | Manual | 2 | Ceiling Fixture | Linear Fluorescent | 48 | T-12 | 2 | 40 | Other | 232822 | Other | 0.09408%
23282 | 2 | 4 |  | Manual | 1 | Ceiling Fixture | Incandescent |  | Standard A Lamp | 1 | 100 | Other | 232822 | Other | 0.09408%
23282 | 3 | 1 |  | Manual | 4 | Ceiling Fixture | Incandescent |  | Standard A Lamp | 1 | 40 | Other | 232823 | Other | 0.09408%
23282 | 3 | 2 |  | Manual | 3 | Ceiling Fixture | Incandescent |  | Standard A Lamp | 1 | 100 | Other | 232823 | Other | 0.09408%
23282 | 4 | 1 |  | Manual | 1 | Ceiling Fixture | Compact Fluorescent |  | Twist | 2 | 22 | Office | 232824 | Office | 0.09408%
23282 | 4 | 2 |  | Manual | 4 | Ceiling Fixture | Linear Fluorescent | 96 | T-12 | 2 | 60 | Office | 232824 | Office | 0.09408%
23282 | 4 | 3 |  | Manual | 1 | Table | Incandescent |  | Standard A Lamp | 1 | 60 | Office | 232824 | Office | 0.09408%
23282 | 4 | 4 |  | Manual | 1 | Table | Incandescent |  | Clear | 1 | 25 | Office | 232824 | Office | 0.09408%
23282 | 5 | 1 |  | Manual | 1 | Wall Mount | Incandescent |  | Globe | 8 | 40 | Bathroom | 232825 | Bathroom | 0.09408%
23282 | 5 | 2 |  | Manual | 1 | Recessed Can | Incandescent |  | Reflector | 1 | 75 | Bathroom | 232825 | Bathroom | 0.09408%
23282 | 6 | 1 |  | Manual | 1 | Table | Incandescent |  | Standard A Lamp | 1 | 75 | Bedroom | 232826 | Bedroom | 0.09408%
23282 | 6 | 2 |  | Manual | 1 | Floor lamp | Compact Fluorescent |  | Pin base | 1 | 22 | Bedroom | 232826 | Bedroom | 0.09408%
23282 | 7 | 1 |  | Manual | 1 | Ceiling Fixture | Incandescent |  | Standard A Lamp | 1 | 100 | Bedroom | 232827 | Bedroom | 0.09408%
23282 | 7 | 2 |  | Manual | 1 | Table | Incandescent |  | Standard A Lamp | 2 | 100 | Bedroom | 232827 | Bedroom | 0.09408%
23282 | 7 | 3 |  | Manual | 1 | Table | Incandescent |  | Standard A Lamp | 1 | 75 | Bedroom | 232827 | Bedroom | 0.09408%
23282 | 7 | 4 |  | Manual | 1 | Table | Incandescent |  | Decorative | 2 | 60 | Bedroom | 232827 | Bedroom | 0.09408%
23282 | 8 | 1 |  | Manual | 2 | Ceiling Fixture | Incandescent |  | Standard A Lamp | 1 | 150 | Garage | 232828 | Garage | 0.09408%
23282 | 8 | 2 |  | Motion | 1 | Garage door opener | Incandescent |  | Standard A Lamp | 1 | 75 | Garage | 232828 | Garage | 0.09408%
23282 | 9 | 1 |  | Manual | 2 | Ceiling Fixture | Compact Fluorescent |  | Twist | 1 | 15 | Hall | 232829 | Hall | 0.09408%
23282 | 10 | 1 |  | Manual | 1 | Chandelier (Hanging) | Incandescent |  | Standard A Lamp | 1 | 100 | Kitchen | 2328210 | Kitchen | 0.09408%
23282 | 11 | 1 |  | Manual | 1 | Recessed Can | Incandescent |  | Reflector | 1 | 75 | Laundry Room | 2328211 | Laundry Room | 0.09408%
23282 | 11 | 2 |  | Manual | 1 | Chandelier (Hanging) | Compact Fluorescent |  | Twist | 2 | 15 | Laundry Room | 2328211 | Laundry Room | 0.09408%
23282 | 12 | 1 |  | Manual | 1 | Ceiling Fixture | Incandescent |  | Standard A Lamp | 1 | 40 | Office | 2328212 | Office | 0.09408%
23282 | 13 | 1 |  | Manual | 2 | Floor lamp | Compact Fluorescent |  | Twist | 1 | 22 | Living Room | 2328213 | Living Room | 0.09408%
23282 | 13 | 2 |  | Manual | 1 | Floor lamp | Compact Fluorescent |  | Twist | 2 | 15 | Living Room | 2328213 | Living Room | 0.09408%
23282 | 13 | 3 |  | Manual | 1 | Table | Incandescent |  | Decorative | 1 | 40 | Living Room | 2328213 | Living Room | 0.09408%
23282 | 13 | 4 |  | Manual | 1 | Table | Incandescent |  | Standard A Lamp | 1 | 40 | Living Room | 2328213 | Living Room | 0.09408%
23282 | 14 | 1 |  | Manual | 1 | Ceiling Fixture | Compact Fluorescent |  | Twist | 1 | 22 | Hall | 2328214 | Hall | 0.09408%
23283 | 1 | 1 |  | Manual | 1 | Wall Mount | Compact Fluorescent |  | Twist | 6 | 15 | Bathroom | 232831 | Bathroom | 0.04784%
23283 | 1 | 2 |  | Manual | 1 | Ceiling Fan | Incandescent |  | Standard A Lamp | 1 | 65 | Bathroom | 232831 | Bathroom | 0.04784%
23283 | 2 | 1 |  | Manual | 1 | Ceiling Fixture | Incandescent |  | Standard A Lamp | 2 | 60 | Bedroom | 232832 | Bedroom | 0.04784%
23283 | 2 | 2 |  | Manual | 1 | Table | Incandescent |  | Standard A Lamp | 1 | 60 | Bedroom | 232832 | Bedroom | 0.04784%
23283 | 3 | 1 |  | Manual | 1 | Wall Mount | Incandescent |  | Standard A Lamp | 3 | 60 | Bathroom | 232833 | Bathroom | 0.04784%
23283 | 4 | 1 |  | Manual | 1 | Wall Mount | Incandescent |  | Standard A Lamp | 3 | 60 | Bathroom | 232834 | Bathroom | 0.04784%
23283 | 4 | 2 |  | Manual | 1 | Ceiling Fixture | Incandescent |  | Reflector | 1 | 90 | Bathroom | 232834 | Bathroom | 0.04784%
23283 | 5 | 1 |  | Manual | 1 | Ceiling Fixture | Incandescent |  | Standard A Lamp | 9 | 60 | Dining Room | 232835 | Dining Room | 0.04784%
23283 | 6 | 1 |  | Manual | 1 | Ceiling Fixture | Incandescent |  | Standard A Lamp | 2 | 60 | Hall | 232836 | Hall | 0.04784%
23283 | 7 | 1 |  | Manual | 1 | Low bay | Linear Fluorescent | 96 | T-12 | 2 | 100 | Garage | 232837 | Garage | 0.04784%
23283 | 7 | 2 |  | Manual | 1 | Ceiling Fixture | Incandescent |  | Reflector | 1 | 65 | Garage | 232837 | Garage | 0.04784%
23283 | 7 | 3 |  | Manual | 1 | Garage door opener | Compact Fluorescent |  | A shape bulb | 1 | 15 | Garage | 232837 | Garage | 0.04784%
23283 | 8 | 1 |  | Manual | 1 | Ceiling Fixture | Incandescent |  | Standard A Lamp | 2 | 60 | Hall | 232838 | Hall | 0.04784%
23283 | 9 | 1 |  | Manual | 2 | Ceiling Fixture | Incandescent |  | Standard A Lamp | 2 | 60 | Hall | 232839 | Hall | 0.04784%
23283 | 10 | 1 |  | Manual | 6 | Recessed Can | Incandescent |  | Reflector | 1 | 65 | Kitchen | 2328310 | Kitchen | 0.04784%
23283 | 11 | 1 |  | Manual | 1 | Ceiling Fixture | Incandescent |  | Standard A Lamp | 2 | 60 | Laundry Room | 2328311 | Laundry Room | 0.04784%
23283 | 12 | 1 |  | Manual | 1 | Floor lamp | Compact Fluorescent |  | Straight Tube | 1 | 28 | Living Room | 2328312 | Living Room | 0.04784%
23283 | 12 | 2 |  | Manual | 1 | Floor lamp | Incandescent |  | Standard A Lamp | 1 | 100 | Living Room | 2328312 | Living Room | 0.04784%
23283 | 12 | 3 |  | Manual | 1 | Torchiere | Incandescent |  | Standard A Lamp | 2 | 60 | Living Room | 2328312 | Living Room | 0.04784%
23283 | 12 | 4 |  | Manual | 1 | Torchiere | Compact Fluorescent |  | Twist | 1 | 15 | Living Room | 2328312 | Living Room | 0.04784%
23283 | 13 | 1 |  | Manual | 1 | Ceiling Fan | Incandescent |  | Mini base | 3 | 40 | Master Bedroom | 2328313 | Master Bedroom | 0.04784%
23283 | 13 | 2 |  | Manual | 1 | Table | Incandescent |  | Standard A Lamp | 2 | 60 | Master Bedroom | 2328313 | Master Bedroom | 0.04784%
23283 | 13 | 3 |  | Manual | 1 | Table | Compact Fluorescent |  | Twist | 1 | 15 | Master Bedroom | 2328313 | Master Bedroom | 0.04784%
23283 | 14 | 1 |  | Manual | 2 | Ceiling Fixture | Incandescent |  | Standard A Lamp | 2 | 60 | Office | 2328314 | Office | 0.04784%
23283 | 14 | 2 |  | Manual | 1 | Floor lamp | Incandescent |  | Standard A Lamp | 1 | 60 | Office | 2328314 | Office | 0.04784%
23283 | 16 | 1 |  | Manual | 1 | Ceiling Fixture | Incandescent |  | Standard A Lamp | 1 | 60 | Closet | 2328316 | Closet | 0.04784%
23283 | 17 | 1 |  | Manual | 1 | Ceiling Fixture | Incandescent |  | Standard A Lamp | 2 | 60 | Office | 2328317 | Office | 0.04784%
23283 | 17 | 2 |  | Manual | 2 | Low bay | Linear Fluorescent | 36 | T-12 | 2 | 32 | Office | 2328317 | Office | 0.04784%
23283 | 18 | 1 |  | Manual | 1 | Ceiling Fixture | Incandescent |  | Standard A Lamp | 2 | 60 | Dining Room | 2328318 | Dining Room | 0.04784%
23283 | 19 | 1 |  | Manual | 1 | Ceiling Fixture | Incandescent |  | Standard A Lamp | 2 | 60 | Hall | 2328319 | Hall | 0.04784%
23284 | 1 | 1 |  | Manual | 1 | Wall Mount | Compact Fluorescent |  | Twist | 4 | 15 | Bathroom | 232841 | Bathroom | 0.09408%
23284 | 2 | 1 | 1 bulb out | Manual | 1 | Ceiling Fixture | Incandescent |  | Standard A Lamp | 1 | 60 | Bedroom | 232842 | Bedroom | 0.09408%
23284 | 2 | 2 |  | Manual | 1 | Table | Incandescent |  | Standard A Lamp | 1 | 70 | Bedroom | 232842 | Bedroom | 0.09408%
23284 | 2 | 3 |  | Manual | 1 | Table | Incandescent |  | Standard A Lamp | 1 | 40 | Bedroom | 232842 | Bedroom | 0.09408%
23284 | 3 | 1 |  | Manual | 1 | Ceiling Fixture | Compact Fluorescent |  | Twist | 1 | 15 | Bedroom | 232843 | Bedroom | 0.09408%
23284 | 3 | 2 |  | Manual | 1 | Ceiling Fixture | Compact Fluorescent |  | Twist | 2 | 15 | Bedroom | 232843 | Bedroom | 0.09408%
23284 | 4 | 1 |  | Manual | 1 | Chandelier (Hanging) | Incandescent |  | Mini base | 10 | 40 | Dining Room | 232844 | Dining Room | 0.09408%
23284 | 5 | 1 |  | Manual | 1 | Ceiling Fixture | Compact Fluorescent |  | Twist | 1 | 15 | Hall | 232845 | Hall | 0.09408%
23284 | 6 | 1 |  | Manual | 1 | Ceiling Fixture | Linear Fluorescent | 48 | T-12 | 2 | 60 | Kitchen | 232846 | Kitchen | 0.09408%
23284 | 6 | 2 |  | Manual | 1 | Ceiling Fixture | Linear Fluorescent | 48 | T-12 | 4 | 60 | Kitchen | 232846 | Kitchen | 0.09408%
23284 | 7 | 1 |  | Manual | 1 | Chandelier (Hanging) | Incandescent |  | Standard A Lamp | 2 | 60 | Living Room | 232847 | Living Room | 0.09408%
23284 | 7 | 2 |  | Manual | 2 | Table | Incandescent |  | Standard A Lamp | 1 | 60 | Living Room | 232847 | Living Room | 0.09408%
23284 | 7 | 3 |  | Manual | 1 | Table | Compact Fluorescent |  | Twist | 1 | 15 | Living Room | 232847 | Living Room | 0.09408%
23284 | 8 | 1 |  | Manual | 1 | Ceiling Fixture | Compact Fluorescent |  | Twist | 2 | 15 | Office | 232848 | Office | 0.09408%
23284 | 9 | 1 |  | Manual | 1 | Ceiling Fixture | Compact Fluorescent |  | Twist | 1 | 15 | Closet | 232849 | Closet | 0.09408%
23287 | 1 | 1 |  | Manual | 1 | Wall Mount | Incandescent |  | Standard A Lamp | 3 | 100 | Bathroom | 232871 | Bathroom | 0.04008%
23287 | 1 | 2 |  | Manual | 1 | Recessed Can | Incandescent |  | Heat Lamp | 1 | 125 | Bathroom | 232871 | Bathroom | 0.04008%
23287 | 2 | 1 |  | Manual | 1 | Wall Mount | Incandescent |  | Standard A Lamp | 3 | 100 | Bathroom | 232872 | Bathroom | 0.04008%
23287 | 3 | 1 |  | Manual | 1 | Recessed Can | Incandescent |  | Reflector | 1 | 60 | Hall | 232873 | Hall | 0.04008%
23287 | 3 | 2 |  | Manual | 1 | Ceiling Fixture | Compact Fluorescent |  | Twist | 2 | 15 | Hall | 232873 | Hall | 0.04008%
23287 | 4 | 1 |  | Manual | 1 | Ceiling Fan | Incandescent |  | Decorative | 3 | 60 | Family Room | 232874 | Family Room | 0.04008%
23287 | 4 | 2 |  | Manual | 2 | Floor lamp | Incandescent |  | Standard A Lamp | 1 | 65 | Family Room | 232874 | Family Room | 0.04008%
23287 | 5 | 1 |  | Manual | 4 | Ceiling Fixture | Incandescent |  | Standard A Lamp | 1 | 100 | Garage | 232875 | Garage | 0.04008%
23287 | 6 | 1 |  | Manual | 4 | Recessed Can | Incandescent |  | Reflector | 1 | 60 | Bedroom | 232876 | Bedroom | 0.04008%
23287 | 6 | 2 |  | Manual | 2 | Table | Incandescent |  | Standard A Lamp | 1 | 100 | Bedroom | 232876 | Bedroom | 0.04008%
23287 | 7 | 1 |  | Manual | 2 | Recessed Can | Incandescent |  | Reflector | 1 | 60 | Hall | 232877 | Hall | 0.04008%
23287 | 8 | 1 |  | Dimmer | 5 | Recessed Can | Incandescent |  | Reflector | 1 | 60 | Kitchen | 232878 | Kitchen | 0.04008%
23287 | 8 | 2 |  | Manual | 2 | High bay | Halogen |  |  | 4 | 20 | Kitchen | 232878 | Kitchen | 0.04008%
23287 | 8 | 3 |  | Manual | 1 | High bay | Halogen |  | PAR | 2 | 30 | Kitchen | 232878 | Kitchen | 0.04008%
23287 | 9 | 1 |  | Manual | 2 | Recessed Can | Incandescent |  | Reflector | 1 | 60 | Bedroom | 232879 | Bedroom | 0.04008%
23287 | 9 | 2 |  | Manual | 2 | Table | Incandescent |  | Standard A Lamp | 1 | 75 | Bedroom | 232879 | Bedroom | 0.04008%
23287 | 10 | 1 |  | Manual | 6 | Recessed Can | Incandescent |  | Reflector | 1 | 60 | Living Room | 2328710 | Living Room | 0.04008%
23287 | 11 | 1 |  | Manual | 2 | Ceiling Fixture | Compact Fluorescent |  | Twist | 2 | 28 | Laundry Room | 2328711 | Laundry Room | 0.04008%
23287 | 12 | 1 |  | Manual | 1 | Ceiling Fixture | Incandescent |  | Standard A Lamp | 2 | 100 | Closet | 2328712 | Closet | 0.04008%
23294 | 1 | 1 |  | Manual | 1 | Wall Mount | Incandescent |  | Globe | 4 | 25 | Bathroom | 232941 | Bathroom | 0.04732%
23294 | 2 | 1 |  | Manual | 1 | Ceiling Fixture | Incandescent |  | Standard A Lamp | 1 | 60 | Bathroom | 232942 | Bathroom | 0.04732%
23294 | 2 | 2 |  | Manual | 1 | Wall Mount | Incandescent |  | Standard A Lamp | 4 | 40 | Bathroom | 232942 | Bathroom | 0.04732%
23294 | 3 | 1 |  | Manual | 1 | Wall Mount | Incandescent |  | Globe | 6 | 60 | Bathroom | 232943 | Bathroom | 0.04732%
23294 | 4 | 1 |  | Dimmer | 1 | Ceiling Fan | Incandescent |  | Standard A Lamp | 4 | 40 | Bedroom | 232944 | Bedroom | 0.04732%
23294 | 4 | 2 |  | Manual | 2 | Table | Compact Fluorescent |  | Twist | 2 | 22 | Bedroom | 232944 | Bedroom | 0.04732%
23294 | 5 | 1 |  | Manual | 1 | Ceiling Fixture | Incandescent |  | Standard A Lamp | 2 | 60 | Bedroom | 232945 | Bedroom | 0.04732%
23294 | 5 | 2 |  | Manual | 1 | Ceiling Fixture | Incandescent |  | Decorative | 3 | 40 | Bedroom | 232945 | Bedroom | 0.04732%
23294 | 6 | 1 |  | Manual | 1 | Ceiling Fan | Incandescent |  | Decorative | 4 | 40 | Bedroom | 232946 | Bedroom | 0.04732%
23294 | 6 | 2 |  | Manual | 1 | Table | Compact Fluorescent |  | Twist | 2 | 22 | Bedroom | 232946 | Bedroom | 0.04732%
23294 | 7 | 1 |  | Manual | 5 | Ceiling Fixture | Linear Fluorescent | 48 | T-12 | 2 | 40 | Bedroom | 232947 | Bedroom | 0.04732%
23294 | 8 | 1 |  | Dimmer | 1 | Ceiling Fan | Incandescent |  | Standard A Lamp | 4 | 40 | Family Room | 232948 | Family Room | 0.04732%
23294 | 8 | 2 |  | Manual | 1 | Ceiling Fixture | Compact Fluorescent |  | Twist | 1 | 15 | Family Room | 232948 | Family Room | 0.04732%
23294 | 8 | 3 |  | Manual | 1 | Ceiling Fixture | Incandescent |  | Standard A Lamp | 2 | 60 | Family Room | 232948 | Family Room | 0.04732%
23294 | 9 | 1 |  | Manual | 21 | Low bay | Linear Fluorescent | 48 | T-12 | 2 | 40 | Garage | 232949 | Garage | 0.04732%
23294 | 9 | 2 |  | Manual | 2 | Garage door opener | Compact Fluorescent |  | Twist | 2 | 15 | Garage | 232949 | Garage | 0.04732%
23294 | 10 | 1 |  | Manual | 2 | Wall Mount | Incandescent |  | Standard A Lamp | 1 | 60 | Hall | 2329410 | Hall | 0.04732%
23294 | 10 | 2 |  | Manual | 2 | Wall Mount | Compact Fluorescent |  | Twist | 1 | 15 | Hall | 2329410 | Hall | 0.04732%
23294 | 11 | 1 |  | Manual | 2 | Ceiling Fixture | Linear Fluorescent | 24 | T-12 | 4 | 20 | Kitchen | 2329411 | Kitchen | 0.04732%
23294 | 11 | 2 |  | Manual | 1 | Ceiling Fixture | Incandescent |  | Standard A Lamp | 1 | 40 | Kitchen | 2329411 | Kitchen | 0.04732%
23294 | 11 | 3 |  | Manual | 3 | Recessed Can | Incandescent |  | Reflector | 1 | 65 | Kitchen | 2329411 | Kitchen | 0.04732%
23294 | 12 | 1 |  | Manual | 2 | Ceiling Fixture | Compact Fluorescent |  | Twist | 2 | 15 | Bathroom | 2329412 | Bathroom | 0.04732%
23294 | 12 | 2 |  | Manual | 1 | Wall Mount | Incandescent |  | Globe | 3 | 60 | Bathroom | 2329412 | Bathroom | 0.04732%
23294 | 13 | 1 |  | Manual | 1 | Ceiling Fixture | Incandescent |  | Standard A Lamp | 6 | 40 | Living Room | 2329413 | Living Room | 0.04732%
23294 | 13 | 2 |  | Manual | 3 | Table | Compact Fluorescent |  | Twist | 1 | 15 | Living Room | 2329413 | Living Room | 0.04732%
23294 | 14 | 1 |  | Manual | 4 | Ceiling Fixture | Linear Fluorescent | 48 | T-12 | 2 | 40 | Office | 2329414 | Office | 0.04732%
23294 | 14 | 2 |  | Manual | 1 | Table | Compact Fluorescent |  | Twist | 1 | 15 | Office | 2329414 | Office | 0.04732%
23294 | 15 | 1 |  | Manual | 6 | Ceiling Fixture | Linear Fluorescent | 48 | T-12 | 2 | 40 | Other | 2329415 | Other | 0.04732%
23294 | 15 | 2 |  | Manual | 1 | Ceiling Fixture | Incandescent |  | Standard A Lamp | 1 | 60 | Other | 2329415 | Other | 0.04732%
23294 | 16 | 1 |  | Manual | 6 | Ceiling Fixture | Linear Fluorescent | 48 | T-12 | 2 | 40 | Other | 2329416 | Other | 0.04732%
23294 | 16 | 2 |  | Manual | 4 | Table | Incandescent |  | Standard A Lamp | 3 | 60 | Other | 2329416 | Other | 0.04732%
23294 | 17 | 1 |  | Manual | 1 | Ceiling Fixture | Incandescent |  | Standard A Lamp | 1 | 60 | Other | 2329417 | Other | 0.04732%
23300 | 1 | 1 |  | Manual | 1 | Wall Mount | Incandescent |  | Globe | 3 | 60 | Bathroom | 233001 | Bathroom | 0.04784%
23300 | 1 | 2 |  | Manual | 1 | Ceiling Fixture | Incandescent |  | Standard A Lamp | 2 | 60 | Bathroom | 233001 | Bathroom | 0.04784%
23300 | 2 | 1 |  | Manual | 1 | Ceiling Fixture | Incandescent |  | Standard A Lamp | 2 | 60 | Bedroom | 233002 | Bedroom | 0.04784%
23300 | 2 | 2 |  | Manual | 2 | Table | Compact Fluorescent |  | Twist | 1 | 15 | Bedroom | 233002 | Bedroom | 0.04784%
23300 | 3 | 1 |  | Manual | 1 | Ceiling Fixture | Incandescent |  | Standard A Lamp | 1 | 60 | Bedroom | 233003 | Bedroom | 0.04784%
23300 | 3 | 2 |  | Manual | 2 | Table | Compact Fluorescent |  | Twist | 1 | 15 | Bedroom | 233003 | Bedroom | 0.04784%
23300 | 4 | 1 |  | Manual | 1 | Ceiling Fixture | Incandescent |  | Standard A Lamp | 2 | 60 | Kitchen | 233004 | Kitchen | 0.04784%
23300 | 4 | 2 |  | Manual | 1 | Ceiling Fixture | Linear Fluorescent | 48 | T-12 | 2 | 40 | Kitchen | 233004 | Kitchen | 0.04784%
23300 | 5 | 1 |  | Manual | 1 | Ceiling Fixture | Incandescent |  | Standard A Lamp | 1 | 60 | Laundry Room | 233005 | Laundry Room | 0.04784%
23300 | 6 | 1 |  | Manual | 1 | Ceiling Fixture | Incandescent |  | Standard A Lamp | 2 | 60 | Living Room | 233006 | Living Room | 0.04784%
23300 | 6 | 2 |  | Manual | 1 | Ceiling Fan | Incandescent |  | Standard A Lamp | 4 | 40 | Living Room | 233006 | Living Room | 0.04784%
23300 | 6 | 3 |  | Manual | 2 | Table | Compact Fluorescent |  | Twist | 1 | 15 | Living Room | 233006 | Living Room | 0.04784%
23300 | 7 | 1 |  | Manual | 4 | Ceiling Fixture | Compact Fluorescent |  | Twist | 1 | 15 | Garage | 233007 | Garage | 0.04784%
23314 | 1 | 1 |  | Manual | 1 | Ceiling Fixture | Compact Fluorescent |  | Twist | 1 | 22 | Bathroom | 233141 | Bathroom | 0.05296%
23314 | 1 | 2 |  | Manual | 1 | Wall Mount | Incandescent |  | Globe | 6 | 60 | Bathroom | 233141 | Bathroom | 0.05296%
23314 | 2 | 1 |  | Manual | 1 | Ceiling Fixture | Incandescent |  | Standard A Lamp | 1 | 65 | Bathroom | 233142 | Bathroom | 0.05296%
23314 | 2 | 2 |  | Manual | 1 | Wall Mount | Compact Fluorescent |  | Globe | 4 | 15 | Bathroom | 233142 | Bathroom | 0.05296%
23314 | 3 | 1 |  | Manual | 1 | Ceiling Fixture | Incandescent |  | Standard A Lamp | 2 | 60 | Bedroom | 233143 | Bedroom | 0.05296%
23314 | 3 | 2 |  | Manual | 1 | Table | Incandescent |  | 3-Way Incandescent | 1 | 100 | Bedroom | 233143 | Bedroom | 0.05296%
23314 | 4 | 1 |  | Manual | 1 | Ceiling Fixture | Incandescent |  | Standard A Lamp | 2 | 65 | Bedroom | 233144 | Bedroom | 0.05296%
23314 | 5 | 1 |  | Manual | 1 | Ceiling Fixture | Incandescent |  | Standard A Lamp | 1 | 40 | Bathroom | 233145 | Bathroom | 0.05296%
23314 | 6 | 1 |  | Manual | 1 | Ceiling Fixture | Incandescent |  | Standard A Lamp | 2 | 65 | Family Room | 233146 | Family Room | 0.05296%
23314 | 6 | 2 |  | Manual | 1 | Ceiling Fixture | Incandescent |  | Standard A Lamp | 1 | 60 | Family Room | 233146 | Family Room | 0.05296%
23314 | 6 | 3 |  | Manual | 3 | Recessed - other | Linear Fluorescent | 24 | T-12 | 1 | 60 | Family Room | 233146 | Family Room | 0.05296%
23314 | 7 | 1 |  | Manual | 1 | Ceiling Fixture | Incandescent |  | Standard A Lamp | 2 | 60 | Other | 233147 | Other | 0.05296%
23314 | 7 | 2 |  | Manual | 1 | Low bay | Linear Fluorescent | 48 | T-12 | 2 | 20 | Other | 233147 | Other | 0.05296%
23314 | 8 | 1 |  | Manual | 2 | Recessed Can | Incandescent |  | Reflector | 1 | 40 | Other | 233148 | Other | 0.05296%
23314 | 8 | 2 |  | Manual | 1 | Ceiling Fixture | Incandescent |  | Standard A Lamp | 2 | 60 | Other | 233148 | Other | 0.05296%
23314 | 8 | 3 |  | Manual | 1 | Table | Incandescent |  | 3-Way Incandescent | 1 | 150 | Other | 233148 | Other | 0.05296%
23314 | 8 | 4 |  | Manual | 1 | Floor lamp | Halogen |  | Quartz Tube | 1 | 20 | Other | 233148 | Other | 0.05296%
23314 | 9 | 1 |  | Manual | 1 | Ceiling Fixture | Linear Fluorescent | 40 | T-12 | 2 | 60 | Other | 233149 | Other | 0.05296%
23314 | 10 | 1 |  | Manual | 3 | Ceiling Fixture | Incandescent |  | Standard A Lamp | 1 | 60 | Closet | 2331410 | Closet | 0.05296%
23314 | 11 | 1 |  | Dimmer | 1 | Chandelier (Hanging) | Halogen |  | Other | 10 | 20 | Dining Room | 2331411 | Dining Room | 0.05296%
23314 | 11 | 2 |  | Manual | 2 | Recessed Can | Incandescent |  | Reflector | 1 | 60 | Dining Room | 2331411 | Dining Room | 0.05296%
23314 | 12 | 1 |  | Manual | 1 | Ceiling Fixture | Incandescent |  | Standard A Lamp | 2 | 65 | Hall | 2331412 | Hall | 0.05296%
23314 | 12 | 2 |  | Manual | 1 | Recessed Can | Compact Fluorescent |  | Reflector | 1 | 15 | Hall | 2331412 | Hall | 0.05296%
23314 | 12 | 3 |  | Manual | 1 | Chandelier (Hanging) | Halogen |  | MR | 1 | 50 | Hall | 2331412 | Hall | 0.05296%
23314 | 13 | 1 |  | Manual | 2 | Ceiling Fixture | Incandescent |  | Standard A Lamp | 1 | 65 | Garage | 2331413 | Garage | 0.05296%
23314 | 13 | 2 |  | Manual | 1 | Garage door opener | Incandescent |  | Standard A Lamp | 1 | 60 | Garage | 2331413 | Garage | 0.05296%
23314 | 14 | 1 |  | Manual | 1 | Ceiling Fixture | Compact Fluorescent |  | Twist | 2 | 15 | Hall | 2331414 | Hall | 0.05296%
23314 | 14 | 2 |  | Manual | 1 | Ceiling Fixture | Linear Fluorescent | 24 | T-12 | 2 | 40 | Hall | 2331414 | Hall | 0.05296%
23314 | 15 | 1 |  | Manual | 3 | Ceiling Fixture | Linear Fluorescent | 48 | T-12 | 2 | 40 | Kitchen | 2331415 | Kitchen | 0.05296%
23314 | 16 | 1 |  | Manual | 2 | Ceiling Fixture | Incandescent |  | Reflector | 1 | 60 | Living Room | 2331416 | Living Room | 0.05296%
23314 | 16 | 2 |  | Manual | 1 | Table | Incandescent |  | 3-Way Incandescent | 1 | 150 | Living Room | 2331416 | Living Room | 0.05296%
23314 | 16 | 3 |  | Manual | 1 | Torchiere | Incandescent |  | Standard A Lamp | 2 | 65 | Living Room | 2331416 | Living Room | 0.05296%
23314 | 17 | 1 |  | Manual | 1 | Ceiling Fixture | Incandescent |  | Standard A Lamp | 1 | 65 | Closet | 2331417 | Closet | 0.05296%
23314 | 18 | 1 |  | Manual | 1 | Ceiling Fixture | Compact Fluorescent |  | Twist | 2 | 22 | Office | 2331418 | Office | 0.05296%
23314 | 18 | 2 |  | Manual | 1 | Table | Incandescent |  | Standard A Lamp | 1 | 60 | Office | 2331418 | Office | 0.05296%
23318 | 1 | 1 |  | Manual | 1 | Wall Mount | Compact Fluorescent |  | Twist | 1 | 15 | Bathroom | 233181 | Bathroom | 0.02845%
23318 | 2 | 1 |  | Manual | 1 | Ceiling Fixture | Compact Fluorescent |  | Twist | 1 | 15 | Bedroom | 233182 | Bedroom | 0.02845%
23318 | 3 | 1 |  | Manual | 1 | Ceiling Fixture | Compact Fluorescent |  | Twist | 1 | 15 | Bedroom | 233183 | Bedroom | 0.02845%
23318 | 4 | 1 |  | Dimmer | 2 | Ceiling Fixture | Compact Fluorescent |  | Twist | 1 | 22 | Bedroom | 233184 | Bedroom | 0.02845%
23318 | 5 | 1 |  | Dimmer | 1 | Ceiling Fixture | Compact Fluorescent |  | Twist | 1 | 15 | Hall | 233185 | Hall | 0.02845%
23318 | 6 | 1 |  | Manual | 1 | Ceiling Fixture | Compact Fluorescent |  | Twist | 1 | 22 | Kitchen | 233186 | Kitchen | 0.02845%
23318 | 7 | 1 |  | Manual | 1 | Ceiling Fixture | Compact Fluorescent |  | Twist | 2 | 15 | Living Room | 233187 | Living Room | 0.02845%
23318 | 7 | 2 |  | Manual | 2 | Table | Compact Fluorescent |  | Twist | 1 | 22 | Living Room | 233187 | Living Room | 0.02845%
23335 | 1 | 1 |  | Manual | 1 | Wall Mount | Incandescent |  | Globe | 8 | 40 | Bathroom | 233351 | Bathroom | 0.02963%
23335 | 1 | 2 |  | Manual | 1 | Ceiling Fixture | Incandescent |  | Standard A Lamp | 2 | 60 | Bathroom | 233351 | Bathroom | 0.02963%
23335 | 1 | 3 |  | Timer | 1 | Other | Incandescent |  | Mini base | 1 | 25 | Bathroom | 233351 | Bathroom | 0.02963%
23335 | 2 | 1 |  | Manual | 1 | Ceiling Fixture | Incandescent |  | Standard A Lamp | 2 | 60 | Bedroom | 233352 | Bedroom | 0.02963%
23335 | 2 | 2 |  | Manual | 1 | Table | Incandescent |  | Decorative | 1 | 40 | Bedroom | 233352 | Bedroom | 0.02963%
23335 | 3 | 1 |  | Manual | 1 | Ceiling Fixture | Incandescent |  | Standard A Lamp | 2 | 60 | Bedroom | 233353 | Bedroom | 0.02963%
23335 | 4 | 1 |  | Manual | 2 | Ceiling Fixture | Incandescent |  | Standard A Lamp | 2 | 60 | Hall | 233354 | Hall | 0.02963%
23335 | 4 | 2 |  | Manual | 1 | Ceiling Fixture | Incandescent |  | Standard A Lamp | 1 | 60 | Hall | 233354 | Hall | 0.02963%
23335 | 4 | 3 |  | Manual | 3 | Recessed Can | Incandescent |  | Reflector | 1 | 65 | Hall | 233354 | Hall | 0.02963%
23335 | 4 | 4 |  | Manual | 1 | Table | Incandescent |  | Decorative | 1 | 60 | Hall | 233354 | Hall | 0.02963%
23335 | 5 | 1 |  | Dimmer | 1 | Ceiling Fan | Incandescent |  | Clear | 4 | 40 | Bedroom | 233355 | Bedroom | 0.02963%
23335 | 5 | 2 |  | Manual | 1 | Table | Incandescent |  | Standard A Lamp | 1 | 60 | Bedroom | 233355 | Bedroom | 0.02963%
23335 | 6 | 1 |  | Manual | 1 | Ceiling Fan | Incandescent |  | Clear | 4 | 40 | Bedroom | 233356 | Bedroom | 0.02963%
23335 | 6 | 2 |  | Manual | 1 | Table | Incandescent |  | Standard A Lamp | 1 | 60 | Bedroom | 233356 | Bedroom | 0.02963%
23335 | 7 | 1 |  | Manual | 1 | Ceiling Fixture | Incandescent |  | Standard A Lamp | 2 | 60 | Bedroom | 233357 | Bedroom | 0.02963%
23335 | 8 | 1 |  | Manual | 4 | Ceiling Fixture | Incandescent |  | Standard A Lamp | 2 | 60 | Family Room | 233358 | Family Room | 0.02963%
23335 | 8 | 2 |  | Manual | 2 | Table | Incandescent |  | Standard A Lamp | 1 | 150 | Family Room | 233358 | Family Room | 0.02963%
23335 | 8 | 3 |  | Manual | 2 | Recessed Can | Incandescent |  | Reflector | 1 | 65 | Family Room | 233358 | Family Room | 0.02963%
23335 | 8 | 4 |  | Manual | 1 | Table | Incandescent |  | Decorative | 1 | 40 | Family Room | 233358 | Family Room | 0.02963%
23335 | 9 | 1 |  | Motion | 2 | Garage door opener | Incandescent |  | Standard A Lamp | 1 | 60 | Garage | 233359 | Garage | 0.02963%
23335 | 9 | 2 |  | Manual | 6 | Ceiling Fixture | Incandescent |  | Standard A Lamp | 1 | 75 | Garage | 233359 | Garage | 0.02963%
23335 | 10 | 1 |  | Manual | 1 | Wall Mount | Incandescent |  | Standard A Lamp | 3 | 60 | Bathroom | 2333510 | Bathroom | 0.02963%
23335 | 11 | 1 |  | Manual | 1 | Recessed Can | Incandescent |  | Reflector | 1 | 65 | Hall | 2333511 | Hall | 0.02963%
23335 | 12 | 1 |  | Manual | 7 | Recessed Can | Incandescent |  | Reflector | 1 | 65 | Kitchen | 2333512 | Kitchen | 0.02963%
23335 | 12 | 2 |  | Manual | 3 | Other | Incandescent |  | Mini base | 2 | 25 | Kitchen | 2333512 | Kitchen | 0.02963%
23335 | 12 | 3 |  | Manual | 1 | Chandelier (Hanging) | Compact Fluorescent |  | Twist | 5 | 15 | Kitchen | 2333512 | Kitchen | 0.02963%
23335 | 13 | 1 |  | Manual | 1 | Ceiling Fixture | Linear Fluorescent | 48 | T-12 | 2 | 40 | Laundry Room | 2333513 | Laundry Room | 0.02963%
23335 | 14 | 1 |  | Manual | 3 | Recessed Can | Incandescent |  | Reflector | 1 | 65 | Living Room | 2333514 | Living Room | 0.02963%
23335 | 14 | 2 |  | Dimmer | 2 | Recessed Can | Incandescent |  | Reflector | 1 | 65 | Living Room | 2333514 | Living Room | 0.02963%
23335 | 14 | 3 |  | Manual | 1 | Table | Incandescent |  | Standard A Lamp | 1 | 150 | Living Room | 2333514 | Living Room | 0.02963%
23335 | 14 | 4 |  | Manual | 1 | Table | Incandescent |  | Standard A Lamp | 2 | 60 | Living Room | 2333514 | Living Room | 0.02963%
23335 | 14 | 5 |  | Manual | 2 | Wall Mount | Incandescent |  | Standard A Lamp | 1 | 60 | Living Room | 2333514 | Living Room | 0.02963%
23335 | 15 | 1 |  | Manual | 5 | Recessed Can | Incandescent |  | Reflector | 1 | 65 | Bathroom | 2333515 | Bathroom | 0.02963%
23335 | 15 | 2 |  | Manual | 2 | Wall Mount | Incandescent |  | Standard A Lamp | 2 | 60 | Bathroom | 2333515 | Bathroom | 0.02963%
23335 | 16 | 1 |  | Manual | 1 | Ceiling Fixture | Incandescent |  | Standard A Lamp | 2 | 60 | Master Bedroom | 2333516 | Master Bedroom | 0.02963%
23335 | 16 | 2 |  | Manual | 1 | Table | Incandescent |  | Decorative | 1 | 25 | Master Bedroom | 2333516 | Master Bedroom | 0.02963%
23335 | 16 | 3 |  | Manual | 1 | Ceiling Fan | Incandescent |  | Clear | 4 | 40 | Master Bedroom | 2333516 | Master Bedroom | 0.02963%
23335 | 16 | 4 |  | Manual | 1 | Table | Incandescent |  | Standard A Lamp | 1 | 25 | Master Bedroom | 2333516 | Master Bedroom | 0.02963%
23335 | 16 | 5 |  | Manual | 2 | Recessed Can | Incandescent |  | Reflector | 1 | 40 | Master Bedroom | 2333516 | Master Bedroom | 0.02963%
23335 | 17 | 1 |  | Manual | 1 | Wall Mount | Incandescent |  | Standard A Lamp | 1 | 75 | Other | 2333517 | Other | 0.02963%
23335 | 18 | 1 |  | Dimmer | 1 | Chandelier (Hanging) | Incandescent |  | Standard A Lamp | 9 | 60 | Other | 2333518 | Other | 0.02963%
23335 | 18 | 2 |  | Manual | 4 | Recessed Can | Incandescent |  | Reflector | 1 | 65 | Other | 2333518 | Other | 0.02963%
23335 | 18 | 3 |  | Manual | 1 | Floor lamp | Incandescent |  | Decorative | 1 | 60 | Other | 2333518 | Other | 0.02963%
23335 | 18 | 4 |  | Manual | 2 | Table | Incandescent |  | Standard A Lamp | 1 | 15 | Other | 2333518 | Other | 0.02963%
23335 | 19 | 1 |  | Manual | 2 | Ceiling Fixture | Incandescent |  | Standard A Lamp | 1 | 60 | Other | 2333519 | Other | 0.02963%
23345 | 1 | 1 |  | Manual | 1 | Wall Mount | Compact Fluorescent |  | Twist | 3 | 15 | Bathroom | 233451 | Bathroom | 0.05169%
23345 | 2 | 1 |  | Manual | 1 | Wall Mount | Incandescent |  | Decorative | 3 | 25 | Bathroom | 233452 | Bathroom | 0.05169%
23345 | 2 | 2 |  | Manual | 1 | Ceiling Fixture | Incandescent |  | Standard A Lamp | 1 | 40 | Bathroom | 233452 | Bathroom | 0.05169%
23345 | 3 | 1 |  | Manual | 1 | Wall Mount | Incandescent |  | Globe | 8 | 40 | Bathroom | 233453 | Bathroom | 0.05169%
23345 | 3 | 2 |  | Manual | 1 | Recessed Can | Incandescent |  | Reflector | 1 | 65 | Bathroom | 233453 | Bathroom | 0.05169%
23345 | 4 | 1 |  | Manual | 1 | Ceiling Fixture | Incandescent |  | Standard A Lamp | 2 | 60 | Bedroom | 233454 | Bedroom | 0.05169%
23345 | 4 | 2 |  | Manual | 1 | Table | Compact Fluorescent |  | Twist | 1 | 15 | Bedroom | 233454 | Bedroom | 0.05169%
23345 | 5 | 1 |  | Manual | 1 | Chandelier (Hanging) | Incandescent |  | Standard A Lamp | 2 | 60 | Bedroom | 233455 | Bedroom | 0.05169%
23345 | 6 | 1 |  | Manual | 1 | Ceiling Fan | Incandescent |  | Standard A Lamp | 3 | 60 | Bedroom | 233456 | Bedroom | 0.05169%
23345 | 6 | 2 |  | Manual | 1 | Table | Compact Fluorescent |  | Twist | 1 | 22 | Bedroom | 233456 | Bedroom | 0.05169%
23345 | 6 | 3 |  | Manual | 1 | Ceiling Fixture | Incandescent |  | Standard A Lamp | 1 | 100 | Bedroom | 233456 | Bedroom | 0.05169%
23345 | 7 | 1 |  | Manual | 2 | Ceiling Fixture | Linear Fluorescent | 48 | T-12 | 2 | 40 | Other | 233457 | Other | 0.05169%
23345 | 8 | 1 |  | Manual | 1 | Ceiling Fixture | Linear Fluorescent | 48 | T-12 | 2 | 40 | Closet | 233458 | Closet | 0.05169%
23345 | 9 | 1 |  | Manual | 2 | Recessed Can | Incandescent |  | Reflector | 2 | 65 | Closet | 233459 | Closet | 0.05169%
23345 | 10 | 1 |  | Dimmer | 1 | Chandelier (Hanging) | Incandescent |  | Decorative | 8 | 25 | Dining Room | 2334510 | Dining Room | 0.05169%
23345 | 11 | 1 |  | Manual | 1 | Ceiling Fan | Incandescent |  | Decorative | 5 | 60 | Family Room | 2334511 | Family Room | 0.05169%
23345 | 11 | 2 |  | Manual | 2 | Floor lamp | Compact Fluorescent |  | Twist | 1 | 22 | Family Room | 2334511 | Family Room | 0.05169%
23345 | 11 | 3 |  | Manual | 1 | Table | Compact Fluorescent |  | Twist | 1 | 22 | Family Room | 2334511 | Family Room | 0.05169%
23345 | 12 | 1 |  | Manual | 2 | Ceiling Fixture | Compact Fluorescent |  | Reflector | 2 | 22 | Garage | 2334512 | Garage | 0.05169%
23345 | 13 | 1 |  | Manual | 1 | Chandelier (Hanging) | Incandescent |  | Decorative | 20 | 25 | Hall | 2334513 | Hall | 0.05169%
23345 | 13 | 2 |  | Manual | 4 | Recessed Can | Incandescent |  | Reflector | 1 | 65 | Hall | 2334513 | Hall | 0.05169%
23345 | 13 | 3 |  | Manual | 1 | Recessed Can | Other |  | LED Interior | 1 | 6 | Hall | 2334513 | Hall | 0.05169%
23345 | 14 | 1 |  | Manual | 2 | Recessed Can | Incandescent |  | Reflector | 1 | 65 | Kitchen | 2334514 | Kitchen | 0.05169%
23345 | 14 | 2 |  | Manual | 4 | Recessed Can | Halogen |  | MR | 1 | 50 | Kitchen | 2334514 | Kitchen | 0.05169%
23345 | 14 | 3 |  | Manual | 1 | Ceiling Fixture | Halogen |  | MR | 4 | 50 | Kitchen | 2334514 | Kitchen | 0.05169%
23345 | 15 | 1 |  | Manual | 1 | Ceiling Fixture | Halogen |  | MR | 4 | 50 | Laundry Room | 2334515 | Laundry Room | 0.05169%
23345 | 16 | 1 |  | Manual | 1 | Table | Incandescent |  | Standard A Lamp | 1 | 40 | Living Room | 2334516 | Living Room | 0.05169%
23345 | 16 | 2 |  | Manual | 2 | Recessed Can | Incandescent |  | Reflector | 1 | 75 | Living Room | 2334516 | Living Room | 0.05169%
23345 | 17 | 1 |  | Manual | 1 | Ceiling Fan | Incandescent |  | Reflector | 4 | 60 | Other | 2334517 | Other | 0.05169%
23345 | 18 | 1 |  | Manual | 1 | Ceiling Fan | Compact Fluorescent |  | Twist | 2 | 22 | Office | 2334518 | Office | 0.05169%
23355 | 1 | 1 |  | Manual | 1 | Wall Mount | Compact Fluorescent |  | Twist | 4 | 15 | Bathroom | 233551 | Bathroom | 0.02963%
23355 | 2 | 1 |  | Manual | 1 | Ceiling Fixture | Compact Fluorescent |  | Twist | 2 | 22 | Bedroom | 233552 | Bedroom | 0.02963%
23355 | 2 | 2 |  | Manual | 2 | Table | Incandescent |  | 3-Way Incandescent | 1 | 90 | Bedroom | 233552 | Bedroom | 0.02963%
23355 | 3 | 1 |  | Manual | 1 | Ceiling Fan | Compact Fluorescent |  | Twist | 5 | 15 | Dining Room | 233553 | Dining Room | 0.02963%
23355 | 4 | 1 |  | Manual | 1 | Ceiling Fixture | Compact Fluorescent |  | Twist | 1 | 22 | Garage | 233554 | Garage | 0.02963%
23355 | 5 | 1 |  | Manual | 1 | Ceiling Fixture | Compact Fluorescent |  | Twist | 1 | 22 | Kitchen | 233555 | Kitchen | 0.02963%
23355 | 5 | 2 |  | Manual | 1 | Ceiling Fixture | Linear Fluorescent | 48 | T-12 | 2 | 40 | Kitchen | 233555 | Kitchen | 0.02963%
23355 | 6 | 1 |  | Manual | 1 | Ceiling Fixture | Linear Fluorescent | 48 | T-12 | 2 | 32 | Laundry Room | 233556 | Laundry Room | 0.02963%
23355 | 7 | 1 |  | Dimmer | 1 | Ceiling Fixture | Linear Fluorescent | 48 | T-12 | 4 | 40 | Living Room | 233557 | Living Room | 0.02963%
23355 | 8 | 1 |  | Manual | 1 | Ceiling Fixture | Compact Fluorescent |  | Twist | 2 | 22 | Office | 233558 | Office | 0.02963%
23355 | 8 | 2 |  | Manual | 1 | Table | Incandescent |  | Standard A Lamp | 1 | 25 | Office | 233558 | Office | 0.02963%
23355 | 9 | 1 |  | Manual | 1 | Ceiling Fixture | Compact Fluorescent |  | Twist | 1 | 22 | Hall | 233559 | Hall | 0.02963%
23355 | 10 | 1 |  | Manual | 1 | Ceiling Fixture | Compact Fluorescent |  | Twist | 2 | 22 | Master Bedroom | 2335510 | Master Bedroom | 0.02963%
23355 | 10 | 2 |  | Manual | 1 | Table | Incandescent |  | 3-Way Incandescent | 1 | 100 | Master Bedroom | 2335510 | Master Bedroom | 0.02963%
23355 | 11 | 1 |  | Manual | 1 | Ceiling Fixture | Incandescent |  | Standard A Lamp | 1 | 60 | Hall | 2335511 | Hall | 0.02963%
23355 | 12 | 1 |  | Manual | 1 | Wall Mount | Compact Fluorescent |  | Twist | 1 | 22 | Bathroom | 2335512 | Bathroom | 0.02963%
23355 | 12 | 2 |  | Manual | 1 | Ceiling Fixture | Incandescent |  | Standard A Lamp | 1 | 60 | Bathroom | 2335512 | Bathroom | 0.02963%
23355 | 13 | 1 |  | Manual | 1 | Ceiling Fixture | Linear Fluorescent | 24 | T-12 | 1 | 20 | Office | 2335513 | Office | 0.02963%
23355 | 14 | 1 |  | Manual | 1 | Ceiling Fixture | Compact Fluorescent |  | Twist | 1 | 22 | Closet | 2335514 | Closet | 0.02963%
23358 | 1 | 1 |  | Manual | 1 | Wall Mount | Compact Fluorescent |  | Twist | 3 | 25 | Bathroom | 233581 | Bathroom | 0.05296%
23358 | 2 | 1 |  | Manual | 1 | Ceiling Fixture | Compact Fluorescent |  | Twist | 1 | 22 | Bedroom | 233582 | Bedroom | 0.05296%
23358 | 3 | 1 |  | Manual | 1 | Ceiling Fixture | Compact Fluorescent |  | Twist | 2 | 28 | Bedroom | 233583 | Bedroom | 0.05296%
23358 | 3 | 2 |  | Manual | 2 | Table | Incandescent |  | Standard A Lamp | 1 | 25 | Bedroom | 233583 | Bedroom | 0.05296%
23358 | 4 | 1 |  | Manual | 4 | Recessed Can | Incandescent |  | Reflector | 1 | 65 | Kitchen | 233584 | Kitchen | 0.05296%
23358 | 5 | 1 |  | Manual | 1 | Ceiling Fixture | Linear Fluorescent | 48 | T-12 | 2 | 32 | Laundry Room | 233585 | Laundry Room | 0.05296%
23358 | 6 | 1 |  | Manual | 1 | Chandelier (Hanging) | Compact Fluorescent |  | Twist | 1 | 22 | Living Room | 233586 | Living Room | 0.05296%
23358 | 6 | 2 |  | Dimmer | 1 | Floor lamp | Halogen |  | Quartz Tube | 1 | 300 | Living Room | 233586 | Living Room | 0.05296%
23358 | 6 | 3 |  | Manual | 1 | Ceiling Fixture | Incandescent |  | Reflector | 1 | 65 | Living Room | 233586 | Living Room | 0.05296%
23358 | 6 | 4 |  | Manual | 1 | Table | Incandescent |  | Standard A Lamp | 1 | 100 | Living Room | 233586 | Living Room | 0.05296%
23358 | 7 | 1 |  | Manual | 1 | Chandelier (Hanging) | Compact Fluorescent |  | Twist | 4 | 22 | Master Bedroom | 233587 | Master Bedroom | 0.05296%
23366 | 1 | 1 |  | Manual | 1 | Table | Incandescent |  | Standard A Lamp | 1 | 60 | Bedroom | 233661 | Bedroom | 0.04784%
23366 | 2 | 1 |  | Manual | 1 | Wall Mount | Incandescent |  | Standard A Lamp | 1 | 75 | Bathroom | 233662 | Bathroom | 0.04784%
23366 | 3 | 1 |  | Manual | 1 | Ceiling Fixture | Incandescent |  | Standard A Lamp | 1 | 75 | Closet | 233663 | Closet | 0.04784%
23366 | 4 | 1 |  | Manual | 1 | Wall Mount | Incandescent |  | Standard A Lamp | 1 | 100 | Bedroom | 233664 | Bedroom | 0.04784%
23366 | 5 | 1 |  | Manual | 1 | Ceiling Fixture | Incandescent |  | Standard A Lamp | 1 | 60 | Hall | 233665 | Hall | 0.04784%
23366 | 6 | 1 |  | Manual | 1 | Ceiling Fixture | Incandescent |  | Standard A Lamp | 1 | 60 | Closet | 233666 | Closet | 0.04784%
23366 | 7 | 1 |  | Manual | 2 | Chandelier (Hanging) | Incandescent |  | Standard A Lamp | 3 | 40 | Other | 233667 | Other | 0.04784%
23366 | 7 | 2 |  | Manual | 1 | Track | Incandescent |  | Standard A Lamp | 2 | 60 | Other | 233667 | Other | 0.04784%
23366 | 7 | 3 |  | Manual | 1 | Ceiling Fixture | Linear Fluorescent | 48 | T-12 | 1 | 40 | Other | 233667 | Other | 0.04784%
23366 | 8 | 1 |  | Manual | 1 | Wall Mount | Incandescent |  | Globe | 5 | 40 | Bathroom | 233668 | Bathroom | 0.04784%
23366 | 9 | 1 |  | Manual | 1 | Wall Mount | Incandescent |  | Standard A Lamp | 1 | 60 | Closet | 233669 | Closet | 0.04784%
23366 | 10 | 1 |  | Manual | 1 | Torchiere | Halogen |  | Quartz Tube | 1 | 100 | Closet | 2336610 | Closet | 0.04784%
23366 | 11 | 1 |  | Manual | 2 | Table | Incandescent |  | Standard A Lamp | 1 | 100 | Closet | 2336611 | Closet | 0.04784%
23366 | 12 | 1 |  | Dimmer | 2 | Garage door opener | Incandescent |  | Standard A Lamp | 1 | 60 | Garage | 2336612 | Garage | 0.04784%
23366 | 12 | 2 |  | Manual | 2 | Ceiling Fixture | Linear Fluorescent | 48 | T-12 | 2 | 40 | Garage | 2336612 | Garage | 0.04784%
23366 | 13 | 1 |  | Manual | 1 | Wall Mount | Incandescent |  | Standard A Lamp | 1 | 60 | Hall | 2336613 | Hall | 0.04784%
23366 | 14 | 1 |  | Manual | 2 | Ceiling Fixture | Linear Fluorescent | 24 | T-12 | 2 | 40 | Kitchen | 2336614 | Kitchen | 0.04784%
23366 | 15 | 1 |  | Manual | 1 | Wall Mount | Incandescent |  | Standard A Lamp | 1 | 60 | Other | 2336615 | Other | 0.04784%
23366 | 15 | 2 |  | Manual | 1 | Floor lamp | Incandescent |  | Standard A Lamp | 1 | 60 | Other | 2336615 | Other | 0.04784%
23366 | 16 | 1 |  | Manual | 1 | Chandelier (Hanging) | Compact Fluorescent |  | Twist | 5 | 15 | Living Room | 2336616 | Living Room | 0.04784%
23366 | 16 | 2 |  | Manual | 1 | Ceiling Fan | Incandescent |  | Standard A Lamp | 3 | 60 | Living Room | 2336616 | Living Room | 0.04784%
23366 | 16 | 3 |  | Manual | 2 | Floor lamp | Incandescent |  | Standard A Lamp | 1 | 100 | Living Room | 2336616 | Living Room | 0.04784%
23366 | 16 | 4 |  | Manual | 1 | Wall Mount | Incandescent |  | Standard A Lamp | 1 | 60 | Living Room | 2336616 | Living Room | 0.04784%
23366 | 17 | 1 |  | Manual | 1 | Wall Mount | Incandescent |  | Globe | 6 | 40 | Bathroom | 2336617 | Bathroom | 0.04784%
23366 | 18 | 1 |  | Manual | 1 | Wall Mount | Compact Fluorescent |  | Twist | 1 | 15 | Closet | 2336618 | Closet | 0.04784%
23366 | 19 | 1 |  | Manual | 1 | Wall Mount | Incandescent |  | Standard A Lamp | 2 | 60 | Closet | 2336619 | Closet | 0.04784%
23366 | 20 | 1 |  | Manual | 1 | Wall Mount | Incandescent |  | Standard A Lamp | 1 | 100 | Bathroom | 2336620 | Bathroom | 0.04784%
23366 | 21 | 1 |  | Manual | 1 | Ceiling Fixture | Incandescent |  | Standard A Lamp | 2 | 60 | Closet | 2336621 | Closet | 0.04784%
23366 | 22 | 1 |  | Manual | 2 | Table | Incandescent |  | Standard A Lamp | 1 | 100 | Master Bedroom | 2336622 | Master Bedroom | 0.04784%
23368 | 1 | 1 |  | Manual | 1 | Wall Mount | Incandescent |  | Standard A Lamp | 3 | 60 | Bathroom | 233681 | Bathroom | 0.04008%
23368 | 2 | 1 |  | Manual | 2 | Wall Mount | Incandescent |  | Standard A Lamp | 3 | 40 | Bathroom | 233682 | Bathroom | 0.04008%
23368 | 3 | 1 |  | Manual | 1 | Ceiling Fixture | Incandescent |  | Standard A Lamp | 1 | 60 | Bedroom | 233683 | Bedroom | 0.04008%
23368 | 4 | 1 |  | Manual | 1 | Ceiling Fixture | Incandescent |  | Standard A Lamp | 3 | 60 | Bedroom | 233684 | Bedroom | 0.04008%
23368 | 6 | 1 |  | Manual | 1 | Ceiling Fixture | Incandescent |  | Standard A Lamp | 1 | 60 | Closet | 233686 | Closet | 0.04008%
23368 | 7 | 1 |  | Manual | 1 | Chandelier (Hanging) | Incandescent |  | Decorative | 3 | 40 | Hall | 233687 | Hall | 0.04008%
23368 | 7 | 2 |  | Manual | 1 | Recessed Can | Incandescent |  | Standard A Lamp | 1 | 65 | Hall | 233687 | Hall | 0.04008%
23368 | 8 | 1 |  | Manual | 1 | Floor lamp | Compact Fluorescent |  | Straight Tube | 1 | 36 | Family Room | 233688 | Family Room | 0.04008%
23368 | 9 | 1 |  | Manual | 2 | Ceiling Fixture | Incandescent |  | Standard A Lamp | 1 | 60 | Garage | 233689 | Garage | 0.04008%
23368 | 9 | 2 |  | Manual | 1 | Garage door opener | Incandescent |  | Standard A Lamp | 1 | 60 | Garage | 233689 | Garage | 0.04008%
23368 | 10 | 1 |  | Manual | 2 | Recessed Can | Incandescent |  | Reflector | 1 | 65 | Hall | 2336810 | Hall | 0.04008%
23368 | 11 | 1 |  | Manual | 6 | Recessed Can | Compact Fluorescent |  | Reflector | 1 | 22 | Kitchen | 2336811 | Kitchen | 0.04008%
23368 | 11 | 2 |  | Manual | 1 | Chandelier (Hanging) | Incandescent |  | Globe | 1 | 100 | Kitchen | 2336811 | Kitchen | 0.04008%
23368 | 12 | 1 |  | Manual | 1 | Ceiling Fixture | Linear Fluorescent | 24 | T-8 | 2 | 20 | Laundry Room | 2336812 | Laundry Room | 0.04008%
23368 | 12 | 2 |  | Manual | 1 | Ceiling Fixture | Incandescent |  | Standard A Lamp | 1 | 75 | Laundry Room | 2336812 | Laundry Room | 0.04008%
23368 | 13 | 1 |  | Manual | 1 | Chandelier (Hanging) | Incandescent |  | Decorative | 5 | 40 | Living Room | 2336813 | Living Room | 0.04008%
23379 | 1 | 1 |  | Manual | 1 | Chandelier (Hanging) | Compact Fluorescent |  | Twist | 3 | 15 | Other | 233791 | Other | 0.305%
23379 | 1 | 2 |  | Manual | 1 | Ceiling Fixture | Incandescent |  | Mini base | 4 | 25 | Other | 233791 | Other | 0.305%
23379 | 1 | 3 |  | Manual | 1 | Ceiling Fixture | Linear Fluorescent | 48 | T-12 | 2 | 40 | Other | 233791 | Other | 0.305%
23379 | 1 | 4 |  | Manual | 1 | Ceiling Fan | Incandescent |  | Standard A Lamp | 1 | 60 | Other | 233791 | Other | 0.305%
23379 | 2 | 1 |  | Manual | 2 | Wall Mount | Incandescent |  | Standard A Lamp | 1 | 60 | Bathroom | 233792 | Bathroom | 0.305%
23379 | 2 | 2 |  | Manual | 1 | Ceiling Fixture | Linear Fluorescent | 48 | T-12 | 2 | 40 | Bathroom | 233792 | Bathroom | 0.305%
23379 | 2 | 3 |  | Manual | 1 | Ceiling Fixture | Incandescent |  | Standard A Lamp | 1 | 60 | Bathroom | 233792 | Bathroom | 0.305%
23379 | 3 | 1 |  | Manual | 1 | Wall Mount | Compact Fluorescent |  | Twist | 3 | 15 | Bathroom | 233793 | Bathroom | 0.305%
23379 | 3 | 2 |  | Manual | 1 | Ceiling Fixture | Incandescent |  | Standard A Lamp | 1 | 60 | Bathroom | 233793 | Bathroom | 0.305%
23379 | 3 | 3 |  | Manual | 1 | Ceiling Fixture | Incandescent |  | Standard A Lamp | 1 | 60 | Bathroom | 233793 | Bathroom | 0.305%
23379 | 4 | 1 |  | Manual | 2 | Ceiling Fixture | Linear Fluorescent | 48 | T-12 | 2 | 40 | Bedroom | 233794 | Bedroom | 0.305%
23379 | 4 | 2 |  | Manual | 4 | Table | Incandescent |  | Standard A Lamp | 1 | 60 | Bedroom | 233794 | Bedroom | 0.305%
23379 | 5 | 1 |  | Manual | 2 | Ceiling Fixture | Incandescent |  | Standard A Lamp | 1 | 60 | Bedroom | 233795 | Bedroom | 0.305%
23379 | 6 | 1 |  | Manual | 4 | Table | Incandescent |  | Standard A Lamp | 1 | 60 | Bedroom | 233796 | Bedroom | 0.305%
23379 | 7 | 1 |  | Manual | 7 | Ceiling Fixture | Linear Fluorescent | 48 | T-12 | 2 | 40 | Garage | 233797 | Garage | 0.305%
23379 | 8 | 1 |  | Manual | 2 | Ceiling Fixture | Incandescent |  | Standard A Lamp | 1 | 60 | Hall | 233798 | Hall | 0.305%
23379 | 9 | 1 |  | Manual | 2 | Ceiling Fixture | Compact Fluorescent |  | Twist | 2 | 15 | Kitchen | 233799 | Kitchen | 0.305%
23379 | 9 | 2 |  | Manual | 1 | Chandelier (Hanging) | Incandescent |  | Standard A Lamp | 3 | 60 | Kitchen | 233799 | Kitchen | 0.305%
23379 | 9 | 3 |  | Manual | 1 | Table | Compact Fluorescent |  | Twist | 1 | 15 | Kitchen | 233799 | Kitchen | 0.305%
23379 | 10 | 1 |  | Manual | 4 | Table | Incandescent |  | Standard A Lamp | 1 | 60 | Living Room | 2337910 | Living Room | 0.305%
23379 | 10 | 2 |  | Manual | 1 | Chandelier (Hanging) | Incandescent |  | Standard A Lamp | 6 | 60 | Living Room | 2337910 | Living Room | 0.305%
23380 | 1 | 1 |  | Manual | 1 | Wall Mount | Compact Fluorescent |  | Twist | 4 | 13 | Bathroom | 233801 | Bathroom | 0.09408%
23380 | 2 | 1 |  | Manual | 1 | Ceiling Fixture | Incandescent |  | Standard A Lamp | 2 | 60 | Bedroom | 233802 | Bedroom | 0.09408%
23380 | 2 | 2 |  | Manual | 1 | Table | Incandescent |  | Standard A Lamp | 1 | 60 | Bedroom | 233802 | Bedroom | 0.09408%
23380 | 3 | 1 |  | Manual | 1 | Ceiling Fixture | Incandescent |  | Standard A Lamp | 2 | 60 | Bedroom | 233803 | Bedroom | 0.09408%
23380 | 3 | 2 |  | Manual | 1 | Table | Compact Fluorescent |  | A shape bulb | 1 | 22 | Bedroom | 233803 | Bedroom | 0.09408%
23380 | 4 | 1 |  | Manual | 2 | Ceiling Fixture | Linear Fluorescent | 24 | T-12 | 2 | 32 | Kitchen | 233804 | Kitchen | 0.09408%
23380 | 4 | 2 |  | Manual | 1 | Ceiling Fixture | Linear Fluorescent | 48 | T-12 | 2 | 40 | Kitchen | 233804 | Kitchen | 0.09408%
23380 | 5 | 1 |  | Manual | 1 | Ceiling Fixture | Linear Fluorescent | 48 | T-12 | 2 | 40 | Laundry Room | 233805 | Laundry Room | 0.09408%
23380 | 5 | 2 |  | Manual | 1 | Ceiling Fan | Incandescent |  | Standard A Lamp | 1 | 60 | Laundry Room | 233805 | Laundry Room | 0.09408%
23380 | 6 | 1 |  | Manual | 2 | Table | Compact Fluorescent |  | Pin base | 1 | 27 | Living Room | 233806 | Living Room | 0.09408%
23380 | 7 | 1 |  | Manual | 1 | Ceiling Fixture | Incandescent |  | Standard A Lamp | 2 | 60 | Bedroom | 233807 | Bedroom | 0.09408%
23381 | 1 | 1 |  | Manual | 1 | Recessed Can | Incandescent |  | Standard A Lamp | 1 | 100 | Bedroom | 233811 | Bedroom | 0.05169%
23381 | 1 | 2 |  | Manual | 1 | Floor lamp | Compact Fluorescent |  | Twist | 1 | 13 | Bedroom | 233811 | Bedroom | 0.05169%
23381 | 2 | 1 |  | Manual | 1 | Recessed Can | Compact Fluorescent |  | Twist | 1 | 23 | Bedroom | 233812 | Bedroom | 0.05169%
23381 | 2 | 2 |  | Manual | 1 | Floor lamp | Compact Fluorescent |  | Twist | 1 | 23 | Bedroom | 233812 | Bedroom | 0.05169%
23381 | 3 | 1 |  | Manual | 1 | Chandelier (Hanging) | Compact Fluorescent |  | Twist | 6 | 13 | Dining Room | 233813 | Dining Room | 0.05169%
23381 | 3 | 2 |  | Manual | 1 | Ceiling Fixture | Incandescent |  | Standard A Lamp | 1 | 40 | Dining Room | 233813 | Dining Room | 0.05169%
23381 | 4 | 1 |  | Manual | 1 | Wall Mount | Halogen |  | Other | 3 | 43 | Bathroom | 233814 | Bathroom | 0.05169%
23381 | 5 | 1 |  | Manual | 1 | Chandelier (Hanging) | Compact Fluorescent |  | Twist | 1 | 13 | Other | 233815 | Other | 0.05169%
23381 | 5 | 2 |  | Manual | 1 | Recessed Can | Incandescent |  | Reflector | 1 | 65 | Other | 233815 | Other | 0.05169%
23381 | 6 | 1 |  | Manual | 2 | Ceiling Fixture | Compact Fluorescent |  | A shape bulb | 1 | 15 | Garage | 233816 | Garage | 0.05169%
23381 | 6 | 2 |  | Manual | 2 | Ceiling Fixture | Incandescent |  | Standard A Lamp | 1 | 60 | Garage | 233816 | Garage | 0.05169%
23381 | 7 | 1 |  | Manual | 3 | Recessed Can | Halogen |  | PAR | 1 | 75 | Kitchen | 233817 | Kitchen | 0.05169%
23381 | 7 | 2 |  | Manual | 3 | Recessed Can | Incandescent |  | Reflector | 1 | 65 | Kitchen | 233817 | Kitchen | 0.05169%
23381 | 8 | 1 |  | Manual | 2 | Ceiling Fixture | Incandescent |  | Standard A Lamp | 2 | 60 | Laundry Room | 233818 | Laundry Room | 0.05169%
23381 | 9 | 1 |  | Manual | 1 | Torchiere | Incandescent |  | Standard A Lamp | 2 | 60 | Living Room | 233819 | Living Room | 0.05169%
23381 | 9 | 2 |  | Manual | 1 | Floor lamp | Incandescent |  | Standard A Lamp | 1 | 100 | Living Room | 233819 | Living Room | 0.05169%
23381 | 9 | 3 |  | Manual | 1 | Floor lamp | Compact Fluorescent |  | Twist | 1 | 13 | Living Room | 233819 | Living Room | 0.05169%
23381 | 9 | 4 |  | Manual | 1 | Recessed - other | Incandescent |  | Standard A Lamp | 1 | 60 | Living Room | 233819 | Living Room | 0.05169%
23381 | 10 | 1 |  | Manual | 2 | Wall Mount | Halogen |  | PAR | 1 | 50 | Bathroom | 2338110 | Bathroom | 0.05169%
23381 | 10 | 2 |  | Manual | 3 | Ceiling Fixture | Compact Fluorescent |  | Twist | 1 | 13 | Bathroom | 2338110 | Bathroom | 0.05169%
23381 | 11 | 1 |  | Manual | 3 | Floor lamp | Compact Fluorescent |  | Twist | 1 | 23 | Master Bedroom | 2338111 | Master Bedroom | 0.05169%
23381 | 11 | 2 |  | Manual | 1 | Torchiere | Compact Fluorescent |  | Twist | 1 | 15 | Master Bedroom | 2338111 | Master Bedroom | 0.05169%
23381 | 12 | 1 |  | Manual | 1 | Ceiling Fixture | Incandescent |  | Standard A Lamp | 1 | 60 | Closet | 2338112 | Closet | 0.05169%
23381 | 13 | 1 |  | Manual | 1 | Ceiling Fixture | Compact Fluorescent |  | Twist | 1 | 13 | Other | 2338113 | Other | 0.05169%
23381 | 14 | 1 |  | Manual | 1 | Torchiere | Compact Fluorescent |  | Twist | 1 | 13 | Office | 2338114 | Office | 0.05169%
23381 | 14 | 2 |  | Manual | 1 | Other | Incandescent |  | Heat Lamp | 1 | 60 | Office | 2338114 | Office | 0.05169%
23381 | 15 | 1 |  | Manual | 1 | Wall Mount | Incandescent |  | Globe | 1 | 40 | Bathroom | 2338115 | Bathroom | 0.05169%
23381 | 15 | 2 |  | Manual | 1 | Wall Mount | Incandescent |  | Standard A Lamp | 2 | 40 | Bathroom | 2338115 | Bathroom | 0.05169%
23381 | 16 | 1 |  | Manual | 2 | Recessed Can | Compact Fluorescent |  | Reflector | 1 | 26 | Hall | 2338116 | Hall | 0.05169%
23381 | 16 | 2 |  | Manual | 1 | Recessed Can | Incandescent |  | Reflector | 1 | 65 | Hall | 2338116 | Hall | 0.05169%
23384 | 1 | 1 |  | Dimmer | 1 | Ceiling Fixture | Halogen |  | MR | 4 | 60 | Bathroom | 233841 | Bathroom | 0.2054%
23384 | 1 | 2 |  | Photo | 1 | Wall Mount | Incandescent |  | Mini base | 1 | 4 | Bathroom | 233841 | Bathroom | 0.2054%
23384 | 1 | 3 |  | Manual | 2 | Table | Incandescent |  | Mini base | 1 | 4 | Bathroom | 233841 | Bathroom | 0.2054%
23384 | 1 | 4 |  | Dimmer | 2 | Recessed Can | Incandescent |  | Reflector | 1 | 65 | Bathroom | 233841 | Bathroom | 0.2054%
23384 | 2 | 1 |  | Manual | 4 | Ceiling Fixture | Incandescent |  | Reflector | 4 | 45 | Office | 233842 | Office | 0.2054%
23384 | 3 | 1 |  | Manual | 2 | Table | Incandescent |  | Mini base | 2 | 15 | Family Room | 233843 | Family Room | 0.2054%
23384 | 3 | 2 |  | Manual | 1 | Other | Incandescent |  | Other | 1 | 25 | Family Room | 233843 | Family Room | 0.2054%
23384 | 3 | 3 |  | Manual | 1 | Floor lamp | Incandescent |  | Globe | 1 | 40 | Family Room | 233843 | Family Room | 0.2054%
23384 | 3 | 4 |  | Manual | 1 | Floor lamp | Incandescent |  | Standard A Lamp | 1 | 25 | Family Room | 233843 | Family Room | 0.2054%
23384 | 3 | 5 |  | Manual | 1 | Floor lamp | Incandescent |  | Standard A Lamp | 1 | 40 | Family Room | 233843 | Family Room | 0.2054%
23384 | 3 | 6 |  | Manual | 3 | Table | Incandescent |  | Mini base | 1 | 4 | Family Room | 233843 | Family Room | 0.2054%
23384 | 3 | 7 |  | Manual | 3 | Table | Incandescent |  | Mini base | 1 | 40 | Family Room | 233843 | Family Room | 0.2054%
23384 | 3 | 8 |  | Manual | 1 | Table | Incandescent |  | Mini base | 2 | 40 | Family Room | 233843 | Family Room | 0.2054%
23384 | 4 | 1 |  | Manual | 5 | Ceiling Fixture | Linear Fluorescent | 48 | T-12 | 2 | 40 | Garage | 233844 | Garage | 0.2054%
23384 | 5 | 1 |  | Manual | 1 | Table | Incandescent |  | Standard A Lamp | 1 | 40 | Kitchen | 233845 | Kitchen | 0.2054%
23384 | 5 | 2 |  | Manual | 2 | Wall Mount | Linear Fluorescent | 18 | T-8 | 1 | 15 | Kitchen | 233845 | Kitchen | 0.2054%
23384 | 5 | 3 |  | Dimmer | 6 | Recessed Can | Incandescent |  | Reflector | 1 | 65 | Kitchen | 233845 | Kitchen | 0.2054%
23384 | 6 | 1 |  | Manual | 1 | Ceiling Fixture | Incandescent |  | Standard A Lamp | 2 | 60 | Living Room | 233846 | Living Room | 0.2054%
23384 | 6 | 2 |  | Manual | 2 | Table | Incandescent |  | Mini base | 1 | 4 | Living Room | 233846 | Living Room | 0.2054%
23384 | 6 | 3 |  | Manual | 2 | Table | Incandescent |  | Mini base | 1 | 40 | Living Room | 233846 | Living Room | 0.2054%
23384 | 6 | 4 |  | Manual | 2 | Table | Incandescent |  | Standard A Lamp | 1 | 60 | Living Room | 233846 | Living Room | 0.2054%
23384 | 6 | 5 |  | Manual | 1 | Table | Compact Fluorescent |  | Other | 2 | 36 | Living Room | 233846 | Living Room | 0.2054%
23384 | 7 | 1 |  | Manual | 2 | Table | Incandescent |  | Standard A Lamp | 1 | 60 | Master Bedroom | 233847 | Master Bedroom | 0.2054%
23384 | 7 | 2 |  | Dimmer | 1 | Ceiling Fixture | Halogen |  | MR | 4 | 50 | Master Bedroom | 233847 | Master Bedroom | 0.2054%
23384 | 7 | 3 |  | Dimmer | 1 | Ceiling Fixture | Incandescent |  | Other | 1 | 25 | Master Bedroom | 233847 | Master Bedroom | 0.2054%
23387 | 1 | 1 |  | Manual | 1 | Ceiling Fixture | Incandescent |  | Standard A Lamp | 1 | 60 | Bathroom | 233871 | Bathroom | 0.02845%
23387 | 1 | 2 |  | Manual | 1 | Wall Mount | Incandescent |  | Globe | 3 | 60 | Bathroom | 233871 | Bathroom | 0.02845%
23387 | 2 | 1 |  | Manual | 1 | Ceiling Fixture | Incandescent |  | Standard A Lamp | 1 | 40 | Bedroom | 233872 | Bedroom | 0.02845%
23387 | 2 | 2 |  | Manual | 1 | Ceiling Fan | Incandescent |  | Standard A Lamp | 4 | 65 | Bedroom | 233872 | Bedroom | 0.02845%
23387 | 3 | 1 |  | Manual | 9 | Ceiling Fixture | Compact Fluorescent |  | Twist | 1 | 42 | Garage | 233873 | Garage | 0.02845%
23387 | 3 | 2 |  | Manual | 2 | Ceiling Fan | Incandescent |  | Clear | 4 | 40 | Garage | 233873 | Garage | 0.02845%
23387 | 3 | 3 |  | Manual | 2 | Garage door opener | Compact Fluorescent |  | A shape bulb | 2 | 22 | Garage | 233873 | Garage | 0.02845%
23387 | 4 | 1 |  | Manual | 1 | Ceiling Fixture | Compact Fluorescent |  | Twist | 1 | 22 | Hall | 233874 | Hall | 0.02845%
23387 | 5 | 1 |  | Manual | 1 | Ceiling Fixture | Compact Fluorescent |  | Twist | 3 | 15 | Hall | 233875 | Hall | 0.02845%
23387 | 6 | 1 |  | Manual | 1 | Chandelier (Hanging) | Compact Fluorescent |  | Twist | 3 | 22 | Kitchen | 233876 | Kitchen | 0.02845%
23387 | 6 | 2 |  | Manual | 2 | Recessed Can | Incandescent |  | Reflector | 1 | 75 | Kitchen | 233876 | Kitchen | 0.02845%
23387 | 6 | 3 |  | Manual | 1 | Ceiling Fixture | Linear Fluorescent | 48 | T-12 | 2 | 40 | Kitchen | 233876 | Kitchen | 0.02845%
23387 | 7 | 1 |  | Manual | 1 | Ceiling Fixture | Linear Fluorescent | 48 | T-12 | 2 | 40 | Laundry Room | 233877 | Laundry Room | 0.02845%
23387 | 8 | 1 |  | Dimmer | 4 | Recessed Can | Incandescent |  | Reflector | 1 | 75 | Living Room | 233878 | Living Room | 0.02845%
23387 | 9 | 1 |  | Manual | 2 | Wall Mount | Incandescent |  | Globe | 3 | 40 | Bathroom | 233879 | Bathroom | 0.02845%
23387 | 9 | 2 |  | Manual | 2 | Ceiling Fixture | Compact Fluorescent |  | Twist | 2 | 22 | Bathroom | 233879 | Bathroom | 0.02845%
23387 | 9 | 3 |  | Dimmer | 1 | Recessed Can | Incandescent |  | Reflector | 1 | 75 | Bathroom | 233879 | Bathroom | 0.02845%
23387 | 10 | 1 |  | Manual | 6 | Recessed Can | Incandescent |  | Reflector | 1 | 75 | Master Bedroom | 2338710 | Master Bedroom | 0.02845%
23387 | 10 | 2 |  | Manual | 1 | Ceiling Fan | Incandescent |  | Clear | 4 | 40 | Master Bedroom | 2338710 | Master Bedroom | 0.02845%
23387 | 10 | 3 |  | Manual | 1 | Ceiling Fixture | Linear Fluorescent | 48 | T-12 | 1 | 60 | Master Bedroom | 2338710 | Master Bedroom | 0.02845%
23390 | 1 | 1 |  | Manual | 8 | Ceiling Fixture | Incandescent |  | Standard A Lamp | 1 | 60 | Other | 233901 | Other | 0.05296%
23390 | 2 | 1 |  | Manual | 1 | Ceiling Fixture | Incandescent |  | Standard A Lamp | 1 | 60 | Bathroom | 233902 | Bathroom | 0.05296%
23390 | 3 | 1 |  | Manual | 1 | Ceiling Fixture | Incandescent |  | Clear | 3 | 40 | Bedroom | 233903 | Bedroom | 0.05296%
23390 | 3 | 2 |  | Manual | 1 | Table | Compact Fluorescent |  | Twist | 1 | 22 | Bedroom | 233903 | Bedroom | 0.05296%
23390 | 4 | 1 |  | Manual | 1 | Ceiling Fixture | Incandescent |  | Clear | 3 | 40 | Bedroom | 233904 | Bedroom | 0.05296%
23390 | 4 | 2 |  | Manual | 1 | Table | Incandescent |  | Standard A Lamp | 1 | 60 | Bedroom | 233904 | Bedroom | 0.05296%
23390 | 5 | 1 |  | Manual | 1 | Ceiling Fixture | Incandescent |  | Standard A Lamp | 2 | 60 | Bedroom | 233905 | Bedroom | 0.05296%
23390 | 6 | 1 |  | Manual | 2 | Ceiling Fixture | Incandescent |  | Clear | 3 | 40 | Family Room | 233906 | Family Room | 0.05296%
23390 | 6 | 2 |  | Manual | 2 | Table | Compact Fluorescent |  | Twist | 1 | 22 | Family Room | 233906 | Family Room | 0.05296%
23390 | 7 | 1 |  | Manual | 2 | Ceiling Fixture | Incandescent |  | Standard A Lamp | 3 | 60 | Other | 233907 | Other | 0.05296%
23390 | 8 | 1 |  | Manual | 1 | Ceiling Fixture | Incandescent |  | Standard A Lamp | 2 | 40 | Hall | 233908 | Hall | 0.05296%
23390 | 9 | 1 |  | Manual | 3 | Ceiling Fixture | Incandescent |  | Standard A Lamp | 3 | 60 | Office | 233909 | Office | 0.05296%
23390 | 10 | 1 |  | Manual | 1 | Chandelier (Hanging) | Compact Fluorescent |  | Twist | 5 | 15 | Kitchen | 2339010 | Kitchen | 0.05296%
23390 | 11 | 1 |  | Manual | 3 | Ceiling Fixture | Incandescent |  | Standard A Lamp | 1 | 60 | Hall | 2339011 | Hall | 0.05296%
23390 | 12 | 1 |  | Manual | 1 | Ceiling Fixture | Incandescent |  | Standard A Lamp | 3 | 60 | Other | 2339012 | Other | 0.05296%
23391 | 1 | 1 |  | Manual | 1 | Wall Mount | Compact Fluorescent |  | Twist | 2 | 15 | Bathroom | 233911 | Bathroom | 0.04008%
23391 | 1 | 2 |  | Manual | 1 | Ceiling Fixture | Incandescent |  | Heat Lamp | 1 | 250 | Bathroom | 233911 | Bathroom | 0.04008%
23391 | 2 | 1 |  | Manual | 1 | Wall Mount | Compact Fluorescent |  | Twist | 3 | 15 | Bathroom | 233912 | Bathroom | 0.04008%
23391 | 3 | 1 |  | Manual | 1 | Ceiling Fixture | Compact Fluorescent |  | Twist | 2 | 15 | Bedroom | 233913 | Bedroom | 0.04008%
23391 | 3 | 2 |  | Manual | 2 | Table | Compact Fluorescent |  | Twist | 1 | 15 | Bedroom | 233913 | Bedroom | 0.04008%
23391 | 4 | 1 |  | Manual | 1 | Ceiling Fixture | Compact Fluorescent |  | Twist | 2 | 15 | Bedroom | 233914 | Bedroom | 0.04008%
23391 | 5 | 1 |  | Manual | 1 | Ceiling Fixture | Compact Fluorescent |  | Twist | 1 | 15 | Closet | 233915 | Closet | 0.04008%
23391 | 6 | 1 |  | Manual | 1 | Garage door opener | Incandescent |  | Standard A Lamp | 2 | 60 | Garage | 233916 | Garage | 0.04008%
23391 | 6 | 2 |  | Manual | 2 | Ceiling Fixture | Linear Fluorescent | 48 | T-8 | 2 | 32 | Garage | 233916 | Garage | 0.04008%
23391 | 7 | 1 |  | Manual | 2 | Ceiling Fixture | Compact Fluorescent |  | Twist | 1 | 15 | Hall | 233917 | Hall | 0.04008%
23391 | 8 | 1 |  | Manual | 5 | Recessed Can | Incandescent |  | Reflector | 1 | 65 | Kitchen | 233918 | Kitchen | 0.04008%
23391 | 9 | 1 |  | Manual | 1 | Recessed Can | Compact Fluorescent |  | Twist | 1 | 15 | Laundry Room | 233919 | Laundry Room | 0.04008%
23391 | 10 | 1 |  | Manual | 3 | Table | Compact Fluorescent |  | Twist | 1 | 15 | Living Room | 2339110 | Living Room | 0.04008%
23391 | 10 | 2 |  | Manual | 1 | Ceiling Fan | Compact Fluorescent |  | Twist | 1 | 15 | Living Room | 2339110 | Living Room | 0.04008%
23391 | 10 | 3 |  | Dimmer | 1 | Chandelier (Hanging) | Incandescent |  | Standard A Lamp | 3 | 60 | Living Room | 2339110 | Living Room | 0.04008%
23391 | 11 | 1 |  | Manual | 1 | Wall Mount | Compact Fluorescent |  | Twist | 3 | 15 | Bathroom | 2339111 | Bathroom | 0.04008%
23391 | 11 | 2 |  | Manual | 1 | Ceiling Fixture | Incandescent |  | Reflector | 1 | 250 | Bathroom | 2339111 | Bathroom | 0.04008%
23391 | 12 | 1 |  | Manual | 2 | Table | Compact Fluorescent |  | Twist | 1 | 15 | Bedroom | 2339112 | Bedroom | 0.04008%
23391 | 12 | 2 |  | Manual | 1 | Ceiling Fan | Compact Fluorescent |  | Twist | 2 | 15 | Bedroom | 2339112 | Bedroom | 0.04008%
23392 | 1 | 1 |  | Manual | 2 | Recessed Can | Incandescent |  | Reflector | 1 | 65 | Bathroom | 233921 | Bathroom | 0.04784%
23392 | 1 | 2 |  | Manual | 1 | Ceiling Fan | Incandescent |  | Heat Lamp | 1 | 150 | Bathroom | 233921 | Bathroom | 0.04784%
23392 | 1 | 3 |  | Manual | 1 | Ceiling Fan | Incandescent |  | Reflector | 1 | 75 | Bathroom | 233921 | Bathroom | 0.04784%
23392 | 2 | 1 |  | Manual | 2 | High bay | Incandescent |  | Reflector | 1 | 65 | Bathroom | 233922 | Bathroom | 0.04784%
23392 | 3 | 1 |  | Manual | 4 | Recessed Can | Incandescent |  | Reflector | 1 | 65 | Bedroom | 233923 | Bedroom | 0.04784%
23392 | 3 | 2 |  | Manual | 1 | Table | Incandescent |  | Standard A Lamp | 2 | 40 | Bedroom | 233923 | Bedroom | 0.04784%
23392 | 4 | 1 |  | Manual | 3 | Recessed Can | Incandescent |  | Reflector | 1 | 65 | Bedroom | 233924 | Bedroom | 0.04784%
23392 | 4 | 2 |  | Manual | 1 | Table | Incandescent |  | Standard A Lamp | 1 | 65 | Bedroom | 233924 | Bedroom | 0.04784%
23392 | 5 | 1 |  | Manual | 2 | Recessed Can | Incandescent |  | Reflector | 1 | 65 | Bathroom | 233925 | Bathroom | 0.04784%
23392 | 5 | 2 |  | Manual | 1 | Ceiling Fan | Incandescent |  | Heat Lamp | 1 | 150 | Bathroom | 233925 | Bathroom | 0.04784%
23392 | 5 | 3 |  | Manual | 1 | Ceiling Fan | Incandescent |  | Reflector | 1 | 90 | Bathroom | 233925 | Bathroom | 0.04784%
23392 | 6 | 1 |  | Manual | 1 | Ceiling Fixture | Incandescent |  | Standard A Lamp | 1 | 60 | Closet | 233926 | Closet | 0.04784%
23392 | 7 | 1 |  | Manual | 1 | Recessed Can | Incandescent |  | Reflector | 1 | 65 | Other | 233927 | Other | 0.04784%
23392 | 8 | 1 |  | Manual | 9 | Recessed Can | Incandescent |  | Reflector | 1 | 65 | Office | 233928 | Office | 0.04784%
23392 | 8 | 2 |  | Manual | 1 | Table | Incandescent |  | Standard A Lamp | 1 | 100 | Office | 233928 | Office | 0.04784%
23392 | 8 | 3 |  | Manual | 1 | Torchiere | Halogen |  | Quartz Tube | 1 | 100 | Office | 233928 | Office | 0.04784%
23392 | 9 | 1 |  | Manual | 2 | Recessed Can | Incandescent |  | Reflector | 1 | 65 | Hall | 233929 | Hall | 0.04784%
23392 | 10 | 1 |  | Manual | 2 | Garage door opener | Incandescent |  | Standard A Lamp | 2 | 60 | Garage | 2339210 | Garage | 0.04784%
23392 | 10 | 2 |  | Manual | 1 | Recessed Can | Incandescent |  | Reflector | 1 | 65 | Garage | 2339210 | Garage | 0.04784%
23392 | 10 | 3 |  | Manual | 4 | Ceiling Fixture | Compact Fluorescent |  | Twist | 1 | 15 | Garage | 2339210 | Garage | 0.04784%
23392 | 10 | 4 |  | Manual | 2 | Ceiling Fixture | Incandescent |  | Standard A Lamp | 1 | 60 | Garage | 2339210 | Garage | 0.04784%
23392 | 11 | 1 |  | Manual | 2 | Recessed Can | Incandescent |  | Reflector | 1 | 65 | Other | 2339211 | Other | 0.04784%
23392 | 12 | 1 |  | Manual | 13 | Recessed Can | Compact Fluorescent |  | Reflector | 1 | 22 | Kitchen | 2339212 | Kitchen | 0.04784%
23392 | 12 | 2 |  | Manual | 1 | Other | Linear Fluorescent | 12 | T-8 | 1 | 16 | Kitchen | 2339212 | Kitchen | 0.04784%
23392 | 12 | 3 |  | Manual | 1 | Other | Linear Fluorescent | 24 | T-8 | 1 | 16 | Kitchen | 2339212 | Kitchen | 0.04784%
23392 | 12 | 4 |  | Manual | 1 | Other | Linear Fluorescent | 36 | T-12 | 3 | 20 | Kitchen | 2339212 | Kitchen | 0.04784%
23392 | 13 | 1 |  | Manual | 3 | Recessed Can | Incandescent |  | Reflector | 1 | 65 | Laundry Room | 2339213 | Laundry Room | 0.04784%
23392 | 13 | 2 |  | Manual | 3 | Other | Linear Fluorescent | 48 | T-8 | 1 | 32 | Laundry Room | 2339213 | Laundry Room | 0.04784%
23392 | 14 | 1 |  | Manual | 15 | Recessed Can | Incandescent |  | Reflector | 1 | 65 | Living Room | 2339214 | Living Room | 0.04784%
23392 | 14 | 2 |  | Manual | 1 | Torchiere | Compact Fluorescent |  | Twist | 2 | 15 | Living Room | 2339214 | Living Room | 0.04784%
23392 | 14 | 3 |  | Manual | 1 | Torchiere | Halogen |  | Quartz Tube | 1 | 75 | Living Room | 2339214 | Living Room | 0.04784%
23392 | 15 | 1 |  | Manual | 1 | Ceiling Fan | Incandescent |  | Standard A Lamp | 1 | 60 | Master Bedroom | 2339215 | Master Bedroom | 0.04784%
23392 | 15 | 2 |  | Manual | 2 | Table | Incandescent |  | Standard A Lamp | 1 | 125 | Master Bedroom | 2339215 | Master Bedroom | 0.04784%
23392 | 15 | 3 |  | Manual | 5 | Recessed Can | Incandescent |  | Reflector | 1 | 60 | Master Bedroom | 2339215 | Master Bedroom | 0.04784%
23392 | 16 | 1 |  | Manual | 4 | Recessed Can | Incandescent |  | Reflector | 1 | 65 | Bathroom | 2339216 | Bathroom | 0.04784%
23392 | 16 | 2 |  | Manual | 1 | Ceiling Fan | Incandescent |  | Heat Lamp | 1 | 150 | Bathroom | 2339216 | Bathroom | 0.04784%
23392 | 16 | 3 |  | Manual | 1 | Ceiling Fan | Incandescent |  | Reflector | 1 | 90 | Bathroom | 2339216 | Bathroom | 0.04784%
23392 | 17 | 1 |  | Manual | 3 | Ceiling Fixture | Incandescent |  | Standard A Lamp | 1 | 60 | Closet | 2339217 | Closet | 0.04784%
23392 | 18 | 1 |  | Manual | 1 | Recessed Can | Incandescent |  | Reflector | 1 | 75 | Closet | 2339218 | Closet | 0.04784%
23392 | 19 | 1 |  | Manual | 1 | Chandelier (Hanging) | Incandescent |  | Reflector | 1 | 65 | Garage | 2339219 | Garage | 0.04784%
23392 | 19 | 2 |  | Manual | 1 | Garage door opener | Incandescent |  | Standard A Lamp | 2 | 65 | Garage | 2339219 | Garage | 0.04784%
23400 | 1 | 1 |  | Manual | 2 | Ceiling Fixture | Incandescent |  | Standard A Lamp | 1 | 100 | Other | 234001 | Other | 0.09408%
23400 | 1 | 2 |  | Manual | 1 | Ceiling Fixture | Compact Fluorescent |  | Twist | 1 | 22 | Other | 234001 | Other | 0.09408%
23400 | 2 | 1 |  | Manual | 1 | Wall Mount | Incandescent |  | Standard A Lamp | 1 | 60 | Bathroom | 234002 | Bathroom | 0.09408%
23400 | 3 | 1 |  | Manual | 1 | Ceiling Fixture | Compact Fluorescent |  | Twist | 1 | 15 | Bedroom | 234003 | Bedroom | 0.09408%
23400 | 6 | 1 |  | Manual | 1 | Ceiling Fixture | Compact Fluorescent |  | Twist | 3 | 22 | Kitchen | 234006 | Kitchen | 0.09408%
23400 | 7 | 1 |  | Manual | 1 | Ceiling Fixture | Compact Fluorescent |  | Twist | 2 | 22 | Living Room | 234007 | Living Room | 0.09408%
23400 | 7 | 2 |  | Manual | 2 | Floor lamp | Compact Fluorescent |  | Twist | 1 | 22 | Living Room | 234007 | Living Room | 0.09408%
23400 | 7 | 3 |  | Manual | 2 | Table | Incandescent |  | Standard A Lamp | 1 | 60 | Living Room | 234007 | Living Room | 0.09408%
23400 | 8 | 1 |  | Manual | 2 | Ceiling Fixture | Compact Fluorescent |  | Twist | 2 | 15 | Bedroom | 234008 | Bedroom | 0.09408%
23400 | 8 | 2 |  | Manual | 1 | Table | Compact Fluorescent |  | Twist | 1 | 22 | Bedroom | 234008 | Bedroom | 0.09408%
23400 | 9 | 1 |  | Manual | 1 | Ceiling Fixture | Incandescent |  | Standard A Lamp | 1 | 60 | Hall | 234009 | Hall | 0.09408%
23403 | 1 | 1 |  | Manual | 1 | Ceiling Fixture | Incandescent |  | Standard A Lamp | 2 | 60 | Other | 234031 | Other | 0.09408%
23403 | 1 | 2 |  | Manual | 2 | Ceiling Fixture | Linear Fluorescent | 48 | T-12 | 2 | 40 | Other | 234031 | Other | 0.09408%
23403 | 2 | 1 |  | Manual | 1 | Ceiling Fixture | Incandescent |  | Standard A Lamp | 2 | 100 | Bathroom | 234032 | Bathroom | 0.09408%
23403 | 2 | 2 |  | Manual | 1 | Wall Mount | Incandescent |  | Globe | 6 | 40 | Bathroom | 234032 | Bathroom | 0.09408%
23403 | 3 | 1 |  | Manual | 1 | Ceiling Fan | Incandescent |  | Standard A Lamp | 1 | 60 | Bedroom | 234033 | Bedroom | 0.09408%
23403 | 4 | 1 |  | Manual | 2 | Chandelier (Hanging) | Incandescent |  | Standard A Lamp | 2 | 100 | Dining Room | 234034 | Dining Room | 0.09408%
23403 | 5 | 1 |  | Manual | 2 | Ceiling Fixture | Incandescent |  | Standard A Lamp | 1 | 100 | Family Room | 234035 | Family Room | 0.09408%
23403 | 6 | 1 |  | Manual | 1 | Ceiling Fixture | Incandescent |  | Standard A Lamp | 1 | 100 | Bathroom | 234036 | Bathroom | 0.09408%
23403 | 6 | 2 |  | Manual | 1 | Wall Mount | Incandescent |  | Standard A Lamp | 1 | 60 | Bathroom | 234036 | Bathroom | 0.09408%
23403 | 7 | 1 |  | Manual | 1 | Ceiling Fixture | Incandescent |  | Standard A Lamp | 1 | 100 | Hall | 234037 | Hall | 0.09408%
23403 | 8 | 1 |  | Manual | 1 | Ceiling Fixture | Incandescent |  | Standard A Lamp | 1 | 60 | Hall | 234038 | Hall | 0.09408%
23403 | 9 | 1 |  | Manual | 1 | Ceiling Fixture | Linear Fluorescent | 48 | T-12 | 2 | 40 | Kitchen | 234039 | Kitchen | 0.09408%
23403 | 10 | 2 |  | Manual | 2 | Table | Incandescent |  | 3-Way Incandescent | 1 | 100 | Living Room | 2340310 | Living Room | 0.09408%
23403 | 10 | 3 |  | Manual | 1 | Floor lamp | Incandescent |  | 3-Way Incandescent | 1 | 100 | Living Room | 2340310 | Living Room | 0.09408%
23403 | 11 | 1 |  | Manual | 1 | Ceiling Fixture | Incandescent |  | 3-Way Incandescent | 1 | 100 | Other | 2340311 | Other | 0.09408%
23403 | 12 | 1 |  | Manual | 1 | Ceiling Fan | Incandescent |  | Standard A Lamp | 2 | 100 | Office | 2340312 | Office | 0.09408%
23403 | 13 | 1 |  | Manual | 3 | Ceiling Fixture | Linear Fluorescent | 48 | T-12 | 2 | 40 | Garage | 2340313 | Garage | 0.09408%
23403 | 13 | 2 |  | Manual | 2 | Ceiling Fixture | Linear Fluorescent | 96 | T-12 | 2 | 60 | Garage | 2340313 | Garage | 0.09408%
23403 | 13 | 3 |  | Manual | 3 | Ceiling Fixture | Incandescent |  | Standard A Lamp | 1 | 100 | Garage | 2340313 | Garage | 0.09408%
23403 | 13 | 4 |  | Manual | 1 | Garage door opener | Incandescent |  | Standard A Lamp | 1 | 40 | Garage | 2340313 | Garage | 0.09408%
23403 | 14 | 1 |  | Manual | 1 | Ceiling Fixture | Incandescent |  | Standard A Lamp | 2 | 60 | Bedroom | 2340314 | Bedroom | 0.09408%
23408 | 1 | 1 |  | Manual | 1 | Wall Mount | Incandescent |  | Globe | 5 | 40 | Bathroom | 234081 | Bathroom | 0.09408%
23408 | 2 | 1 |  | Manual | 1 | Wall Mount | Incandescent |  | Globe | 4 | 40 | Bathroom | 234082 | Bathroom | 0.09408%
23408 | 3 | 1 |  | Manual | 1 | Ceiling Fixture | Incandescent |  | Standard A Lamp | 2 | 60 | Bedroom | 234083 | Bedroom | 0.09408%
23408 | 3 | 2 |  | Manual | 1 | Table | Incandescent |  | Standard A Lamp | 1 | 75 | Bedroom | 234083 | Bedroom | 0.09408%
23408 | 4 | 1 |  | Manual | 1 | Ceiling Fixture | Incandescent |  | Standard A Lamp | 2 | 60 | Bedroom | 234084 | Bedroom | 0.09408%
23408 | 4 | 2 |  | Manual | 1 | Table | Incandescent |  | Standard A Lamp | 1 | 75 | Bedroom | 234084 | Bedroom | 0.09408%
23408 | 5 | 1 |  | Manual | 2 | Ceiling Fixture | Incandescent |  | Standard A Lamp | 2 | 60 | Master Bedroom | 234085 | Master Bedroom | 0.09408%
23408 | 5 | 2 |  | Manual | 1 | Table | Incandescent |  | Standard A Lamp | 1 | 100 | Master Bedroom | 234085 | Master Bedroom | 0.09408%
23408 | 6 | 1 |  | Manual | 2 | Ceiling Fixture | Incandescent |  | Standard A Lamp | 1 | 60 | Garage | 234086 | Garage | 0.09408%
23408 | 7 | 1 |  | Manual | 1 | Ceiling Fixture | Incandescent |  | Standard A Lamp | 1 | 60 | Hall | 234087 | Hall | 0.09408%
23408 | 8 | 1 |  | Manual | 2 | Ceiling Fixture | Incandescent |  | Standard A Lamp | 1 | 60 | Hall | 234088 | Hall | 0.09408%
23408 | 9 | 1 |  | Manual | 1 | Ceiling Fixture | Incandescent |  | Globe | 2 | 60 | Kitchen | 234089 | Kitchen | 0.09408%
23408 | 9 | 2 |  | Manual | 1 | Recessed Can | Incandescent |  | Reflector | 1 | 65 | Kitchen | 234089 | Kitchen | 0.09408%
23408 | 9 | 3 |  | Manual | 1 | Ceiling Fixture | Incandescent |  | Standard A Lamp | 1 | 60 | Kitchen | 234089 | Kitchen | 0.09408%
23408 | 9 | 4 |  | Manual | 1 | Chandelier (Hanging) | Incandescent |  | Standard A Lamp | 6 | 60 | Kitchen | 234089 | Kitchen | 0.09408%
23408 | 10 | 1 |  | Manual | 1 | Ceiling Fixture | Incandescent |  | Standard A Lamp | 2 | 60 | Laundry Room | 2340810 | Laundry Room | 0.09408%
23408 | 11 | 1 |  | Manual | 2 | Ceiling Fan | Incandescent |  | Decorative | 4 | 60 | Living Room | 2340811 | Living Room | 0.09408%
23408 | 11 | 2 |  | Manual | 1 | Table | Incandescent |  | Standard A Lamp | 3 | 75 | Living Room | 2340811 | Living Room | 0.09408%
23408 | 12 | 1 |  | Manual | 1 | Ceiling Fixture | Incandescent |  | Standard A Lamp | 1 | 65 | Bedroom | 2340812 | Bedroom | 0.09408%
23408 | 12 | 2 |  | Manual | 1 | Ceiling Fixture | Incandescent |  | Standard A Lamp | 1 | 60 | Bedroom | 2340812 | Bedroom | 0.09408%
23408 | 12 | 3 |  | Manual | 1 | Table | Incandescent |  | Standard A Lamp | 1 | 60 | Bedroom | 2340812 | Bedroom | 0.09408%
23414 | 1 | 1 |  | Manual | 1 | Ceiling Fan | Incandescent |  | Standard A Lamp | 4 | 40 | Master Bedroom | 234141 | Master Bedroom | 0.05169%
23414 | 1 | 2 |  | Manual | 2 | Table | Incandescent |  | Standard A Lamp | 1 | 60 | Master Bedroom | 234141 | Master Bedroom | 0.05169%
23414 | 1 | 3 |  | Manual | 1 | Wall Mount | Incandescent |  | Decorative | 1 | 40 | Master Bedroom | 234141 | Master Bedroom | 0.05169%
23414 | 2 | 1 |  | Manual | 1 | Recessed - other | Incandescent |  | Standard A Lamp | 1 | 40 | Bathroom | 234142 | Bathroom | 0.05169%
23414 | 2 | 2 |  | Manual | 1 | Wall Mount | Incandescent |  | Standard A Lamp | 4 | 60 | Bathroom | 234142 | Bathroom | 0.05169%
23414 | 3 | 1 |  | Manual | 1 | Wall Mount | Incandescent |  | Standard A Lamp | 3 | 60 | Bathroom | 234143 | Bathroom | 0.05169%
23414 | 4 | 1 |  | Manual | 1 | Ceiling Fixture | Incandescent |  | Standard A Lamp | 1 | 60 | Bedroom | 234144 | Bedroom | 0.05169%
23414 | 4 | 2 |  | Manual | 1 | Table | Incandescent |  | Standard A Lamp | 1 | 60 | Bedroom | 234144 | Bedroom | 0.05169%
23414 | 5 | 1 |  | Manual | 1 | Ceiling Fixture | Incandescent |  | Mini base | 3 | 40 | Bedroom | 234145 | Bedroom | 0.05169%
23414 | 6 | 1 |  | Manual | 1 | Floor lamp | Incandescent |  | Standard A Lamp | 1 | 60 | Bedroom | 234146 | Bedroom | 0.05169%
23414 | 7 | 1 |  | Manual | 1 | Ceiling Fixture | Incandescent |  | Standard A Lamp | 2 | 60 | Office | 234147 | Office | 0.05169%
23414 | 8 | 1 |  | Manual | 1 | Ceiling Fixture | Linear Fluorescent | 48 | T-8 | 2 | 32 | Closet | 234148 | Closet | 0.05169%
23414 | 8 | 2 |  | Manual | 1 | Wall Mount | Incandescent |  | Standard A Lamp | 3 | 40 | Closet | 234148 | Closet | 0.05169%
23414 | 9 | 1 |  | Manual | 1 | Chandelier (Hanging) | Incandescent |  | Decorative | 4 | 40 | Dining Room | 234149 | Dining Room | 0.05169%
23414 | 10 | 1 |  | Manual | 1 | Ceiling Fixture | Incandescent |  | Standard A Lamp | 2 | 40 | Hall | 2341410 | Hall | 0.05169%
23414 | 11 | 1 |  | Manual | 3 | Ceiling Fixture | Incandescent |  | Standard A Lamp | 2 | 60 | Kitchen | 2341411 | Kitchen | 0.05169%
23414 | 11 | 2 |  | Manual | 1 | Ceiling Fixture | Incandescent |  | Standard A Lamp | 1 | 60 | Kitchen | 2341411 | Kitchen | 0.05169%
23414 | 11 | 3 |  | Manual | 2 | Other | Incandescent |  | Reflector | 1 | 65 | Kitchen | 2341411 | Kitchen | 0.05169%
23414 | 11 | 4 |  | Manual | 1 | Torchiere | Incandescent |  | Standard A Lamp | 1 | 60 | Kitchen | 2341411 | Kitchen | 0.05169%
23414 | 11 | 5 |  | Manual | 1 | Architectural | Incandescent |  | Standard A Lamp | 1 | 25 | Kitchen | 2341411 | Kitchen | 0.05169%
23414 | 12 | 1 |  | Manual | 1 | Ceiling Fixture | Incandescent |  | Standard A Lamp | 1 | 60 | Laundry Room | 2341412 | Laundry Room | 0.05169%
23414 | 13 | 1 |  | Manual | 1 | Table | Incandescent |  | Standard A Lamp | 1 | 60 | Living Room | 2341413 | Living Room | 0.05169%
23414 | 13 | 2 |  | Manual | 2 | Wall Mount | Incandescent |  | Standard A Lamp | 1 | 60 | Living Room | 2341413 | Living Room | 0.05169%
23414 | 13 | 3 |  | Manual | 1 | Table | Incandescent |  | Standard A Lamp | 1 | 75 | Living Room | 2341413 | Living Room | 0.05169%
23424 | 1 | 1 |  | Manual | 5 | Ceiling Fixture | Incandescent |  | Standard A Lamp | 1 | 100 | Other | 234241 | Other | 0.09408%
23424 | 2 | 1 |  | Manual | 1 | Ceiling Fixture | Incandescent |  | Standard A Lamp | 1 | 75 | Other | 234242 | Other | 0.09408%
23424 | 2 | 2 |  | Manual | 1 | Ceiling Fixture | Linear Fluorescent | 48 | T-12 | 2 | 40 | Other | 234242 | Other | 0.09408%
23424 | 3 | 1 |  | Manual | 1 | Wall Mount | Incandescent |  | Standard A Lamp | 1 | 75 | Bathroom | 234243 | Bathroom | 0.09408%
23424 | 4 | 1 |  | Manual | 1 | Ceiling Fixture | Compact Fluorescent |  | A shape bulb | 2 | 15 | Bathroom | 234244 | Bathroom | 0.09408%
23424 | 4 | 2 |  | Manual | 1 | Wall Mount | Incandescent |  | Standard A Lamp | 2 | 75 | Bathroom | 234244 | Bathroom | 0.09408%
23424 | 5 | 1 |  | Manual | 1 | Ceiling Fixture | Compact Fluorescent |  | Twist | 1 | 15 | Bedroom | 234245 | Bedroom | 0.09408%
23424 | 6 | 1 |  | Manual | 1 | Ceiling Fixture | Linear Fluorescent | 96 | T-12 | 2 | 40 | Garage | 234246 | Garage | 0.09408%
23424 | 6 | 2 |  | Manual | 2 | Ceiling Fixture | Linear Fluorescent | 48 | T-12 | 2 | 40 | Garage | 234246 | Garage | 0.09408%
23424 | 6 | 3 |  | Manual | 2 | Ceiling Fixture | Incandescent |  | Standard A Lamp | 2 | 100 | Garage | 234246 | Garage | 0.09408%
23424 | 6 | 4 |  | Motion | 2 | Garage door opener | Incandescent |  | Standard A Lamp | 1 | 40 | Garage | 234246 | Garage | 0.09408%
23424 | 7 | 1 |  | Manual | 1 | Ceiling Fixture | Compact Fluorescent |  | Twist | 1 | 15 | Hall | 234247 | Hall | 0.09408%
23424 | 8 | 1 |  | Manual | 2 | Ceiling Fixture | Compact Fluorescent |  | Twist | 1 | 15 | Kitchen | 234248 | Kitchen | 0.09408%
23424 | 8 | 2 |  | Manual | 1 | Chandelier (Hanging) | Compact Fluorescent |  | Twist | 4 | 15 | Kitchen | 234248 | Kitchen | 0.09408%
23424 | 9 | 1 |  | Manual | 2 | Ceiling Fixture | Compact Fluorescent |  | Twist | 2 | 15 | Living Room | 234249 | Living Room | 0.09408%
23424 | 9 | 2 |  | Manual | 1 | Floor lamp | Incandescent |  | Standard A Lamp | 1 | 75 | Living Room | 234249 | Living Room | 0.09408%
23424 | 9 | 3 |  | Manual | 1 | Table | Incandescent |  | Standard A Lamp | 1 | 150 | Living Room | 234249 | Living Room | 0.09408%
23424 | 10 | 1 |  | Manual | 1 | Ceiling Fixture | Incandescent |  | Standard A Lamp | 1 | 100 | Living Room | 2342410 | Living Room | 0.09408%
23424 | 10 | 2 |  | Manual | 3 | Table | Incandescent |  | Standard A Lamp | 1 | 150 | Living Room | 2342410 | Living Room | 0.09408%
23424 | 10 | 3 |  | Manual | 1 | Wall Mount | Compact Fluorescent |  | Twist | 1 | 15 | Living Room | 2342410 | Living Room | 0.09408%
23424 | 10 | 4 |  | Manual | 1 | Ceiling Fixture | Incandescent |  | Standard A Lamp | 1 | 75 | Living Room | 2342410 | Living Room | 0.09408%
23424 | 11 | 1 |  | Manual | 2 | Ceiling Fixture | Incandescent |  | Standard A Lamp | 2 | 75 | Office | 2342411 | Office | 0.09408%
23424 | 11 | 2 |  | Manual | 1 | Floor lamp | Incandescent |  | Standard A Lamp | 3 | 100 | Office | 2342411 | Office | 0.09408%
23424 | 12 | 1 |  | Manual | 2 | Ceiling Fixture | Incandescent |  | Standard A Lamp | 2 | 60 | Bedroom | 2342412 | Bedroom | 0.09408%
23424 | 12 | 2 |  | Manual | 1 | Table | Incandescent |  | Standard A Lamp | 1 | 150 | Bedroom | 2342412 | Bedroom | 0.09408%
23424 | 13 | 1 |  | Manual | 1 | Wall Mount | Incandescent |  | Standard A Lamp | 2 | 75 | Bathroom | 2342413 | Bathroom | 0.09408%
23424 | 14 | 1 |  | Manual | 1 | Wall Mount | Compact Fluorescent |  | Twist | 2 | 15 | Bathroom | 2342414 | Bathroom | 0.09408%
23424 | 15 | 1 |  | Manual | 1 | Ceiling Fixture | Incandescent |  | Standard A Lamp | 1 | 75 | Bedroom | 2342415 | Bedroom | 0.09408%
23424 | 15 | 2 |  | Manual | 1 | Table | Incandescent |  | Standard A Lamp | 2 | 75 | Bedroom | 2342415 | Bedroom | 0.09408%
23424 | 16 | 1 |  | Manual | 1 | Ceiling Fixture | Incandescent |  | Standard A Lamp | 1 | 75 | Bedroom | 2342416 | Bedroom | 0.09408%
23427 | 1 | 1 |  | Manual | 1 | Ceiling Fixture | Incandescent |  | Standard A Lamp | 1 | 60 | Bathroom | 234271 | Bathroom | 0.05296%
23427 | 2 | 1 |  | Manual | 1 | Ceiling Fixture | Incandescent |  | Standard A Lamp | 1 | 60 | Bathroom | 234272 | Bathroom | 0.05296%
23427 | 2 | 2 |  | Manual | 2 | Wall Mount | Incandescent |  | Standard A Lamp | 1 | 60 | Bathroom | 234272 | Bathroom | 0.05296%
23427 | 3 | 1 |  | Manual | 1 | Chandelier (Hanging) | Incandescent |  | Decorative | 5 | 40 | Bedroom | 234273 | Bedroom | 0.05296%
23427 | 4 | 1 |  | Manual | 1 | Ceiling Fixture | Incandescent |  | Standard A Lamp | 1 | 65 | Bedroom | 234274 | Bedroom | 0.05296%
23427 | 5 | 1 |  | Manual | 1 | Ceiling Fixture | Incandescent |  | Standard A Lamp | 1 | 60 | Bedroom | 234275 | Bedroom | 0.05296%
23427 | 6 | 1 |  | Manual | 3 | Ceiling Fixture | Incandescent |  | Standard A Lamp | 2 | 60 | Bedroom | 234276 | Bedroom | 0.05296%
23427 | 6 | 2 |  | Manual | 1 | Torchiere | Incandescent |  | 3-Way Incandescent | 1 | 100 | Bedroom | 234276 | Bedroom | 0.05296%
23427 | 7 | 1 |  | Manual | 5 | Ceiling Fixture | Incandescent |  | Standard A Lamp | 1 | 60 | Other | 234277 | Other | 0.05296%
23427 | 8 | 1 |  | Manual | 1 | Ceiling Fixture | Incandescent |  | Standard A Lamp | 1 | 60 | Closet | 234278 | Closet | 0.05296%
23427 | 9 | 1 |  | Manual | 1 | Ceiling Fixture | Incandescent |  | Standard A Lamp | 2 | 60 | Hall | 234279 | Hall | 0.05296%
23427 | 10 | 1 |  | Manual | 2 | Ceiling Fixture | Incandescent |  | Clear | 1 | 60 | Garage | 2342710 | Garage | 0.05296%
23427 | 10 | 2 |  | Manual | 1 | Garage door opener | Incandescent |  | Standard A Lamp | 1 | 65 | Garage | 2342710 | Garage | 0.05296%
23427 | 11 | 1 |  | Manual | 2 | Recessed Can | Incandescent |  | Standard A Lamp | 1 | 75 | Hall | 2342711 | Hall | 0.05296%
23427 | 12 | 1 |  | Manual | 2 | Ceiling Fixture | Incandescent |  | Standard A Lamp | 1 | 65 | Kitchen | 2342712 | Kitchen | 0.05296%
23427 | 13 | 1 |  | Manual | 1 | Chandelier (Hanging) | Incandescent |  | Mini base | 6 | 40 | Living Room | 2342713 | Living Room | 0.05296%
23427 | 13 | 2 |  | Manual | 2 | Table | Compact Fluorescent |  | Twist | 1 | 28 | Living Room | 2342713 | Living Room | 0.05296%
23427 | 13 | 3 |  | Manual | 1 | Ceiling Fixture | Incandescent |  | Mini base | 2 | 40 | Living Room | 2342713 | Living Room | 0.05296%
23427 | 13 | 4 |  | Manual | 3 | Recessed Can | Incandescent |  | Reflector | 1 | 75 | Living Room | 2342713 | Living Room | 0.05296%
23427 | 14 | 1 |  | Manual | 1 | Ceiling Fixture | Incandescent |  | Standard A Lamp | 3 | 60 | Office | 2342714 | Office | 0.05296%
23427 | 14 | 2 |  | Manual | 1 | Table | Incandescent |  | Standard A Lamp | 1 | 60 | Office | 2342714 | Office | 0.05296%
23427 | 14 | 3 |  | Manual | 1 | Torchiere | Linear Fluorescent | 12 | T-5 | 1 | 20 | Office | 2342714 | Office | 0.05296%
23428 | 1 | 1 |  | Manual | 1 | Wall Mount | Halogen |  | Other | 4 | 30 | Bathroom | 234281 | Bathroom | 0.305%
23428 | 1 | 2 |  | Manual | 1 | Ceiling Fan | Incandescent |  | Standard A Lamp | 1 | 60 | Bathroom | 234281 | Bathroom | 0.305%
23428 | 2 | 1 |  | Manual | 1 | Ceiling Fixture | Incandescent |  | Standard A Lamp | 1 | 60 | Bathroom | 234282 | Bathroom | 0.305%
23428 | 2 | 2 |  | Manual | 1 | Wall Mount | Incandescent |  | Standard A Lamp | 2 | 60 | Bathroom | 234282 | Bathroom | 0.305%
23428 | 2 | 3 |  | Manual | 1 | Table | Incandescent |  | Mini base | 1 | 25 | Bathroom | 234282 | Bathroom | 0.305%
23428 | 3 | 1 |  | Manual | 1 | Ceiling Fixture | Incandescent |  | Standard A Lamp | 3 | 60 | Bedroom | 234283 | Bedroom | 0.305%
23428 | 3 | 2 |  | Manual | 1 | Table | Compact Fluorescent |  | A shape bulb | 1 | 15 | Bedroom | 234283 | Bedroom | 0.305%
23428 | 4 | 1 |  | Manual | 1 | Ceiling Fan | Incandescent |  | Standard A Lamp | 1 | 60 | Bedroom | 234284 | Bedroom | 0.305%
23428 | 5 | 1 |  | Manual | 1 | Chandelier (Hanging) | Incandescent |  | Mini base | 6 | 40 | Dining Room | 234285 | Dining Room | 0.305%
23428 | 5 | 2 |  | Manual | 1 | Table | Incandescent |  | Standard A Lamp | 1 | 60 | Dining Room | 234285 | Dining Room | 0.305%
23428 | 5 | 3 |  | Manual | 1 | Table | Compact Fluorescent |  | Twist | 1 | 15 | Dining Room | 234285 | Dining Room | 0.305%
23428 | 6 | 1 |  | Manual | 2 | Ceiling Fixture | Incandescent |  | Mini base | 3 | 40 | Family Room | 234286 | Family Room | 0.305%
23428 | 6 | 2 |  | Manual | 1 | Floor lamp | Compact Fluorescent |  | Twist | 1 | 15 | Family Room | 234286 | Family Room | 0.305%
23428 | 7 | 1 |  | Manual | 10 | Ceiling Fixture | Incandescent |  | Standard A Lamp | 1 | 60 | Living Room | 234287 | Living Room | 0.305%
23428 | 8 | 1 |  | Manual | 1 | Ceiling Fixture | Linear Fluorescent | 96 | T-12 | 1 | 100 | Garage | 234288 | Garage | 0.305%
23428 | 8 | 2 |  | Manual | 1 | Ceiling Fixture | Incandescent |  | Standard A Lamp | 1 | 200 | Garage | 234288 | Garage | 0.305%
23428 | 8 | 3 |  | Timer | 1 | Garage door opener | Compact Fluorescent |  | Twist | 1 | 15 | Garage | 234288 | Garage | 0.305%
23428 | 9 | 1 |  | Manual | 1 | Ceiling Fixture | Incandescent |  | Mini base | 4 | 40 | Hall | 234289 | Hall | 0.305%
23428 | 10 | 1 |  | Manual | 2 | Ceiling Fixture | Incandescent |  | Standard A Lamp | 2 | 75 | Hall | 2342810 | Hall | 0.305%
23428 | 11 | 1 |  | Manual | 1 | Wall Mount | Compact Fluorescent |  | Twist | 1 | 15 | Hall | 2342811 | Hall | 0.305%
23428 | 12 | 1 |  | Manual | 1 | Ceiling Fixture | Compact Fluorescent |  | Twist | 1 | 15 | Kitchen | 2342812 | Kitchen | 0.305%
23428 | 12 | 2 |  | Manual | 4 | Ceiling Fixture | Linear Fluorescent | 48 | T-8 | 2 | 32 | Kitchen | 2342812 | Kitchen | 0.305%
23428 | 12 | 3 |  | Manual | 1 | Ceiling Fixture | Incandescent |  | Standard A Lamp | 2 | 60 | Kitchen | 2342812 | Kitchen | 0.305%
23428 | 12 | 4 |  | Manual | 1 | Other | Incandescent |  | Other | 2 | 150 | Kitchen | 2342812 | Kitchen | 0.305%
23428 | 13 | 1 |  | Manual | 9 | Recessed Can | Incandescent |  | Reflector | 1 | 65 | Living Room | 2342813 | Living Room | 0.305%
23428 | 13 | 2 |  | Manual | 1 | Table | Incandescent |  | Standard A Lamp | 1 | 100 | Living Room | 2342813 | Living Room | 0.305%
23428 | 14 | 1 |  | Manual | 1 | Wall Mount | Incandescent |  | Standard A Lamp | 2 | 100 | Bathroom | 2342814 | Bathroom | 0.305%
23428 | 15 | 1 |  | Manual | 1 | Ceiling Fan | Incandescent |  | Standard A Lamp | 1 | 60 | Master Bedroom | 2342815 | Master Bedroom | 0.305%
23428 | 15 | 2 |  | Manual | 1 | Table | Compact Fluorescent |  | Straight Tube | 1 | 28 | Master Bedroom | 2342815 | Master Bedroom | 0.305%
23428 | 15 | 3 |  | Manual | 1 | Floor lamp | Incandescent |  | Decorative | 1 | 40 | Master Bedroom | 2342815 | Master Bedroom | 0.305%
23428 | 16 | 1 |  | Manual | 1 | Ceiling Fixture | Incandescent |  | Standard A Lamp | 1 | 60 | Other | 2342816 | Other | 0.305%
23428 | 17 | 1 |  | Manual | 1 | Ceiling Fixture | Compact Fluorescent |  | Twist | 1 | 15 | Bedroom | 2342817 | Bedroom | 0.305%
23428 | 17 | 2 |  | Manual | 1 | Floor lamp | Halogen |  | Other | 2 | 30 | Bedroom | 2342817 | Bedroom | 0.305%
23428 | 17 | 3 |  | Manual | 1 | Floor lamp | Compact Fluorescent |  | Twist | 1 | 15 | Bedroom | 2342817 | Bedroom | 0.305%
23428 | 17 | 4 |  | Manual | 1 | Table | Halogen |  | Other | 1 | 30 | Bedroom | 2342817 | Bedroom | 0.305%
23428 | 17 | 5 |  | Manual | 1 | Table | Incandescent |  | Mini base | 1 | 40 | Bedroom | 2342817 | Bedroom | 0.305%
23428 | 18 | 1 |  | Manual | 2 | Ceiling Fixture | Linear Fluorescent | 48 | T-8 | 2 | 32 | Other | 2342818 | Other | 0.305%
23439 | 1 | 1 |  | Manual | 1 | Wall Mount | Incandescent |  | Standard A Lamp | 4 | 60 | Bathroom | 234391 | Bathroom | 0.04784%
23439 | 2 | 1 |  | Manual | 4 | Ceiling Fixture | Incandescent |  | Standard A Lamp | 1 | 100 | Other | 234392 | Other | 0.04784%
23439 | 3 | 1 |  | Manual | 1 | Ceiling Fixture | Incandescent |  | Standard A Lamp | 1 | 60 | Bedroom | 234393 | Bedroom | 0.04784%
23439 | 3 | 2 |  | Manual | 1 | Table | Incandescent |  | Standard A Lamp | 1 | 60 | Bedroom | 234393 | Bedroom | 0.04784%
23439 | 4 | 1 |  | Manual | 1 | Ceiling Fixture | Incandescent |  | Standard A Lamp | 1 | 75 | Bedroom | 234394 | Bedroom | 0.04784%
23439 | 4 | 2 |  | Manual | 1 | Table | Incandescent |  | Standard A Lamp | 1 | 60 | Bedroom | 234394 | Bedroom | 0.04784%
23439 | 5 | 1 |  | Manual | 1 | Ceiling Fixture | Incandescent |  | Standard A Lamp | 1 | 75 | Bedroom | 234395 | Bedroom | 0.04784%
23439 | 5 | 2 |  | Manual | 2 | Table | Incandescent |  | Standard A Lamp | 1 | 60 | Bedroom | 234395 | Bedroom | 0.04784%
23439 | 6 | 1 |  | Manual | 1 | Ceiling Fixture | Incandescent |  | Standard A Lamp | 1 | 60 | Bedroom | 234396 | Bedroom | 0.04784%
23439 | 6 | 2 |  | Manual | 2 | Table | Incandescent |  | Standard A Lamp | 1 | 60 | Bedroom | 234396 | Bedroom | 0.04784%
23439 | 7 | 1 |  | Manual | 1 | Wall Mount | Incandescent |  | Globe | 4 | 60 | Bathroom | 234397 | Bathroom | 0.04784%
23439 | 8 | 1 |  | Manual | 2 | Floor lamp | Incandescent |  | Standard A Lamp | 1 | 60 | Family Room | 234398 | Family Room | 0.04784%
23439 | 9 | 1 |  | Manual | 3 | Ceiling Fixture | Incandescent |  | Standard A Lamp | 1 | 60 | Hall | 234399 | Hall | 0.04784%
23439 | 10 | 1 |  | Manual | 1 | Ceiling Fixture | Incandescent |  | Standard A Lamp | 2 | 60 | Kitchen | 2343910 | Kitchen | 0.04784%
23439 | 10 | 2 |  | Manual | 1 | Ceiling Fixture | Linear Fluorescent | 48 | T-8 | 2 | 32 | Kitchen | 2343910 | Kitchen | 0.04784%
23439 | 10 | 3 |  | Manual | 2 | Wall Mount | Linear Fluorescent | 34 | T-12 | 2 | 32 | Kitchen | 2343910 | Kitchen | 0.04784%
23439 | 11 | 1 |  | Manual | 2 | Ceiling Fixture | Incandescent |  | Standard A Lamp | 1 | 60 | Living Room | 2343911 | Living Room | 0.04784%
23439 | 11 | 2 |  | Manual | 2 | Table | Incandescent |  | Standard A Lamp | 1 | 60 | Living Room | 2343911 | Living Room | 0.04784%
23439 | 12 | 1 |  | Manual | 2 | Ceiling Fixture | Incandescent |  | Standard A Lamp | 1 | 60 | Master Bedroom | 2343912 | Master Bedroom | 0.04784%
23439 | 13 | 1 |  | Manual | 1 | Ceiling Fixture | Compact Fluorescent |  | Twist | 1 | 15 | Closet | 2343913 | Closet | 0.04784%
23439 | 14 | 1 |  | Manual | 1 | Ceiling Fixture | Halogen |  | PAR | 1 | 100 | Other | 2343914 | Other | 0.04784%
23439 | 15 | 1 |  | Manual | 1 | Ceiling Fixture | Compact Fluorescent |  | Twist | 1 | 15 | Other | 2343915 | Other | 0.04784%
23439 | 16 | 1 |  | Manual | 4 | Ceiling Fixture | Incandescent |  | Standard A Lamp | 1 | 150 | Other | 2343916 | Other | 0.04784%
23439 | 17 | 1 |  | Manual | 1 | Ceiling Fixture | Incandescent |  | Standard A Lamp | 1 | 100 | Other | 2343917 | Other | 0.04784%
23439 | 18 | 1 |  | Manual | 1 | Ceiling Fixture | Incandescent |  | Standard A Lamp | 1 | 60 | Closet | 2343918 | Closet | 0.04784%
23440 | 1 | 1 |  | Manual | 1 | Wall Mount | Incandescent |  | Decorative | 3 | 40 | Bathroom | 234401 | Bathroom | 0.04732%
23440 | 2 | 1 |  | Manual | 1 | Ceiling Fixture | Incandescent |  | Standard A Lamp | 1 | 60 | Bathroom | 234402 | Bathroom | 0.04732%
23440 | 2 | 2 |  | Manual | 1 | Wall Mount | Incandescent |  | Globe | 6 | 60 | Bathroom | 234402 | Bathroom | 0.04732%
23440 | 3 | 1 |  | Manual | 2 | Ceiling Fixture | Linear Fluorescent | 48 | T-8 | 2 | 32 | Bathroom | 234403 | Bathroom | 0.04732%
23440 | 4 | 1 |  | Manual | 1 | Ceiling Fan | Incandescent |  | Standard A Lamp | 3 | 40 | Bedroom | 234404 | Bedroom | 0.04732%
23440 | 5 | 1 |  | Manual | 1 | Ceiling Fixture | Incandescent |  | Standard A Lamp | 2 | 60 | Bedroom | 234405 | Bedroom | 0.04732%
23440 | 6 | 1 |  | Manual | 1 | Floor lamp | Incandescent |  | Standard A Lamp | 1 | 60 | Bedroom | 234406 | Bedroom | 0.04732%
23440 | 6 | 2 |  | Manual | 1 | Ceiling Fixture | Linear Fluorescent | 48 | T-8 | 2 | 32 | Bedroom | 234406 | Bedroom | 0.04732%
23440 | 7 | 1 |  | Manual | 1 | Ceiling Fixture | Incandescent |  | Decorative | 3 | 40 | Bedroom | 234407 | Bedroom | 0.04732%
23440 | 7 | 2 |  | Manual | 1 | Ceiling Fixture | Linear Fluorescent | 24 | T-12 | 2 | 20 | Bedroom | 234407 | Bedroom | 0.04732%
23440 | 8 | 1 |  | Manual | 2 | Ceiling Fixture | Incandescent |  | Standard A Lamp | 1 | 40 | Closet | 234408 | Closet | 0.04732%
23440 | 9 | 1 |  | Manual | 1 | Ceiling Fixture | Incandescent |  | Standard A Lamp | 1 | 60 | Garage | 234409 | Garage | 0.04732%
23440 | 10 | 1 |  | Manual | 2 | Ceiling Fixture | Incandescent |  | Mini base | 3 | 40 | Hall | 2344010 | Hall | 0.04732%
23440 | 11 | 1 |  | Dimmer | 1 | Chandelier (Hanging) | Incandescent |  | Decorative | 6 | 40 | Kitchen | 2344011 | Kitchen | 0.04732%
23440 | 11 | 2 |  | Manual | 1 | Recessed - other | Incandescent |  | Standard A Lamp | 1 | 40 | Kitchen | 2344011 | Kitchen | 0.04732%
23440 | 11 | 3 |  | Manual | 1 | Ceiling Fixture | Linear Fluorescent | 48 | T-12 | 2 | 40 | Kitchen | 2344011 | Kitchen | 0.04732%
23440 | 11 | 4 |  | Manual | 1 | Recessed - other | Linear Fluorescent | 24 | T-5 | 1 | 16 | Kitchen | 2344011 | Kitchen | 0.04732%
23440 | 12 | 1 |  | Manual | 1 | Floor lamp | Incandescent |  | Standard A Lamp | 2 | 60 | Living Room | 2344012 | Living Room | 0.04732%
23440 | 12 | 2 |  | Manual | 1 | Table | Incandescent |  | Standard A Lamp | 1 | 60 | Living Room | 2344012 | Living Room | 0.04732%
23440 | 12 | 3 |  | Manual | 1 | Chandelier (Hanging) | Incandescent |  | Decorative | 9 | 40 | Living Room | 2344012 | Living Room | 0.04732%
23440 | 13 | 1 |  | Manual | 2 | Ceiling Fixture | Incandescent |  | Standard A Lamp | 3 | 40 | Other | 2344013 | Other | 0.04732%
23440 | 14 | 1 |  | Manual | 1 | Ceiling Fixture | Incandescent |  | Standard A Lamp | 1 | 60 | Other | 2344014 | Other | 0.04732%
23440 | 15 | 1 |  | Manual | 7 | Wall Mount | Incandescent |  | Standard A Lamp | 1 | 60 | Other | 2344015 | Other | 0.04732%
23444 | 1 | 1 |  | Manual | 1 | Wall Mount | Incandescent |  | Globe | 4 | 40 | Bathroom | 234441 | Bathroom | 0.05169%
23444 | 2 | 1 |  | Manual | 1 | Floor lamp | Incandescent |  | Standard A Lamp | 1 | 60 | Bedroom | 234442 | Bedroom | 0.05169%
23444 | 3 | 1 |  | Manual | 1 | Ceiling Fixture | Compact Fluorescent |  | Twist | 2 | 13 | Dining Room | 234443 | Dining Room | 0.05169%
23444 | 3 | 2 |  | Manual | 1 | Chandelier (Hanging) | Compact Fluorescent |  | Twist | 5 | 13 | Dining Room | 234443 | Dining Room | 0.05169%
23444 | 4 | 1 |  | Manual | 1 | Ceiling Fan | Compact Fluorescent |  | Twist | 4 | 13 | Family Room | 234444 | Family Room | 0.05169%
23444 | 5 | 1 |  | Manual | 2 | Ceiling Fixture | Halogen |  | PAR | 1 | 75 | Garage | 234445 | Garage | 0.05169%
23444 | 6 | 1 |  | Manual | 1 | Ceiling Fixture | Incandescent |  | Standard A Lamp | 1 | 60 | Hall | 234446 | Hall | 0.05169%
23444 | 7 | 1 |  | Manual | 1 | Ceiling Fixture | Compact Fluorescent |  | Twist | 2 | 13 | Kitchen | 234447 | Kitchen | 0.05169%
23444 | 7 | 2 |  | Manual | 1 | Recessed Can | Incandescent |  | Reflector | 1 | 65 | Kitchen | 234447 | Kitchen | 0.05169%
23444 | 8 | 1 |  | Manual | 1 | Ceiling Fixture | Incandescent |  | Standard A Lamp | 1 | 60 | Laundry Room | 234448 | Laundry Room | 0.05169%
23444 | 9 | 1 |  | Manual | 1 | Wall Mount | Incandescent |  | Globe | 4 | 60 | Bathroom | 234449 | Bathroom | 0.05169%
23444 | 10 | 1 |  | Manual | 1 | Ceiling Fan | Incandescent |  | Standard A Lamp | 3 | 60 | Bedroom | 2344410 | Bedroom | 0.05169%
23444 | 10 | 2 |  | Manual | 2 | Floor lamp | Incandescent |  | Standard A Lamp | 1 | 75 | Bedroom | 2344410 | Bedroom | 0.05169%
23444 | 11 | 1 |  | Manual | 1 | Ceiling Fixture | Incandescent |  | Decorative | 4 | 60 | Bedroom | 2344411 | Bedroom | 0.05169%
23446 | 1 | 1 |  | Manual | 2 | Ceiling Fixture | Incandescent |  | Standard A Lamp | 1 | 60 | Bathroom | 234461 | Bathroom | 0.05169%
23446 | 2 | 1 |  | Manual | 1 | Ceiling Fixture | Incandescent |  | Standard A Lamp | 1 | 60 | Bedroom | 234462 | Bedroom | 0.05169%
23446 | 3 | 1 |  | Manual | 1 | Ceiling Fixture | Incandescent |  | Standard A Lamp | 2 | 60 | Master Bedroom | 234463 | Master Bedroom | 0.05169%
23446 | 3 | 2 |  | Manual | 2 | Table | Incandescent |  | Standard A Lamp | 1 | 75 | Master Bedroom | 234463 | Master Bedroom | 0.05169%
23446 | 4 | 1 |  | Manual | 1 | Ceiling Fixture | Incandescent |  | Standard A Lamp | 1 | 60 | Bedroom | 234464 | Bedroom | 0.05169%
23446 | 5 | 1 |  | Manual | 1 | Chandelier (Hanging) | Incandescent |  | Globe | 3 | 40 | Dining Room | 234465 | Dining Room | 0.05169%
23446 | 5 | 2 |  | Manual | 1 | Wall Mount | Incandescent |  | Decorative | 1 | 60 | Dining Room | 234465 | Dining Room | 0.05169%
23446 | 6 | 1 |  | Manual | 1 | Ceiling Fixture | Incandescent |  | Standard A Lamp | 2 | 60 | Other | 234466 | Other | 0.05169%
23446 | 7 | 1 |  | Manual | 1 | Ceiling Fixture | Incandescent |  | Standard A Lamp | 3 | 60 | Family Room | 234467 | Family Room | 0.05169%
23446 | 7 | 2 |  | Manual | 1 | Floor lamp | Incandescent |  | Standard A Lamp | 1 | 60 | Family Room | 234467 | Family Room | 0.05169%
23446 | 8 | 1 |  | Manual | 1 | Chandelier (Hanging) | Incandescent |  | Decorative | 5 | 40 | Kitchen | 234468 | Kitchen | 0.05169%
23446 | 8 | 2 |  | Manual | 1 | Architectural | Linear Fluorescent | 24 | T-8 | 1 | 16 | Kitchen | 234468 | Kitchen | 0.05169%
23446 | 9 | 1 |  | Manual | 1 | Ceiling Fixture | Incandescent |  | Standard A Lamp | 2 | 60 | Laundry Room | 234469 | Laundry Room | 0.05169%
23446 | 10 | 1 |  | Manual | 1 | Chandelier (Hanging) | Incandescent |  | Decorative | 8 | 40 | Living Room | 2344610 | Living Room | 0.05169%
23446 | 10 | 2 |  | Manual | 2 | Table | Incandescent |  | Decorative | 4 | 25 | Living Room | 2344610 | Living Room | 0.05169%
23446 | 10 | 3 |  | Manual | 1 | Table | Compact Fluorescent |  | Twist | 1 | 15 | Living Room | 2344610 | Living Room | 0.05169%
23446 | 10 | 4 |  | Manual | 1 | Floor lamp | Compact Fluorescent |  | Twist | 1 | 22 | Living Room | 2344610 | Living Room | 0.05169%
23446 | 11 | 1 |  | Manual | 1 | Ceiling Fixture | Linear Fluorescent | 24 | T-8 | 2 | 16 | Other | 2344611 | Other | 0.05169%
23446 | 12 | 1 |  | Manual | 1 | Ceiling Fixture | Incandescent |  | Standard A Lamp | 1 | 60 | Bathroom | 2344612 | Bathroom | 0.05169%
23449 | 1 | 1 |  | Manual | 1 | Wall Mount | Incandescent |  | Globe | 4 | 60 | Bathroom | 234491 | Bathroom | 0.2054%
23449 | 2 | 1 |  | Manual | 1 | Ceiling Fixture | Compact Fluorescent |  | Twist | 1 | 15 | Bedroom | 234492 | Bedroom | 0.2054%
23449 | 3 | 1 |  | Manual | 1 | Ceiling Fixture | Compact Fluorescent |  | Twist | 1 | 15 | Bedroom | 234493 | Bedroom | 0.2054%
23449 | 4 | 1 |  | Manual | 2 | Ceiling Fixture | Linear Fluorescent | 48 | T-12 | 2 | 40 | Garage | 234494 | Garage | 0.2054%
23449 | 4 | 2 |  | Manual | 2 | Ceiling Fixture | Incandescent |  | Standard A Lamp | 1 | 75 | Garage | 234494 | Garage | 0.2054%
23449 | 5 | 1 |  | Manual | 2 | Ceiling Fixture | Compact Fluorescent |  | Twist | 1 | 22 | Hall | 234495 | Hall | 0.2054%
23449 | 6 | 1 |  | Manual | 1 | Ceiling Fan | Compact Fluorescent |  | Twist | 4 | 15 | Kitchen | 234496 | Kitchen | 0.2054%
23449 | 6 | 2 |  | Manual | 1 | Ceiling Fixture | Linear Fluorescent | 48 | T-12 | 3 | 40 | Kitchen | 234496 | Kitchen | 0.2054%
23449 | 6 | 3 |  | Manual | 1 | Ceiling Fixture | Incandescent |  | Reflector | 1 | 65 | Kitchen | 234496 | Kitchen | 0.2054%
23449 | 6 | 4 |  | Manual | 1 | Ceiling Fixture | Incandescent |  | Standard A Lamp | 2 | 60 | Kitchen | 234496 | Kitchen | 0.2054%
23449 | 7 | 1 |  | Manual | 2 | Chandelier (Hanging) | Compact Fluorescent |  | Twist | 1 | 15 | Living Room | 234497 | Living Room | 0.2054%
23449 | 8 | 1 |  | Manual | 1 | Wall Mount | Compact Fluorescent |  | Twist | 3 | 22 | Bathroom | 234498 | Bathroom | 0.2054%
23449 | 9 | 1 |  | Manual | 1 | Ceiling Fan | Incandescent |  | Standard A Lamp | 1 | 60 | Bedroom | 234499 | Bedroom | 0.2054%
23465 | 2 | 1 |  | Manual | 1 | Wall Mount | Incandescent |  | Standard A Lamp | 3 | 60 | Bathroom | 234652 | Bathroom | 0.04784%
23465 | 2 | 2 |  | Manual | 1 | Ceiling Fan | Incandescent |  | Heat Lamp | 1 | 150 | Bathroom | 234652 | Bathroom | 0.04784%
23465 | 3 | 1 |  | Manual | 1 | Wall Mount | Incandescent |  | Clear | 3 | 60 | Bathroom | 234653 | Bathroom | 0.04784%
23465 | 4 | 1 |  | Manual | 1 | Ceiling Fixture | Compact Fluorescent |  | Twist | 1 | 15 | Bedroom | 234654 | Bedroom | 0.04784%
23465 | 4 | 2 |  | Manual | 1 | Torchiere | Incandescent |  | Standard A Lamp | 1 | 60 | Bedroom | 234654 | Bedroom | 0.04784%
23465 | 4 | 3 |  | Manual | 1 | Ceiling Fixture | Incandescent |  | Standard A Lamp | 1 | 60 | Bedroom | 234654 | Bedroom | 0.04784%
23465 | 5 | 1 |  | Manual | 1 | Ceiling Fixture | Incandescent |  | Standard A Lamp | 1 | 60 | Closet | 234655 | Closet | 0.04784%
23465 | 6 | 1 |  | Manual | 1 | Chandelier (Hanging) | Compact Fluorescent |  | Twist | 3 | 15 | Dining Room | 234656 | Dining Room | 0.04784%
23465 | 7 | 1 |  | Manual | 1 | Chandelier (Hanging) | Incandescent |  | Standard A Lamp | 5 | 60 | Dining Room | 234657 | Dining Room | 0.04784%
23465 | 8 | 1 |  | Manual | 1 | Ceiling Fan | Incandescent |  | Clear | 4 | 60 | Hall | 234658 | Hall | 0.04784%
23465 | 9 | 1 |  | Manual | 1 | Ceiling Fan | Incandescent |  | Standard A Lamp | 3 | 60 | Family Room | 234659 | Family Room | 0.04784%
23465 | 9 | 2 |  | Manual | 1 | Torchiere | Compact Fluorescent |  | Twist | 1 | 15 | Family Room | 234659 | Family Room | 0.04784%
23465 | 9 | 3 |  | Manual | 1 | Table | Incandescent |  | Decorative | 1 | 40 | Family Room | 234659 | Family Room | 0.04784%
23465 | 10 | 1 |  | Manual | 2 | Ceiling Fixture | Incandescent |  | Standard A Lamp | 1 | 60 | Garage | 2346510 | Garage | 0.04784%
23465 | 10 | 2 |  | Manual | 1 | Garage door opener | Incandescent |  | Standard A Lamp | 2 | 40 | Garage | 2346510 | Garage | 0.04784%
23465 | 11 | 1 |  | Manual | 1 | Ceiling Fixture | Incandescent |  | Standard A Lamp | 1 | 60 | Hall | 2346511 | Hall | 0.04784%
23465 | 12 | 1 |  | Manual | 1 | Ceiling Fixture | Linear Fluorescent | 48 | T-12 | 2 | 40 | Kitchen | 2346512 | Kitchen | 0.04784%
23465 | 12 | 2 |  | Manual | 1 | Recessed Can | Incandescent |  | Reflector | 1 | 65 | Kitchen | 2346512 | Kitchen | 0.04784%
23465 | 13 | 1 |  | Manual | 1 | Ceiling Fixture | Incandescent |  | Standard A Lamp | 2 | 60 | Laundry Room | 2346513 | Laundry Room | 0.04784%
23465 | 14 | 1 |  | Manual | 1 | Table | Incandescent |  | Mini base | 1 | 25 | Living Room | 2346514 | Living Room | 0.04784%
23465 | 14 | 2 |  | Manual | 1 | Table | Compact Fluorescent |  | Twist | 1 | 15 | Living Room | 2346514 | Living Room | 0.04784%
23465 | 15 | 1 |  | Manual | 1 | Ceiling Fan | Incandescent |  | Standard A Lamp | 1 | 60 | Master Bedroom | 2346515 | Master Bedroom | 0.04784%
23465 | 15 | 2 |  | Manual | 2 | Table | Compact Fluorescent |  | Twist | 1 | 15 | Master Bedroom | 2346515 | Master Bedroom | 0.04784%
23465 | 16 | 1 |  | Manual | 1 | Wall Mount | Incandescent |  | Standard A Lamp | 3 | 60 | Bathroom | 2346516 | Bathroom | 0.04784%
23465 | 16 | 2 |  | Manual | 1 | Wall Mount | Compact Fluorescent |  | Twist | 3 | 15 | Bathroom | 2346516 | Bathroom | 0.04784%
23465 | 17 | 1 |  | Manual | 2 | Recessed Can | Incandescent |  | Reflector | 2 | 65 | Hall | 2346517 | Hall | 0.04784%
23465 | 18 | 1 |  | Manual | 1 | Ceiling Fixture | Incandescent |  | Standard A Lamp | 2 | 60 | Bedroom | 2346518 | Bedroom | 0.04784%
23480 | 1 | 1 |  | Manual | 1 | Wall Mount | Incandescent |  | Globe | 4 | 40 | Bathroom | 234801 | Bathroom | 0.04008%
23480 | 1 | 2 |  | Manual | 1 | Ceiling Fixture | Incandescent |  | Standard A Lamp | 1 | 100 | Bathroom | 234801 | Bathroom | 0.04008%
23480 | 2 | 1 |  | Manual | 1 | Wall Mount | Incandescent |  | Globe | 4 | 40 | Bathroom | 234802 | Bathroom | 0.04008%
23480 | 2 | 2 |  | Manual | 1 | Ceiling Fixture | Compact Fluorescent |  | Twist | 1 | 13 | Bathroom | 234802 | Bathroom | 0.04008%
23480 | 3 | 1 |  | Manual | 1 | Ceiling Fixture | Compact Fluorescent |  | Twist | 2 | 13 | Master Bedroom | 234803 | Master Bedroom | 0.04008%
23480 | 3 | 2 |  | Manual | 2 | Floor lamp | Compact Fluorescent |  | Twist | 1 | 9 | Master Bedroom | 234803 | Master Bedroom | 0.04008%
23480 | 4 | 1 |  | Manual | 1 | Ceiling Fixture | Compact Fluorescent |  | Twist | 2 | 13 | Bedroom | 234804 | Bedroom | 0.04008%
23480 | 4 | 2 |  | Manual | 1 | Floor lamp | Compact Fluorescent |  | Twist | 1 | 13 | Bedroom | 234804 | Bedroom | 0.04008%
23480 | 5 | 1 |  | Dimmer | 1 | Chandelier (Hanging) | Incandescent |  | Standard A Lamp | 3 | 60 | Dining Room | 234805 | Dining Room | 0.04008%
23480 | 6 | 1 |  | Manual | 1 | Garage door opener | Incandescent |  | Standard A Lamp | 2 | 75 | Garage | 234806 | Garage | 0.04008%
23480 | 6 | 2 |  | Manual | 1 | Ceiling Fixture | Compact Fluorescent |  | Twist | 1 | 15 | Garage | 234806 | Garage | 0.04008%
23480 | 7 | 1 |  | Manual | 3 | Ceiling Fixture | Compact Fluorescent |  | Twist | 1 | 13 | Hall | 234807 | Hall | 0.04008%
23480 | 8 | 1 |  | Manual | 7 | Recessed Can | Compact Fluorescent |  | Flood | 1 | 22 | Kitchen | 234808 | Kitchen | 0.04008%
23480 | 9 | 1 |  | Manual | 2 | Wall Mount | Incandescent |  | Standard A Lamp | 1 | 15 | Living Room | 234809 | Living Room | 0.04008%
23480 | 9 | 2 |  | Manual | 1 | Floor lamp | Compact Fluorescent |  | Twist | 1 | 13 | Living Room | 234809 | Living Room | 0.04008%
23480 | 9 | 3 |  | Manual | 1 | Floor lamp | Incandescent |  | Standard A Lamp | 1 | 60 | Living Room | 234809 | Living Room | 0.04008%
23480 | 9 | 4 |  | Manual | 1 | Wall Mount | Incandescent |  | Decorative | 6 | 15 | Living Room | 234809 | Living Room | 0.04008%
23482 | 1 | 1 |  | Manual | 1 | Ceiling Fan | Compact Fluorescent |  | Twist | 1 | 15 | Bathroom | 234821 | Bathroom | 0.05169%
23482 | 1 | 2 |  | Manual | 1 | Ceiling Fixture | Compact Fluorescent |  | Twist | 1 | 15 | Bathroom | 234821 | Bathroom | 0.05169%
23482 | 2 | 1 |  | Manual | 1 | Table | Incandescent |  | Standard A Lamp | 1 | 65 | Bedroom | 234822 | Bedroom | 0.05169%
23482 | 3 | 1 |  | Manual | 1 | Table | Incandescent |  | Standard A Lamp | 1 | 60 | Bedroom | 234823 | Bedroom | 0.05169%
23482 | 4 | 1 |  | Manual | 1 | Ceiling Fixture | Incandescent |  | Standard A Lamp | 1 | 40 | Garage | 234824 | Garage | 0.05169%
23482 | 4 | 2 |  | Manual | 1 | Exterior | Halogen |  | PAR | 1 | 100 | Garage | 234824 | Garage | 0.05169%
23482 | 5 | 1 |  | Manual | 1 | Ceiling Fixture | Linear Fluorescent | 48 | T-12 | 2 | 32 | Kitchen | 234825 | Kitchen | 0.05169%
23482 | 6 | 1 |  | Manual | 2 | Ceiling Fixture | Compact Fluorescent |  | Twist | 1 | 15 | Laundry Room | 234826 | Laundry Room | 0.05169%
23482 | 7 | 1 |  | Manual | 4 | Wall Mount | Incandescent |  | Mini base | 2 | 25 | Living Room | 234827 | Living Room | 0.05169%
23482 | 7 | 2 |  | Manual | 1 | Table | Incandescent |  | Decorative | 2 | 60 | Living Room | 234827 | Living Room | 0.05169%
23482 | 8 | 1 |  | Dimmer | 1 | Recessed Can | Incandescent |  | Standard A Lamp | 1 | 60 | Family Room | 234828 | Family Room | 0.05169%
23486 | 1 | 1 |  | Manual | 1 | Ceiling Fixture | Incandescent |  | Standard A Lamp | 2 | 60 | Bathroom | 234861 | Bathroom | 0.04008%
23486 | 2 | 1 |  | Manual | 1 | Ceiling Fixture | Incandescent |  | Standard A Lamp | 2 | 60 | Bedroom | 234862 | Bedroom | 0.04008%
23486 | 2 | 2 |  | Manual | 2 | Table | Incandescent |  | Mini base | 2 | 25 | Bedroom | 234862 | Bedroom | 0.04008%
23486 | 3 | 1 |  | Manual | 1 | Ceiling Fixture | Linear Fluorescent | 48 | T-12 | 2 | 40 | Bedroom | 234863 | Bedroom | 0.04008%
23486 | 4 | 1 |  | Manual | 1 | Ceiling Fixture | Compact Fluorescent |  | Twist | 2 | 22 | Bedroom | 234864 | Bedroom | 0.04008%
23486 | 5 | 1 |  | Manual | 1 | Wall Mount | Incandescent |  | Decorative | 1 | 40 | Hall | 234865 | Hall | 0.04008%
23486 | 6 | 1 |  | Manual | 1 | Wall Mount | Compact Fluorescent |  | Twist | 2 | 22 | Kitchen | 234866 | Kitchen | 0.04008%
23486 | 6 | 2 |  | Manual | 1 | Ceiling Fixture | Incandescent |  | Standard A Lamp | 1 | 60 | Kitchen | 234866 | Kitchen | 0.04008%
23486 | 7 | 1 |  | Manual | 1 | Ceiling Fixture | Linear Fluorescent | 48 | T-12 | 2 | 32 | Laundry Room | 234867 | Laundry Room | 0.04008%
23486 | 8 | 1 |  | Manual | 1 | Table | Compact Fluorescent |  | 3-Way CFL | 1 | 15 | Living Room | 234868 | Living Room | 0.04008%
23486 | 8 | 2 |  | Manual | 1 | Floor lamp | Compact Fluorescent |  | Twist | 2 | 22 | Living Room | 234868 | Living Room | 0.04008%
23486 | 8 | 3 |  | Manual | 1 | Ceiling Fan | Compact Fluorescent |  | Twist | 1 | 22 | Living Room | 234868 | Living Room | 0.04008%
23486 | 9 | 1 |  | Manual | 2 | Ceiling Fixture | Incandescent |  | Standard A Lamp | 2 | 60 | Bedroom | 234869 | Bedroom | 0.04008%
23489 | 1 | 1 |  | Manual | 2 | Ceiling Fan | Incandescent |  | Standard A Lamp | 4 | 40 | Family Room | 234891 | Family Room | 0.09408%
23489 | 1 | 2 |  | Manual | 2 | Table | Incandescent |  | Standard A Lamp | 1 | 100 | Family Room | 234891 | Family Room | 0.09408%
23489 | 1 | 3 |  | Manual | 1 | Table | Compact Fluorescent |  | Twist | 1 | 15 | Family Room | 234891 | Family Room | 0.09408%
23489 | 1 | 4 |  | Manual | 2 | Track | Incandescent |  | Standard A Lamp | 3 | 60 | Family Room | 234891 | Family Room | 0.09408%
23489 | 2 | 1 |  | Manual | 2 | Chandelier (Hanging) | Incandescent |  | Standard A Lamp | 1 | 40 | Bathroom | 234892 | Bathroom | 0.09408%
23489 | 2 | 2 |  | Manual | 1 | Wall Mount | Incandescent |  | Standard A Lamp | 1 | 60 | Bathroom | 234892 | Bathroom | 0.09408%
23489 | 3 | 1 |  | Manual | 1 | Ceiling Fixture | Incandescent |  | Standard A Lamp | 1 | 60 | Laundry Room | 234893 | Laundry Room | 0.09408%
23489 | 4 | 1 |  | Manual | 3 | Wall Mount | Incandescent |  | Clear | 1 | 60 | Other | 234894 | Other | 0.09408%
23489 | 5 | 1 |  | Manual | 1 | Ceiling Fixture | Compact Fluorescent |  | Twist | 1 | 15 | Living Room | 234895 | Living Room | 0.09408%
23489 | 5 | 2 |  | Manual | 1 | Table | Incandescent |  | 3-Way Incandescent | 1 | 200 | Living Room | 234895 | Living Room | 0.09408%
23489 | 6 | 1 |  | Dimmer | 1 | Chandelier (Hanging) | Incandescent |  | Standard A Lamp | 3 | 100 | Dining Room | 234896 | Dining Room | 0.09408%
23489 | 6 | 2 |  | Manual | 1 | Ceiling Fixture | Incandescent |  | Standard A Lamp | 1 | 60 | Dining Room | 234896 | Dining Room | 0.09408%
23489 | 7 | 1 |  | Manual | 1 | Ceiling Fixture | Incandescent |  | Standard A Lamp | 1 | 60 | Hall | 234897 | Hall | 0.09408%
23489 | 8 | 1 |  | Manual | 1 | Ceiling Fixture | Incandescent |  | Standard A Lamp | 1 | 40 | Master Bedroom | 234898 | Master Bedroom | 0.09408%
23489 | 8 | 2 |  | Manual | 2 | Table | Compact Fluorescent |  | Twist | 1 | 15 | Master Bedroom | 234898 | Master Bedroom | 0.09408%
23489 | 9 | 1 |  | Manual | 1 | Wall Mount | Incandescent |  | Standard A Lamp | 2 | 60 | Bathroom | 234899 | Bathroom | 0.09408%
23489 | 10 | 1 |  | Manual | 1 | Ceiling Fixture | Incandescent |  | Standard A Lamp | 1 | 40 | Bedroom | 2348910 | Bedroom | 0.09408%
23489 | 10 | 2 |  | Manual | 1 | Floor lamp | Incandescent |  | 3-Way Incandescent | 1 | 100 | Bedroom | 2348910 | Bedroom | 0.09408%
23489 | 11 | 1 |  | Manual | 1 | Wall Mount | Incandescent |  | Standard A Lamp | 1 | 75 | Bedroom | 2348911 | Bedroom | 0.09408%
23489 | 12 | 1 |  | Dimmer | 1 | Chandelier (Hanging) | Incandescent |  | Standard A Lamp | 5 | 100 | Kitchen | 2348912 | Kitchen | 0.09408%
23489 | 12 | 2 |  | Manual | 1 | Chandelier (Hanging) | Incandescent |  | Standard A Lamp | 3 | 60 | Kitchen | 2348912 | Kitchen | 0.09408%
23489 | 12 | 3 |  | Manual | 2 | Ceiling Fixture | Linear Fluorescent | 48 | T-12 | 1 | 40 | Kitchen | 2348912 | Kitchen | 0.09408%
23501 | 1 | 1 |  | Manual | 1 | Ceiling Fixture | Compact Fluorescent |  | Twist | 1 | 15 | Bathroom | 235011 | Bathroom | 0.05169%
23501 | 2 | 1 |  | Manual | 1 | Ceiling Fixture | Compact Fluorescent |  | Twist | 1 | 15 | Other | 235012 | Other | 0.05169%
23501 | 3 | 1 |  | Manual | 1 | Ceiling Fixture | Compact Fluorescent |  | Twist | 1 | 15 | Closet | 235013 | Closet | 0.05169%
23501 | 4 | 1 |  | Manual | 1 | Chandelier (Hanging) | Incandescent |  | Mini base | 8 | 40 | Dining Room | 235014 | Dining Room | 0.05169%
23501 | 5 | 1 |  | Manual | 1 | Ceiling Fixture | Compact Fluorescent |  | Twist | 1 | 15 | Hall | 235015 | Hall | 0.05169%
23501 | 6 | 1 |  | Manual | 2 | Ceiling Fixture | Compact Fluorescent |  | Twist | 1 | 15 | Other | 235016 | Other | 0.05169%
23501 | 6 | 2 |  | Manual | 1 | Table | Linear Fluorescent | 16 | Fluorescent Other | 1 | 16 | Other | 235016 | Other | 0.05169%
23501 | 7 | 1 |  | Manual | 1 | Ceiling Fixture | Incandescent |  | Standard A Lamp | 1 | 75 | Garage | 235017 | Garage | 0.05169%
23501 | 8 | 1 |  | Manual | 1 | Ceiling Fixture | Compact Fluorescent |  | Twist | 1 | 22 | Kitchen | 235018 | Kitchen | 0.05169%
23501 | 8 | 2 |  | Manual | 1 | Ceiling Fixture | Linear Fluorescent | 48 | T-12 | 2 | 40 | Kitchen | 235018 | Kitchen | 0.05169%
23501 | 9 | 1 |  | Manual | 1 | Ceiling Fixture | Compact Fluorescent |  | Twist | 1 | 15 | Laundry Room | 235019 | Laundry Room | 0.05169%
23501 | 10 | 1 |  | Manual | 1 | Chandelier (Hanging) | Incandescent |  | Mini base | 5 | 40 | Living Room | 2350110 | Living Room | 0.05169%
23501 | 10 | 2 |  | Manual | 1 | Table | Compact Fluorescent |  | Twist | 1 | 15 | Living Room | 2350110 | Living Room | 0.05169%
23501 | 11 | 1 |  | Manual | 1 | Ceiling Fan | Compact Fluorescent |  | Twist | 1 | 15 | Bathroom | 2350111 | Bathroom | 0.05169%
23501 | 12 | 1 |  | Manual | 1 | Ceiling Fixture | Compact Fluorescent |  | Twist | 3 | 15 | Master Bedroom | 2350112 | Master Bedroom | 0.05169%
23501 | 13 | 1 |  | Manual | 1 | Ceiling Fixture | Compact Fluorescent |  | Twist | 1 | 15 | Closet | 2350113 | Closet | 0.05169%
23501 | 14 | 1 |  | Manual | 3 | Ceiling Fixture | Compact Fluorescent |  | Twist | 1 | 15 | Other | 2350114 | Other | 0.05169%
23501 | 15 | 1 |  | Manual | 1 | Ceiling Fixture | Compact Fluorescent |  | Twist | 1 | 15 | Other | 2350115 | Other | 0.05169%
23501 | 16 | 1 |  | Manual | 1 | Ceiling Fixture | Compact Fluorescent |  | Twist | 2 | 15 | Bedroom | 2350116 | Bedroom | 0.05169%
23501 | 17 | 1 |  | Manual | 2 | Ceiling Fixture | Compact Fluorescent |  | A shape bulb | 1 | 15 | Hall | 2350117 | Hall | 0.05169%
23501 | 18 | 1 |  | Manual | 1 | Wall Mount | Compact Fluorescent |  | Twist | 1 | 15 | Hall | 2350118 | Hall | 0.05169%
23502 | 1 | 1 |  | Manual | 1 | Wall Mount | Compact Fluorescent |  | Twist | 5 | 22 | Bathroom | 235021 | Bathroom | 0.02845%
23502 | 2 | 1 |  | Manual | 1 | Chandelier (Hanging) | Compact Fluorescent |  | Twist | 4 | 22 | Bedroom | 235022 | Bedroom | 0.02845%
23502 | 3 | 1 |  | Manual | 3 | Table | Compact Fluorescent |  | Twist | 1 | 22 | Bedroom | 235023 | Bedroom | 0.02845%
23502 | 3 | 2 |  | Manual | 1 | Ceiling Fixture | Incandescent |  | Standard A Lamp | 1 | 60 | Bedroom | 235023 | Bedroom | 0.02845%
23502 | 4 | 1 |  | Manual | 4 | Table | Compact Fluorescent |  | Twist | 4 | 22 | Bedroom | 235024 | Bedroom | 0.02845%
23502 | 4 | 2 |  | Manual | 2 | Ceiling Fixture | Compact Fluorescent |  | Twist | 2 | 22 | Bedroom | 235024 | Bedroom | 0.02845%
23502 | 4 | 3 |  | Manual | 1 | Wall Mount | Compact Fluorescent |  | Twist | 5 | 22 | Bedroom | 235024 | Bedroom | 0.02845%
23502 | 5 | 1 |  | Manual | 2 | Ceiling Fixture | Compact Fluorescent |  | Twist | 1 | 28 | Garage | 235025 | Garage | 0.02845%
23502 | 5 | 2 |  | Manual | 1 | Garage door opener | Incandescent |  | Clear | 2 | 40 | Garage | 235025 | Garage | 0.02845%
23502 | 5 | 3 |  | Manual | 1 | Ceiling Fixture | Incandescent |  | Standard A Lamp | 2 | 65 | Garage | 235025 | Garage | 0.02845%
23502 | 6 | 1 |  | Manual | 2 | Ceiling Fixture | Incandescent |  | Standard A Lamp | 1 | 22 | Hall | 235026 | Hall | 0.02845%
23502 | 7 | 1 |  | Manual | 4 | Table | Compact Fluorescent |  | Twist | 1 | 22 | Kitchen | 235027 | Kitchen | 0.02845%
23502 | 7 | 2 |  | Manual | 1 | Ceiling Fixture | Compact Fluorescent |  | Twist | 2 | 22 | Kitchen | 235027 | Kitchen | 0.02845%
23502 | 7 | 3 |  | Manual | 1 | Ceiling Fixture | Incandescent |  | Globe | 1 | 60 | Kitchen | 235027 | Kitchen | 0.02845%
23502 | 7 | 4 |  | Manual | 2 | Ceiling Fixture | Linear Fluorescent | 48 | T-4 | 2 | 40 | Kitchen | 235027 | Kitchen | 0.02845%
23502 | 8 | 1 |  | Manual | 1 | Ceiling Fixture | Incandescent |  | Standard A Lamp | 1 | 60 | Laundry Room | 235028 | Laundry Room | 0.02845%
23504 | 1 | 1 |  | Manual | 1 | Wall Mount | Compact Fluorescent |  | Twist | 6 | 15 | Bathroom | 235041 | Bathroom | 0.04008%
23504 | 1 | 2 |  | Manual | 1 | Recessed Can | Compact Fluorescent |  | Twist | 1 | 15 | Bathroom | 235041 | Bathroom | 0.04008%
23504 | 1 | 3 |  | Manual | 1 | Ceiling Fixture | Incandescent |  | Heat Lamp | 1 | 150 | Bathroom | 235041 | Bathroom | 0.04008%
23504 | 1 | 4 |  | Manual | 1 | Ceiling Fixture | Incandescent |  | Reflector | 1 | 65 | Bathroom | 235041 | Bathroom | 0.04008%
23504 | 2 | 1 |  | Dimmer | 1 | Wall Mount | Incandescent |  | Clear | 6 | 25 | Bathroom | 235042 | Bathroom | 0.04008%
23504 | 2 | 2 |  | Manual | 1 | Ceiling Fixture | Incandescent |  | Heat Lamp | 1 | 150 | Bathroom | 235042 | Bathroom | 0.04008%
23504 | 2 | 3 |  | Manual | 1 | Ceiling Fixture | Incandescent |  | Reflector | 1 | 65 | Bathroom | 235042 | Bathroom | 0.04008%
23504 | 3 | 1 |  | Manual | 1 | Ceiling Fixture | Compact Fluorescent |  | Twist | 1 | 15 | Closet | 235043 | Closet | 0.04008%
23504 | 4 | 1 |  | Manual | 1 | Ceiling Fixture | Compact Fluorescent |  | Twist | 1 | 15 | Closet | 235044 | Closet | 0.04008%
23504 | 5 | 1 |  | Manual | 1 | Chandelier (Hanging) | Incandescent |  | Standard A Lamp | 3 | 60 | Dining Room | 235045 | Dining Room | 0.04008%
23504 | 6 | 1 |  | Manual | 2 | Ceiling Fixture | Compact Fluorescent |  | Twist | 1 | 15 | Hall | 235046 | Hall | 0.04008%
23504 | 6 | 2 |  | Photo | 1 | Other | Incandescent |  | Other | 1 | 25 | Hall | 235046 | Hall | 0.04008%
23504 | 7 | 1 |  | Manual | 9 | Recessed Can | Compact Fluorescent |  | Twist | 1 | 15 | Kitchen | 235047 | Kitchen | 0.04008%
23504 | 7 | 2 |  | Dimmer | 1 | Recessed Can | Incandescent |  | Reflector | 1 | 60 | Kitchen | 235047 | Kitchen | 0.04008%
23504 | 8 | 1 |  | Manual | 2 | Table | Incandescent |  | Standard A Lamp | 1 | 60 | Living Room | 235048 | Living Room | 0.04008%
23504 | 8 | 2 |  | Manual | 1 | Torchiere | Halogen |  | Quartz Tube | 1 | 75 | Living Room | 235048 | Living Room | 0.04008%
23504 | 9 | 1 |  | Manual | 1 | Ceiling Fixture | Compact Fluorescent |  | Twist | 1 | 15 | Bedroom | 235049 | Bedroom | 0.04008%
23504 | 9 | 2 |  | Manual | 1 | Table | Incandescent |  | Standard A Lamp | 1 | 40 | Bedroom | 235049 | Bedroom | 0.04008%
23504 | 10 | 1 |  | Manual | 1 | Ceiling Fixture | Incandescent |  | Standard A Lamp | 1 | 60 | Bedroom | 2350410 | Bedroom | 0.04008%
23504 | 10 | 2 |  | Manual | 1 | Table | Incandescent |  | Mini base | 1 | 25 | Bedroom | 2350410 | Bedroom | 0.04008%
23504 | 10 | 3 |  | Manual | 1 | Table | Incandescent |  | Mini base | 2 | 25 | Bedroom | 2350410 | Bedroom | 0.04008%
23504 | 10 | 4 |  | Manual | 1 | Table | Incandescent |  | Standard A Lamp | 1 | 40 | Bedroom | 2350410 | Bedroom | 0.04008%
23511 | 1 | 1 |  | Manual | 1 | Ceiling Fan | Compact Fluorescent |  | Twist | 1 | 22 | Bedroom | 235111 | Bedroom | 0.09408%
23511 | 2 | 1 |  | Motion | 1 | Garage door opener | Incandescent |  | Standard A Lamp | 1 | 60 | Garage | 235112 | Garage | 0.09408%
23511 | 3 | 1 |  | Manual | 2 | Ceiling Fixture | Compact Fluorescent |  | Twist | 2 | 15 | Hall | 235113 | Hall | 0.09408%
23511 | 4 | 1 |  | Manual | 3 | Table | Compact Fluorescent |  | Twist | 1 | 22 | Living Room | 235114 | Living Room | 0.09408%
23511 | 4 | 2 |  | Manual | 1 | Ceiling Fan | Compact Fluorescent |  | Twist | 1 | 15 | Living Room | 235114 | Living Room | 0.09408%
23511 | 5 | 1 |  | Manual | 1 | Wall Mount | Incandescent |  | Globe | 4 | 40 | Bathroom | 235115 | Bathroom | 0.09408%
23511 | 6 | 1 |  | Dimmer | 1 | Ceiling Fan | Incandescent |  | Standard A Lamp | 3 | 60 | Bedroom | 235116 | Bedroom | 0.09408%
23511 | 6 | 2 |  | Manual | 1 | Table | Compact Fluorescent |  | Twist | 1 | 22 | Bedroom | 235116 | Bedroom | 0.09408%
23511 | 6 | 3 |  | Manual | 1 | Table | Incandescent |  | Decorative | 1 | 25 | Bedroom | 235116 | Bedroom | 0.09408%
23511 | 7 | 1 |  | Manual | 1 | Wall Mount | Incandescent |  | Globe | 4 | 40 | Bathroom | 235117 | Bathroom | 0.09408%
23511 | 8 | 1 |  | Dimmer | 1 | Ceiling Fan | Incandescent |  | Standard A Lamp | 1 | 60 | Bedroom | 235118 | Bedroom | 0.09408%
23511 | 9 | 1 |  | Manual | 2 | Ceiling Fixture | Compact Fluorescent |  | Twist | 2 | 15 | Kitchen | 235119 | Kitchen | 0.09408%
23526 | 1 | 1 |  | Manual | 1 | Wall Mount | Incandescent |  | Globe | 6 | 60 | Bathroom | 235261 | Bathroom | 0.04784%
23526 | 2 | 1 |  | Manual | 1 | Ceiling Fixture | Compact Fluorescent |  | Twist | 1 | 22 | Bathroom | 235262 | Bathroom | 0.04784%
23526 | 3 | 1 |  | Manual | 1 | Chandelier (Hanging) | Incandescent |  | Decorative | 16 | 40 | Bedroom | 235263 | Bedroom | 0.04784%
23526 | 3 | 2 |  | Manual | 1 | Table | Incandescent |  | Standard A Lamp | 1 | 75 | Bedroom | 235263 | Bedroom | 0.04784%
23526 | 4 | 1 |  | Manual | 1 | Chandelier (Hanging) | Incandescent |  | Standard A Lamp | 1 | 75 | Bedroom | 235264 | Bedroom | 0.04784%
23526 | 4 | 2 |  | Manual | 1 | Table | Incandescent |  | Standard A Lamp | 1 | 60 | Bedroom | 235264 | Bedroom | 0.04784%
23526 | 5 | 1 |  | Manual | 4 | Table | Incandescent |  | Standard A Lamp | 1 | 60 | Bedroom | 235265 | Bedroom | 0.04784%
23526 | 5 | 2 |  | Manual | 1 | Chandelier (Hanging) | Incandescent |  | Standard A Lamp | 6 | 40 | Bedroom | 235265 | Bedroom | 0.04784%
23526 | 6 | 1 |  | Manual | 1 | Chandelier (Hanging) | Incandescent |  | Standard A Lamp | 1 | 75 | Bedroom | 235266 | Bedroom | 0.04784%
23526 | 6 | 2 |  | Manual | 1 | Table | Incandescent |  | Standard A Lamp | 1 | 75 | Bedroom | 235266 | Bedroom | 0.04784%
23526 | 7 | 1 |  | Manual | 1 | Ceiling Fixture | Incandescent |  | Standard A Lamp | 1 | 60 | Bedroom | 235267 | Bedroom | 0.04784%
23526 | 8 | 1 |  | Manual | 1 | Ceiling Fixture | Incandescent |  | Standard A Lamp | 1 | 100 | Closet | 235268 | Closet | 0.04784%
23526 | 9 | 1 |  | Manual | 1 | Ceiling Fixture | Incandescent |  | Standard A Lamp | 1 | 75 | Closet | 235269 | Closet | 0.04784%
23526 | 10 | 1 |  | Manual | 1 | Chandelier (Hanging) | Incandescent |  | Decorative | 5 | 40 | Other | 2352610 | Other | 0.04784%
23526 | 10 | 2 |  | Manual | 1 | Wall Mount | Incandescent |  | Standard A Lamp | 1 | 75 | Other | 2352610 | Other | 0.04784%
23526 | 11 | 1 |  | Manual | 1 | Chandelier (Hanging) | Incandescent |  | Decorative | 5 | 40 | Hall | 2352611 | Hall | 0.04784%
23526 | 12 | 1 |  | Manual | 1 | Ceiling Fixture | Incandescent |  | Standard A Lamp | 1 | 100 | Other | 2352612 | Other | 0.04784%
23526 | 13 | 1 |  | Manual | 1 | Ceiling Fan | Incandescent |  | Standard A Lamp | 1 | 75 | Kitchen | 2352613 | Kitchen | 0.04784%
23526 | 13 | 2 |  | Manual | 1 | Ceiling Fixture | Linear Fluorescent | 96 | T-12 | 2 | 60 | Kitchen | 2352613 | Kitchen | 0.04784%
23526 | 13 | 3 |  | Manual | 6 | Recessed - other | Linear Fluorescent | 48 | T-12 | 2 | 40 | Kitchen | 2352613 | Kitchen | 0.04784%
23526 | 14 | 1 |  | Manual | 1 | Ceiling Fixture | Incandescent |  | Standard A Lamp | 1 | 60 | Other | 2352614 | Other | 0.04784%
23526 | 15 | 1 |  | Manual | 1 | Ceiling Fixture | Incandescent |  | Standard A Lamp | 2 | 75 | Other | 2352615 | Other | 0.04784%
23526 | 15 | 2 |  | Manual | 1 | Ceiling Fixture | Incandescent |  | Standard A Lamp | 1 | 60 | Other | 2352615 | Other | 0.04784%
23526 | 16 | 1 |  | Manual | 6 | Ceiling Fixture | Linear Fluorescent | 48 | T-12 | 1 | 40 | Other | 2352616 | Other | 0.04784%
23526 | 17 | 1 |  | Manual | 1 | Ceiling Fixture | Incandescent |  | Standard A Lamp | 1 | 60 | Other | 2352617 | Other | 0.04784%
23538 | 1 | 1 |  | Manual | 1 | Wall Mount | Incandescent |  | Globe | 10 | 25 | Bathroom | 235381 | Bathroom | 0.1084%
23538 | 1 | 2 |  | Manual | 1 | Recessed - other | Incandescent |  | Heat Lamp | 1 | 250 | Bathroom | 235381 | Bathroom | 0.1084%
23538 | 2 | 1 |  | Manual | 1 | Wall Mount | Incandescent |  | Globe | 6 | 40 | Bathroom | 235382 | Bathroom | 0.1084%
23538 | 2 | 2 |  | Manual | 1 | Recessed - other | Incandescent |  | Heat Lamp | 1 | 250 | Bathroom | 235382 | Bathroom | 0.1084%
23538 | 3 | 1 |  | Manual | 2 | Recessed Can | Incandescent |  | Reflector | 1 | 65 | Bedroom | 235383 | Bedroom | 0.1084%
23538 | 4 | 1 |  | Manual | 8 | Recessed Can | Incandescent |  | Reflector | 1 | 65 | Family Room | 235384 | Family Room | 0.1084%
23538 | 4 | 2 |  | Manual | 1 | Track | Incandescent |  | Reflector | 3 | 60 | Family Room | 235384 | Family Room | 0.1084%
23538 | 4 | 3 |  | Manual | 1 | Table | Incandescent |  | Standard A Lamp | 1 | 100 | Family Room | 235384 | Family Room | 0.1084%
23538 | 5 | 1 |  | Manual | 4 | Recessed Can | Incandescent |  | Reflector | 1 | 65 | Hall | 235385 | Hall | 0.1084%
23538 | 6 | 1 |  | Manual | 7 | Recessed Can | Incandescent |  | Reflector | 1 | 65 | Kitchen | 235386 | Kitchen | 0.1084%
23538 | 7 | 1 |  | Manual | 1 | Ceiling Fixture | Linear Fluorescent | 48 | T-8 | 1 | 32 | Laundry Room | 235387 | Laundry Room | 0.1084%
23538 | 8 | 1 |  | Manual | 1 | Recessed Can | Incandescent |  | Reflector | 1 | 65 | Master Bedroom | 235388 | Master Bedroom | 0.1084%
23538 | 8 | 2 |  | Manual | 1 | Track | Incandescent |  | Standard A Lamp | 2 | 40 | Master Bedroom | 235388 | Master Bedroom | 0.1084%
23538 | 9 | 1 |  | Manual | 2 | Recessed Can | Incandescent |  | Reflector | 1 | 65 | Office | 235389 | Office | 0.1084%
23538 | 10 | 1 |  | Manual | 1 | Ceiling Fixture | Linear Fluorescent | 48 | T-8 | 2 | 32 | Other | 2353810 | Other | 0.1084%
23539 | 1 | 1 |  | Manual | 1 | Ceiling Fixture | Incandescent |  | Standard A Lamp | 1 | 60 | Bathroom | 235391 | Bathroom | 0.05169%
23539 | 1 | 2 |  | Manual | 1 | Wall Mount | Compact Fluorescent |  | Twist | 1 | 15 | Bathroom | 235391 | Bathroom | 0.05169%
23539 | 2 | 1 |  | Manual | 1 | Wall Mount | Halogen |  | Quartz Tube | 1 | 100 | Bathroom | 235392 | Bathroom | 0.05169%
23539 | 2 | 2 |  | Manual | 1 | Ceiling Fixture | Incandescent |  | Standard A Lamp | 1 | 60 | Bathroom | 235392 | Bathroom | 0.05169%
23539 | 3 | 1 |  | Manual | 1 | Table | Compact Fluorescent |  | Twist | 1 | 15 | Bedroom | 235393 | Bedroom | 0.05169%
23539 | 4 | 1 |  | Manual | 1 | Ceiling Fixture | Incandescent |  | Standard A Lamp | 1 | 60 | Bedroom | 235394 | Bedroom | 0.05169%
23539 | 4 | 2 |  | Manual | 1 | Table | Incandescent |  | Mini base | 1 | 25 | Bedroom | 235394 | Bedroom | 0.05169%
23539 | 5 | 1 |  | Manual | 1 | Recessed Can | Incandescent |  | Standard A Lamp | 2 | 60 | Closet | 235395 | Closet | 0.05169%
23539 | 6 | 1 |  | Manual | 1 | Chandelier (Hanging) | Incandescent |  | Standard A Lamp | 1 | 60 | Dining Room | 235396 | Dining Room | 0.05169%
23539 | 7 | 1 |  | Manual | 1 | Ceiling Fixture | Incandescent |  | Standard A Lamp | 1 | 60 | Hall | 235397 | Hall | 0.05169%
23539 | 8 | 1 |  | Manual | 1 | Ceiling Fixture | Linear Fluorescent | 48 | T-12 | 2 | 40 | Garage | 235398 | Garage | 0.05169%
23539 | 8 | 2 |  | Manual | 1 | Garage door opener | Incandescent |  | Standard A Lamp | 1 | 60 | Garage | 235398 | Garage | 0.05169%
23539 | 9 | 1 |  | Manual | 1 | Ceiling Fixture | Incandescent |  | Standard A Lamp | 1 | 60 | Hall | 235399 | Hall | 0.05169%
23539 | 10 | 1 |  | Manual | 1 | Other | Incandescent |  | Standard A Lamp | 1 | 40 | Kitchen | 2353910 | Kitchen | 0.05169%
23539 | 10 | 2 |  | Manual | 1 | Recessed - other | Linear Fluorescent | 24 | T-12 | 1 | 20 | Kitchen | 2353910 | Kitchen | 0.05169%
23539 | 10 | 3 |  | Manual | 1 | Ceiling Fixture | Linear Fluorescent | 48 | T-8 | 2 | 32 | Kitchen | 2353910 | Kitchen | 0.05169%
23539 | 10 | 4 |  | Manual | 1 | Ceiling Fixture | Compact Fluorescent |  | Twist | 1 | 15 | Kitchen | 2353910 | Kitchen | 0.05169%
23539 | 11 | 1 |  | Manual | 1 | Ceiling Fixture | Compact Fluorescent |  | Twist | 1 | 15 | Laundry Room | 2353911 | Laundry Room | 0.05169%
23539 | 12 | 1 |  | Manual | 1 | Table | Incandescent |  | 3-Way Incandescent | 1 | 250 | Living Room | 2353912 | Living Room | 0.05169%
23539 | 12 | 2 |  | Manual | 1 | Table | Incandescent |  | 3-Way Incandescent | 1 | 150 | Living Room | 2353912 | Living Room | 0.05169%
23539 | 12 | 3 |  | Manual | 1 | Table | Incandescent |  | Standard A Lamp | 1 | 100 | Living Room | 2353912 | Living Room | 0.05169%
23539 | 13 | 1 |  | Manual | 1 | Ceiling Fixture | Incandescent |  | Standard A Lamp | 1 | 60 | Office | 2353913 | Office | 0.05169%
23544 | 1 | 1 |  | Manual | 1 | Ceiling Fixture | Compact Fluorescent |  | Twist | 1 | 22 | Hall | 235441 | Hall | 0.02963%
23544 | 2 | 1 |  | Manual | 1 | Wall Mount | Incandescent |  | Standard A Lamp | 1 | 60 | Bathroom | 235442 | Bathroom | 0.02963%
23544 | 3 | 1 |  | Manual | 1 | Ceiling Fixture | Incandescent |  | Standard A Lamp | 2 | 60 | Bedroom | 235443 | Bedroom | 0.02963%
23544 | 3 | 2 |  | Manual | 2 | Table | Compact Fluorescent |  | Twist | 1 | 22 | Bedroom | 235443 | Bedroom | 0.02963%
23544 | 4 | 1 |  | Motion | 2 | Ceiling Fixture | Incandescent |  | Standard A Lamp | 2 | 60 | Other | 235444 | Other | 0.02963%
23544 | 5 | 1 |  | Manual | 1 | Ceiling Fixture | Incandescent |  | Standard A Lamp | 2 | 60 | Bathroom | 235445 | Bathroom | 0.02963%
23544 | 6 | 1 |  | Manual | 3 | Ceiling Fixture | Incandescent |  | Standard A Lamp | 1 | 75 | Other | 235446 | Other | 0.02963%
23544 | 7 | 1 |  | Manual | 1 | Wall Mount | Incandescent |  | Standard A Lamp | 3 | 60 | Bathroom | 235447 | Bathroom | 0.02963%
23544 | 8 | 1 |  | Manual | 1 | Table | Compact Fluorescent |  | Twist | 1 | 15 | Bedroom | 235448 | Bedroom | 0.02963%
23544 | 8 | 2 |  | Manual | 1 | Ceiling Fixture | Incandescent |  | Standard A Lamp | 3 | 60 | Bedroom | 235448 | Bedroom | 0.02963%
23544 | 8 | 3 |  | Manual | 1 | Table | Incandescent |  | Standard A Lamp | 1 | 75 | Bedroom | 235448 | Bedroom | 0.02963%
23544 | 9 | 1 |  | Manual | 2 | Ceiling Fixture | Incandescent |  | Standard A Lamp | 2 | 75 | Bedroom | 235449 | Bedroom | 0.02963%
23544 | 9 | 2 |  | Manual | 1 | Ceiling Fixture | Incandescent |  | Reflector | 2 | 75 | Bedroom | 235449 | Bedroom | 0.02963%
23544 | 10 | 1 |  | Manual | 8 | Ceiling Fixture | Incandescent |  | Standard A Lamp | 1 | 60 | Other | 2354410 | Other | 0.02963%
23544 | 10 | 2 |  | Manual | 1 | Ceiling Fixture | Linear Fluorescent | 48 | T-12 | 4 | 40 | Other | 2354410 | Other | 0.02963%
23544 | 10 | 3 |  | Manual | 1 | Table | Compact Fluorescent |  | Twist | 1 | 22 | Other | 2354410 | Other | 0.02963%
23544 | 10 | 4 |  | Manual | 1 | Table | Linear Fluorescent | 12 | T-8 | 2 | 20 | Other | 2354410 | Other | 0.02963%
23544 | 11 | 1 |  | Manual | 3 | Ceiling Fixture | Incandescent |  | Standard A Lamp | 1 | 75 | Other | 2354411 | Other | 0.02963%
23544 | 12 | 1 |  | Manual | 1 | Chandelier (Hanging) | Incandescent |  | Decorative | 4 | 60 | Dining Room | 2354412 | Dining Room | 0.02963%
23544 | 13 | 1 |  | Manual | 2 | Ceiling Fixture | Linear Fluorescent | 96 | T-12 | 2 | 60 | Family Room | 2354413 | Family Room | 0.02963%
23544 | 13 | 2 |  | Manual | 1 | Table | Incandescent |  | Standard A Lamp | 1 | 60 | Family Room | 2354413 | Family Room | 0.02963%
23544 | 13 | 3 |  | Manual | 1 | Table | Compact Fluorescent |  | Pin base | 1 | 22 | Family Room | 2354413 | Family Room | 0.02963%
23544 | 14 | 1 |  | Manual | 1 | Ceiling Fixture | Incandescent |  | Reflector | 1 | 75 | Garage | 2354414 | Garage | 0.02963%
23544 | 14 | 2 |  | Motion | 1 | Garage door opener | Incandescent |  | Standard A Lamp | 1 | 100 | Garage | 2354414 | Garage | 0.02963%
23544 | 14 | 3 |  | Manual | 1 | Ceiling Fixture | Incandescent |  | Standard A Lamp | 1 | 60 | Garage | 2354414 | Garage | 0.02963%
23544 | 15 | 1 |  | Manual | 1 | Ceiling Fixture | Incandescent |  | Standard A Lamp | 2 | 60 | Hall | 2354415 | Hall | 0.02963%
23544 | 16 | 1 |  | Manual | 1 | Wall Mount | Compact Fluorescent |  | Twist | 1 | 15 | Hall | 2354416 | Hall | 0.02963%
23544 | 17 | 1 |  | Manual | 1 | Ceiling Fixture | Linear Fluorescent | 48 | T-12 | 2 | 40 | Kitchen | 2354417 | Kitchen | 0.02963%
23544 | 17 | 2 |  | Manual | 1 | Recessed Can | Incandescent |  | Standard A Lamp | 1 | 100 | Kitchen | 2354417 | Kitchen | 0.02963%
23544 | 18 | 1 |  | Manual | 1 | Ceiling Fixture | Incandescent |  | Standard A Lamp | 1 | 60 | Laundry Room | 2354418 | Laundry Room | 0.02963%
23544 | 19 | 1 |  | Manual | 1 | Ceiling Fixture | Incandescent |  | Standard A Lamp | 2 | 60 | Living Room | 2354419 | Living Room | 0.02963%
23544 | 19 | 2 |  | Manual | 1 | Floor lamp | Compact Fluorescent |  | Pin base | 1 | 22 | Living Room | 2354419 | Living Room | 0.02963%
23544 | 19 | 3 |  | Manual | 1 | Table | Incandescent |  | Clear | 1 | 40 | Living Room | 2354419 | Living Room | 0.02963%
23544 | 20 | 1 |  | Manual | 1 | Ceiling Fixture | Linear Fluorescent | 24 | T-12 | 4 | 20 | Office | 2354420 | Office | 0.02963%
23544 | 20 | 2 |  | Manual | 1 | Table | Incandescent |  | Standard A Lamp | 1 | 75 | Office | 2354420 | Office | 0.02963%
23545 | 1 | 1 |  | Manual | 1 | Ceiling Fixture | Compact Fluorescent |  | Globe | 4 | 15 | Bathroom | 235451 | Bathroom | 0.04008%
23545 | 1 | 2 |  | Manual | 1 | Ceiling Fixture | Compact Fluorescent |  | Globe | 4 | 15 | Bathroom | 235451 | Bathroom | 0.04008%
23545 | 2 | 1 |  | Manual | 1 | Ceiling Fan | Compact Fluorescent |  | A shape bulb | 3 | 15 | Bedroom | 235452 | Bedroom | 0.04008%
23545 | 2 | 2 |  | Manual | 1 | Torchiere | Incandescent |  | Standard A Lamp | 1 | 100 | Bedroom | 235452 | Bedroom | 0.04008%
23545 | 2 | 3 |  | Manual | 1 | Table | Incandescent |  | Standard A Lamp | 1 | 75 | Bedroom | 235452 | Bedroom | 0.04008%
23545 | 3 | 1 |  | Manual | 1 | Ceiling Fixture | Compact Fluorescent |  | Circline (Screw Base) | 1 | 28 | Closet | 235453 | Closet | 0.04008%
23545 | 4 | 1 |  | Manual | 1 | Ceiling Fan | Compact Fluorescent |  | A shape bulb | 3 | 22 | Office | 235454 | Office | 0.04008%
23545 | 4 | 2 |  | Manual | 1 | Track | Compact Fluorescent |  | A shape bulb | 3 | 15 | Office | 235454 | Office | 0.04008%
23545 | 4 | 3 |  | Manual | 1 | Track | Incandescent |  | Reflector | 2 | 65 | Office | 235454 | Office | 0.04008%
23545 | 4 | 4 |  | Manual | 1 | Wall Mount | Incandescent |  | Standard A Lamp | 1 | 60 | Office | 235454 | Office | 0.04008%
23545 | 5 | 1 |  | Manual | 1 | Chandelier (Hanging) | Incandescent |  | Globe | 1 | 60 | Dining Room | 235455 | Dining Room | 0.04008%
23545 | 6 | 1 |  | Manual | 3 | Ceiling Fixture | Compact Fluorescent |  | Twist | 1 | 15 | Hall | 235456 | Hall | 0.04008%
23545 | 7 | 1 |  | Manual | 1 | Ceiling Fan | Compact Fluorescent |  | A shape bulb | 3 | 15 | Kitchen | 235457 | Kitchen | 0.04008%
23545 | 7 | 2 |  | Manual | 3 | Ceiling Fixture | Linear Fluorescent | 44 | T-12 | 1 | 32 | Kitchen | 235457 | Kitchen | 0.04008%
23545 | 7 | 3 |  | Manual | 1 | Other | Incandescent |  | Standard A Lamp | 1 | 25 | Kitchen | 235457 | Kitchen | 0.04008%
23545 | 8 | 1 |  | Manual | 1 | Ceiling Fixture | Compact Fluorescent |  | Circline (Screw Base) | 1 | 28 | Laundry Room | 235458 | Laundry Room | 0.04008%
23545 | 9 | 1 |  | Manual | 3 | Recessed Can | Incandescent |  | Reflector | 1 | 75 | Living Room | 235459 | Living Room | 0.04008%
23545 | 9 | 2 |  | Manual | 1 | Wall Mount | Incandescent |  | Standard A Lamp | 1 | 75 | Living Room | 235459 | Living Room | 0.04008%
23545 | 9 | 3 |  | Manual | 1 | Wall Mount | Compact Fluorescent |  | Twist | 1 | 15 | Living Room | 235459 | Living Room | 0.04008%
23545 | 10 | 1 |  | Manual | 1 | Ceiling Fan | Compact Fluorescent |  | A shape bulb | 3 | 15 | Master Bedroom | 2354510 | Master Bedroom | 0.04008%
23545 | 10 | 2 |  | Manual | 2 | Wall Mount | Incandescent |  | Standard A Lamp | 1 | 125 | Master Bedroom | 2354510 | Master Bedroom | 0.04008%
23545 | 10 | 3 |  | Manual | 1 | Ceiling Fixture | Compact Fluorescent |  | Twist | 1 | 15 | Master Bedroom | 2354510 | Master Bedroom | 0.04008%
23545 | 11 | 1 |  | Manual | 1 | Wall Mount | Linear Fluorescent | 22 | T-8 | 1 | 20 | Bathroom | 2354511 | Bathroom | 0.04008%
23545 | 11 | 2 |  | Manual | 1 | Ceiling Fixture | Compact Fluorescent |  | Circline (Screw Base) | 1 | 28 | Bathroom | 2354511 | Bathroom | 0.04008%
23545 | 12 | 1 |  | Manual | 1 | Ceiling Fixture | Incandescent |  | Standard A Lamp | 1 | 60 | Hall | 2354512 | Hall | 0.04008%
23545 | 13 | 1 |  | Manual | 2 | Ceiling Fixture | Compact Fluorescent |  | Twist | 1 | 15 | Garage | 2354513 | Garage | 0.04008%
23545 | 13 | 2 |  | Manual | 1 | Ceiling Fixture | Incandescent |  | Standard A Lamp | 1 | 60 | Garage | 2354513 | Garage | 0.04008%
23545 | 13 | 3 |  | Manual | 1 | Garage door opener | Incandescent |  | Standard A Lamp | 2 | 60 | Garage | 2354513 | Garage | 0.04008%
23546 | 1 | 1 |  | Manual | 1 | Architectural | Incandescent |  | Standard A Lamp | 1 | 60 | Other | 235461 | Other | 0.05169%
23546 | 2 | 1 |  | Manual | 2 | Wall Mount | Linear Fluorescent | 48 | Fluorescent Other | 1 | 22 | Bathroom | 235462 | Bathroom | 0.05169%
23546 | 2 | 2 |  | Manual | 1 | Ceiling Fixture | Compact Fluorescent |  | Twist | 2 | 13 | Bathroom | 235462 | Bathroom | 0.05169%
23546 | 3 | 1 |  | Manual | 1 | Ceiling Fixture | Incandescent |  | Standard A Lamp | 2 | 60 | Bedroom | 235463 | Bedroom | 0.05169%
23546 | 3 | 2 |  | Manual | 1 | Table | Incandescent |  | Standard A Lamp | 1 | 40 | Bedroom | 235463 | Bedroom | 0.05169%
23546 | 4 | 1 |  | Manual | 1 | Ceiling Fixture | Incandescent |  | Standard A Lamp | 1 | 60 | Hall | 235464 | Hall | 0.05169%
23546 | 5 | 1 |  | Manual | 2 | Ceiling Fixture | Compact Fluorescent |  | Twist | 2 | 13 | Kitchen | 235465 | Kitchen | 0.05169%
23546 | 5 | 2 |  | Manual | 1 | Recessed - other | Compact Fluorescent |  | Twist | 1 | 13 | Kitchen | 235465 | Kitchen | 0.05169%
23546 | 6 | 1 |  | Manual | 1 | Low bay | Linear Fluorescent | 22 | T-12 | 2 | 20 | Laundry Room | 235466 | Laundry Room | 0.05169%
23546 | 7 | 1 |  | Manual | 1 | Table | Compact Fluorescent |  | Twist | 1 | 13 | Living Room | 235467 | Living Room | 0.05169%
23546 | 7 | 2 |  | Manual | 1 | Table | Linear Fluorescent | 48 | T-4 | 1 | 13 | Living Room | 235467 | Living Room | 0.05169%
23546 | 8 | 1 |  | Manual | 2 | Table | Compact Fluorescent |  | Twist | 1 | 13 | Master Bedroom | 235468 | Master Bedroom | 0.05169%
23546 | 8 | 2 |  | Manual | 1 | Ceiling Fixture | Compact Fluorescent |  | Twist | 1 | 13 | Master Bedroom | 235468 | Master Bedroom | 0.05169%
23546 | 9 | 1 |  | Manual | 1 | Ceiling Fixture | Compact Fluorescent |  | Twist | 2 | 13 | Other | 235469 | Other | 0.05169%
23546 | 9 | 2 |  | Manual | 1 | Low bay | Linear Fluorescent | 12 | T-8 | 1 | 15 | Other | 235469 | Other | 0.05169%
23547 | 1 | 1 |  | Manual | 1 | Ceiling Fixture | Incandescent |  | Standard A Lamp | 1 | 25 | Bathroom | 235471 | Bathroom | 0.05296%
23547 | 1 | 2 |  | Manual | 1 | Wall Mount | Incandescent |  | Globe | 6 | 60 | Bathroom | 235471 | Bathroom | 0.05296%
23547 | 2 | 1 |  | Manual | 1 | Ceiling Fixture | Incandescent |  | Standard A Lamp | 2 | 40 | Bedroom | 235472 | Bedroom | 0.05296%
23547 | 3 | 1 |  | Manual | 1 | Ceiling Fan | Compact Fluorescent |  | Twist | 1 | 28 | Bedroom | 235473 | Bedroom | 0.05296%
23547 | 3 | 2 |  | Manual | 2 | Table | Compact Fluorescent |  | Twist | 1 | 28 | Bedroom | 235473 | Bedroom | 0.05296%
23547 | 3 | 3 |  | Manual | 3 | Ceiling Fixture | Compact Fluorescent |  | Twist | 1 | 28 | Bedroom | 235473 | Bedroom | 0.05296%
23547 | 4 | 1 |  | Manual | 1 | Chandelier (Hanging) | Incandescent |  | Globe | 1 | 60 | Dining Room | 235474 | Dining Room | 0.05296%
23547 | 5 | 1 |  | Manual | 1 | Ceiling Fixture | Incandescent |  | Standard A Lamp | 1 | 25 | Bathroom | 235475 | Bathroom | 0.05296%
23547 | 5 | 2 |  | Manual | 1 | Wall Mount | Compact Fluorescent |  | Twist | 4 | 28 | Bathroom | 235475 | Bathroom | 0.05296%
23547 | 6 | 1 |  | Manual | 1 | Ceiling Fixture | Compact Fluorescent |  | Twist | 2 | 22 | Bedroom | 235476 | Bedroom | 0.05296%
23547 | 7 | 1 |  | Manual | 1 | Ceiling Fixture | Compact Fluorescent |  | Twist | 2 | 22 | Bedroom | 235477 | Bedroom | 0.05296%
23547 | 8 | 1 |  | Manual | 2 | Ceiling Fixture | Compact Fluorescent |  | Twist | 2 | 22 | Family Room | 235478 | Family Room | 0.05296%
23547 | 9 | 1 |  | Manual | 2 | Recessed Can | Compact Fluorescent |  | Twist | 1 | 28 | Hall | 235479 | Hall | 0.05296%
23547 | 10 | 1 |  | Manual | 1 | Ceiling Fixture | Compact Fluorescent |  | Twist | 1 | 22 | Laundry Room | 2354710 | Laundry Room | 0.05296%
23547 | 11 | 1 |  | Manual | 1 | Ceiling Fixture | Incandescent |  | Globe | 1 | 60 | Hall | 2354711 | Hall | 0.05296%
23547 | 12 | 1 |  | Manual | 1 | Ceiling Fixture | Incandescent |  | Standard A Lamp | 1 | 60 | Hall | 2354712 | Hall | 0.05296%
23547 | 13 | 1 |  | Manual | 1 | Floor lamp | Incandescent |  | Standard A Lamp | 1 | 100 | Living Room | 2354713 | Living Room | 0.05296%
23547 | 13 | 2 |  | Manual | 2 | Floor lamp | Incandescent |  | Standard A Lamp | 3 | 52 | Living Room | 2354713 | Living Room | 0.05296%
23547 | 14 | 1 |  | Manual | 1 | Wall Mount | Incandescent |  | Standard A Lamp | 1 | 20 | Kitchen | 2354714 | Kitchen | 0.05296%
23547 | 14 | 2 |  | Manual | 1 | Ceiling Fixture | Linear Fluorescent | 48 | T-12 | 2 | 40 | Kitchen | 2354714 | Kitchen | 0.05296%
23554 | 1 | 1 |  | Manual | 2 | Ceiling Fixture | Compact Fluorescent |  | Twist | 1 | 15 | Bathroom | 235541 | Bathroom | 0.02963%
23554 | 1 | 2 |  | Manual | 1 | Wall Mount | Compact Fluorescent |  | Twist | 5 | 15 | Bathroom | 235541 | Bathroom | 0.02963%
23554 | 2 | 1 |  | Manual | 2 | Ceiling Fixture | Compact Fluorescent |  | Twist | 2 | 15 | Hall | 235542 | Hall | 0.02963%
23554 | 3 | 1 |  | Manual | 1 | Ceiling Fixture | Compact Fluorescent |  | Twist | 2 | 15 | Office | 235543 | Office | 0.02963%
23554 | 3 | 2 |  | Manual | 1 | Table | Incandescent |  | Standard A Lamp | 1 | 60 | Office | 235543 | Office | 0.02963%
23554 | 4 | 1 |  | Manual | 1 | Ceiling Fan | Incandescent |  | Mini base | 4 | 40 | Living Room | 235544 | Living Room | 0.02963%
23554 | 4 | 2 |  | Manual | 1 | Ceiling Fixture | Compact Fluorescent |  | Twist | 2 | 15 | Living Room | 235544 | Living Room | 0.02963%
23554 | 4 | 3 |  | Manual | 1 | Table | Incandescent |  | Decorative | 1 | 40 | Living Room | 235544 | Living Room | 0.02963%
23554 | 4 | 4 |  | Manual | 1 | Table | Compact Fluorescent |  | Twist | 1 | 22 | Living Room | 235544 | Living Room | 0.02963%
23554 | 5 | 1 |  | Manual | 1 | Ceiling Fan | Incandescent |  | Mini base | 4 | 40 | Master Bedroom | 235545 | Master Bedroom | 0.02963%
23554 | 5 | 2 |  | Manual | 1 | Floor lamp | Compact Fluorescent |  | Twist | 2 | 15 | Master Bedroom | 235545 | Master Bedroom | 0.02963%
23554 | 6 | 1 |  | Manual | 2 | Ceiling Fixture | Compact Fluorescent |  | Twist | 2 | 15 | Closet | 235546 | Closet | 0.02963%
23554 | 7 | 1 |  | Manual | 1 | Chandelier (Hanging) | Compact Fluorescent |  | A shape bulb | 9 | 15 | Dining Room | 235547 | Dining Room | 0.02963%
23554 | 8 | 1 |  | Manual | 10 | Recessed Can | Compact Fluorescent |  | Flood | 1 | 15 | Kitchen | 235548 | Kitchen | 0.02963%
23554 | 8 | 2 |  | Manual | 1 | Ceiling Fixture | Compact Fluorescent |  | Pin base | 1 | 22 | Kitchen | 235548 | Kitchen | 0.02963%
23554 | 8 | 3 |  | Manual | 1 | Chandelier (Hanging) | Compact Fluorescent |  | Twist | 3 | 15 | Kitchen | 235548 | Kitchen | 0.02963%
23554 | 9 | 1 |  | Manual | 1 | Ceiling Fixture | Linear Fluorescent | 48 | T-8 | 2 | 32 | Laundry Room | 235549 | Laundry Room | 0.02963%
23554 | 10 | 1 |  | Manual | 2 | Ceiling Fan | Compact Fluorescent |  | Twist | 1 | 15 | Family Room | 2355410 | Family Room | 0.02963%
23554 | 10 | 2 |  | Manual | 1 | Floor lamp | Compact Fluorescent |  | Twist | 1 | 15 | Family Room | 2355410 | Family Room | 0.02963%
23554 | 11 | 1 |  | Manual | 1 | Ceiling Fixture | Compact Fluorescent |  | Twist | 2 | 15 | Bedroom | 2355411 | Bedroom | 0.02963%
23554 | 11 | 2 |  | Manual | 1 | Table | Compact Fluorescent |  | Twist | 1 | 15 | Bedroom | 2355411 | Bedroom | 0.02963%
23554 | 12 | 1 |  | Manual | 1 | Wall Mount | Incandescent |  | Standard A Lamp | 1 | 100 | Bathroom | 2355412 | Bathroom | 0.02963%
23556 | 1 | 1 |  | Manual | 1 | Wall Mount | Incandescent |  | Globe | 4 | 25 | Bathroom | 235561 | Bathroom | 0.2054%
23556 | 2 | 1 |  | Manual | 1 | Ceiling Fixture | Incandescent |  | Standard A Lamp | 2 | 60 | Bedroom | 235562 | Bedroom | 0.2054%
23556 | 2 | 2 |  | Manual | 1 | Table | Incandescent |  | Standard A Lamp | 1 | 60 | Bedroom | 235562 | Bedroom | 0.2054%
23556 | 2 | 3 |  | Manual | 1 | Table | Linear Fluorescent | 16 | T-5 | 4 | 32 | Bedroom | 235562 | Bedroom | 0.2054%
23556 | 3 | 1 |  | Manual | 1 | Ceiling Fixture | Incandescent |  | Standard A Lamp | 2 | 60 | Bedroom | 235563 | Bedroom | 0.2054%
23556 | 3 | 2 |  | Manual | 1 | Ceiling Fixture | Incandescent |  | Standard A Lamp | 1 | 60 | Bedroom | 235563 | Bedroom | 0.2054%
23556 | 4 | 1 |  | Manual | 1 | Ceiling Fixture | Incandescent |  | Standard A Lamp | 1 | 60 | Bedroom | 235564 | Bedroom | 0.2054%
23556 | 5 | 1 |  | Manual | 1 | Ceiling Fixture | Compact Fluorescent |  | Twist | 1 | 22 | Hall | 235565 | Hall | 0.2054%
23556 | 6 | 1 |  | Manual | 2 | Ceiling Fixture | Linear Fluorescent | 48 | Fluorescent Unknown | 2 | 58 | Kitchen | 235566 | Kitchen | 0.2054%
23556 | 6 | 2 |  | Manual | 1 | Ceiling Fixture | Incandescent |  | Standard A Lamp | 1 | 60 | Kitchen | 235566 | Kitchen | 0.2054%
23556 | 7 | 1 |  | Manual | 1 | Ceiling Fixture | Incandescent |  | Standard A Lamp | 1 | 60 | Laundry Room | 235567 | Laundry Room | 0.2054%
23556 | 8 | 1 |  | Manual | 2 | Table | Incandescent |  | Standard A Lamp | 1 | 60 | Laundry Room | 235568 | Laundry Room | 0.2054%
23556 | 8 | 2 |  | Manual | 2 | Ceiling Fan | Incandescent |  | Standard A Lamp | 1 | 60 | Laundry Room | 235568 | Laundry Room | 0.2054%
23556 | 9 | 1 |  | Manual | 1 | Wall Mount | Incandescent |  | Standard A Lamp | 3 | 75 | Bathroom | 235569 | Bathroom | 0.2054%
23556 | 9 | 2 |  | Manual | 1 | Ceiling Fixture | Incandescent |  | Standard A Lamp | 2 | 60 | Bathroom | 235569 | Bathroom | 0.2054%
23559 | 1 | 1 |  | Manual | 1 | Ceiling Fixture | Linear Fluorescent | 96 | T-12 | 2 | 80 | Bathroom | 235591 | Bathroom | 0.2054%
23559 | 2 | 1 |  | Manual | 1 | Chandelier (Hanging) | Compact Fluorescent |  | Twist | 1 | 22 | Bedroom | 235592 | Bedroom | 0.2054%
23559 | 3 | 1 |  | Manual | 1 | Ceiling Fixture | Incandescent |  | Standard A Lamp | 2 | 60 | Bedroom | 235593 | Bedroom | 0.2054%
23559 | 4 | 1 |  | Manual | 1 | Ceiling Fixture | Incandescent |  | Standard A Lamp | 2 | 60 | Bedroom | 235594 | Bedroom | 0.2054%
23559 | 4 | 2 |  | Manual | 4 | Table | Incandescent |  | Decorative | 1 | 40 | Bedroom | 235594 | Bedroom | 0.2054%
23559 | 5 | 1 |  | Manual | 1 | Ceiling Fixture | Incandescent |  | Standard A Lamp | 1 | 60 | Closet | 235595 | Closet | 0.2054%
23559 | 6 | 1 |  | Manual | 1 | Chandelier (Hanging) | Incandescent |  | Standard A Lamp | 5 | 60 | Dining Room | 235596 | Dining Room | 0.2054%
23559 | 6 | 2 |  | Manual | 1 | Chandelier (Hanging) | Compact Fluorescent |  | Twist | 2 | 22 | Dining Room | 235596 | Dining Room | 0.2054%
23559 | 7 | 1 |  | Manual | 6 | Ceiling Fixture | Linear Fluorescent | 48 | T-12 | 2 | 32 | Garage | 235597 | Garage | 0.2054%
23559 | 8 | 1 |  | Manual | 1 | Ceiling Fixture | Incandescent |  | Standard A Lamp | 1 | 60 | Hall | 235598 | Hall | 0.2054%
23559 | 9 | 1 |  | Manual | 1 | Ceiling Fixture | Linear Fluorescent | 48 | T-12 | 4 | 32 | Kitchen | 235599 | Kitchen | 0.2054%
23559 | 10 | 1 |  | Manual | 1 | Ceiling Fan | Compact Fluorescent |  | Twist | 5 | 22 | Living Room | 2355910 | Living Room | 0.2054%
23559 | 11 | 1 |  | Manual | 1 | Ceiling Fixture | Linear Fluorescent | 36 | T-12 | 2 | 20 | Bedroom | 2355911 | Bedroom | 0.2054%
23559 | 12 | 1 |  | Manual | 1 | Ceiling Fixture | Linear Fluorescent | 48 | T-12 | 2 | 32 | Bathroom | 2355912 | Bathroom | 0.2054%
23564 | 1 | 1 |  | Manual | 2 | Ceiling Fixture | Compact Fluorescent |  | Twist | 3 | 22 | Bedroom | 235641 | Bedroom | 0.05296%
23564 | 1 | 2 |  | Manual | 1 | Wall Mount | Incandescent |  | Globe | 3 | 60 | Bedroom | 235641 | Bedroom | 0.05296%
23564 | 2 | 1 |  | Manual | 1 | Ceiling Fan | Compact Fluorescent |  | Twist | 3 | 15 | Bedroom | 235642 | Bedroom | 0.05296%
23564 | 2 | 2 |  | Manual | 1 | Table | Compact Fluorescent |  | Twist | 2 | 15 | Bedroom | 235642 | Bedroom | 0.05296%
23564 | 3 | 1 |  | Manual | 3 | Ceiling Fan | Compact Fluorescent |  | Twist | 3 | 15 | Bedroom | 235643 | Bedroom | 0.05296%
23564 | 3 | 2 |  | Manual | 2 | Table | Incandescent |  | Standard A Lamp | 1 | 40 | Bedroom | 235643 | Bedroom | 0.05296%
23564 | 4 | 1 |  | Manual | 1 | Ceiling Fixture | Incandescent |  | Standard A Lamp | 1 | 75 | Closet | 235644 | Closet | 0.05296%
23564 | 5 | 1 |  | Manual | 1 | Ceiling Fixture | Incandescent |  | Standard A Lamp | 2 | 100 | Dining Room | 235645 | Dining Room | 0.05296%
23564 | 6 | 1 |  | Motion | 1 | Ceiling Fixture | Incandescent |  | Standard A Lamp | 1 | 60 | Garage | 235646 | Garage | 0.05296%
23564 | 7 | 1 |  | Manual | 1 | Ceiling Fixture | Compact Fluorescent |  | Twist | 3 | 15 | Hall | 235647 | Hall | 0.05296%
23564 | 8 | 1 |  | Manual | 1 | Ceiling Fixture | Compact Fluorescent |  | Pin base | 2 | 15 | Kitchen | 235648 | Kitchen | 0.05296%
23564 | 9 | 1 |  | Manual | 1 | Ceiling Fan | Compact Fluorescent |  | Twist | 3 | 15 | Living Room | 235649 | Living Room | 0.05296%
23564 | 9 | 2 |  | Manual | 1 | Table | Incandescent |  | Standard A Lamp | 1 | 100 | Living Room | 235649 | Living Room | 0.05296%
23564 | 9 | 3 |  | Manual | 1 | Floor lamp | Incandescent |  | Standard A Lamp | 4 | 100 | Living Room | 235649 | Living Room | 0.05296%
23566 | 1 | 1 |  | Manual | 7 | Ceiling Fixture | Compact Fluorescent |  | Twist | 1 | 15 | Other | 235661 | Other | 0.02845%
23566 | 2 | 1 |  | Manual | 2 | Wall Mount | Other |  | LED Interior | 1 | 7 | Bathroom | 235662 | Bathroom | 0.02845%
23566 | 2 | 2 |  | Manual | 1 | Wall Mount | Compact Fluorescent |  | Twist | 2 | 15 | Bathroom | 235662 | Bathroom | 0.02845%
23566 | 3 | 1 |  | Manual | 1 | Track | Other |  | LED Interior | 3 | 50 | Bedroom | 235663 | Bedroom | 0.02845%
23566 | 3 | 2 |  | Manual | 1 | Wall Mount | Other |  | LED Interior | 1 | 15 | Bedroom | 235663 | Bedroom | 0.02845%
23566 | 4 | 1 |  | Manual | 1 | Ceiling Fan | Compact Fluorescent |  | Twist | 2 | 15 | Living Room | 235664 | Living Room | 0.02845%
23566 | 4 | 2 |  | Manual | 1 | Chandelier (Hanging) | Compact Fluorescent |  | Twist | 5 | 15 | Living Room | 235664 | Living Room | 0.02845%
23566 | 4 | 3 |  | Manual | 4 | Ceiling Fixture | Compact Fluorescent |  | Twist | 1 | 15 | Living Room | 235664 | Living Room | 0.02845%
23566 | 5 | 1 |  | Manual | 1 | Track | Other |  | LED Interior | 2 | 15 | Master Bedroom | 235665 | Master Bedroom | 0.02845%
23566 | 5 | 2 |  | Dimmer | 2 | Wall Mount | Compact Fluorescent |  | Twist | 1 | 15 | Master Bedroom | 235665 | Master Bedroom | 0.02845%
23581 | 1 | 1 |  | Manual | 1 | Ceiling Fixture | Incandescent |  | Reflector | 3 | 60 | Bedroom | 235811 | Bedroom | 0.04008%
23581 | 2 | 1 |  | Manual | 1 | Ceiling Fixture | Incandescent |  | Standard A Lamp | 2 | 100 | Bedroom | 235812 | Bedroom | 0.04008%
23581 | 2 | 2 |  | Manual | 1 | Wall Mount | Incandescent |  | Standard A Lamp | 1 | 25 | Bedroom | 235812 | Bedroom | 0.04008%
23581 | 3 | 1 |  | Manual | 1 | Wall Mount | Incandescent |  | Reflector | 2 | 65 | Other | 235813 | Other | 0.04008%
23581 | 4 | 1 |  | Manual | 1 | Wall Mount | Incandescent |  | Standard A Lamp | 2 | 60 | Bathroom | 235814 | Bathroom | 0.04008%
23581 | 4 | 2 |  | Manual | 1 | Ceiling Fan | Incandescent |  | Standard A Lamp | 1 | 60 | Bathroom | 235814 | Bathroom | 0.04008%
23581 | 5 | 1 |  | Manual | 1 | Wall Mount | Incandescent |  | Standard A Lamp | 4 | 60 | Bathroom | 235815 | Bathroom | 0.04008%
23581 | 6 | 1 |  | Manual | 1 | Track | Incandescent |  | Reflector | 6 | 65 | Bedroom | 235816 | Bedroom | 0.04008%
23581 | 6 | 2 |  | Manual | 1 | Track | Incandescent |  | Reflector | 5 | 150 | Bedroom | 235816 | Bedroom | 0.04008%
23581 | 6 | 3 |  | Manual | 1 | Low bay | Linear Fluorescent | 24 | T-12 | 1 | 20 | Bedroom | 235816 | Bedroom | 0.04008%
23581 | 7 | 1 |  | Manual | 1 | Ceiling Fixture | Incandescent |  | Standard A Lamp | 2 | 40 | Bedroom | 235817 | Bedroom | 0.04008%
23581 | 7 | 2 |  | Manual | 1 | Table | Compact Fluorescent |  | Twist | 1 | 15 | Bedroom | 235817 | Bedroom | 0.04008%
23581 | 7 | 3 |  | Manual | 1 | Table | Incandescent |  | Standard A Lamp | 1 | 40 | Bedroom | 235817 | Bedroom | 0.04008%
23581 | 8 | 1 |  | Manual | 1 | Ceiling Fixture | Compact Fluorescent |  | Twist | 1 | 7 | Garage | 235818 | Garage | 0.04008%
23581 | 8 | 2 |  | Manual | 1 | Wall Mount | Incandescent |  | Standard A Lamp | 1 | 40 | Garage | 235818 | Garage | 0.04008%
23581 | 8 | 3 |  | Manual | 1 | Garage door opener | Incandescent |  | Standard A Lamp | 1 | 60 | Garage | 235818 | Garage | 0.04008%
23581 | 9 | 1 |  | Dimmer | 1 | Ceiling Fixture | Incandescent |  | Clear | 5 | 60 | Kitchen | 235819 | Kitchen | 0.04008%
23581 | 9 | 2 |  | Manual | 2 | Ceiling Fixture | Incandescent |  | Standard A Lamp | 1 | 125 | Kitchen | 235819 | Kitchen | 0.04008%
23581 | 9 | 3 |  | Manual | 1 | Recessed Can | Incandescent |  | Reflector | 1 | 150 | Kitchen | 235819 | Kitchen | 0.04008%
23581 | 9 | 4 |  | Manual | 1 | Other | Incandescent |  | Clear | 2 | 40 | Kitchen | 235819 | Kitchen | 0.04008%
23581 | 9 | 5 |  | Manual | 1 | Wall Mount | Linear Fluorescent | 22 | T-8 | 1 | 20 | Kitchen | 235819 | Kitchen | 0.04008%
23581 | 10 | 1 |  | Manual | 1 | Ceiling Fixture | Incandescent |  | Standard A Lamp | 3 | 60 | Living Room | 2358110 | Living Room | 0.04008%
23581 | 10 | 2 |  | Manual | 2 | Recessed Can | Incandescent |  | Reflector | 1 | 90 | Living Room | 2358110 | Living Room | 0.04008%
23581 | 10 | 3 |  | Manual | 1 | Torchiere | Incandescent |  | Standard A Lamp | 2 | 75 | Living Room | 2358110 | Living Room | 0.04008%
23581 | 10 | 4 |  | Manual | 1 | Torchiere | Incandescent |  | Standard A Lamp | 1 | 75 | Living Room | 2358110 | Living Room | 0.04008%
23581 | 10 | 5 |  | Manual | 2 | Table | Compact Fluorescent |  | Twist | 1 | 15 | Living Room | 2358110 | Living Room | 0.04008%
23581 | 10 | 6 |  | Manual | 6 | Wall Mount | Linear Fluorescent | 44 | T-12 | 1 | 40 | Living Room | 2358110 | Living Room | 0.04008%
23581 | 11 | 1 |  | Manual | 2 | Ceiling Fixture | Incandescent |  | Standard A Lamp | 1 | 125 | Hall | 2358111 | Hall | 0.04008%
23581 | 11 | 2 |  | Manual | 2 | Ceiling Fixture | Linear Fluorescent | 44 | T-12 | 2 | 40 | Hall | 2358111 | Hall | 0.04008%
23581 | 12 | 1 |  | Manual | 1 | Ceiling Fixture | Incandescent |  | Standard A Lamp | 2 | 60 | Closet | 2358112 | Closet | 0.04008%
23581 | 13 | 1 |  | Manual | 5 | Ceiling Fixture | Linear Fluorescent | 44 | T-12 | 2 | 40 | Other | 2358113 | Other | 0.04008%
23581 | 13 | 2 |  | Manual | 5 | Table | Incandescent |  | Standard A Lamp | 1 | 60 | Other | 2358113 | Other | 0.04008%
23602 | 1 | 1 |  | Manual | 10 | Recessed Can | Compact Fluorescent |  | Flood | 1 | 15 | Living Room | 236021 | Living Room | 0.02963%
23602 | 1 | 2 |  | Manual | 2 | Ceiling Fixture | Incandescent |  | Standard A Lamp | 3 | 60 | Living Room | 236021 | Living Room | 0.02963%
23602 | 1 | 3 |  | Manual | 1 | Chandelier (Hanging) | Incandescent |  | Standard A Lamp | 3 | 60 | Living Room | 236021 | Living Room | 0.02963%
23602 | 1 | 4 |  | Manual | 2 | Chandelier (Hanging) | Incandescent |  | Clear | 1 | 40 | Living Room | 236021 | Living Room | 0.02963%
23602 | 1 | 5 |  | Manual | 2 | Architectural | Halogen |  | Other | 3 | 30 | Living Room | 236021 | Living Room | 0.02963%
23602 | 2 | 1 |  | Manual | 1 | Ceiling Fixture | Incandescent |  | Standard A Lamp | 2 | 60 | Laundry Room | 236022 | Laundry Room | 0.02963%
23602 | 3 | 1 |  | Manual | 4 | Recessed Can | Compact Fluorescent |  | Flood | 1 | 15 | Office | 236023 | Office | 0.02963%
23602 | 4 | 1 |  | Manual | 3 | Ceiling Fixture | Incandescent |  | Standard A Lamp | 3 | 40 | Hall | 236024 | Hall | 0.02963%
23602 | 5 | 1 |  | Manual | 1 | Ceiling Fan | Incandescent |  | Decorative | 4 | 60 | Master Bedroom | 236025 | Master Bedroom | 0.02963%
23602 | 5 | 2 |  | Manual | 1 | Table | Incandescent |  | Mini base | 1 | 25 | Master Bedroom | 236025 | Master Bedroom | 0.02963%
23602 | 5 | 3 |  | Manual | 1 | Table | Incandescent |  | Standard A Lamp | 1 | 60 | Master Bedroom | 236025 | Master Bedroom | 0.02963%
23602 | 6 | 1 |  | Manual | 1 | Ceiling Fixture | Incandescent |  | Standard A Lamp | 2 | 40 | Bathroom | 236026 | Bathroom | 0.02963%
23602 | 6 | 2 |  | Manual | 1 | Wall Mount | Compact Fluorescent |  | Globe | 6 | 15 | Bathroom | 236026 | Bathroom | 0.02963%
23602 | 7 | 1 |  | Manual | 1 | Ceiling Fixture | Incandescent |  | Standard A Lamp | 2 | 40 | Closet | 236027 | Closet | 0.02963%
23602 | 8 | 1 |  | Manual | 1 | Ceiling Fixture | Incandescent |  | Standard A Lamp | 2 | 40 | Bathroom | 236028 | Bathroom | 0.02963%
23602 | 8 | 2 |  | Manual | 2 | Wall Mount | Incandescent |  | Standard A Lamp | 4 | 40 | Bathroom | 236028 | Bathroom | 0.02963%
23602 | 9 | 1 |  | Manual | 1 | Chandelier (Hanging) | Incandescent |  | Standard A Lamp | 3 | 40 | Other | 236029 | Other | 0.02963%
23602 | 9 | 2 |  | Manual | 1 | Table | Incandescent |  | Standard A Lamp | 1 | 60 | Other | 236029 | Other | 0.02963%
23602 | 10 | 1 |  | Manual | 1 | Ceiling Fixture | Incandescent |  | Standard A Lamp | 3 | 60 | Other | 2360210 | Other | 0.02963%
23602 | 10 | 2 |  | Manual | 1 | Table | Incandescent |  | Standard A Lamp | 1 | 60 | Other | 2360210 | Other | 0.02963%
23607 | 1 | 1 |  | Manual | 1 | Wall Mount | Incandescent |  | Mini base | 2 | 40 | Bathroom | 236071 | Bathroom | 0.05169%
23607 | 2 | 1 |  | Manual | 1 | Wall Mount | Incandescent |  | Standard A Lamp | 5 | 60 | Bathroom | 236072 | Bathroom | 0.05169%
23607 | 2 | 2 |  | Manual | 1 | Ceiling Fixture | Incandescent |  | Standard A Lamp | 1 | 60 | Bathroom | 236072 | Bathroom | 0.05169%
23607 | 3 | 1 |  | Manual | 2 | Wall Mount | Incandescent |  | Standard A Lamp | 3 | 60 | Bathroom | 236073 | Bathroom | 0.05169%
23607 | 3 | 2 |  | Manual | 3 | Ceiling Fixture | Incandescent |  | Standard A Lamp | 1 | 60 | Bathroom | 236073 | Bathroom | 0.05169%
23607 | 4 | 1 |  | Manual | 1 | Ceiling Fixture | Incandescent |  | Standard A Lamp | 2 | 60 | Bedroom | 236074 | Bedroom | 0.05169%
23607 | 4 | 2 |  | Manual | 1 | Other | Incandescent |  | Heat Lamp | 1 | 25 | Bedroom | 236074 | Bedroom | 0.05169%
23607 | 4 | 3 |  | Manual | 1 | Table | Incandescent |  | Standard A Lamp | 1 | 40 | Bedroom | 236074 | Bedroom | 0.05169%
23607 | 5 | 1 |  | Manual | 2 | Ceiling Fixture | Incandescent |  | Standard A Lamp | 2 | 60 | Bedroom | 236075 | Bedroom | 0.05169%
23607 | 5 | 2 |  | Manual | 1 | Table | Incandescent |  | Standard A Lamp | 1 | 60 | Bedroom | 236075 | Bedroom | 0.05169%
23607 | 6 | 1 |  | Manual | 1 | Ceiling Fixture | Incandescent |  | Standard A Lamp | 2 | 60 | Master Bedroom | 236076 | Master Bedroom | 0.05169%
23607 | 6 | 2 |  | Manual | 2 | Table | Compact Fluorescent |  | Twist | 1 | 9 | Master Bedroom | 236076 | Master Bedroom | 0.05169%
23607 | 7 | 1 |  | Manual | 1 | Ceiling Fixture | Incandescent |  | Standard A Lamp | 2 | 60 | Bedroom | 236077 | Bedroom | 0.05169%
23607 | 7 | 2 |  | Manual | 1 | Ceiling Fixture | Incandescent |  | Standard A Lamp | 1 | 60 | Bedroom | 236077 | Bedroom | 0.05169%
23607 | 8 | 1 |  | Manual | 1 | Ceiling Fixture | Incandescent |  | Standard A Lamp | 2 | 60 | Family Room | 236078 | Family Room | 0.05169%
23607 | 9 | 1 |  | Manual | 1 | Ceiling Fixture | Linear Fluorescent | 48 | T-12 | 2 | 40 | Closet | 236079 | Closet | 0.05169%
23607 | 10 | 1 |  | Manual | 1 | Chandelier (Hanging) | Incandescent |  | Mini base | 6 | 40 | Dining Room | 2360710 | Dining Room | 0.05169%
23607 | 11 | 1 |  | Manual | 1 | Table | Incandescent |  | Standard A Lamp | 1 | 40 | Living Room | 2360711 | Living Room | 0.05169%
23607 | 11 | 2 |  | Manual | 1 | Table | Incandescent |  | Standard A Lamp | 1 | 100 | Living Room | 2360711 | Living Room | 0.05169%
23607 | 12 | 1 |  | Manual | 3 | Ceiling Fixture | Incandescent |  | Standard A Lamp | 1 | 60 | Garage | 2360712 | Garage | 0.05169%
23607 | 12 | 2 |  | Manual | 2 | Garage door opener | Incandescent |  | Standard A Lamp | 1 | 60 | Garage | 2360712 | Garage | 0.05169%
23607 | 13 | 1 |  | Manual | 6 | Recessed Can | Compact Fluorescent |  | Reflector | 1 | 22 | Kitchen | 2360713 | Kitchen | 0.05169%
23607 | 13 | 2 |  | Manual | 3 | Architectural | Linear Fluorescent | 36 | T-12 | 1 | 32 | Kitchen | 2360713 | Kitchen | 0.05169%
23607 | 13 | 3 |  | Manual | 1 | Chandelier (Hanging) | Incandescent |  | Standard A Lamp | 3 | 60 | Kitchen | 2360713 | Kitchen | 0.05169%
23607 | 14 | 1 |  | Manual | 1 | Ceiling Fixture | Linear Fluorescent | 48 | T-12 | 2 | 40 | Laundry Room | 2360714 | Laundry Room | 0.05169%
23607 | 15 | 1 |  | Manual | 1 | Table | Incandescent |  | 3-Way Incandescent | 1 | 100 | Living Room | 2360715 | Living Room | 0.05169%
23607 | 15 | 2 |  | Manual | 1 | Table | Incandescent |  | Standard A Lamp | 1 | 90 | Living Room | 2360715 | Living Room | 0.05169%
23607 | 15 | 3 |  | Manual | 1 | Ceiling Fixture | Compact Fluorescent |  | Twist | 2 | 15 | Living Room | 2360715 | Living Room | 0.05169%
23607 | 16 | 1 |  | Manual | 1 | Ceiling Fixture | Incandescent |  | Standard A Lamp | 2 | 60 | Office | 2360716 | Office | 0.05169%
23607 | 17 | 1 |  | Manual | 6 | Recessed Can | Incandescent |  | Reflector | 1 | 75 | Hall | 2360717 | Hall | 0.05169%
23607 | 17 | 2 |  | Manual | 1 | Chandelier (Hanging) | Incandescent |  | Mini base | 12 | 40 | Hall | 2360717 | Hall | 0.05169%
23611 | 1 | 1 |  | Manual | 1 | Wall Mount | Incandescent |  | Globe | 3 | 100 | Bathroom | 236111 | Bathroom | 0.02845%
23611 | 2 | 1 |  | Manual | 1 | Ceiling Fixture | Compact Fluorescent |  | Twist | 3 | 15 | Bedroom | 236112 | Bedroom | 0.02845%
23611 | 3 | 1 |  | Manual | 1 | Ceiling Fixture | Compact Fluorescent |  | Twist | 2 | 15 | Closet | 236113 | Closet | 0.02845%
23611 | 4 | 1 |  | Manual | 1 | Chandelier (Hanging) | Compact Fluorescent |  | Twist | 2 | 15 | Hall | 236114 | Hall | 0.02845%
23611 | 5 | 1 |  | Manual | 1 | Ceiling Fixture | Compact Fluorescent |  | Twist | 3 | 15 | Family Room | 236115 | Family Room | 0.02845%
23611 | 5 | 2 |  | Manual | 3 | Floor lamp | Compact Fluorescent |  | Twist | 1 | 15 | Family Room | 236115 | Family Room | 0.02845%
23611 | 6 | 1 |  | Manual | 8 | Recessed Can | Incandescent |  | Reflector | 1 | 60 | Family Room | 236116 | Family Room | 0.02845%
23611 | 6 | 2 |  | Manual | 1 | Table | Incandescent |  | Standard A Lamp | 1 | 60 | Family Room | 236116 | Family Room | 0.02845%
23611 | 7 | 1 |  | Manual | 1 | Garage door opener | Incandescent |  | Standard A Lamp | 1 | 60 | Garage | 236117 | Garage | 0.02845%
23611 | 7 | 2 |  | Manual | 2 | Ceiling Fixture | Incandescent |  | Standard A Lamp | 1 | 60 | Garage | 236117 | Garage | 0.02845%
23611 | 8 | 1 |  | Manual | 1 | Ceiling Fixture | Compact Fluorescent |  | Twist | 2 | 15 | Hall | 236118 | Hall | 0.02845%
23611 | 9 | 1 |  | Manual | 1 | Ceiling Fixture | Compact Fluorescent |  | Twist | 2 | 15 | Hall | 236119 | Hall | 0.02845%
23611 | 10 | 1 |  | Manual | 1 | Ceiling Fixture | Compact Fluorescent |  | Twist | 2 | 15 | Hall | 2361110 | Hall | 0.02845%
23611 | 11 | 1 |  | Manual | 6 | Recessed Can | Compact Fluorescent |  | Twist | 1 | 15 | Kitchen | 2361111 | Kitchen | 0.02845%
23611 | 11 | 2 |  | Manual | 1 | Ceiling Fixture | Compact Fluorescent |  | Twist | 3 | 15 | Kitchen | 2361111 | Kitchen | 0.02845%
23611 | 11 | 3 |  | Manual | 1 | Chandelier (Hanging) | Compact Fluorescent |  | Twist | 5 | 15 | Kitchen | 2361111 | Kitchen | 0.02845%
23611 | 12 | 1 |  | Manual | 1 | Ceiling Fixture | Linear Fluorescent | 60 | T-8 | 2 | 32 | Laundry Room | 2361112 | Laundry Room | 0.02845%
23611 | 13 | 1 |  | Dimmer | 1 | Ceiling Fan | Incandescent |  | Standard A Lamp | 4 | 75 | Living Room | 2361113 | Living Room | 0.02845%
23611 | 13 | 2 |  | Manual | 4 | Table | Incandescent |  | Standard A Lamp | 1 | 100 | Living Room | 2361113 | Living Room | 0.02845%
23611 | 14 | 1 |  | Manual | 1 | Wall Mount | Compact Fluorescent |  | Twist | 4 | 15 | Bathroom | 2361114 | Bathroom | 0.02845%
23611 | 15 | 1 |  | Manual | 1 | Ceiling Fan | Incandescent |  | Clear | 4 | 60 | Master Bedroom | 2361115 | Master Bedroom | 0.02845%
23611 | 15 | 2 |  | Manual | 2 | Table | Incandescent |  | Standard A Lamp | 1 | 60 | Master Bedroom | 2361115 | Master Bedroom | 0.02845%
23611 | 16 | 1 |  | Manual | 1 | Ceiling Fixture | Compact Fluorescent |  | Twist | 3 | 15 | Office | 2361116 | Office | 0.02845%
23611 | 16 | 2 |  | Manual | 2 | Table | Incandescent |  | Decorative | 4 | 40 | Office | 2361116 | Office | 0.02845%
23611 | 17 | 1 |  | Manual | 2 | Ceiling Fixture | Incandescent |  | Standard A Lamp | 2 | 60 | Other | 2361117 | Other | 0.02845%
23618 | 1 | 1 |  | Manual | 1 | Wall Mount | Incandescent |  | Standard A Lamp | 2 | 65 | Bathroom | 236181 | Bathroom | 0.09408%
23618 | 2 | 1 |  | Manual | 1 | Ceiling Fixture | Incandescent |  | Standard A Lamp | 2 | 71 | Bedroom | 236182 | Bedroom | 0.09408%
23618 | 3 | 1 |  | Manual | 1 | Ceiling Fixture | Incandescent |  | Standard A Lamp | 2 | 70 | Bedroom | 236183 | Bedroom | 0.09408%
23618 | 4 | 1 |  | Manual | 1 | Chandelier (Hanging) | Incandescent |  | Standard A Lamp | 5 | 71 | Dining Room | 236184 | Dining Room | 0.09408%
23618 | 5 | 1 |  | Manual | 1 | Exterior | Incandescent |  | Standard A Lamp | 1 | 71 | Garage | 236185 | Garage | 0.09408%
23618 | 6 | 1 |  | Manual | 1 | Ceiling Fixture | Incandescent |  | Standard A Lamp | 1 | 60 | Hall | 236186 | Hall | 0.09408%
23618 | 7 | 1 |  | Manual | 1 | Ceiling Fixture | Incandescent |  | Standard A Lamp | 5 | 70 | Kitchen | 236187 | Kitchen | 0.09408%
23618 | 8 | 1 |  | Manual | 2 | Ceiling Fixture | Incandescent |  | Standard A Lamp | 1 | 60 | Laundry Room | 236188 | Laundry Room | 0.09408%
23618 | 9 | 1 |  | Manual | 3 | Floor lamp | Incandescent |  | Standard A Lamp | 1 | 55 | Living Room | 236189 | Living Room | 0.09408%
23618 | 10 | 1 |  | Manual | 1 | Wall Mount | Incandescent |  | Standard A Lamp | 2 | 71 | Bathroom | 2361810 | Bathroom | 0.09408%
23618 | 11 | 1 |  | Manual | 1 | Ceiling Fixture | Incandescent |  | Standard A Lamp | 2 | 71 | Master Bedroom | 2361811 | Master Bedroom | 0.09408%
23618 | 12 | 1 |  | Manual | 1 | Ceiling Fixture | Incandescent |  | Standard A Lamp | 3 | 71 | Other | 2361812 | Other | 0.09408%
23619 | 1 | 1 |  | Manual | 1 | Ceiling Fixture | Compact Fluorescent |  | Twist | 2 | 14 | Bedroom | 236191 | Bedroom | 0.05169%
23619 | 2 | 1 |  | Manual | 1 | Ceiling Fixture | Compact Fluorescent |  | Twist | 2 | 13 | Bedroom | 236192 | Bedroom | 0.05169%
23619 | 3 | 1 |  | Manual | 1 | Ceiling Fixture | Compact Fluorescent |  | Twist | 1 | 14 | Closet | 236193 | Closet | 0.05169%
23619 | 4 | 1 |  | Manual | 1 | Ceiling Fixture | Compact Fluorescent |  | Twist | 1 | 13 | Closet | 236194 | Closet | 0.05169%
23619 | 5 | 1 |  | Manual | 1 | Wall Mount | Incandescent |  | Standard A Lamp | 1 | 60 | Closet | 236195 | Closet | 0.05169%
23619 | 6 | 1 |  | Manual | 1 | Chandelier (Hanging) | Compact Fluorescent |  | Twist | 2 | 14 | Dining Room | 236196 | Dining Room | 0.05169%
23619 | 7 | 1 |  | Manual | 1 | Wall Mount | Incandescent |  | Globe | 4 | 40 | Bathroom | 236197 | Bathroom | 0.05169%
23619 | 8 | 1 |  | Manual | 1 | Ceiling Fan | Compact Fluorescent |  | Twist | 2 | 14 | Family Room | 236198 | Family Room | 0.05169%
23619 | 9 | 1 |  | Manual | 2 | Ceiling Fixture | Incandescent |  | Standard A Lamp | 1 | 75 | Garage | 236199 | Garage | 0.05169%
23619 | 10 | 1 |  | Manual | 1 | Ceiling Fixture | Compact Fluorescent |  | Twist | 2 | 13 | Bedroom | 2361910 | Bedroom | 0.05169%
23619 | 11 | 1 |  | Manual | 1 | Ceiling Fixture | Compact Fluorescent |  | Twist | 1 | 20 | Hall | 2361911 | Hall | 0.05169%
23619 | 12 | 1 | too high to access | Manual | 5 | Recessed Can | Compact Fluorescent |  | Reflector | 1 | 17 | Kitchen | 2361912 | Kitchen | 0.05169%
23619 | 13 | 1 |  | Manual | 1 | Ceiling Fixture | Compact Fluorescent |  | Twist | 2 | 13 | Laundry Room | 2361913 | Laundry Room | 0.05169%
23619 | 14 | 1 |  | Manual | 1 | Ceiling Fixture | Compact Fluorescent |  | Twist | 2 | 14 | Living Room | 2361914 | Living Room | 0.05169%
23619 | 15 | 1 |  | Manual | 2 | Wall Mount | Incandescent |  | Globe | 4 | 40 | Bathroom | 2361915 | Bathroom | 0.05169%
23619 | 16 | 1 |  | Manual | 1 | Ceiling Fan | Compact Fluorescent |  | Twist | 1 | 14 | Master Bedroom | 2361916 | Master Bedroom | 0.05169%
23619 | 16 | 2 |  | Manual | 1 | Table | Compact Fluorescent |  | Twist | 1 | 20 | Master Bedroom | 2361916 | Master Bedroom | 0.05169%
23619 | 16 | 3 |  | Manual | 1 | Table | Compact Fluorescent |  | Twist | 1 | 13 | Master Bedroom | 2361916 | Master Bedroom | 0.05169%
23619 | 17 | 1 |  | Manual | 1 | Ceiling Fixture | Compact Fluorescent |  | Twist | 1 | 13 | Closet | 2361917 | Closet | 0.05169%
23619 | 18 | 1 |  | Manual | 1 | Chandelier (Hanging) | Compact Fluorescent |  | Twist | 5 | 13 | Office | 2361918 | Office | 0.05169%
23619 | 19 | 1 |  | Manual | 1 | Ceiling Fixture | Compact Fluorescent |  | Twist | 1 | 14 | Closet | 2361919 | Closet | 0.05169%
23619 | 20 | 1 |  | Manual | 1 | Ceiling Fixture | Compact Fluorescent |  | Twist | 2 | 14 | Hall | 2361920 | Hall | 0.05169%
23619 | 21 | 1 |  | Manual | 1 | Wall Mount | Incandescent |  | Globe | 4 | 40 | Bathroom | 2361921 | Bathroom | 0.05169%
23619 | 22 | 1 |  | Manual | 2 | Ceiling Fixture | Compact Fluorescent |  | Twist | 1 | 20 | Hall | 2361922 | Hall | 0.05169%
23621 | 1 | 1 |  | Manual | 1 | Wall Mount | Compact Fluorescent |  | Twist | 2 | 15 | Bathroom | 236211 | Bathroom | 0.05296%
23621 | 1 | 2 |  | Manual | 1 | Ceiling Fixture | Incandescent |  | Standard A Lamp | 1 | 60 | Bathroom | 236211 | Bathroom | 0.05296%
23621 | 2 | 1 |  | Manual | 1 | Ceiling Fixture | Incandescent |  | Standard A Lamp | 2 | 60 | Bathroom | 236212 | Bathroom | 0.05296%
23621 | 2 | 2 |  | Manual | 1 | Wall Mount | Compact Fluorescent |  | Twist | 4 | 15 | Bathroom | 236212 | Bathroom | 0.05296%
23621 | 3 | 1 |  | Manual | 1 | Wall Mount | Incandescent |  | Globe | 4 | 65 | Bathroom | 236213 | Bathroom | 0.05296%
23621 | 3 | 2 |  | Manual | 1 | Ceiling Fixture | Incandescent |  | Standard A Lamp | 2 | 60 | Bathroom | 236213 | Bathroom | 0.05296%
23621 | 4 | 1 |  | Manual | 1 | Ceiling Fixture | Incandescent |  | Standard A Lamp | 2 | 40 | Bedroom | 236214 | Bedroom | 0.05296%
23621 | 5 | 1 |  | Manual | 1 | Ceiling Fixture | Incandescent |  | Standard A Lamp | 1 | 65 | Closet | 236215 | Closet | 0.05296%
23621 | 6 | 1 |  | Manual | 1 | Chandelier (Hanging) | Compact Fluorescent |  | Twist | 5 | 15 | Living Room | 236216 | Living Room | 0.05296%
23621 | 6 | 2 |  | Manual | 2 | Track | Compact Fluorescent |  | Twist | 5 | 22 | Living Room | 236216 | Living Room | 0.05296%
23621 | 6 | 3 |  | Manual | 2 | Table | Compact Fluorescent |  | Twist | 1 | 15 | Living Room | 236216 | Living Room | 0.05296%
23621 | 7 | 1 |  | Manual | 1 | Ceiling Fixture | Linear Fluorescent | 48 | T-8 | 4 | 60 | Kitchen | 236217 | Kitchen | 0.05296%
23621 | 7 | 2 |  | Manual | 1 | Ceiling Fixture | Compact Fluorescent |  | Twist | 2 | 15 | Kitchen | 236217 | Kitchen | 0.05296%
23621 | 8 | 1 |  | Manual | 1 | Ceiling Fan | Compact Fluorescent |  | Twist | 3 | 15 | Master Bedroom | 236218 | Master Bedroom | 0.05296%
23621 | 8 | 2 |  | Manual | 2 | Table | Incandescent |  | Decorative | 1 | 25 | Master Bedroom | 236218 | Master Bedroom | 0.05296%
23621 | 9 | 1 |  | Manual | 1 | Ceiling Fixture | Incandescent |  | Standard A Lamp | 1 | 60 | Closet | 236219 | Closet | 0.05296%
23621 | 10 | 1 |  | Manual | 2 | Ceiling Fixture | Linear Fluorescent | 48 | T-12 | 2 | 60 | Other | 2362110 | Other | 0.05296%
23621 | 10 | 2 |  | Manual | 1 | Torchiere | Compact Fluorescent |  | Twist | 2 | 15 | Other | 2362110 | Other | 0.05296%
23621 | 11 | 1 |  | Manual | 1 | Ceiling Fixture | Incandescent |  | Standard A Lamp | 2 | 60 | Office | 2362111 | Office | 0.05296%
23621 | 12 | 1 |  | Manual | 1 | Ceiling Fixture | Incandescent |  | Standard A Lamp | 2 | 60 | Bedroom | 2362112 | Bedroom | 0.05296%
23621 | 13 | 1 |  | Manual | 1 | Ceiling Fixture | Incandescent |  | Standard A Lamp | 2 | 60 | Hall | 2362113 | Hall | 0.05296%
23624 | 1 | 1 |  | Manual | 1 | Wall Mount | Incandescent |  | Globe | 4 | 40 | Bathroom | 236241 | Bathroom | 0.09408%
23624 | 2 | 1 |  | Manual | 1 | Ceiling Fixture | Incandescent |  | Standard A Lamp | 2 | 60 | Bedroom | 236242 | Bedroom | 0.09408%
23624 | 2 | 2 |  | Manual | 1 | Floor lamp | Incandescent |  | Standard A Lamp | 1 | 150 | Bedroom | 236242 | Bedroom | 0.09408%
23624 | 3 | 1 |  | Manual | 1 | Table | Incandescent |  | Standard A Lamp | 1 | 150 | Bedroom | 236243 | Bedroom | 0.09408%
23624 | 3 | 2 |  | Manual | 1 | Ceiling Fixture | Incandescent |  | Standard A Lamp | 2 | 60 | Bedroom | 236243 | Bedroom | 0.09408%
23624 | 4 | 1 |  | Manual | 1 | Ceiling Fan | Incandescent |  | Mini base | 4 | 40 | Bedroom | 236244 | Bedroom | 0.09408%
23624 | 5 | 1 |  | Manual | 1 | Ceiling Fixture | Compact Fluorescent |  | Twist | 1 | 15 | Bedroom | 236245 | Bedroom | 0.09408%
23624 | 5 | 2 |  | Manual | 1 | Table | Incandescent |  | Standard A Lamp | 1 | 75 | Bedroom | 236245 | Bedroom | 0.09408%
23624 | 5 | 3 |  | Manual | 1 | Floor lamp | Incandescent |  | Standard A Lamp | 1 | 60 | Bedroom | 236245 | Bedroom | 0.09408%
23624 | 5 | 4 |  | Manual | 1 | Floor lamp | Incandescent |  | Standard A Lamp | 1 | 150 | Bedroom | 236245 | Bedroom | 0.09408%
23624 | 6 | 1 |  | Manual | 2 | Ceiling Fixture | Incandescent |  | Standard A Lamp | 1 | 60 | Garage | 236246 | Garage | 0.09408%
23624 | 6 | 2 |  | Manual | 1 | Ceiling Fixture | Linear Fluorescent | 48 | T-12 | 2 | 40 | Garage | 236246 | Garage | 0.09408%
23624 | 6 | 3 |  | Motion | 1 | Garage door opener | Incandescent |  | Standard A Lamp | 2 | 60 | Garage | 236246 | Garage | 0.09408%
23624 | 7 | 1 |  | Manual | 1 | Ceiling Fixture | Incandescent |  | Standard A Lamp | 2 | 60 | Hall | 236247 | Hall | 0.09408%
23624 | 8 | 1 |  | Manual | 1 | Chandelier (Hanging) | Incandescent |  | Clear | 1 | 40 | Kitchen | 236248 | Kitchen | 0.09408%
23624 | 8 | 2 |  | Manual | 5 | Recessed Can | Incandescent |  | Reflector | 1 | 65 | Kitchen | 236248 | Kitchen | 0.09408%
23624 | 8 | 3 |  | Manual | 1 | Ceiling Fixture | Incandescent |  | Standard A Lamp | 1 | 60 | Kitchen | 236248 | Kitchen | 0.09408%
23624 | 9 | 1 |  | Manual | 1 | Ceiling Fixture | Incandescent |  | Standard A Lamp | 2 | 60 | Laundry Room | 236249 | Laundry Room | 0.09408%
23624 | 10 | 1 |  | Manual | 1 | Ceiling Fixture | Incandescent |  | Standard A Lamp | 1 | 60 | Living Room | 2362410 | Living Room | 0.09408%
23624 | 10 | 2 |  | Manual | 1 | Ceiling Fan | Compact Fluorescent |  | Twist | 2 | 15 | Living Room | 2362410 | Living Room | 0.09408%
23624 | 10 | 3 |  | Manual | 2 | Floor lamp | Incandescent |  | Standard A Lamp | 1 | 150 | Living Room | 2362410 | Living Room | 0.09408%
23624 | 11 | 1 |  | Manual | 1 | Wall Mount | Incandescent |  | Clear | 6 | 40 | Bathroom | 2362411 | Bathroom | 0.09408%
23624 | 12 | 1 |  | Manual | 1 | Ceiling Fixture | Incandescent |  | Standard A Lamp | 2 | 60 | Bedroom | 2362412 | Bedroom | 0.09408%
23624 | 12 | 2 |  | Manual | 2 | Table | Incandescent |  | Standard A Lamp | 1 | 60 | Bedroom | 2362412 | Bedroom | 0.09408%
23624 | 12 | 3 |  | Manual | 1 | Floor lamp | Incandescent |  | Standard A Lamp | 1 | 100 | Bedroom | 2362412 | Bedroom | 0.09408%
23624 | 13 | 1 |  | Manual | 1 | Ceiling Fixture | Incandescent |  | Standard A Lamp | 2 | 60 | Closet | 2362413 | Closet | 0.09408%
23627 | 1 | 1 |  | Manual | 1 | Wall Mount | Incandescent |  | Globe | 5 | 40 | Bathroom | 236271 | Bathroom | 0.02963%
23627 | 2 | 1 |  | Manual | 6 | Ceiling Fixture | Incandescent |  | Standard A Lamp | 1 | 60 | Family Room | 236272 | Family Room | 0.02963%
23627 | 3 | 1 |  | Manual | 1 | Ceiling Fixture | Incandescent |  | Standard A Lamp | 1 | 60 | Bedroom | 236273 | Bedroom | 0.02963%
23627 | 3 | 2 |  | Manual | 1 | Table | Incandescent |  | Decorative | 3 | 40 | Bedroom | 236273 | Bedroom | 0.02963%
23627 | 4 | 1 |  | Manual | 2 | Ceiling Fixture | Compact Fluorescent |  | Twist | 1 | 15 | Other | 236274 | Other | 0.02963%
23627 | 4 | 2 |  | Manual | 1 | Ceiling Fixture | Incandescent |  | Standard A Lamp | 1 | 60 | Other | 236274 | Other | 0.02963%
23627 | 5 | 1 |  | Manual | 1 | Ceiling Fixture | Compact Fluorescent |  | Twist | 2 | 15 | Bathroom | 236275 | Bathroom | 0.02963%
23627 | 5 | 2 |  | Manual | 2 | Wall Mount | Incandescent |  | Standard A Lamp | 1 | 60 | Bathroom | 236275 | Bathroom | 0.02963%
23627 | 6 | 1 |  | Manual | 1 | Ceiling Fixture | Incandescent |  | Standard A Lamp | 1 | 60 | Bedroom | 236276 | Bedroom | 0.02963%
23627 | 6 | 2 |  | Manual | 1 | Floor lamp | Incandescent |  | Standard A Lamp | 3 | 40 | Bedroom | 236276 | Bedroom | 0.02963%
23627 | 7 | 1 |  | Manual | 1 | Ceiling Fixture | Incandescent |  | Standard A Lamp | 1 | 60 | Bedroom | 236277 | Bedroom | 0.02963%
23627 | 7 | 2 |  | Manual | 1 | Floor lamp | Incandescent |  | Standard A Lamp | 3 | 60 | Bedroom | 236277 | Bedroom | 0.02963%
23627 | 8 | 1 |  | Manual | 1 | Chandelier (Hanging) | Compact Fluorescent |  | Decorative | 5 | 15 | Dining Room | 236278 | Dining Room | 0.02963%
23627 | 9 | 1 |  | Manual | 3 | Ceiling Fixture | Incandescent |  | Standard A Lamp | 1 | 60 | Garage | 236279 | Garage | 0.02963%
23627 | 9 | 2 |  | Motion | 1 | Garage door opener | Incandescent |  | Standard A Lamp | 1 | 60 | Garage | 236279 | Garage | 0.02963%
23627 | 10 | 1 |  | Manual | 2 | Ceiling Fixture | Incandescent |  | Standard A Lamp | 1 | 60 | Hall | 2362710 | Hall | 0.02963%
23627 | 11 | 1 |  | Motion | 1 | Ceiling Fixture | Incandescent |  | Standard A Lamp | 1 | 60 | Hall | 2362711 | Hall | 0.02963%
23627 | 12 | 1 |  | Manual | 1 | Recessed Can | Incandescent |  | Reflector | 1 | 65 | Kitchen | 2362712 | Kitchen | 0.02963%
23627 | 12 | 2 |  | Manual | 1 | Chandelier (Hanging) | Incandescent |  | Standard A Lamp | 1 | 100 | Kitchen | 2362712 | Kitchen | 0.02963%
23627 | 12 | 3 |  | Manual | 3 | Other | Linear Fluorescent | 36 | T-8 | 1 | 32 | Kitchen | 2362712 | Kitchen | 0.02963%
23627 | 12 | 4 |  | Manual | 1 | Chandelier (Hanging) | Compact Fluorescent |  | Twist | 3 | 15 | Kitchen | 2362712 | Kitchen | 0.02963%
23627 | 13 | 1 |  | Manual | 1 | Ceiling Fixture | Incandescent |  | Standard A Lamp | 1 | 100 | Laundry Room | 2362713 | Laundry Room | 0.02963%
23627 | 14 | 1 |  | Manual | 2 | Recessed Can | Incandescent |  | Reflector | 1 | 65 | Living Room | 2362714 | Living Room | 0.02963%
23627 | 14 | 2 |  | Manual | 1 | Recessed Can | Compact Fluorescent |  | Reflector | 1 | 15 | Living Room | 2362714 | Living Room | 0.02963%
23627 | 14 | 3 |  | Manual | 1 | Table | Incandescent |  | Mini base | 1 | 25 | Living Room | 2362714 | Living Room | 0.02963%
23627 | 15 | 1 |  | Manual | 2 | Wall Mount | Incandescent |  | Standard A Lamp | 1 | 60 | Bathroom | 2362715 | Bathroom | 0.02963%
23627 | 15 | 2 |  | Manual | 1 | Ceiling Fixture | Incandescent |  | Standard A Lamp | 1 | 60 | Bathroom | 2362715 | Bathroom | 0.02963%
23627 | 16 | 1 |  | Manual | 1 | Ceiling Fixture | Incandescent |  | Standard A Lamp | 2 | 60 | Master Bedroom | 2362716 | Master Bedroom | 0.02963%
23627 | 16 | 2 |  | Manual | 1 | Ceiling Fixture | Compact Fluorescent |  | Twist | 2 | 15 | Master Bedroom | 2362716 | Master Bedroom | 0.02963%
23627 | 16 | 3 |  | Manual | 1 | Table | Compact Fluorescent |  | Twist | 1 | 22 | Master Bedroom | 2362716 | Master Bedroom | 0.02963%
23627 | 17 | 1 |  | Manual | 1 | Ceiling Fixture | Incandescent |  | Standard A Lamp | 1 | 100 | Other | 2362717 | Other | 0.02963%
23627 | 17 | 2 |  | Manual | 1 | Ceiling Fixture | Compact Fluorescent |  | Twist | 1 | 15 | Other | 2362717 | Other | 0.02963%
23627 | 18 | 1 |  | Timer | 1 | Ceiling Fixture | Incandescent |  | Standard A Lamp | 1 | 60 | Other | 2362718 | Other | 0.02963%
23627 | 19 | 1 |  | Manual | 1 | Ceiling Fixture | Incandescent |  | Standard A Lamp | 2 | 60 | Hall | 2362719 | Hall | 0.02963%
23631 | 1 | 1 |  | Manual | 1 | Ceiling Fixture | Incandescent |  | Clear | 2 | 40 | Bedroom | 236311 | Bedroom | 0.04784%
23631 | 1 | 2 |  | Manual | 1 | Table | Incandescent |  | Clear | 1 | 60 | Bedroom | 236311 | Bedroom | 0.04784%
23631 | 2 | 1 |  | Manual | 1 | Wall Mount | Incandescent |  | Globe | 4 | 40 | Bathroom | 236312 | Bathroom | 0.04784%
23631 | 2 | 2 | bathroom had an 8 foot string of LEDs with 100 lamps mounted next to the ceiling | Manual | 1 | Ceiling Fixture | Other |  | LED Interior |  | 12 | Bathroom | 236312 | Bathroom | 0.04784%
23631 | 3 | 1 |  | Manual | 1 | Wall Mount | Incandescent |  | Clear | 4 | 40 | Bedroom | 236313 | Bedroom | 0.04784%
23631 | 4 | 1 |  | Manual | 2 | Ceiling Fixture | Incandescent |  | Clear | 2 | 60 | Closet | 236314 | Closet | 0.04784%
23631 | 5 | 1 |  | Manual | 1 | Chandelier (Hanging) | Incandescent |  | Clear | 5 | 40 | Dining Room | 236315 | Dining Room | 0.04784%
23631 | 6 | 1 |  | Manual | 1 | Ceiling Fixture | Compact Fluorescent |  | Twist | 1 | 15 | Hall | 236316 | Hall | 0.04784%
23631 | 7 | 1 |  | Manual | 1 | Track | Compact Fluorescent |  | Reflector | 4 | 22 | Kitchen | 236317 | Kitchen | 0.04784%
23631 | 7 | 2 |  | Manual | 1 | Wall Mount | Compact Fluorescent |  | Twist | 1 | 15 | Kitchen | 236317 | Kitchen | 0.04784%
23631 | 7 | 3 |  | Manual | 2 | Other | Linear Fluorescent | 24 | T-8 | 1 | 16 | Kitchen | 236317 | Kitchen | 0.04784%
23631 | 7 | 4 |  | Manual | 1 | Other | Linear Fluorescent | 12 | T-8 | 1 | 16 | Kitchen | 236317 | Kitchen | 0.04784%
23631 | 7 | 5 |  | Manual | 1 | Other | Incandescent |  | Clear | 1 | 25 | Kitchen | 236317 | Kitchen | 0.04784%
23631 | 8 | 1 |  | Manual | 1 | Ceiling Fixture | Compact Fluorescent |  | Twist | 1 | 15 | Laundry Room | 236318 | Laundry Room | 0.04784%
23631 | 9 | 1 |  | Manual | 1 | Recessed Can | Incandescent |  | Reflector | 1 | 65 | Living Room | 236319 | Living Room | 0.04784%
23631 | 9 | 2 |  | Manual | 1 | Floor lamp | Compact Fluorescent |  | Twist | 1 | 15 | Living Room | 236319 | Living Room | 0.04784%
23631 | 9 | 3 |  | Manual | 1 | Floor lamp | Compact Fluorescent |  | Twist | 3 | 15 | Living Room | 236319 | Living Room | 0.04784%
23631 | 10 | 1 |  | Manual | 1 | Ceiling Fixture | Incandescent |  | Clear | 2 | 40 | Master Bedroom | 2363110 | Master Bedroom | 0.04784%
23631 | 11 | 1 |  | Manual | 1 | Torchiere | Compact Fluorescent |  | Twist | 2 | 15 | Office | 2363111 | Office | 0.04784%
23631 | 11 | 2 |  | Manual | 1 | Table | Incandescent |  | Clear | 1 | 40 | Office | 2363111 | Office | 0.04784%
23631 | 12 | 1 |  | Manual | 2 | Ceiling Fixture | Linear Fluorescent | 48 | T-8 | 2 | 32 | Garage | 2363112 | Garage | 0.04784%
23631 | 12 | 2 |  | Manual | 1 | Garage door opener | Incandescent |  | Standard A Lamp | 1 | 60 | Garage | 2363112 | Garage | 0.04784%
23631 | 12 | 3 |  | Manual | 1 | Ceiling Fixture | Incandescent |  | Standard A Lamp | 1 | 100 | Garage | 2363112 | Garage | 0.04784%
23631 | 13 | 1 |  | Manual | 1 | Ceiling Fixture | Incandescent |  | Standard A Lamp | 2 | 40 | Hall | 2363113 | Hall | 0.04784%
23631 | 14 | 1 |  | Manual | 1 | Ceiling Fixture | Incandescent |  | Clear | 2 | 40 | Bedroom | 2363114 | Bedroom | 0.04784%
23631 | 14 | 2 |  | Manual | 1 | Table | Incandescent |  | Clear | 1 | 40 | Bedroom | 2363114 | Bedroom | 0.04784%
23631 | 15 | 1 |  | Manual | 2 | Table | Incandescent |  | Standard A Lamp | 1 | 60 | Family Room | 2363115 | Family Room | 0.04784%
23631 | 15 | 2 |  | Manual | 1 | Table | Compact Fluorescent |  | Twist | 1 | 15 | Family Room | 2363115 | Family Room | 0.04784%
23640 | 1 | 1 |  | Manual | 1 | Ceiling Fixture | Incandescent |  | Standard A Lamp | 1 | 100 | Bathroom | 236401 | Bathroom | 0.05296%
23640 | 1 | 2 |  | Manual | 1 | Wall Mount | Incandescent |  | Globe | 6 | 60 | Bathroom | 236401 | Bathroom | 0.05296%
23640 | 2 | 1 |  | Manual | 1 | Recessed Can | Incandescent |  | Standard A Lamp | 1 | 100 | Bedroom | 236402 | Bedroom | 0.05296%
23640 | 3 | 1 |  | Manual | 1 | Ceiling Fixture | Linear Fluorescent | 48 | Fluorescent Other | 2 | 25 | Bedroom | 236403 | Bedroom | 0.05296%
23640 | 4 | 1 |  | Manual | 1 | Ceiling Fixture | Incandescent |  | Standard A Lamp | 1 | 100 | Hall | 236404 | Hall | 0.05296%
23640 | 5 | 1 |  | Manual | 1 | Ceiling Fixture | Incandescent |  | Standard A Lamp | 1 | 100 | Other | 236405 | Other | 0.05296%
23640 | 6 | 1 |  | Manual | 2 | Ceiling Fixture | Incandescent |  | Standard A Lamp | 1 | 100 | Other | 236406 | Other | 0.05296%
23640 | 7 | 1 |  | Manual | 2 | Ceiling Fixture | Incandescent |  | Standard A Lamp | 1 | 60 | Garage | 236407 | Garage | 0.05296%
23640 | 7 | 2 |  | Manual | 2 | Ceiling Fixture | Incandescent |  | Standard A Lamp | 1 | 100 | Garage | 236407 | Garage | 0.05296%
23640 | 8 | 1 |  | Manual | 1 | Chandelier (Hanging) | Incandescent |  | Decorative | 4 | 40 | Hall | 236408 | Hall | 0.05296%
23640 | 8 | 2 |  | Manual | 1 | Ceiling Fixture | Incandescent |  | Standard A Lamp | 1 | 100 | Hall | 236408 | Hall | 0.05296%
23640 | 9 | 1 |  | Manual | 2 | Chandelier (Hanging) | Incandescent |  | Standard A Lamp | 1 | 100 | Kitchen | 236409 | Kitchen | 0.05296%
23640 | 9 | 2 |  | Manual | 1 | Wall Mount | Linear Fluorescent | 24 | T-12 | 1 | 20 | Kitchen | 236409 | Kitchen | 0.05296%
23640 | 9 | 3 |  | Manual | 1 | Wall Mount | Incandescent |  | Decorative | 2 | 40 | Kitchen | 236409 | Kitchen | 0.05296%
23640 | 10 | 1 |  | Manual | 1 | Ceiling Fixture | Incandescent |  | Standard A Lamp | 1 | 100 | Laundry Room | 2364010 | Laundry Room | 0.05296%
23640 | 11 | 1 |  | Manual | 1 | Ceiling Fixture | Incandescent |  | Standard A Lamp | 1 | 100 | Bathroom | 2364011 | Bathroom | 0.05296%
23640 | 11 | 2 |  | Manual | 1 | Wall Mount | Incandescent |  | Globe | 4 | 60 | Bathroom | 2364011 | Bathroom | 0.05296%
23640 | 12 | 1 |  | Manual | 1 | Ceiling Fixture | Incandescent |  | Standard A Lamp | 1 | 75 | Closet | 2364012 | Closet | 0.05296%
23640 | 13 | 1 |  | Manual | 1 | Table | Incandescent |  | Standard A Lamp | 1 | 60 | Master Bedroom | 2364013 | Master Bedroom | 0.05296%
23640 | 14 | 1 |  | Manual | 1 | Chandelier (Hanging) | Incandescent |  | Clear | 1 | 75 | Living Room | 2364014 | Living Room | 0.05296%
23640 | 14 | 2 |  | Manual | 1 | Table | Incandescent |  | Standard A Lamp | 1 | 100 | Living Room | 2364014 | Living Room | 0.05296%
23640 | 14 | 3 |  | Manual | 1 | Table | Compact Fluorescent |  | Twist | 1 | 22 | Living Room | 2364014 | Living Room | 0.05296%
23640 | 15 | 1 |  | Manual | 1 | Ceiling Fixture | Linear Fluorescent | 48 | T-12 | 2 | 25 | Office | 2364015 | Office | 0.05296%
23640 | 15 | 2 |  | Manual | 1 | Table | Incandescent |  | Standard A Lamp | 1 | 100 | Office | 2364015 | Office | 0.05296%
23640 | 16 | 1 |  | Manual | 2 | Ceiling Fixture | Incandescent |  | Standard A Lamp | 1 | 100 | Office | 2364016 | Office | 0.05296%
23645 | 1 | 1 |  | Manual | 1 | Ceiling Fixture | Incandescent |  | Standard A Lamp | 3 | 65 | Bathroom | 236451 | Bathroom | 0.04008%
23645 | 2 | 1 |  | Manual | 1 | Ceiling Fixture | Incandescent |  | Standard A Lamp | 2 | 75 | Bedroom | 236452 | Bedroom | 0.04008%
23645 | 2 | 2 |  | Manual | 1 | Table | Incandescent |  | Standard A Lamp | 1 | 75 | Bedroom | 236452 | Bedroom | 0.04008%
23645 | 3 | 1 |  | Manual | 1 | Ceiling Fan | Incandescent |  | Standard A Lamp | 4 | 60 | Dining Room | 236453 | Dining Room | 0.04008%
23645 | 4 | 1 |  | Manual | 1 | Ceiling Fixture | Incandescent |  | Standard A Lamp | 3 | 60 | Family Room | 236454 | Family Room | 0.04008%
23645 | 4 | 2 |  | Manual | 2 | Floor lamp | Incandescent |  | Standard A Lamp | 2 | 60 | Family Room | 236454 | Family Room | 0.04008%
23645 | 5 | 1 |  | Manual | 5 | Low bay | Linear Fluorescent | 48 | T-12 | 2 | 40 | Garage | 236455 | Garage | 0.04008%
23645 | 5 | 2 |  | Manual | 1 | Low bay | Linear Fluorescent | 96 | T-12 | 2 | 100 | Garage | 236455 | Garage | 0.04008%
23645 | 6 | 1 |  | Manual | 1 | Ceiling Fixture | Linear Fluorescent | 48 | T-8 | 2 | 32 | Hall | 236456 | Hall | 0.04008%
23645 | 7 | 1 |  | Manual | 1 | Ceiling Fixture | Incandescent |  | Standard A Lamp | 2 | 75 | Bedroom | 236457 | Bedroom | 0.04008%
23645 | 8 | 1 |  | Manual | 1 | Ceiling Fixture | Linear Fluorescent | 48 | T-8 | 2 | 32 | Kitchen | 236458 | Kitchen | 0.04008%
23645 | 9 | 1 |  | Manual | 6 | Low bay | Linear Fluorescent | 48 | T-12 | 2 | 40 | Other | 236459 | Other | 0.04008%
23645 | 10 | 1 |  | Manual | 1 | Ceiling Fixture | Incandescent |  | Standard A Lamp | 2 | 65 | Bedroom | 2364510 | Bedroom | 0.04008%
23645 | 10 | 2 |  | Manual | 4 | Table | Incandescent |  | Standard A Lamp | 1 | 60 | Bedroom | 2364510 | Bedroom | 0.04008%
23666 | 1 | 1 |  | Manual | 1 | Ceiling Fixture | Compact Fluorescent |  | A shape bulb | 1 | 15 | Bathroom | 236661 | Bathroom | 0.04732%
23666 | 2 | 1 |  | Manual | 1 | Ceiling Fixture | Incandescent |  | Standard A Lamp | 1 | 60 | Bathroom | 236662 | Bathroom | 0.04732%
23666 | 3 | 1 |  | Manual | 1 | Wall Mount | Compact Fluorescent |  | Twist | 6 | 15 | Bathroom | 236663 | Bathroom | 0.04732%
23666 | 4 | 1 |  | Manual | 2 | Wall Mount | Incandescent |  | Standard A Lamp | 1 | 60 | Bathroom | 236664 | Bathroom | 0.04732%
23666 | 5 | 1 |  | Manual | 1 | Wall Mount | Incandescent |  | Standard A Lamp | 3 | 75 | Bathroom | 236665 | Bathroom | 0.04732%
23666 | 6 | 1 |  | Manual | 1 | Ceiling Fixture | Linear Fluorescent | 48 | T-12 | 2 | 40 | Bedroom | 236666 | Bedroom | 0.04732%
23666 | 6 | 2 |  | Manual | 1 | Table | Incandescent |  | Standard A Lamp | 1 | 100 | Bedroom | 236666 | Bedroom | 0.04732%
23666 | 7 | 1 |  | Manual | 1 | Ceiling Fixture | Compact Fluorescent |  | Twist | 2 | 15 | Bedroom | 236667 | Bedroom | 0.04732%
23666 | 7 | 2 |  | Manual | 1 | Table | Incandescent |  | Standard A Lamp | 1 | 75 | Bedroom | 236667 | Bedroom | 0.04732%
23666 | 7 | 3 |  | Manual | 1 | Ceiling Fixture | Incandescent |  | Standard A Lamp | 1 | 60 | Bedroom | 236667 | Bedroom | 0.04732%
23666 | 8 | 1 |  | Manual | 1 | Ceiling Fixture | Incandescent |  | Standard A Lamp | 3 | 60 | Bedroom | 236668 | Bedroom | 0.04732%
23666 | 8 | 2 |  | Manual | 2 | Table | Incandescent |  | Standard A Lamp | 1 | 75 | Bedroom | 236668 | Bedroom | 0.04732%
23666 | 9 | 1 |  | Manual | 1 | Ceiling Fixture | Incandescent |  | Standard A Lamp | 3 | 60 | Bedroom | 236669 | Bedroom | 0.04732%
23666 | 9 | 2 |  | Manual | 1 | Table | Incandescent |  | Standard A Lamp | 1 | 75 | Bedroom | 236669 | Bedroom | 0.04732%
23666 | 10 | 1 |  | Manual | 1 | Ceiling Fixture | Incandescent |  | Standard A Lamp | 2 | 75 | Bedroom | 2366610 | Bedroom | 0.04732%
23666 | 11 | 1 |  | Manual | 1 | Ceiling Fixture | Incandescent |  | Standard A Lamp | 1 | 75 | Bedroom | 2366611 | Bedroom | 0.04732%
23666 | 11 | 2 |  | Manual | 1 | Wall Mount | Incandescent |  | Standard A Lamp | 1 | 60 | Bedroom | 2366611 | Bedroom | 0.04732%
23666 | 12 | 1 |  | Manual | 1 | Ceiling Fixture | Incandescent |  | Standard A Lamp | 1 | 60 | Closet | 2366612 | Closet | 0.04732%
23666 | 13 | 1 |  | Motion | 2 | Wall Mount | Incandescent |  | Standard A Lamp | 1 | 75 | Closet | 2366613 | Closet | 0.04732%
23666 | 14 | 1 |  | Manual | 1 | Ceiling Fixture | Incandescent |  | Standard A Lamp | 1 | 75 | Closet | 2366614 | Closet | 0.04732%
23666 | 15 | 1 |  | Manual | 1 | Wall Mount | Incandescent |  | Standard A Lamp | 1 | 75 | Closet | 2366615 | Closet | 0.04732%
23666 | 16 | 1 |  | Manual | 1 | Wall Mount | Incandescent |  | Standard A Lamp | 1 | 60 | Closet | 2366616 | Closet | 0.04732%
23666 | 17 | 1 |  | Manual | 1 | Ceiling Fixture | Incandescent |  | Standard A Lamp | 1 | 60 | Closet | 2366617 | Closet | 0.04732%
23666 | 18 | 1 |  | Manual | 1 | Ceiling Fixture | Incandescent |  | Standard A Lamp | 1 | 60 | Closet | 2366618 | Closet | 0.04732%
23666 | 19 | 1 |  | Manual | 1 | Ceiling Fixture | Incandescent |  | Standard A Lamp | 1 | 100 | Closet | 2366619 | Closet | 0.04732%
23666 | 20 | 1 |  | Manual | 2 | Ceiling Fixture | Incandescent |  | Standard A Lamp | 3 | 75 | Dining Room | 2366620 | Dining Room | 0.04732%
23666 | 21 | 1 |  | Manual | 1 | Ceiling Fixture | Incandescent |  | Standard A Lamp | 1 | 60 | Other | 2366621 | Other | 0.04732%
23666 | 22 | 1 |  | Manual | 1 | Ceiling Fixture | Linear Fluorescent | 48 | T-12 | 2 | 40 | Family Room | 2366622 | Family Room | 0.04732%
23666 | 22 | 2 |  | Manual | 3 | Table | Incandescent |  | Standard A Lamp | 1 | 70 | Family Room | 2366622 | Family Room | 0.04732%
23666 | 23 | 1 |  | Manual | 1 | Ceiling Fixture | Incandescent |  | Standard A Lamp | 1 | 75 | Other | 2366623 | Other | 0.04732%
23666 | 24 | 1 |  | Manual | 1 | Ceiling Fixture | Incandescent |  | Clear | 4 | 40 | Hall | 2366624 | Hall | 0.04732%
23666 | 25 | 1 |  | Manual | 1 | Ceiling Fixture | Incandescent |  | Standard A Lamp | 2 | 65 | Hall | 2366625 | Hall | 0.04732%
23666 | 25 | 2 |  | Manual | 1 | Wall Mount | Incandescent |  | Standard A Lamp | 1 | 100 | Hall | 2366625 | Hall | 0.04732%
23666 | 25 | 3 |  | Manual | 1 | Ceiling Fixture | Incandescent |  | Clear | 4 | 40 | Hall | 2366625 | Hall | 0.04732%
23666 | 25 | 4 |  | Manual | 1 | Ceiling Fixture | Incandescent |  | Standard A Lamp | 1 | 75 | Hall | 2366625 | Hall | 0.04732%
23666 | 26 | 1 |  | Manual | 2 | Ceiling Fixture | Linear Fluorescent | 48 | T-8 | 2 | 32 | Kitchen | 2366626 | Kitchen | 0.04732%
23666 | 27 | 1 |  | Manual | 1 | Ceiling Fixture | Incandescent |  | Standard A Lamp | 2 | 60 | Laundry Room | 2366627 | Laundry Room | 0.04732%
23666 | 28 | 1 |  | Manual | 1 | Ceiling Fixture | Incandescent |  | Standard A Lamp | 3 | 60 | Living Room | 2366628 | Living Room | 0.04732%
23666 | 29 | 1 |  | Manual | 3 | Ceiling Fixture | Incandescent |  | Standard A Lamp | 1 | 75 | Other | 2366629 | Other | 0.04732%
23666 | 30 | 1 |  | Manual | 1 | Wall Mount | Incandescent |  | Standard A Lamp | 1 | 75 | Closet | 2366630 | Closet | 0.04732%
23666 | 31 | 1 |  | Manual | 1 | Ceiling Fixture | Incandescent |  | Standard A Lamp | 1 | 75 | Closet | 2366631 | Closet | 0.04732%
23666 | 32 | 1 |  | Manual | 1 | Ceiling Fixture | Compact Fluorescent |  | Pin base | 2 | 32 | Other | 2366632 | Other | 0.04732%
23666 | 33 | 1 |  | Manual | 1 | Ceiling Fixture | Incandescent |  | Standard A Lamp | 1 | 60 | Other | 2366633 | Other | 0.04732%
23666 | 34 | 1 |  | Manual | 1 | Ceiling Fixture | Incandescent |  | Standard A Lamp | 2 | 75 | Hall | 2366634 | Hall | 0.04732%
23666 | 34 | 2 |  | Manual | 1 | Table | Incandescent |  | Standard A Lamp | 1 | 75 | Hall | 2366634 | Hall | 0.04732%
23667 | 1 | 1 |  | Manual | 1 | Ceiling Fixture | Compact Fluorescent |  | Twist | 1 | 15 | Bedroom | 236671 | Bedroom | 0.2054%
23667 | 2 | 1 |  | Manual | 1 | Ceiling Fixture | Compact Fluorescent |  | Twist | 1 | 15 | Bedroom | 236672 | Bedroom | 0.2054%
23667 | 3 | 1 |  | Manual | 1 | Wall Mount | Compact Fluorescent |  | Twist | 3 | 15 | Bathroom | 236673 | Bathroom | 0.2054%
23667 | 4 | 1 |  | Manual | 1 | Chandelier (Hanging) | Compact Fluorescent |  | Twist | 5 | 15 | Dining Room | 236674 | Dining Room | 0.2054%
23667 | 5 | 1 |  | Manual | 2 | Ceiling Fixture | Incandescent |  | Standard A Lamp | 1 | 75 | Garage | 236675 | Garage | 0.2054%
23667 | 6 | 1 |  | Manual | 2 | Ceiling Fixture | Compact Fluorescent |  | Twist | 1 | 22 | Hall | 236676 | Hall | 0.2054%
23667 | 7 | 1 |  | Manual | 1 | Wall Mount | Linear Fluorescent | 22 | T-12 | 1 | 20 | Closet | 236677 | Closet | 0.2054%
23667 | 8 | 1 |  | Manual | 5 | Recessed Can | Compact Fluorescent |  | Reflector | 1 | 22 | Kitchen | 236678 | Kitchen | 0.2054%
23667 | 8 | 2 |  | Manual | 1 | Other | Incandescent |  | Standard A Lamp | 1 | 25 | Kitchen | 236678 | Kitchen | 0.2054%
23667 | 9 | 1 |  | Manual | 1 | Wall Mount | Linear Fluorescent | 22 | T-12 | 1 | 20 | Laundry Room | 236679 | Laundry Room | 0.2054%
23667 | 10 | 1 |  | Manual | 1 | Ceiling Fan | Compact Fluorescent |  | A shape bulb | 3 | 15 | Living Room | 2366710 | Living Room | 0.2054%
23667 | 11 | 1 |  | Manual | 1 | Ceiling Fan | Compact Fluorescent |  | A shape bulb | 3 | 15 | Bedroom | 2366711 | Bedroom | 0.2054%
23667 | 12 | 1 |  | Manual | 2 | Wall Mount | Compact Fluorescent |  | Twist | 3 | 15 | Bathroom | 2366712 | Bathroom | 0.2054%
23667 | 12 | 2 |  | Manual | 1 | Ceiling Fan | Incandescent |  | Standard A Lamp | 1 | 60 | Bathroom | 2366712 | Bathroom | 0.2054%
23667 | 12 | 3 |  | Manual | 1 | Ceiling Fixture | Compact Fluorescent |  | Twist | 1 | 15 | Bathroom | 2366712 | Bathroom | 0.2054%
23667 | 13 | 1 |  | Manual | 1 | Ceiling Fixture | Compact Fluorescent |  | Twist | 1 | 15 | Hall | 2366713 | Hall | 0.2054%
23667 | 14 | 1 |  | Manual | 1 | Wall Mount | Compact Fluorescent |  | Twist | 3 | 15 | Bathroom | 2366714 | Bathroom | 0.2054%
23667 | 15 | 1 |  | Manual | 1 | Ceiling Fixture | Compact Fluorescent |  | Twist | 1 | 15 | Hall | 2366715 | Hall | 0.2054%
23674 | 1 | 1 |  | Manual | 1 | Ceiling Fixture | Incandescent |  | Globe | 1 | 100 | Bathroom | 236741 | Bathroom | 0.02845%
23674 | 2 | 1 |  | Manual | 1 | Ceiling Fixture | Incandescent |  | Standard A Lamp | 2 | 60 | Bedroom | 236742 | Bedroom | 0.02845%
23674 | 2 | 2 |  | Manual | 1 | Table | Incandescent |  | Standard A Lamp | 1 | 40 | Bedroom | 236742 | Bedroom | 0.02845%
23674 | 3 | 1 |  | Manual | 2 | Ceiling Fixture | Incandescent |  | Standard A Lamp | 1 | 60 | Garage | 236743 | Garage | 0.02845%
23674 | 4 | 1 |  | Manual | 1 | Ceiling Fixture | Compact Fluorescent |  | Twist | 1 | 15 | Hall | 236744 | Hall | 0.02845%
23674 | 5 | 1 |  | Manual | 1 | Ceiling Fixture | Linear Fluorescent | 60 | T-5 | 2 | 40 | Kitchen | 236745 | Kitchen | 0.02845%
23674 | 6 | 1 |  | Manual | 1 | Ceiling Fixture | Incandescent |  | Standard A Lamp | 1 | 60 | Laundry Room | 236746 | Laundry Room | 0.02845%
23674 | 7 | 1 |  | Manual | 1 | Ceiling Fan | Incandescent |  | Standard A Lamp | 5 | 60 | Living Room | 236747 | Living Room | 0.02845%
23674 | 8 | 1 |  | Manual | 1 | Ceiling Fixture | Incandescent |  | Standard A Lamp | 2 | 60 | Master Bedroom | 236748 | Master Bedroom | 0.02845%
23674 | 8 | 2 |  | Manual | 1 | Table | Incandescent |  | Standard A Lamp | 1 | 60 | Master Bedroom | 236748 | Master Bedroom | 0.02845%
23676 | 1 | 1 |  | Manual | 1 | Ceiling Fixture | Incandescent |  | Standard A Lamp | 3 | 60 | Bathroom | 236761 | Bathroom | 0.05169%
23676 | 1 | 2 |  | Manual | 1 | Wall Mount | Incandescent |  | Globe | 3 | 40 | Bathroom | 236761 | Bathroom | 0.05169%
23676 | 2 | 1 |  | Manual | 1 | Architectural | Incandescent |  | Standard A Lamp | 1 | 60 | Bedroom | 236762 | Bedroom | 0.05169%
23676 | 3 | 1 |  | Manual | 1 | Ceiling Fan | Incandescent |  | Standard A Lamp | 1 | 60 | Bedroom | 236763 | Bedroom | 0.05169%
23676 | 3 | 2 |  | Manual | 1 | Wall Mount | Incandescent |  | Standard A Lamp | 1 | 60 | Bedroom | 236763 | Bedroom | 0.05169%
23676 | 4 | 1 |  | Manual | 1 | Ceiling Fixture | Incandescent |  | Standard A Lamp | 2 | 60 | Dining Room | 236764 | Dining Room | 0.05169%
23676 | 5 | 1 |  | Manual | 4 | Ceiling Fixture | Incandescent |  | Standard A Lamp | 1 | 60 | Garage | 236765 | Garage | 0.05169%
23676 | 5 | 2 |  | Manual | 1 | Garage door opener | Incandescent |  | Standard A Lamp | 1 | 60 | Garage | 236765 | Garage | 0.05169%
23676 | 6 | 1 |  | Manual | 1 | Ceiling Fixture | Incandescent |  | Standard A Lamp | 1 | 60 | Hall | 236766 | Hall | 0.05169%
23676 | 7 | 1 |  | Manual | 1 | Ceiling Fixture | Incandescent |  | Standard A Lamp | 1 | 60 | Hall | 236767 | Hall | 0.05169%
23676 | 8 | 1 |  | Manual | 1 | Ceiling Fixture | Incandescent |  | Standard A Lamp | 2 | 40 | Kitchen | 236768 | Kitchen | 0.05169%
23676 | 9 | 1 |  | Manual | 1 | Ceiling Fixture | Incandescent |  | Standard A Lamp | 2 | 60 | Laundry Room | 236769 | Laundry Room | 0.05169%
23676 | 10 | 1 |  | Manual | 2 | Floor lamp | Incandescent |  | Standard A Lamp | 1 | 125 | Living Room | 2367610 | Living Room | 0.05169%
23676 | 11 | 1 |  | Manual | 1 | Ceiling Fan | Incandescent |  | Heat Lamp | 1 | 150 | Bathroom | 2367611 | Bathroom | 0.05169%
23676 | 11 | 2 |  | Manual | 1 | Wall Mount | Incandescent |  | Globe | 4 | 40 | Bathroom | 2367611 | Bathroom | 0.05169%
23676 | 12 | 1 |  | Manual | 2 | Table | Incandescent |  | Standard A Lamp | 1 | 60 | Master Bedroom | 2367612 | Master Bedroom | 0.05169%
23676 | 13 | 1 |  | Manual | 1 | Ceiling Fan | Incandescent |  | Standard A Lamp | 1 | 75 | Other | 2367613 | Other | 0.05169%
23696 | 1 | 1 |  | Manual | 1 | Wall Mount | Incandescent |  | Globe | 3 | 40 | Bathroom | 236961 | Bathroom | 0.09408%
23696 | 2 | 1 |  | Manual | 1 | Wall Mount | Incandescent |  | Globe | 6 | 40 | Bathroom | 236962 | Bathroom | 0.09408%
23696 | 3 | 1 |  | Dimmer | 1 | Ceiling Fixture | Compact Fluorescent |  | Twist | 2 | 15 | Bedroom | 236963 | Bedroom | 0.09408%
23696 | 4 | 1 |  | Dimmer | 1 | Ceiling Fan | Compact Fluorescent |  | Twist | 4 | 15 | Bedroom | 236964 | Bedroom | 0.09408%
23696 | 5 | 1 |  | Manual | 1 | Ceiling Fixture | Compact Fluorescent |  | Twist | 2 | 15 | Bedroom | 236965 | Bedroom | 0.09408%
23696 | 6 | 1 |  | Manual | 2 | Chandelier (Hanging) | Compact Fluorescent |  | Twist | 5 | 15 | Kitchen | 236966 | Kitchen | 0.09408%
23696 | 6 | 2 |  | Manual | 5 | Recessed Can | Incandescent |  | Reflector | 1 | 65 | Kitchen | 236966 | Kitchen | 0.09408%
23696 | 7 | 1 |  | Manual | 3 | Ceiling Fixture | Compact Fluorescent |  | Twist | 1 | 22 | Garage | 236967 | Garage | 0.09408%
23696 | 8 | 1 |  | Manual | 1 | Ceiling Fixture | Incandescent |  | Standard A Lamp | 1 | 60 | Hall | 236968 | Hall | 0.09408%
23696 | 9 | 1 |  | Manual | 1 | Ceiling Fixture | Compact Fluorescent |  | Twist | 2 | 15 | Laundry Room | 236969 | Laundry Room | 0.09408%
23696 | 10 | 1 |  | Manual | 1 | Wall Mount | Incandescent |  | Globe | 8 | 40 | Bathroom | 2369610 | Bathroom | 0.09408%
23696 | 11 | 1 |  | Manual | 1 | Ceiling Fixture | Compact Fluorescent |  | Twist | 1 | 15 | Master Bedroom | 2369611 | Master Bedroom | 0.09408%
23696 | 11 | 2 |  | Manual | 1 | Ceiling Fan | Incandescent |  | Standard A Lamp | 3 | 60 | Master Bedroom | 2369611 | Master Bedroom | 0.09408%
23696 | 11 | 3 |  | Manual | 1 | Table | Compact Fluorescent |  | Twist | 1 | 15 | Master Bedroom | 2369611 | Master Bedroom | 0.09408%
23696 | 12 | 1 |  | Manual | 2 | Ceiling Fixture | Compact Fluorescent |  | Twist | 2 | 15 | Living Room | 2369612 | Living Room | 0.09408%
23696 | 13 | 1 |  | Manual | 1 | Ceiling Fan | Compact Fluorescent |  | Twist | 3 | 15 | Family Room | 2369613 | Family Room | 0.09408%
23696 | 14 | 1 |  | Manual | 1 | Ceiling Fixture | Incandescent |  | Standard A Lamp | 1 | 60 | Hall | 2369614 | Hall | 0.09408%
23696 | 15 | 1 |  | Manual | 1 | Chandelier (Hanging) | Incandescent |  | Standard A Lamp | 3 | 60 | Hall | 2369615 | Hall | 0.09408%
23704 | 1 | 1 |  | Manual | 4 | Ceiling Fixture | Incandescent |  | Standard A Lamp | 2 | 40 | Other | 237041 | Other | 0.04008%
23704 | 1 | 2 |  | Manual | 3 | Wall Mount | Incandescent |  | Standard A Lamp | 1 | 40 | Other | 237041 | Other | 0.04008%
23704 | 2 | 1 |  | Manual | 3 | Ceiling Fixture | Incandescent |  | Standard A Lamp | 1 | 60 | Bathroom | 237042 | Bathroom | 0.04008%
23704 | 2 | 2 |  | Manual | 1 | Wall Mount | Incandescent |  | Globe | 5 | 60 | Bathroom | 237042 | Bathroom | 0.04008%
23704 | 2 | 3 |  | Manual | 2 | Wall Mount | Incandescent |  | Globe | 4 | 60 | Bathroom | 237042 | Bathroom | 0.04008%
23704 | 3 | 1 |  | Manual | 2 | Ceiling Fixture | Incandescent |  | Standard A Lamp | 1 | 60 | Bathroom | 237043 | Bathroom | 0.04008%
23704 | 4 | 1 |  | Manual | 1 | Ceiling Fixture | Incandescent |  | Standard A Lamp | 2 | 60 | Bedroom | 237044 | Bedroom | 0.04008%
23704 | 5 | 1 |  | Manual | 1 | Ceiling Fixture | Incandescent |  | Standard A Lamp | 2 | 60 | Bedroom | 237045 | Bedroom | 0.04008%
23704 | 5 | 2 |  | Manual | 1 | Table | Incandescent |  | Decorative | 2 | 40 | Bedroom | 237045 | Bedroom | 0.04008%
23704 | 6 | 1 |  | Manual | 1 | Ceiling Fixture | Incandescent |  | Standard A Lamp | 2 | 60 | Bedroom | 237046 | Bedroom | 0.04008%
23704 | 6 | 2 |  | Manual | 1 | Table | Incandescent |  | Decorative | 1 | 40 | Bedroom | 237046 | Bedroom | 0.04008%
23704 | 7 | 1 |  | Manual | 1 | Ceiling Fixture | Incandescent |  | Standard A Lamp | 3 | 60 | Bedroom | 237047 | Bedroom | 0.04008%
23704 | 7 | 2 |  | Manual | 2 | Table | Incandescent |  | Standard A Lamp | 1 | 60 | Bedroom | 237047 | Bedroom | 0.04008%
23704 | 8 | 1 |  | Manual | 8 | Ceiling Fixture | Incandescent |  | Standard A Lamp | 1 | 60 | Family Room | 237048 | Family Room | 0.04008%
23704 | 9 | 1 |  | Manual | 4 | Ceiling Fixture | Compact Fluorescent |  | Circline (Screw Base) | 1 | 22 | Kitchen | 237049 | Kitchen | 0.04008%
23704 | 9 | 2 |  | Manual | 2 | Ceiling Fixture | Incandescent |  | Standard A Lamp | 1 | 40 | Kitchen | 237049 | Kitchen | 0.04008%
23704 | 9 | 3 |  | Manual | 1 | Recessed - other | Incandescent |  | Standard A Lamp | 1 | 40 | Kitchen | 237049 | Kitchen | 0.04008%
23704 | 10 | 1 |  | Manual | 1 | Ceiling Fixture | Linear Fluorescent | 48 | T-12 | 2 | 40 | Laundry Room | 2370410 | Laundry Room | 0.04008%
23704 | 11 | 1 |  | Manual | 4 | Ceiling Fixture | Incandescent |  | Standard A Lamp | 1 | 60 | Living Room | 2370411 | Living Room | 0.04008%
23704 | 11 | 2 |  | Manual | 1 | Ceiling Fan | Compact Fluorescent |  | Twist | 3 | 15 | Living Room | 2370411 | Living Room | 0.04008%
23704 | 11 | 3 |  | Manual | 4 | Table | Compact Fluorescent |  | Twist | 1 | 15 | Living Room | 2370411 | Living Room | 0.04008%
23704 | 12 | 1 |  | Manual | 2 | Ceiling Fixture | Incandescent |  | Standard A Lamp | 1 | 40 | Other | 2370412 | Other | 0.04008%
23705 | 1 | 1 |  | Manual | 1 | Wall Mount | Compact Fluorescent |  | Twist | 1 | 13 | Bathroom | 237051 | Bathroom | 0.04008%
23705 | 2 | 1 |  | Manual | 1 | Wall Mount | Incandescent |  | Globe | 4 | 40 | Bathroom | 237052 | Bathroom | 0.04008%
23705 | 2 | 2 |  | Manual | 1 | Ceiling Fixture | Incandescent |  | Standard A Lamp | 1 | 100 | Bathroom | 237052 | Bathroom | 0.04008%
23705 | 3 | 1 |  | Manual | 1 | Ceiling Fixture | Compact Fluorescent |  | Twist | 1 | 13 | Bedroom | 237053 | Bedroom | 0.04008%
23705 | 3 | 2 |  | Manual | 1 | Floor lamp | Compact Fluorescent |  | Twist | 2 | 13 | Bedroom | 237053 | Bedroom | 0.04008%
23705 | 4 | 1 |  | Manual | 1 | Ceiling Fixture | Compact Fluorescent |  | Twist | 1 | 13 | Bedroom | 237054 | Bedroom | 0.04008%
23705 | 5 | 1 |  | Manual | 1 | Ceiling Fixture | Compact Fluorescent |  | Twist | 1 | 13 | Bedroom | 237055 | Bedroom | 0.04008%
23705 | 6 | 1 |  | Dimmer | 1 | Chandelier (Hanging) | Incandescent |  | Decorative | 5 | 40 | Dining Room | 237056 | Dining Room | 0.04008%
23705 | 7 | 1 |  | Manual | 1 | Ceiling Fixture | Linear Fluorescent | 96 | T-12 | 2 | 60 | Garage | 237057 | Garage | 0.04008%
23705 | 8 | 1 |  | Manual | 1 | Ceiling Fixture | Compact Fluorescent |  | Twist | 1 | 13 | Hall | 237058 | Hall | 0.04008%
23705 | 9 | 1 |  | Manual | 1 | Ceiling Fixture | Compact Fluorescent |  | Twist | 2 | 13 | Kitchen | 237059 | Kitchen | 0.04008%
23705 | 9 | 2 |  | Manual | 1 | Wall Mount | Incandescent |  | Standard A Lamp | 1 | 40 | Kitchen | 237059 | Kitchen | 0.04008%
23705 | 10 | 1 |  | Manual | 1 | Ceiling Fixture | Incandescent |  | Standard A Lamp | 1 | 100 | Laundry Room | 2370510 | Laundry Room | 0.04008%
23705 | 11 | 1 |  | Manual | 1 | Floor lamp | Compact Fluorescent |  | Twist | 1 | 23 | Living Room | 2370511 | Living Room | 0.04008%
23705 | 11 | 2 |  | Dimmer | 1 | Floor lamp | Incandescent |  | Standard A Lamp | 1 | 100 | Living Room | 2370511 | Living Room | 0.04008%
23710 | 1 | 1 |  | Manual | 1 | Ceiling Fixture | Incandescent |  | Standard A Lamp | 1 | 60 | Bathroom | 237101 | Bathroom | 0.05169%
23710 | 1 | 2 |  | Manual | 1 | Wall Mount | Compact Fluorescent |  | Twist | 3 | 15 | Bathroom | 237101 | Bathroom | 0.05169%
23710 | 2 | 1 |  | Manual | 1 | Ceiling Fixture | Incandescent |  | Reflector | 2 | 65 | Bathroom | 237102 | Bathroom | 0.05169%
23710 | 3 | 1 |  | Manual | 1 | Wall Mount | Incandescent |  | Standard A Lamp | 3 | 100 | Bathroom | 237103 | Bathroom | 0.05169%
23710 | 3 | 2 |  | Manual | 1 | Ceiling Fixture | Incandescent |  | Standard A Lamp | 1 | 60 | Bathroom | 237103 | Bathroom | 0.05169%
23710 | 4 | 1 |  | Manual | 1 | Ceiling Fixture | Incandescent |  | Standard A Lamp | 1 | 60 | Master Bedroom | 237104 | Master Bedroom | 0.05169%
23710 | 5 | 1 |  | Manual | 2 | Table | Incandescent |  | Standard A Lamp | 1 | 40 | Bedroom | 237105 | Bedroom | 0.05169%
23710 | 5 | 2 |  | Manual | 1 | Ceiling Fixture | Compact Fluorescent |  | Twist | 2 | 15 | Bedroom | 237105 | Bedroom | 0.05169%
23710 | 6 | 1 |  | Manual | 1 | Floor lamp | Compact Fluorescent |  | Twist | 4 | 15 | Bedroom | 237106 | Bedroom | 0.05169%
23710 | 6 | 2 |  | Manual | 1 | Table | Incandescent |  | Standard A Lamp | 1 | 60 | Bedroom | 237106 | Bedroom | 0.05169%
23710 | 6 | 3 |  | Manual | 1 | Ceiling Fixture | Incandescent |  | Standard A Lamp | 1 | 60 | Bedroom | 237106 | Bedroom | 0.05169%
23710 | 7 | 1 |  | Manual | 1 | Floor lamp | Compact Fluorescent |  | Twist | 2 | 22 | Bedroom | 237107 | Bedroom | 0.05169%
23710 | 7 | 2 |  | Manual | 1 | Table | Incandescent |  | Standard A Lamp | 1 | 60 | Bedroom | 237107 | Bedroom | 0.05169%
23710 | 7 | 3 |  | Manual | 1 | Ceiling Fixture | Compact Fluorescent |  | Twist | 1 | 22 | Bedroom | 237107 | Bedroom | 0.05169%
23710 | 8 | 1 |  | Manual | 1 | Ceiling Fixture | Compact Fluorescent |  | Twist | 2 | 15 | Closet | 237108 | Closet | 0.05169%
23710 | 9 | 1 |  | Dimmer | 1 | Chandelier (Hanging) | Incandescent |  | Decorative | 5 | 40 | Dining Room | 237109 | Dining Room | 0.05169%
23710 | 10 | 1 |  | Manual | 1 | Ceiling Fixture | Compact Fluorescent |  | Twist | 1 | 15 | Hall | 2371010 | Hall | 0.05169%
23710 | 11 | 1 |  | Manual | 9 | Recessed Can | Incandescent |  | Reflector | 1 | 65 | Family Room | 2371011 | Family Room | 0.05169%
23710 | 11 | 2 |  | Manual | 1 | Floor lamp | Compact Fluorescent |  | Twist | 3 | 22 | Family Room | 2371011 | Family Room | 0.05169%
23710 | 12 | 1 |  | Manual | 3 | Ceiling Fixture | Incandescent |  | Standard A Lamp | 1 | 100 | Garage | 2371012 | Garage | 0.05169%
23710 | 12 | 2 |  | Manual | 1 | Garage door opener | Compact Fluorescent |  | Pin base | 1 | 15 | Garage | 2371012 | Garage | 0.05169%
23710 | 13 | 1 |  | Manual | 2 | Ceiling Fixture | Compact Fluorescent |  | Twist | 1 | 15 | Hall | 2371013 | Hall | 0.05169%
23710 | 14 | 1 |  | Manual | 2 | Ceiling Fixture | Incandescent |  | Standard A Lamp | 2 | 60 | Hall | 2371014 | Hall | 0.05169%
23710 | 15 | 1 |  | Manual | 1 | Ceiling Fixture | Incandescent |  | Standard A Lamp | 2 | 75 | Hall | 2371015 | Hall | 0.05169%
23710 | 16 | 1 |  | Manual | 1 | Track | Halogen |  | MR | 4 | 50 | Kitchen | 2371016 | Kitchen | 0.05169%
23710 | 16 | 2 |  | Manual | 4 | Ceiling Fixture | Compact Fluorescent |  | Twist | 1 | 15 | Kitchen | 2371016 | Kitchen | 0.05169%
23710 | 16 | 3 |  | Manual | 1 | Architectural | Linear Fluorescent | 36 | T-8 | 2 | 24 | Kitchen | 2371016 | Kitchen | 0.05169%
23710 | 17 | 1 |  | Manual | 1 | Ceiling Fixture | Compact Fluorescent |  | Twist | 1 | 15 | Laundry Room | 2371017 | Laundry Room | 0.05169%
23710 | 17 | 2 |  | Manual | 1 | Wall Mount | Compact Fluorescent |  | Twist | 1 | 15 | Laundry Room | 2371017 | Laundry Room | 0.05169%
23710 | 18 | 1 |  | Manual | 1 | Chandelier (Hanging) | Incandescent |  | Decorative | 5 | 40 | Living Room | 2371018 | Living Room | 0.05169%
23710 | 18 | 2 |  | Manual | 1 | Floor lamp | Compact Fluorescent |  | Twist | 1 | 15 | Living Room | 2371018 | Living Room | 0.05169%
23710 | 18 | 3 |  | Manual | 1 | Wall Mount | Incandescent |  | Standard A Lamp | 1 | 60 | Living Room | 2371018 | Living Room | 0.05169%
23710 | 18 | 4 |  | Manual | 1 | Table | Compact Fluorescent |  | Twist | 1 | 22 | Living Room | 2371018 | Living Room | 0.05169%
23710 | 18 | 5 |  | Manual | 1 | Chandelier (Hanging) | Compact Fluorescent |  | Twist | 1 | 22 | Living Room | 2371018 | Living Room | 0.05169%
23710 | 19 | 1 |  | Manual | 1 | Ceiling Fixture | Incandescent |  | Standard A Lamp | 2 | 60 | Other | 2371019 | Other | 0.05169%
23714 | 1 | 1 |  | Manual | 1 | Wall Mount | Compact Fluorescent |  | Twist | 3 | 15 | Bathroom | 237141 | Bathroom | 0.2054%
23714 | 2 | 1 |  | Manual | 1 | Ceiling Fixture | Incandescent |  | Standard A Lamp | 1 | 60 | Bedroom | 237142 | Bedroom | 0.2054%
23714 | 3 | 1 |  | Manual | 1 | Ceiling Fan | Incandescent |  | Standard A Lamp | 1 | 75 | Kitchen | 237143 | Kitchen | 0.2054%
23714 | 4 | 1 |  | Manual | 2 | Ceiling Fixture | Incandescent |  | Standard A Lamp | 1 | 65 | Hall | 237144 | Hall | 0.2054%
23714 | 5 | 1 |  | Manual | 1 | Wall Mount | Incandescent |  | Standard A Lamp | 3 | 40 | Bathroom | 237145 | Bathroom | 0.2054%
23714 | 6 | 1 |  | Manual | 1 | Ceiling Fixture | Incandescent |  | Standard A Lamp | 2 | 60 | Bedroom | 237146 | Bedroom | 0.2054%
23714 | 7 | 1 |  | Manual | 1 | Ceiling Fixture | Incandescent |  | Standard A Lamp | 2 | 60 | Bedroom | 237147 | Bedroom | 0.2054%
23714 | 8 | 1 |  | Manual | 1 | Ceiling Fixture | Incandescent |  | Standard A Lamp | 2 | 60 | Hall | 237148 | Hall | 0.2054%
23714 | 9 | 1 |  | Manual | 2 | Recessed Can | Compact Fluorescent |  | Twist | 1 | 22 | Kitchen | 237149 | Kitchen | 0.2054%
23714 | 9 | 2 |  | Manual | 2 | Recessed Can | Incandescent |  | Reflector | 1 | 60 | Kitchen | 237149 | Kitchen | 0.2054%
23714 | 9 | 3 |  | Dimmer | 1 | Chandelier (Hanging) | Incandescent |  | Standard A Lamp | 5 | 40 | Kitchen | 237149 | Kitchen | 0.2054%
23714 | 10 | 1 |  | Manual | 1 | Ceiling Fixture | Compact Fluorescent |  | Twist | 1 | 15 | Laundry Room | 2371410 | Laundry Room | 0.2054%
23714 | 11 | 1 |  | Manual | 1 | Table | Incandescent |  | 3-Way Incandescent | 1 | 100 | Living Room | 2371411 | Living Room | 0.2054%
23720 | 1 | 1 |  | Manual | 1 | Ceiling Fan | Compact Fluorescent |  | Twist | 4 | 15 | Bedroom | 237201 | Bedroom | 0.04732%
23720 | 2 | 1 |  | Manual | 1 | Floor lamp | Compact Fluorescent |  | Twist | 1 | 15 | Dining Room | 237202 | Dining Room | 0.04732%
23720 | 2 | 2 |  | Manual | 1 | Chandelier (Hanging) | Compact Fluorescent |  | Twist | 4 | 15 | Dining Room | 237202 | Dining Room | 0.04732%
23720 | 2 | 3 |  | Manual | 1 | Table | Compact Fluorescent |  | Twist | 1 | 15 | Dining Room | 237202 | Dining Room | 0.04732%
23720 | 3 | 1 |  | Manual | 3 | Ceiling Fan | Compact Fluorescent |  | Twist | 4 | 15 | Family Room | 237203 | Family Room | 0.04732%
23720 | 3 | 2 |  | Manual | 1 | Chandelier (Hanging) | Compact Fluorescent |  | Twist | 1 | 22 | Family Room | 237203 | Family Room | 0.04732%
23720 | 3 | 3 |  | Manual | 1 | Wall Mount | Compact Fluorescent |  | Twist | 1 | 15 | Family Room | 237203 | Family Room | 0.04732%
23720 | 4 | 1 |  | Manual | 1 | Ceiling Fixture | Compact Fluorescent |  | Twist | 2 | 15 | Hall | 237204 | Hall | 0.04732%
23720 | 5 | 1 |  | Manual | 1 | Chandelier (Hanging) | Compact Fluorescent |  | Twist | 4 | 15 | Kitchen | 237205 | Kitchen | 0.04732%
23720 | 5 | 2 |  | Manual | 1 | Ceiling Fixture | Halogen |  | MR | 3 | 30 | Kitchen | 237205 | Kitchen | 0.04732%
23720 | 5 | 3 |  | Manual | 1 | Architectural | Halogen |  | Other | 3 | 20 | Kitchen | 237205 | Kitchen | 0.04732%
23720 | 6 | 1 |  | Manual | 1 | Ceiling Fan | Compact Fluorescent |  | Twist | 4 | 15 | Laundry Room | 237206 | Laundry Room | 0.04732%
23720 | 7 | 1 |  | Manual | 1 | Chandelier (Hanging) | Compact Fluorescent |  | Twist | 4 | 15 | Living Room | 237207 | Living Room | 0.04732%
23720 | 7 | 2 |  | Manual | 1 | Table | Compact Fluorescent |  | Twist | 1 | 22 | Living Room | 237207 | Living Room | 0.04732%
23720 | 8 | 1 |  | Manual | 2 | Chandelier (Hanging) | Compact Fluorescent |  | Twist | 5 | 15 | Master Bedroom | 237208 | Master Bedroom | 0.04732%
23720 | 8 | 2 |  | Manual | 2 | Table | Compact Fluorescent |  | Twist | 1 | 15 | Master Bedroom | 237208 | Master Bedroom | 0.04732%
23720 | 8 | 3 |  | Dimmer | 1 | Torchiere | Halogen |  | Quartz Tube | 1 | 500 | Master Bedroom | 237208 | Master Bedroom | 0.04732%
23720 | 9 | 1 |  | Manual | 1 | Ceiling Fan | Compact Fluorescent |  | Twist | 4 | 15 | Other | 237209 | Other | 0.04732%
23720 | 10 | 1 |  | Manual | 1 | Table | Compact Fluorescent |  | Twist | 1 | 15 | Bedroom | 2372010 | Bedroom | 0.04732%
23720 | 10 | 2 |  | Manual | 1 | Ceiling Fixture | Compact Fluorescent |  | Twist | 3 | 15 | Bedroom | 2372010 | Bedroom | 0.04732%
23720 | 11 | 1 |  | Manual | 1 | Wall Mount | Compact Fluorescent |  | Twist | 8 | 15 | Bathroom | 2372011 | Bathroom | 0.04732%
23720 | 12 | 1 |  | Manual | 1 | Ceiling Fan | Compact Fluorescent |  | Twist | 4 | 15 | Other | 2372012 | Other | 0.04732%
23721 | 1 | 1 |  | Manual | 5 | Ceiling Fixture | Incandescent |  | Standard A Lamp | 1 | 60 | Other | 237211 | Other | 0.02845%
23721 | 1 | 2 |  | Manual | 3 | Table | Incandescent |  | Standard A Lamp | 1 | 60 | Other | 237211 | Other | 0.02845%
23721 | 2 | 1 |  | Manual | 1 | Wall Mount | Incandescent |  | Standard A Lamp | 3 | 60 | Bathroom | 237212 | Bathroom | 0.02845%
23721 | 2 | 2 |  | Manual | 1 | Ceiling Fixture | Incandescent |  | Standard A Lamp | 2 | 60 | Bathroom | 237212 | Bathroom | 0.02845%
23721 | 3 | 1 |  | Manual | 2 | Table | Incandescent |  | Standard A Lamp | 1 | 60 | Bedroom | 237213 | Bedroom | 0.02845%
23721 | 3 | 2 |  | Manual | 1 | Ceiling Fixture | Incandescent |  | Standard A Lamp | 2 | 60 | Bedroom | 237213 | Bedroom | 0.02845%
23721 | 4 | 1 |  | Manual | 1 | Table | Incandescent |  | Standard A Lamp | 1 | 60 | Bedroom | 237214 | Bedroom | 0.02845%
23721 | 4 | 2 |  | Manual | 1 | Ceiling Fixture | Incandescent |  | Standard A Lamp | 2 | 60 | Bedroom | 237214 | Bedroom | 0.02845%
23721 | 5 | 1 |  | Manual | 1 | Table | Incandescent |  | Standard A Lamp | 1 | 60 | Bedroom | 237215 | Bedroom | 0.02845%
23721 | 5 | 2 |  | Manual | 1 | Ceiling Fixture | Incandescent |  | Standard A Lamp | 2 | 60 | Bedroom | 237215 | Bedroom | 0.02845%
23721 | 6 | 1 |  | Manual | 1 | Chandelier (Hanging) | Incandescent |  | Decorative | 3 | 60 | Dining Room | 237216 | Dining Room | 0.02845%
23721 | 7 | 1 |  | Manual | 3 | Table | Incandescent |  | Standard A Lamp | 1 | 60 | Family Room | 237217 | Family Room | 0.02845%
23721 | 7 | 2 |  | Manual | 1 | Chandelier (Hanging) | Incandescent |  | Decorative | 1 | 60 | Family Room | 237217 | Family Room | 0.02845%
23721 | 8 | 1 |  | Manual | 2 | Ceiling Fixture | Incandescent |  | Standard A Lamp | 1 | 60 | Garage | 237218 | Garage | 0.02845%
23721 | 9 | 1 |  | Manual | 1 | Ceiling Fixture | Incandescent |  | Standard A Lamp | 2 | 60 | Hall | 237219 | Hall | 0.02845%
23724 | 1 | 1 |  | Manual | 1 | Ceiling Fixture | Compact Fluorescent |  | Twist | 1 | 15 | Bathroom | 237241 | Bathroom | 0.04008%
23724 | 2 | 1 |  | Manual | 1 | Wall Mount | Compact Fluorescent |  | Globe | 6 | 11 | Bathroom | 237242 | Bathroom | 0.04008%
23724 | 2 | 2 |  | Manual | 1 | Ceiling Fixture | Incandescent |  | Standard A Lamp | 1 | 60 | Bathroom | 237242 | Bathroom | 0.04008%
23724 | 3 | 1 |  | Manual | 1 | Table | Compact Fluorescent |  | Twist | 1 | 15 | Bedroom | 237243 | Bedroom | 0.04008%
23724 | 3 | 2 |  | Manual | 1 | Table | Incandescent |  | Standard A Lamp | 1 | 40 | Bedroom | 237243 | Bedroom | 0.04008%
23724 | 4 | 1 |  | Manual | 1 | Ceiling Fixture | Compact Fluorescent |  | Twist | 2 | 15 | Bedroom | 237244 | Bedroom | 0.04008%
23724 | 4 | 2 |  | Manual | 2 | Table | Incandescent |  | Standard A Lamp | 1 | 60 | Bedroom | 237244 | Bedroom | 0.04008%
23724 | 5 | 1 |  | Manual | 1 | Ceiling Fan | Compact Fluorescent |  | Twist | 3 | 15 | Family Room | 237245 | Family Room | 0.04008%
23724 | 5 | 2 |  | Manual | 1 | Table | Compact Fluorescent |  | Twist | 1 | 22 | Family Room | 237245 | Family Room | 0.04008%
23724 | 6 | 1 |  | Manual | 1 | Ceiling Fixture | Compact Fluorescent |  | Twist | 2 | 15 | Kitchen | 237246 | Kitchen | 0.04008%
23724 | 7 | 1 |  | Manual | 1 | Ceiling Fixture | Incandescent |  | Standard A Lamp | 1 | 60 | Living Room | 237247 | Living Room | 0.04008%
23724 | 7 | 2 |  | Manual | 2 | Table | Compact Fluorescent |  | Twist | 2 | 15 | Living Room | 237247 | Living Room | 0.04008%
23724 | 7 | 3 |  | Manual | 1 | Torchiere | Compact Fluorescent |  | Twist | 1 | 15 | Living Room | 237247 | Living Room | 0.04008%
23724 | 8 | 1 |  | Manual | 1 | Ceiling Fan | Compact Fluorescent |  | Twist | 1 | 15 | Office | 237248 | Office | 0.04008%
23724 | 8 | 2 |  | Manual | 1 | Table | Compact Fluorescent |  | Twist | 1 | 22 | Office | 237248 | Office | 0.04008%
23724 | 8 | 3 |  | Manual | 1 | Table | Halogen |  | Quartz Tube | 1 | 30 | Office | 237248 | Office | 0.04008%
23724 | 8 | 4 |  | Manual | 1 | Ceiling Fixture | Compact Fluorescent |  | Twist | 2 | 15 | Office | 237248 | Office | 0.04008%
23734 | 1 | 1 |  | Manual | 1 | Wall Mount | Incandescent |  | Decorative | 4 | 40 | Bathroom | 237341 | Bathroom | 0.05169%
23734 | 1 | 2 |  | Manual | 1 | Ceiling Fixture | Compact Fluorescent |  | Twist | 1 | 15 | Bathroom | 237341 | Bathroom | 0.05169%
23734 | 2 | 1 |  | Manual | 1 | Wall Mount | Incandescent |  | Globe | 4 | 40 | Bedroom | 237342 | Bedroom | 0.05169%
23734 | 2 | 2 |  | Manual | 1 | Ceiling Fixture | Compact Fluorescent |  | Twist | 1 | 15 | Bedroom | 237342 | Bedroom | 0.05169%
23734 | 3 | 1 |  | Manual | 1 | Ceiling Fixture | Compact Fluorescent |  | Twist | 1 | 15 | Bedroom | 237343 | Bedroom | 0.05169%
23734 | 4 | 1 |  | Manual | 1 | Ceiling Fixture | Incandescent |  | Standard A Lamp | 2 | 60 | Bedroom | 237344 | Bedroom | 0.05169%
23734 | 5 | 1 |  | Manual | 1 | Ceiling Fan | Incandescent |  | Standard A Lamp | 2 | 60 | Master Bedroom | 237345 | Master Bedroom | 0.05169%
23734 | 6 | 1 |  | Manual | 1 | Ceiling Fixture | Incandescent |  | Standard A Lamp | 1 | 60 | Closet | 237346 | Closet | 0.05169%
23734 | 7 | 1 |  | Manual | 1 | Chandelier (Hanging) | Incandescent |  | Decorative | 4 | 40 | Dining Room | 237347 | Dining Room | 0.05169%
23734 | 8 | 1 |  | Manual | 3 | Ceiling Fixture | Compact Fluorescent |  | Twist | 1 | 15 | Hall | 237348 | Hall | 0.05169%
23734 | 9 | 1 |  | Manual | 1 | Ceiling Fixture | Compact Fluorescent |  | Twist | 1 | 15 | Garage | 237349 | Garage | 0.05169%
23734 | 9 | 2 |  | Manual | 1 | Wall Mount | Halogen |  | MR | 3 | 50 | Garage | 237349 | Garage | 0.05169%
23734 | 10 | 1 |  | Manual | 1 | Ceiling Fixture | Compact Fluorescent |  | Twist | 1 | 15 | Kitchen | 2373410 | Kitchen | 0.05169%
23734 | 10 | 2 |  | Manual | 2 | Architectural | Halogen |  | MR | 1 | 20 | Kitchen | 2373410 | Kitchen | 0.05169%
23734 | 11 | 1 |  | Manual | 1 | Ceiling Fan | Incandescent |  | Standard A Lamp | 1 | 60 | Living Room | 2373411 | Living Room | 0.05169%
23742 | 1 | 1 |  | Manual | 1 | Wall Mount | Incandescent |  | Standard A Lamp | 3 | 60 | Bathroom | 237421 | Bathroom | 0.09408%
23742 | 1 | 2 |  | Manual | 2 | Recessed Can | Compact Fluorescent |  | Reflector | 1 | 15 | Bathroom | 237421 | Bathroom | 0.09408%
23742 | 2 | 1 |  | Manual | 10 | Recessed Can | Incandescent |  | Reflector | 1 | 65 | Dining Room | 237422 | Dining Room | 0.09408%
23742 | 3 | 1 |  | Manual | 4 | Recessed Can | Incandescent |  | Reflector | 1 | 65 | Hall | 237423 | Hall | 0.09408%
23742 | 4 | 1 |  | Manual | 20 | Recessed Can | Compact Fluorescent |  | Reflector | 1 | 15 | Garage | 237424 | Garage | 0.09408%
23742 | 4 | 2 |  | Motion | 2 | Garage door opener | Incandescent |  | Standard A Lamp | 2 | 60 | Garage | 237424 | Garage | 0.09408%
23742 | 5 | 1 |  | Manual | 34 | Recessed Can | Incandescent |  | Reflector | 1 | 65 | Kitchen | 237425 | Kitchen | 0.09408%
23742 | 5 | 2 |  | Manual | 15 | Recessed Can | Compact Fluorescent |  | Reflector | 1 | 15 | Kitchen | 237425 | Kitchen | 0.09408%
23742 | 5 | 3 |  | Manual | 1 | Table | Incandescent |  | Standard A Lamp | 1 | 150 | Kitchen | 237425 | Kitchen | 0.09408%
23742 | 5 | 4 |  | Manual | 1 | Ceiling Fixture | Incandescent |  | Standard A Lamp | 2 | 40 | Kitchen | 237425 | Kitchen | 0.09408%
23742 | 5 | 5 |  | Manual | 1 | Table | Incandescent |  | Standard A Lamp | 1 | 40 | Kitchen | 237425 | Kitchen | 0.09408%
23742 | 6 | 1 |  | Manual | 2 | Ceiling Fan | Incandescent |  | Standard A Lamp | 4 | 60 | Master Bedroom | 237426 | Master Bedroom | 0.09408%
23742 | 6 | 2 |  | Manual | 1 | Table | Compact Fluorescent |  | Twist | 1 | 22 | Master Bedroom | 237426 | Master Bedroom | 0.09408%
23742 | 6 | 3 |  | Dimmer | 17 | Recessed Can | Incandescent |  | Reflector | 1 | 65 | Master Bedroom | 237426 | Master Bedroom | 0.09408%
23742 | 6 | 4 |  | Manual | 15 | Recessed Can | Compact Fluorescent |  | Reflector | 1 | 15 | Master Bedroom | 237426 | Master Bedroom | 0.09408%
23742 | 6 | 5 |  | Manual | 1 | Wall Mount | Incandescent |  | Standard A Lamp | 2 | 40 | Master Bedroom | 237426 | Master Bedroom | 0.09408%
23742 | 6 | 6 |  | Manual | 2 | Recessed Can | Compact Fluorescent |  | Reflector | 1 | 15 | Master Bedroom | 237426 | Master Bedroom | 0.09408%
23742 | 6 | 7 |  | Dimmer | 21 | Recessed Can | Incandescent |  | Reflector | 1 | 65 | Master Bedroom | 237426 | Master Bedroom | 0.09408%
23742 | 6 | 8 |  | Manual | 14 | Recessed Can | Compact Fluorescent |  | Reflector | 1 | 15 | Master Bedroom | 237426 | Master Bedroom | 0.09408%
23742 | 6 | 9 |  | Manual | 1 | Table | Incandescent |  | Decorative | 2 | 40 | Master Bedroom | 237426 | Master Bedroom | 0.09408%
23742 | 6 | 10 |  | Manual | 4 | Table | Incandescent |  | Mini base | 1 | 20 | Master Bedroom | 237426 | Master Bedroom | 0.09408%
23742 | 6 | 11 |  | Manual | 1 | Table | Incandescent |  | Standard A Lamp | 1 | 60 | Master Bedroom | 237426 | Master Bedroom | 0.09408%
23742 | 6 | 12 |  | Manual | 1 | Floor lamp | Halogen |  | Quartz Tube | 1 | 100 | Master Bedroom | 237426 | Master Bedroom | 0.09408%
23742 | 6 | 13 |  | Manual | 2 | Table | Incandescent |  | Decorative | 1 | 40 | Master Bedroom | 237426 | Master Bedroom | 0.09408%
23742 | 6 | 14 |  | Dimmer | 1 | Chandelier (Hanging) | Incandescent |  | Standard A Lamp | 12 | 60 | Master Bedroom | 237426 | Master Bedroom | 0.09408%
23742 | 7 | 1 |  | Manual | 2 | Recessed Can | Incandescent |  | Reflector | 1 | 65 | Kitchen | 237427 | Kitchen | 0.09408%
23742 | 8 | 1 |  | Manual | 6 | Recessed Can | Compact Fluorescent |  | Reflector | 1 | 15 | Bathroom | 237428 | Bathroom | 0.09408%
23742 | 8 | 2 |  | Manual | 1 | Table | Incandescent |  | Standard A Lamp | 1 | 40 | Bathroom | 237428 | Bathroom | 0.09408%
23742 | 8 | 3 |  | Manual | 1 | Table | Compact Fluorescent |  | Twist | 1 | 15 | Bathroom | 237428 | Bathroom | 0.09408%
23742 | 8 | 4 |  | Manual | 1 | Ceiling Fixture | Incandescent |  | Standard A Lamp | 1 | 60 | Bathroom | 237428 | Bathroom | 0.09408%
23742 | 9 | 1 |  | Manual | 3 | Recessed Can | Incandescent |  | Reflector | 1 | 65 | Closet | 237429 | Closet | 0.09408%
23742 | 10 | 1 |  | Manual | 37 | Recessed Can | Compact Fluorescent |  | Reflector | 1 | 15 | Garage | 2374210 | Garage | 0.09408%
23742 | 10 | 2 |  | Motion | 1 | Garage door opener | Incandescent |  | Standard A Lamp | 1 | 60 | Garage | 2374210 | Garage | 0.09408%
23742 | 10 | 3 |  | Dimmer | 1 | Track | Incandescent |  | Reflector | 2 | 25 | Garage | 2374210 | Garage | 0.09408%
23742 | 10 | 4 |  | Dimmer | 1 | Track | Incandescent |  | Reflector | 4 | 25 | Garage | 2374210 | Garage | 0.09408%
23742 | 10 | 5 | FAN LIGHT COMBO | Manual | 1 | Ceiling Fixture | Incandescent |  | Standard A Lamp | 1 | 60 | Garage | 2374210 | Garage | 0.09408%
23742 | 11 | 1 |  | Manual | 1 | Table | Incandescent |  | Standard A Lamp | 1 | 40 | Other | 2374211 | Other | 0.09408%
23742 | 11 | 2 |  | Manual | 1 | Table | Incandescent |  | Standard A Lamp | 1 | 150 | Other | 2374211 | Other | 0.09408%
23742 | 11 | 3 |  | Manual | 5 | Recessed Can | Incandescent |  | Reflector | 1 | 65 | Other | 2374211 | Other | 0.09408%
23742 | 12 | 1 |  | Manual | 3 | Recessed Can | Compact Fluorescent |  | Reflector | 1 | 15 | Bathroom | 2374212 | Bathroom | 0.09408%
23742 | 12 | 2 |  | Manual | 1 | Wall Mount | Incandescent |  | Standard A Lamp | 1 | 40 | Bathroom | 2374212 | Bathroom | 0.09408%
23742 | 13 | 1 |  | Manual | 10 | Recessed Can | Compact Fluorescent |  | Reflector | 1 | 15 | Hall | 2374213 | Hall | 0.09408%
23742 | 13 | 2 |  | Dimmer | 1 | Chandelier (Hanging) | Incandescent |  | Decorative | 12 | 40 | Hall | 2374213 | Hall | 0.09408%
23742 | 13 | 3 |  | Manual | 1 | Ceiling Fan | Incandescent |  | Standard A Lamp | 4 | 60 | Hall | 2374213 | Hall | 0.09408%
23742 | 13 | 4 |  | Dimmer | 1 | Chandelier (Hanging) | Incandescent |  | Standard A Lamp | 5 | 60 | Hall | 2374213 | Hall | 0.09408%
23744 | 1 | 1 |  | Manual | 1 | Track | Compact Fluorescent |  | Flood | 4 | 22 | Kitchen | 237441 | Kitchen | 0.04732%
23744 | 1 | 2 |  | Manual | 2 | Ceiling Fixture | Compact Fluorescent |  | Flood | 1 | 15 | Kitchen | 237441 | Kitchen | 0.04732%
23744 | 1 | 3 |  | Manual | 1 | Ceiling Fixture | Incandescent |  | Reflector | 1 | 65 | Kitchen | 237441 | Kitchen | 0.04732%
23744 | 2 | 1 |  | Manual | 2 | Recessed Can | Incandescent |  | Reflector | 1 | 75 | Hall | 237442 | Hall | 0.04732%
23744 | 3 | 1 |  | Manual | 1 | Ceiling Fixture | Incandescent |  | Reflector | 2 | 65 | Bedroom | 237443 | Bedroom | 0.04732%
23744 | 3 | 2 |  | Manual | 1 | Ceiling Fixture | Compact Fluorescent |  | Flood | 1 | 15 | Bedroom | 237443 | Bedroom | 0.04732%
23744 | 3 | 3 |  | Manual | 1 | Floor lamp | Incandescent |  | Standard A Lamp | 1 | 100 | Bedroom | 237443 | Bedroom | 0.04732%
23744 | 3 | 4 |  | Manual | 2 | Floor lamp | Incandescent |  | Standard A Lamp | 3 | 60 | Bedroom | 237443 | Bedroom | 0.04732%
23744 | 4 | 1 |  | Manual | 1 | Ceiling Fixture | Incandescent |  | Standard A Lamp | 3 | 60 | Bedroom | 237444 | Bedroom | 0.04732%
23744 | 4 | 2 |  | Manual | 1 | Table | Compact Fluorescent |  | Twist | 1 | 22 | Bedroom | 237444 | Bedroom | 0.04732%
23744 | 4 | 3 |  | Manual | 1 | Table | Incandescent |  | Standard A Lamp | 1 | 25 | Bedroom | 237444 | Bedroom | 0.04732%
23744 | 5 | 1 |  | Manual | 2 | Wall Mount | Incandescent |  | Globe | 5 | 25 | Bathroom | 237445 | Bathroom | 0.04732%
23744 | 6 | 1 |  | Manual | 4 | Ceiling Fixture | Incandescent |  | Standard A Lamp | 1 | 60 | Other | 237446 | Other | 0.04732%
23744 | 6 | 2 |  | Manual | 1 | Table | Incandescent |  | Standard A Lamp | 1 | 75 | Other | 237446 | Other | 0.04732%
23744 | 7 | 1 |  | Manual | 1 | Ceiling Fixture | Incandescent |  | Standard A Lamp | 1 | 60 | Other | 237447 | Other | 0.04732%
23744 | 8 | 1 |  | Manual | 1 | Chandelier (Hanging) | Compact Fluorescent |  | Twist | 5 | 15 | Dining Room | 237448 | Dining Room | 0.04732%
23744 | 9 | 1 |  | Manual | 1 | Floor lamp | Incandescent |  | Standard A Lamp | 1 | 100 | Living Room | 237449 | Living Room | 0.04732%
23744 | 9 | 2 |  | Manual | 1 | Table | Compact Fluorescent |  | Twist | 1 | 22 | Living Room | 237449 | Living Room | 0.04732%
23744 | 10 | 1 |  | Manual | 1 | Chandelier (Hanging) | Incandescent |  | Standard A Lamp | 5 | 60 | Hall | 2374410 | Hall | 0.04732%
23744 | 10 | 2 |  | Manual | 1 | Ceiling Fixture | Incandescent |  | Standard A Lamp | 1 | 60 | Hall | 2374410 | Hall | 0.04732%
23744 | 11 | 1 |  | Manual | 2 | Ceiling Fixture | Incandescent |  | Standard A Lamp | 1 | 60 | Hall | 2374411 | Hall | 0.04732%
23744 | 12 | 1 |  | Manual | 1 | Ceiling Fixture | Compact Fluorescent |  | Twist | 1 | 15 | Laundry Room | 2374412 | Laundry Room | 0.04732%
23744 | 13 | 1 |  | Manual | 1 | Ceiling Fan | Compact Fluorescent |  | Decorative | 3 | 22 | Master Bedroom | 2374413 | Master Bedroom | 0.04732%
23744 | 13 | 2 |  | Manual | 1 | Table | Incandescent |  | Standard A Lamp | 1 | 40 | Master Bedroom | 2374413 | Master Bedroom | 0.04732%
23744 | 13 | 3 |  | Manual | 1 | Table | Compact Fluorescent |  | Globe | 1 | 7 | Master Bedroom | 2374413 | Master Bedroom | 0.04732%
23744 | 14 | 1 |  | Manual | 1 | Ceiling Fixture | Compact Fluorescent |  | Twist | 1 | 22 | Closet | 2374414 | Closet | 0.04732%
23744 | 15 | 1 |  | Manual | 1 | Wall Mount | Incandescent |  | Globe | 6 | 40 | Bathroom | 2374415 | Bathroom | 0.04732%
23746 | 1 | 1 |  | Manual | 1 | Floor lamp | Compact Fluorescent |  | Twist | 1 | 22 | Other | 237461 | Other | 0.2127%
23746 | 1 | 2 |  | Manual | 2 | Ceiling Fixture | Linear Fluorescent | 48 | T-8 | 3 | 32 | Other | 237461 | Other | 0.2127%
23746 | 2 | 1 |  | Manual | 1 | Ceiling Fixture | Incandescent |  | Standard A Lamp | 1 | 60 | Bathroom | 237462 | Bathroom | 0.2127%
23746 | 2 | 2 |  | Manual | 1 | Wall Mount | Incandescent |  | Standard A Lamp | 4 | 60 | Bathroom | 237462 | Bathroom | 0.2127%
23746 | 3 | 1 |  | Manual | 2 | Recessed Can | Incandescent |  | Reflector | 1 | 65 | Bathroom | 237463 | Bathroom | 0.2127%
23746 | 3 | 2 |  | Manual | 2 | Wall Mount | Incandescent |  | Standard A Lamp | 2 | 60 | Bathroom | 237463 | Bathroom | 0.2127%
23746 | 4 | 1 |  | Manual | 1 | Ceiling Fixture | Incandescent |  | Standard A Lamp | 2 | 60 | Bedroom | 237464 | Bedroom | 0.2127%
23746 | 4 | 2 |  | Manual | 1 | Table | Incandescent |  | Standard A Lamp | 1 | 100 | Bedroom | 237464 | Bedroom | 0.2127%
23746 | 5 | 1 |  | Manual | 1 | Ceiling Fixture | Incandescent |  | Standard A Lamp | 2 | 60 | Bedroom | 237465 | Bedroom | 0.2127%
23746 | 6 | 1 |  | Manual | 1 | Ceiling Fixture | Incandescent |  | Standard A Lamp | 3 | 60 | Bedroom | 237466 | Bedroom | 0.2127%
23746 | 6 | 2 |  | Manual | 1 | Table | Linear Fluorescent | 12 | T-4 | 1 | 27 | Bedroom | 237466 | Bedroom | 0.2127%
23746 | 7 | 1 |  | Manual | 2 | Ceiling Fixture | Incandescent |  | Standard A Lamp | 2 | 60 | Hall | 237467 | Hall | 0.2127%
23746 | 8 | 1 |  | Manual | 4 | Recessed Can | Incandescent |  | Globe | 1 | 50 | Kitchen | 237468 | Kitchen | 0.2127%
23746 | 8 | 2 |  | Manual | 9 | Recessed Can | Incandescent |  | Reflector | 1 | 65 | Kitchen | 237468 | Kitchen | 0.2127%
23746 | 8 | 3 |  | Manual | 1 | Recessed - other | Incandescent |  | Standard A Lamp | 1 | 40 | Kitchen | 237468 | Kitchen | 0.2127%
23746 | 9 | 1 |  | Manual | 1 | Ceiling Fixture | Linear Fluorescent | 48 | T-8 | 2 | 32 | Laundry Room | 237469 | Laundry Room | 0.2127%
23746 | 10 | 1 |  | Manual | 2 | Floor lamp | Compact Fluorescent |  | Twist | 1 | 22 | Living Room | 2374610 | Living Room | 0.2127%
23746 | 10 | 2 |  | Manual | 1 | Ceiling Fixture | Compact Fluorescent |  | Twist | 1 | 22 | Living Room | 2374610 | Living Room | 0.2127%
23756 | 1 | 1 |  | Manual | 1 | Ceiling Fixture | Incandescent |  | Standard A Lamp | 1 | 60 | Other | 237561 | Other | 0.04732%
23756 | 2 | 1 |  | Manual | 1 | Ceiling Fixture | Incandescent |  | Standard A Lamp | 1 | 60 | Laundry Room | 237562 | Laundry Room | 0.04732%
23756 | 3 | 1 |  | Manual | 5 | Ceiling Fixture | Incandescent |  | Standard A Lamp | 1 | 60 | Other | 237563 | Other | 0.04732%
23756 | 4 | 1 |  | Manual | 2 | Ceiling Fixture | Incandescent |  | Standard A Lamp | 1 | 100 | Other | 237564 | Other | 0.04732%
23756 | 5 | 1 |  | Manual | 1 | Ceiling Fixture | Incandescent |  | Standard A Lamp | 2 | 60 | Living Room | 237565 | Living Room | 0.04732%
23756 | 5 | 2 |  | Manual | 1 | Floor lamp | Incandescent |  | Mini base | 5 | 40 | Living Room | 237565 | Living Room | 0.04732%
23756 | 5 | 3 |  | Manual | 1 | Table | Incandescent |  | 3-Way Incandescent | 1 | 75 | Living Room | 237565 | Living Room | 0.04732%
23756 | 6 | 1 |  | Manual | 1 | Ceiling Fixture | Incandescent |  | Standard A Lamp | 2 | 60 | Bedroom | 237566 | Bedroom | 0.04732%
23756 | 6 | 2 |  | Manual | 2 | Table | Halogen |  | Other | 1 | 20 | Bedroom | 237566 | Bedroom | 0.04732%
23756 | 7 | 1 |  | Manual | 1 | Ceiling Fan | Incandescent |  | Standard A Lamp | 3 | 60 | Family Room | 237567 | Family Room | 0.04732%
23756 | 7 | 2 |  | Manual | 1 | Floor lamp | Incandescent |  | 3-Way Incandescent | 1 | 100 | Family Room | 237567 | Family Room | 0.04732%
23756 | 8 | 1 |  | Manual | 1 | Wall Mount | Incandescent |  | Standard A Lamp | 1 | 60 | Hall | 237568 | Hall | 0.04732%
23756 | 9 | 1 |  | Manual | 1 | Ceiling Fixture | Incandescent |  | Standard A Lamp | 1 | 40 | Bathroom | 237569 | Bathroom | 0.04732%
23756 | 9 | 2 |  | Manual | 2 | Wall Mount | Incandescent |  | Decorative | 2 | 40 | Bathroom | 237569 | Bathroom | 0.04732%
23756 | 10 | 1 |  | Manual | 1 | Ceiling Fixture | Incandescent |  | Standard A Lamp | 2 | 60 | Bedroom | 2375610 | Bedroom | 0.04732%
23756 | 11 | 1 |  | Manual | 1 | Ceiling Fan | Incandescent |  | Standard A Lamp | 3 | 60 | Dining Room | 2375611 | Dining Room | 0.04732%
23756 | 12 | 1 |  | Manual | 2 | Ceiling Fixture | Incandescent |  | Standard A Lamp | 1 | 60 | Kitchen | 2375612 | Kitchen | 0.04732%
23762 | 1 | 1 |  | Dimmer | 2 | Wall Mount | Incandescent |  | Standard A Lamp | 3 | 60 | Bathroom | 237621 | Bathroom | 0.2054%
23762 | 2 | 1 |  | Manual | 1 | Ceiling Fan | Incandescent |  | Standard A Lamp | 3 | 60 | Bedroom | 237622 | Bedroom | 0.2054%
23762 | 2 | 2 |  | Manual | 2 | Table | Incandescent |  | Standard A Lamp | 2 | 60 | Bedroom | 237622 | Bedroom | 0.2054%
23762 | 3 | 1 |  | Manual | 2 | Ceiling Fixture | Linear Fluorescent | 48 | T-8 | 4 | 32 | Kitchen | 237623 | Kitchen | 0.2054%
23762 | 3 | 2 |  | Manual | 2 | Ceiling Fixture | Incandescent |  | Standard A Lamp | 1 | 60 | Kitchen | 237623 | Kitchen | 0.2054%
23762 | 3 | 3 |  | Manual | 1 | Ceiling Fan | Incandescent |  | Standard A Lamp | 4 | 60 | Kitchen | 237623 | Kitchen | 0.2054%
23762 | 4 | 1 |  | Manual | 2 | Ceiling Fan | Incandescent |  | Decorative | 4 | 40 | Living Room | 237624 | Living Room | 0.2054%
23762 | 4 | 2 |  | Manual | 2 | Table | Incandescent |  | Standard A Lamp | 1 | 60 | Living Room | 237624 | Living Room | 0.2054%
23762 | 5 | 1 |  | Manual | 3 | Ceiling Fixture | Linear Fluorescent | 48 | T-8 | 2 | 32 | Other | 237625 | Other | 0.2054%
23763 | 1 | 1 |  | Manual | 1 | Ceiling Fixture | Compact Fluorescent |  | Twist | 1 | 15 | Hall | 237631 | Hall | 0.05169%
23763 | 2 | 1 |  | Manual | 1 | Ceiling Fixture | Incandescent |  | Standard A Lamp | 2 | 60 | Master Bedroom | 237632 | Master Bedroom | 0.05169%
23763 | 2 | 2 |  | Manual | 2 | Recessed Can | Compact Fluorescent |  | Reflector | 1 | 15 | Master Bedroom | 237632 | Master Bedroom | 0.05169%
23763 | 2 | 3 |  | Manual | 1 | Table | Incandescent |  | Standard A Lamp | 1 | 60 | Master Bedroom | 237632 | Master Bedroom | 0.05169%
23763 | 2 | 4 |  | Manual | 1 | Table | Compact Fluorescent |  | Twist | 1 | 15 | Master Bedroom | 237632 | Master Bedroom | 0.05169%
23763 | 3 | 1 |  | Manual | 1 | Ceiling Fixture | Incandescent |  | Standard A Lamp | 3 | 60 | Hall | 237633 | Hall | 0.05169%
23763 | 4 | 1 |  | Manual | 5 | Recessed Can | Compact Fluorescent |  | Reflector | 1 | 15 | Family Room | 237634 | Family Room | 0.05169%
23763 | 4 | 2 |  | Manual | 3 | Other | Linear Fluorescent | 24 | T-12 | 1 | 20 | Family Room | 237634 | Family Room | 0.05169%
23763 | 5 | 1 |  | Manual | 2 | Recessed Can | Compact Fluorescent |  | Reflector | 1 | 15 | Hall | 237635 | Hall | 0.05169%
23763 | 6 | 1 |  | Manual | 4 | Recessed Can | Compact Fluorescent |  | Reflector | 1 | 15 | Bedroom | 237636 | Bedroom | 0.05169%
23763 | 6 | 2 |  | Manual | 1 | Table | Incandescent |  | Standard A Lamp | 1 | 60 | Bedroom | 237636 | Bedroom | 0.05169%
23763 | 7 | 1 |  | Manual | 1 | Wall Mount | Linear Fluorescent | 24 | T-4 | 1 | 32 | Closet | 237637 | Closet | 0.05169%
23763 | 8 | 1 |  | Manual | 2 | Wall Mount | Linear Fluorescent | 48 | T-4 | 1 | 32 | Closet | 237638 | Closet | 0.05169%
23763 | 9 | 1 |  | Manual | 2 | Ceiling Fixture | Incandescent |  | Standard A Lamp | 1 | 60 | Other | 237639 | Other | 0.05169%
23763 | 9 | 2 |  | Manual | 1 | Ceiling Fixture | Linear Fluorescent | 48 | T-12 | 2 | 40 | Other | 237639 | Other | 0.05169%
23763 | 10 | 1 |  | Manual | 3 | Recessed Can | Compact Fluorescent |  | Reflector | 1 | 15 | Hall | 2376310 | Hall | 0.05169%
23763 | 11 | 1 |  | Manual | 1 | Ceiling Fixture | Compact Fluorescent |  | Twist | 2 | 15 | Bathroom | 2376311 | Bathroom | 0.05169%
23763 | 11 | 2 |  | Dimmer | 1 | Wall Mount | Compact Fluorescent |  | Twist | 4 | 15 | Bathroom | 2376311 | Bathroom | 0.05169%
23763 | 12 | 1 |  | Manual | 1 | Ceiling Fixture | Compact Fluorescent |  | Twist | 1 | 15 | Laundry Room | 2376312 | Laundry Room | 0.05169%
23763 | 13 | 1 |  | Manual | 2 | Recessed Can | Compact Fluorescent |  | Reflector | 1 | 15 | Other | 2376313 | Other | 0.05169%
23763 | 14 | 1 |  | Manual | 5 | Recessed Can | Compact Fluorescent |  | Reflector | 1 | 15 | Bedroom | 2376314 | Bedroom | 0.05169%
23763 | 15 | 1 |  | Manual | 1 | Wall Mount | Linear Fluorescent | 48 | T-4 | 1 | 32 | Closet | 2376315 | Closet | 0.05169%
23763 | 16 | 1 |  | Manual | 1 | Ceiling Fan | Incandescent |  | Standard A Lamp | 2 | 60 | Dining Room | 2376316 | Dining Room | 0.05169%
23763 | 17 | 1 |  | Manual | 7 | Recessed Can | Compact Fluorescent |  | Reflector | 1 | 15 | Kitchen | 2376317 | Kitchen | 0.05169%
23763 | 17 | 2 |  | Manual | 1 | Other | Incandescent |  | Standard A Lamp | 1 | 60 | Kitchen | 2376317 | Kitchen | 0.05169%
23763 | 18 | 1 |  | Manual | 4 | Recessed Can | Incandescent |  | Reflector | 1 | 65 | Family Room | 2376318 | Family Room | 0.05169%
23763 | 18 | 2 |  | Manual | 1 | Table | Incandescent |  | Standard A Lamp | 2 | 60 | Family Room | 2376318 | Family Room | 0.05169%
23763 | 18 | 3 |  | Manual | 1 | Table | Compact Fluorescent |  | Twist | 2 | 15 | Family Room | 2376318 | Family Room | 0.05169%
23763 | 19 | 1 |  | Manual | 1 | Ceiling Fixture | Compact Fluorescent |  | Twist | 2 | 15 | Bedroom | 2376319 | Bedroom | 0.05169%
23763 | 19 | 2 |  | Manual | 1 | Table | Incandescent |  | Standard A Lamp | 1 | 40 | Bedroom | 2376319 | Bedroom | 0.05169%
23763 | 19 | 3 |  | Manual | 1 | Table | Incandescent |  | Standard A Lamp | 1 | 40 | Bedroom | 2376319 | Bedroom | 0.05169%
23763 | 20 | 1 |  | Manual | 1 | Ceiling Fixture | Incandescent |  | Standard A Lamp | 2 | 60 | Bathroom | 2376320 | Bathroom | 0.05169%
23763 | 20 | 2 |  | Manual | 1 | Wall Mount | Incandescent |  | Standard A Lamp | 4 | 52 | Bathroom | 2376320 | Bathroom | 0.05169%
23763 | 20 | 3 |  | Manual | 1 | Recessed Can | Compact Fluorescent |  | Reflector | 1 | 15 | Bathroom | 2376320 | Bathroom | 0.05169%
23763 | 21 | 1 |  | Manual | 1 | Wall Mount | Incandescent |  | Standard A Lamp | 4 | 100 | Bathroom | 2376321 | Bathroom | 0.05169%
23763 | 21 | 2 |  | Manual | 1 | Recessed Can | Compact Fluorescent |  | Reflector | 1 | 15 | Bathroom | 2376321 | Bathroom | 0.05169%
23763 | 21 | 3 |  | Manual | 1 | Ceiling Fixture | Incandescent |  | Standard A Lamp | 2 | 60 | Bathroom | 2376321 | Bathroom | 0.05169%
23763 | 22 | 1 |  | Manual | 2 | Recessed Can | Compact Fluorescent |  | Reflector | 1 | 15 | Master Bedroom | 2376322 | Master Bedroom | 0.05169%
23765 | 1 | 1 |  | Manual | 3 | Ceiling Fixture | Incandescent |  | Standard A Lamp | 1 | 75 | Other | 237651 | Other | 0.02845%
23765 | 2 | 1 |  | Manual | 1 | Ceiling Fixture | Incandescent |  | Decorative | 4 | 40 | Bathroom | 237652 | Bathroom | 0.02845%
23765 | 2 | 2 |  | Manual | 1 | Ceiling Fixture | Linear Fluorescent | 48 | T-8 | 2 | 32 | Bathroom | 237652 | Bathroom | 0.02845%
23765 | 2 | 3 |  | Dimmer | 1 | Chandelier (Hanging) | Incandescent |  | Decorative | 6 | 25 | Bathroom | 237652 | Bathroom | 0.02845%
23765 | 3 | 1 |  | Manual | 2 | Ceiling Fixture | Incandescent |  | Decorative | 4 | 40 | Bathroom | 237653 | Bathroom | 0.02845%
23765 | 4 | 1 |  | Manual | 1 | Ceiling Fixture | Linear Fluorescent | 24 | T-5 | 2 | 20 | Bedroom | 237654 | Bedroom | 0.02845%
23765 | 4 | 2 |  | Manual | 2 | Table | Incandescent |  | Decorative | 2 | 40 | Bedroom | 237654 | Bedroom | 0.02845%
23765 | 5 | 1 |  | Manual | 26 | Ceiling Fixture | Linear Fluorescent | 48 | T-12 | 2 | 40 | Garage | 237655 | Garage | 0.02845%
23765 | 5 | 2 |  | Manual | 3 | Garage door opener | Incandescent |  | Standard A Lamp | 1 | 75 | Garage | 237655 | Garage | 0.02845%
23765 | 6 | 1 |  | Manual | 1 | Ceiling Fixture | Compact Fluorescent |  | Twist | 2 | 22 | Office | 237656 | Office | 0.02845%
23765 | 6 | 2 |  | Manual | 2 | Table | Compact Fluorescent |  | Twist | 1 | 15 | Office | 237656 | Office | 0.02845%
23765 | 7 | 1 |  | Manual | 1 | Chandelier (Hanging) | Incandescent |  | Decorative | 8 | 40 | Dining Room | 237657 | Dining Room | 0.02845%
23765 | 8 | 1 |  | Manual | 9 | Ceiling Fixture | Incandescent |  | Standard A Lamp | 1 | 60 | Garage | 237658 | Garage | 0.02845%
23765 | 8 | 2 |  | Manual | 3 | Garage door opener | Incandescent |  | Standard A Lamp | 1 | 75 | Garage | 237658 | Garage | 0.02845%
23765 | 9 | 1 |  | Manual | 2 | Table | Incandescent |  | Standard A Lamp | 1 | 60 | Hall | 237659 | Hall | 0.02845%
23765 | 9 | 2 |  | Manual | 2 | Wall Mount | Incandescent |  | Decorative | 1 | 40 | Hall | 237659 | Hall | 0.02845%
23765 | 10 | 1 |  | Manual | 2 | Ceiling Fixture | Compact Fluorescent |  | Globe | 3 | 15 | Kitchen | 2376510 | Kitchen | 0.02845%
23765 | 10 | 2 |  | Manual | 1 | Ceiling Fixture | Linear Fluorescent | 24 | T-8 | 1 | 20 | Kitchen | 2376510 | Kitchen | 0.02845%
23765 | 11 | 1 |  | Manual | 1 | Ceiling Fixture | Compact Fluorescent |  | Globe | 3 | 15 | Laundry Room | 2376511 | Laundry Room | 0.02845%
23765 | 12 | 1 |  | Manual | 1 | Chandelier (Hanging) | Incandescent |  | Decorative | 8 | 40 | Living Room | 2376512 | Living Room | 0.02845%
23765 | 12 | 2 |  | Manual | 3 | Floor lamp | Incandescent |  | Standard A Lamp | 1 | 100 | Living Room | 2376512 | Living Room | 0.02845%
23765 | 13 | 1 |  | Manual | 3 | Chandelier (Hanging) | Incandescent |  | Decorative | 3 | 25 | Bathroom | 2376513 | Bathroom | 0.02845%
23765 | 13 | 2 |  | Manual | 2 | Ceiling Fixture | Linear Fluorescent | 36 | T-8 | 2 | 32 | Bathroom | 2376513 | Bathroom | 0.02845%
23765 | 14 | 1 |  | Manual | 1 | Chandelier (Hanging) | Incandescent |  | Decorative | 6 | 40 | Master Bedroom | 2376514 | Master Bedroom | 0.02845%
23765 | 14 | 2 |  | Manual | 2 | Table | Incandescent |  | Decorative | 3 | 40 | Master Bedroom | 2376514 | Master Bedroom | 0.02845%
23765 | 15 | 1 |  | Manual | 1 | Chandelier (Hanging) | Incandescent |  | Decorative | 5 | 40 | Office | 2376515 | Office | 0.02845%
23765 | 15 | 2 |  | Manual | 2 | Table | Incandescent |  | Standard A Lamp | 1 | 60 | Office | 2376515 | Office | 0.02845%
23765 | 16 | 1 |  | Manual | 20 | Ceiling Fixture | Linear Fluorescent | 48 | T-12 | 2 | 32 | Other | 2376516 | Other | 0.02845%
23765 | 16 | 2 |  | Manual | 1 | Garage door opener | Incandescent |  | Standard A Lamp | 1 | 75 | Other | 2376516 | Other | 0.02845%
23788 | 1 | 1 |  | Manual | 3 | Table | Incandescent |  | Standard A Lamp | 1 | 65 | Living Room | 237881 | Living Room | 0.02963%
23788 | 2 | 1 |  | Manual | 1 | Wall Mount | Incandescent |  | Standard A Lamp | 1 | 40 | Bathroom | 237882 | Bathroom | 0.02963%
23788 | 3 | 1 |  | Manual | 2 | Table | Incandescent |  | Decorative | 1 | 40 | Bedroom | 237883 | Bedroom | 0.02963%
23788 | 4 | 1 |  | Manual | 1 | Ceiling Fixture | Incandescent |  | Standard A Lamp | 1 | 40 | Dining Room | 237884 | Dining Room | 0.02963%
23788 | 4 | 2 |  | Manual | 1 | Floor lamp | Compact Fluorescent |  | Twist | 1 | 15 | Dining Room | 237884 | Dining Room | 0.02963%
23788 | 5 | 1 |  | Manual | 1 | Table | Incandescent |  | Standard A Lamp | 1 | 25 | Bedroom | 237885 | Bedroom | 0.02963%
23788 | 6 | 1 |  | Manual | 1 | Ceiling Fixture | Incandescent |  | Standard A Lamp | 1 | 40 | Kitchen | 237886 | Kitchen | 0.02963%
23791 | 1 | 1 |  | Manual | 1 | Ceiling Fixture | Incandescent |  | Standard A Lamp | 2 | 40 | Bathroom | 237911 | Bathroom | 0.04732%
23791 | 2 | 1 |  | Manual | 1 | Ceiling Fixture | Compact Fluorescent |  | Twist | 2 | 22 | Bedroom | 237912 | Bedroom | 0.04732%
23791 | 3 | 1 |  | Manual | 1 | Ceiling Fixture | Compact Fluorescent |  | Twist | 2 | 22 | Bedroom | 237913 | Bedroom | 0.04732%
23791 | 4 | 1 |  | Manual | 3 | Ceiling Fixture | Compact Fluorescent |  | Twist | 3 | 15 | Family Room | 237914 | Family Room | 0.04732%
23791 | 4 | 2 |  | Manual | 1 | Floor lamp | Incandescent |  | 3-Way Incandescent | 1 | 75 | Family Room | 237914 | Family Room | 0.04732%
23791 | 4 | 3 |  | Manual | 2 | Table | Incandescent |  | 3-Way Incandescent | 1 | 75 | Family Room | 237914 | Family Room | 0.04732%
23791 | 4 | 4 |  | Manual | 1 | Floor lamp | Compact Fluorescent |  | Straight Tube | 1 | 36 | Family Room | 237914 | Family Room | 0.04732%
23791 | 5 | 1 |  | Manual | 6 | Ceiling Fixture | Compact Fluorescent |  | Twist | 1 | 22 | Garage | 237915 | Garage | 0.04732%
23791 | 5 | 2 |  | Timer | 1 | Garage door opener | Compact Fluorescent |  | Twist | 1 | 22 | Garage | 237915 | Garage | 0.04732%
23791 | 6 | 1 |  | Manual | 1 | Recessed Can | Compact Fluorescent |  | Straight Tube | 1 | 15 | Hall | 237916 | Hall | 0.04732%
23791 | 7 | 1 |  | Manual | 1 | Ceiling Fixture | Incandescent |  | Standard A Lamp | 1 | 60 | Hall | 237917 | Hall | 0.04732%
23791 | 8 | 1 |  | Manual | 1 | Ceiling Fixture | Incandescent |  | Standard A Lamp | 3 | 60 | Kitchen | 237918 | Kitchen | 0.04732%
23791 | 8 | 2 |  | Manual | 1 | Ceiling Fixture | Linear Fluorescent | 48 | T-12 | 1 | 40 | Kitchen | 237918 | Kitchen | 0.04732%
23791 | 8 | 3 |  | Manual | 1 | Ceiling Fixture | Incandescent |  | Standard A Lamp | 5 | 60 | Kitchen | 237918 | Kitchen | 0.04732%
23791 | 9 | 1 |  | Manual | 1 | Ceiling Fixture | Incandescent |  | Standard A Lamp | 2 | 60 | Laundry Room | 237919 | Laundry Room | 0.04732%
23791 | 10 | 1 |  | Manual | 1 | Ceiling Fan | Compact Fluorescent |  | Twist | 3 | 22 | Living Room | 2379110 | Living Room | 0.04732%
23791 | 10 | 2 |  | Manual | 1 | Ceiling Fixture | Incandescent |  | Standard A Lamp | 1 | 60 | Living Room | 2379110 | Living Room | 0.04732%
23791 | 10 | 3 |  | Manual | 1 | Floor lamp | Incandescent |  | Standard A Lamp | 3 | 60 | Living Room | 2379110 | Living Room | 0.04732%
23791 | 11 | 1 |  | Manual | 1 | Ceiling Fixture | Incandescent |  | Standard A Lamp | 1 | 60 | Bathroom | 2379111 | Bathroom | 0.04732%
23791 | 12 | 1 |  | Manual | 2 | Ceiling Fixture | Incandescent |  | Standard A Lamp | 2 | 60 | Master Bedroom | 2379112 | Master Bedroom | 0.04732%
23791 | 12 | 2 |  | Manual | 2 | Wall Mount | Compact Fluorescent |  | Twist | 1 | 22 | Master Bedroom | 2379112 | Master Bedroom | 0.04732%
23791 | 13 | 1 |  | Manual | 2 | Ceiling Fixture | Compact Fluorescent |  | Twist | 1 | 22 | Closet | 2379113 | Closet | 0.04732%
23791 | 14 | 1 |  | Manual | 1 | Ceiling Fixture | Compact Fluorescent |  | Straight Tube | 2 | 15 | Office | 2379114 | Office | 0.04732%
23791 | 15 | 1 |  | Manual | 1 | Ceiling Fixture | Compact Fluorescent |  | Twist | 2 | 22 | Bedroom | 2379115 | Bedroom | 0.04732%
23791 | 16 | 1 |  | Manual | 10 | Ceiling Fixture | Compact Fluorescent |  | Twist | 1 | 22 | Other | 2379116 | Other | 0.04732%
23813 | 1 | 1 |  | Manual | 1 | Table | Compact Fluorescent |  | Twist | 1 | 15 | Bedroom | 238131 | Bedroom | 0.04732%
23813 | 1 | 2 |  | Manual | 1 | Ceiling Fixture | Compact Fluorescent |  | Twist | 1 | 22 | Bedroom | 238131 | Bedroom | 0.04732%
23813 | 1 | 3 |  | Manual | 1 | Chandelier (Hanging) | Incandescent |  | Standard A Lamp | 1 | 60 | Bedroom | 238131 | Bedroom | 0.04732%
23813 | 2 | 1 |  | Manual | 1 | Ceiling Fixture | Compact Fluorescent |  | Twist | 1 | 15 | Living Room | 238132 | Living Room | 0.04732%
23813 | 2 | 2 |  | Manual | 1 | Ceiling Fixture | Compact Fluorescent |  | A shape bulb | 1 | 15 | Living Room | 238132 | Living Room | 0.04732%
23813 | 2 | 3 |  | Manual | 1 | Table | Compact Fluorescent |  | Twist | 1 | 28 | Living Room | 238132 | Living Room | 0.04732%
23813 | 3 | 1 |  | Manual | 2 | Ceiling Fan | Compact Fluorescent |  | Twist | 1 | 15 | Bedroom | 238133 | Bedroom | 0.04732%
23813 | 4 | 1 |  | Manual | 1 | Ceiling Fixture | Compact Fluorescent |  | Twist | 1 | 15 | Hall | 238134 | Hall | 0.04732%
23813 | 5 | 1 |  | Manual | 1 | Chandelier (Hanging) | Compact Fluorescent |  | Twist | 1 | 15 | Family Room | 238135 | Family Room | 0.04732%
23813 | 5 | 2 |  | Manual | 2 | Ceiling Fixture | Compact Fluorescent |  | A shape bulb | 2 | 15 | Family Room | 238135 | Family Room | 0.04732%
23813 | 6 | 1 |  | Manual | 1 | Ceiling Fixture | Incandescent |  | Globe | 2 | 60 | Other | 238136 | Other | 0.04732%
23813 | 7 | 1 |  | Manual | 1 | Wall Mount | Compact Fluorescent |  | Twist | 4 | 15 | Bathroom | 238137 | Bathroom | 0.04732%
23813 | 7 | 2 |  | Manual | 1 | Wall Mount | Incandescent |  | Globe | 2 | 60 | Bathroom | 238137 | Bathroom | 0.04732%
23813 | 8 | 1 |  | Manual | 3 | Ceiling Fixture | Linear Fluorescent | 48 | T-12 | 2 | 40 | Bedroom | 238138 | Bedroom | 0.04732%
23813 | 9 | 1 |  | Manual | 1 | Ceiling Fixture | Compact Fluorescent |  | Twist | 1 | 15 | Hall | 238139 | Hall | 0.04732%
23813 | 10 | 1 |  | Manual | 1 | Ceiling Fixture | Incandescent |  | Standard A Lamp | 1 | 60 | Bedroom | 2381310 | Bedroom | 0.04732%
23813 | 11 | 1 |  | Manual | 1 | Wall Mount | Incandescent |  | Standard A Lamp | 2 | 60 | Bathroom | 2381311 | Bathroom | 0.04732%
23813 | 11 | 2 |  | Manual | 1 | Ceiling Fixture | Incandescent |  | Standard A Lamp | 1 | 60 | Bathroom | 2381311 | Bathroom | 0.04732%
23813 | 12 | 1 |  | Manual | 1 | Ceiling Fan | Compact Fluorescent |  | Twist | 3 | 15 | Kitchen | 2381312 | Kitchen | 0.04732%
23813 | 12 | 2 |  | Manual | 1 | Chandelier (Hanging) | Compact Fluorescent |  | Twist | 5 | 22 | Kitchen | 2381312 | Kitchen | 0.04732%
23813 | 12 | 3 |  | Manual | 1 | Ceiling Fixture | Linear Fluorescent | 48 | T-8 | 2 | 32 | Kitchen | 2381312 | Kitchen | 0.04732%
23813 | 12 | 4 |  | Manual | 1 | Architectural | Compact Fluorescent |  | A shape bulb | 1 | 15 | Kitchen | 2381312 | Kitchen | 0.04732%
23813 | 13 | 1 |  | Manual | 1 | Floor lamp | Compact Fluorescent |  | Twist | 2 | 15 | Living Room | 2381313 | Living Room | 0.04732%
23813 | 14 | 1 |  | Manual | 1 | Floor lamp | Compact Fluorescent |  | A shape bulb | 3 | 15 | Family Room | 2381314 | Family Room | 0.04732%
23813 | 15 | 1 |  | Manual | 1 | Ceiling Fixture | Linear Fluorescent | 48 | T-12 | 2 | 40 | Other | 2381315 | Other | 0.04732%
23813 | 16 | 1 |  | Manual | 1 | Ceiling Fixture | Compact Fluorescent |  | Twist | 1 | 15 | Bedroom | 2381316 | Bedroom | 0.04732%
23824 | 1 | 1 |  | Manual | 3 | Ceiling Fixture | Compact Fluorescent |  | Twist | 3 | 28 | Other | 238241 | Other | 0.02845%
23824 | 2 | 1 |  | Manual | 1 | Wall Mount | Incandescent |  | Globe | 5 | 60 | Bathroom | 238242 | Bathroom | 0.02845%
23824 | 2 | 2 |  | Manual | 1 | Ceiling Fixture | Incandescent |  | Standard A Lamp | 1 | 40 | Bathroom | 238242 | Bathroom | 0.02845%
23824 | 3 | 1 |  | Manual | 2 | Wall Mount | Incandescent |  | Globe | 5 | 60 | Bathroom | 238243 | Bathroom | 0.02845%
23824 | 3 | 2 |  | Manual | 1 | Ceiling Fixture | Incandescent |  | Standard A Lamp | 1 | 60 | Bathroom | 238243 | Bathroom | 0.02845%
23824 | 4 | 1 |  | Manual | 1 | Wall Mount | Incandescent |  | Globe | 5 | 60 | Bathroom | 238244 | Bathroom | 0.02845%
23824 | 4 | 2 |  | Manual | 1 | Ceiling Fixture | Incandescent |  | Standard A Lamp | 1 | 40 | Bathroom | 238244 | Bathroom | 0.02845%
23824 | 5 | 1 |  | Manual | 1 | Ceiling Fixture | Incandescent |  | Standard A Lamp | 3 | 60 | Bedroom | 238245 | Bedroom | 0.02845%
23824 | 5 | 2 |  | Manual | 1 | Table | Incandescent |  | Standard A Lamp | 1 | 40 | Bedroom | 238245 | Bedroom | 0.02845%
23824 | 6 | 1 |  | Manual | 1 | Ceiling Fixture | Incandescent |  | Standard A Lamp | 2 | 40 | Bedroom | 238246 | Bedroom | 0.02845%
23824 | 7 | 1 |  | Manual | 1 | Ceiling Fixture | Incandescent |  | Standard A Lamp | 3 | 60 | Bedroom | 238247 | Bedroom | 0.02845%
23824 | 8 | 1 |  | Manual | 1 | Ceiling Fixture | Incandescent |  | Standard A Lamp | 1 | 40 | Closet | 238248 | Closet | 0.02845%
23824 | 9 | 1 |  | Dimmer | 1 | Chandelier (Hanging) | Incandescent |  | Mini base | 2 | 40 | Dining Room | 238249 | Dining Room | 0.02845%
23824 | 10 | 1 |  | Manual | 2 | Ceiling Fixture | Incandescent |  | Standard A Lamp | 2 | 65 | Hall | 2382410 | Hall | 0.02845%
23824 | 11 | 1 |  | Manual | 5 | Recessed Can | Incandescent |  | Reflector | 1 | 65 | Kitchen | 2382411 | Kitchen | 0.02845%
23824 | 12 | 1 |  | Manual | 1 | Recessed Can | Incandescent |  | Reflector | 1 | 65 | Living Room | 2382412 | Living Room | 0.02845%
23824 | 12 | 2 |  | Dimmer | 1 | Ceiling Fan | Incandescent |  | Standard A Lamp | 4 | 60 | Living Room | 2382412 | Living Room | 0.02845%
23824 | 12 | 3 |  | Manual | 1 | Torchiere | Incandescent |  | 3-Way Incandescent | 1 | 75 | Living Room | 2382412 | Living Room | 0.02845%
23824 | 12 | 4 |  | Manual | 1 | Table | Incandescent |  | Standard A Lamp | 1 | 60 | Living Room | 2382412 | Living Room | 0.02845%
23824 | 13 | 1 |  | Manual | 1 | Chandelier (Hanging) | Incandescent |  | Decorative | 3 | 40 | Master Bedroom | 2382413 | Master Bedroom | 0.02845%
23824 | 13 | 2 |  | Manual | 1 | Table | Incandescent |  | Standard A Lamp | 1 | 40 | Master Bedroom | 2382413 | Master Bedroom | 0.02845%
23830 | 1 | 1 |  | Manual | 1 | Wall Mount | Other |  | Metal Halide | 1 | 250 | Other | 238301 | Other | 0.04008%
23830 | 1 | 2 |  | Manual | 2 | Ceiling Fixture | Linear Fluorescent | 48 | T-12 | 2 | 40 | Other | 238301 | Other | 0.04008%
23830 | 1 | 3 |  | Manual | 8 | Ceiling Fixture | Incandescent |  | Standard A Lamp | 1 | 60 | Other | 238301 | Other | 0.04008%
23830 | 1 | 4 |  | Manual | 2 | Ceiling Fixture | Incandescent |  | Standard A Lamp | 1 | 100 | Other | 238301 | Other | 0.04008%
23830 | 2 | 1 |  | Manual | 1 | Wall Mount | Incandescent |  | Standard A Lamp | 1 | 60 | Bedroom | 238302 | Bedroom | 0.04008%
23830 | 2 | 2 |  | Manual | 1 | Table | Incandescent |  | Standard A Lamp | 1 | 25 | Bedroom | 238302 | Bedroom | 0.04008%
23830 | 3 | 1 |  | Manual | 1 | Chandelier (Hanging) | Incandescent |  | Standard A Lamp | 2 | 60 | Bathroom | 238303 | Bathroom | 0.04008%
23830 | 4 | 1 |  | Manual | 2 | Ceiling Fixture | Incandescent |  | Standard A Lamp | 1 | 60 | Closet | 238304 | Closet | 0.04008%
23830 | 5 | 1 |  | Manual | 1 | Ceiling Fixture | Incandescent |  | Standard A Lamp | 1 | 60 | Hall | 238305 | Hall | 0.04008%
23830 | 6 | 1 |  | Manual | 1 | Table | Incandescent |  | Standard A Lamp | 1 | 100 | Family Room | 238306 | Family Room | 0.04008%
23830 | 6 | 2 |  | Manual | 1 | Floor lamp | Incandescent |  | Globe | 1 | 60 | Family Room | 238306 | Family Room | 0.04008%
23830 | 7 | 1 |  | Manual | 1 | Ceiling Fixture | Linear Fluorescent | 48 | T-12 | 2 | 40 | Other | 238307 | Other | 0.04008%
23830 | 8 | 1 |  | Manual | 1 | Ceiling Fixture | Incandescent |  | Standard A Lamp | 1 | 60 | Hall | 238308 | Hall | 0.04008%
23830 | 9 | 1 |  | Manual | 3 | Ceiling Fixture | Linear Fluorescent | 48 | T-8 | 2 | 32 | Kitchen | 238309 | Kitchen | 0.04008%
23830 | 9 | 2 |  | Manual | 1 | Recessed Can | Incandescent |  | Reflector | 1 | 65 | Kitchen | 238309 | Kitchen | 0.04008%
23830 | 10 | 1 |  | Manual | 1 | Ceiling Fixture | Linear Fluorescent | 48 | T-8 | 1 | 32 | Laundry Room | 2383010 | Laundry Room | 0.04008%
23830 | 11 | 1 |  | Manual | 2 | Table | Compact Fluorescent |  | Twist | 1 | 22 | Living Room | 2383011 | Living Room | 0.04008%
23830 | 11 | 2 |  | Manual | 1 | Chandelier (Hanging) | Incandescent |  | Standard A Lamp | 1 | 60 | Living Room | 2383011 | Living Room | 0.04008%
23830 | 12 | 1 |  | Manual | 2 | Table | Incandescent |  | Standard A Lamp | 1 | 60 | Master Bedroom | 2383012 | Master Bedroom | 0.04008%
23830 | 12 | 2 |  | Manual | 1 | Wall Mount | Incandescent |  | Standard A Lamp | 1 | 60 | Master Bedroom | 2383012 | Master Bedroom | 0.04008%
23830 | 13 | 1 |  | Manual | 1 | Ceiling Fixture | Incandescent |  | Standard A Lamp | 1 | 60 | Bathroom | 2383013 | Bathroom | 0.04008%
23830 | 13 | 2 |  | Manual | 1 | Chandelier (Hanging) | Incandescent |  | Standard A Lamp | 2 | 60 | Bathroom | 2383013 | Bathroom | 0.04008%
23830 | 14 | 1 |  | Manual | 2 | Ceiling Fixture | Incandescent |  | Standard A Lamp | 1 | 60 | Family Room | 2383014 | Family Room | 0.04008%
23830 | 14 | 2 |  | Manual | 3 | Table | Incandescent |  | Standard A Lamp | 1 | 75 | Family Room | 2383014 | Family Room | 0.04008%
23830 | 14 | 3 |  | Manual | 1 | Floor lamp | Compact Fluorescent |  | Straight Tube | 1 | 28 | Family Room | 2383014 | Family Room | 0.04008%
23830 | 14 | 4 |  | Manual | 1 | Floor lamp | Incandescent |  | Standard A Lamp | 1 | 75 | Family Room | 2383014 | Family Room | 0.04008%
23830 | 15 | 1 |  | Manual | 1 | Wall Mount | Incandescent |  | Standard A Lamp | 2 | 60 | Office | 2383015 | Office | 0.04008%
23830 | 15 | 2 |  | Manual | 1 | Wall Mount | Incandescent |  | Standard A Lamp | 1 | 60 | Office | 2383015 | Office | 0.04008%
23835 | 1 | 1 |  | Manual | 10 | Recessed Can | Compact Fluorescent |  | Reflector | 1 | 22 | Family Room | 238351 | Family Room | 0.2054%
23835 | 2 | 1 |  | Manual | 1 | Wall Mount | Compact Fluorescent |  | Pin base | 1 | 22 | Hall | 238352 | Hall | 0.2054%
23835 | 3 | 1 |  | Manual | 1 | Chandelier (Hanging) | Compact Fluorescent |  | Twist | 1 | 28 | Dining Room | 238353 | Dining Room | 0.2054%
23835 | 4 | 1 |  | Manual | 1 | Wall Mount | Compact Fluorescent |  | Twist | 1 | 22 | Bathroom | 238354 | Bathroom | 0.2054%
23835 | 5 | 1 |  | Manual | 1 | Ceiling Fixture | Compact Fluorescent |  | Globe | 3 | 22 | Other | 238355 | Other | 0.2054%
23835 | 6 | 1 |  | Manual | 6 | Recessed Can | Compact Fluorescent |  | Reflector | 1 | 22 | Kitchen | 238356 | Kitchen | 0.2054%
23835 | 7 | 1 |  | Manual | 3 | Ceiling Fixture | Linear Fluorescent | 48 | T-12 | 2 | 32 | Laundry Room | 238357 | Laundry Room | 0.2054%
23835 | 8 | 1 |  | Manual | 1 | Chandelier (Hanging) | Incandescent |  | Decorative | 5 | 40 | Living Room | 238358 | Living Room | 0.2054%
23835 | 8 | 2 |  | Manual | 1 | Table | Incandescent |  | Standard A Lamp | 1 | 60 | Living Room | 238358 | Living Room | 0.2054%
23835 | 8 | 3 |  | Manual | 1 | Table | Halogen |  | MR | 1 | 30 | Living Room | 238358 | Living Room | 0.2054%
23835 | 9 | 1 |  | Manual | 2 | Ceiling Fixture | Compact Fluorescent |  | Circline (Screw Base) | 1 | 28 | Master Bedroom | 238359 | Master Bedroom | 0.2054%
23835 | 9 | 2 |  | Manual | 1 | Wall Mount | Compact Fluorescent |  | Twist | 1 | 22 | Master Bedroom | 238359 | Master Bedroom | 0.2054%
23835 | 9 | 3 |  | Manual | 2 | Table | Other |  | LED Interior | 4 | 40 | Master Bedroom | 238359 | Master Bedroom | 0.2054%
23835 | 10 | 1 |  | Manual | 3 | Recessed Can | Halogen |  | PAR | 1 | 30 | Bathroom | 2383510 | Bathroom | 0.2054%
23835 | 11 | 1 |  | Manual | 1 | Wall Mount | Incandescent |  | Standard A Lamp | 1 | 60 | Closet | 2383511 | Closet | 0.2054%
23835 | 12 | 1 |  | Manual | 1 | Ceiling Fixture | Compact Fluorescent |  | Twist | 2 | 22 | Office | 2383512 | Office | 0.2054%
23835 | 13 | 1 |  | Manual | 1 | Track | Incandescent |  | Reflector | 3 | 75 | Bedroom | 2383513 | Bedroom | 0.2054%
23835 | 13 | 2 |  | Manual | 1 | Table | Compact Fluorescent |  | Pin base | 1 | 15 | Bedroom | 2383513 | Bedroom | 0.2054%
23835 | 14 | 1 |  | Manual | 3 | Recessed Can | Compact Fluorescent |  | Reflector | 1 | 22 | Bedroom | 2383514 | Bedroom | 0.2054%
23835 | 15 | 1 |  | Manual | 1 | Chandelier (Hanging) | Incandescent |  | Standard A Lamp | 1 | 100 | Hall | 2383515 | Hall | 0.2054%
23840 | 1 | 1 |  | Dimmer | 3 | Ceiling Fixture | Incandescent |  | Standard A Lamp | 1 | 100 | Other | 238401 | Other | 0.02845%
23840 | 1 | 2 |  | Manual | 1 | Ceiling Fixture | Linear Fluorescent | 48 | T-5 | 2 | 40 | Other | 238401 | Other | 0.02845%
23840 | 2 | 1 |  | Manual | 1 | Ceiling Fixture | Compact Fluorescent |  | Twist | 2 | 15 | Bathroom | 238402 | Bathroom | 0.02845%
23840 | 2 | 2 |  | Manual | 1 | Wall Mount | Compact Fluorescent |  | Twist | 3 | 15 | Bathroom | 238402 | Bathroom | 0.02845%
23840 | 3 | 1 |  | Manual | 1 | Track | Compact Fluorescent |  | Twist | 4 | 15 | Bathroom | 238403 | Bathroom | 0.02845%
23840 | 4 | 1 |  | Manual | 1 | Ceiling Fixture | Incandescent |  | Standard A Lamp | 2 | 60 | Bedroom | 238404 | Bedroom | 0.02845%
23840 | 5 | 1 |  | Dimmer | 1 | Ceiling Fan | Compact Fluorescent |  | Twist | 3 | 15 | Other | 238405 | Other | 0.02845%
23840 | 5 | 2 |  | Manual | 1 | Ceiling Fixture | Compact Fluorescent |  | Twist | 2 | 15 | Other | 238405 | Other | 0.02845%
23840 | 5 | 3 |  | Manual | 1 | Recessed Can | Compact Fluorescent |  | Twist | 1 | 15 | Other | 238405 | Other | 0.02845%
23840 | 6 | 1 |  | Manual | 1 | Wall Mount | Compact Fluorescent |  | Twist | 3 | 28 | Garage | 238406 | Garage | 0.02845%
23840 | 7 | 1 |  | Manual | 1 | Ceiling Fixture | Compact Fluorescent |  | Twist | 1 | 15 | Hall | 238407 | Hall | 0.02845%
23840 | 8 | 1 |  | Manual | 1 | Ceiling Fixture | Compact Fluorescent |  | Twist | 2 | 15 | Hall | 238408 | Hall | 0.02845%
23840 | 9 | 1 |  | Manual | 1 | Ceiling Fixture | Compact Fluorescent |  | Twist | 3 | 15 | Kitchen | 238409 | Kitchen | 0.02845%
23840 | 9 | 2 |  | Manual | 1 | Track | Incandescent |  | Standard A Lamp | 2 | 65 | Kitchen | 238409 | Kitchen | 0.02845%
23840 | 10 | 1 |  | Manual | 1 | Ceiling Fan | Compact Fluorescent |  | Twist | 2 | 15 | Living Room | 2384010 | Living Room | 0.02845%
23840 | 10 | 2 |  | Manual | 3 | Table | Compact Fluorescent |  | Twist | 1 | 15 | Living Room | 2384010 | Living Room | 0.02845%
23840 | 11 | 1 |  | Manual | 1 | Table | Incandescent |  | Standard A Lamp | 1 | 60 | Bedroom | 2384011 | Bedroom | 0.02845%
23840 | 12 | 1 |  | Manual | 2 | Ceiling Fixture | Incandescent |  | Standard A Lamp | 2 | 60 | Family Room | 2384012 | Family Room | 0.02845%
23840 | 13 | 1 |  | Manual | 1 | Ceiling Fan | Compact Fluorescent |  | Twist | 2 | 15 | Master Bedroom | 2384013 | Master Bedroom | 0.02845%
23840 | 13 | 2 |  | Manual | 2 | Table | Compact Fluorescent |  | Twist | 1 | 15 | Master Bedroom | 2384013 | Master Bedroom | 0.02845%
23846 | 1 | 1 |  | Manual | 1 | Ceiling Fixture | Incandescent |  | Standard A Lamp | 2 | 15 | Bathroom | 238461 | Bathroom | 0.02845%
23846 | 1 | 2 |  | Manual | 1 | Wall Mount | Incandescent |  | Standard A Lamp | 3 | 65 | Bathroom | 238461 | Bathroom | 0.02845%
23846 | 2 | 1 |  | Manual | 1 | Ceiling Fixture | Incandescent |  | Standard A Lamp | 2 | 60 | Bedroom | 238462 | Bedroom | 0.02845%
23846 | 2 | 2 |  | Manual | 1 | Table | Incandescent |  | Standard A Lamp | 1 | 60 | Bedroom | 238462 | Bedroom | 0.02845%
23846 | 3 | 1 |  | Manual | 1 | Ceiling Fixture | Incandescent |  | Standard A Lamp | 2 | 60 | Bedroom | 238463 | Bedroom | 0.02845%
23846 | 3 | 2 |  | Manual | 4 | Table | Incandescent |  | Standard A Lamp | 1 | 60 | Bedroom | 238463 | Bedroom | 0.02845%
23846 | 4 | 1 |  | Manual | 1 | Ceiling Fixture | Compact Fluorescent |  | Twist | 2 | 15 | Other | 238464 | Other | 0.02845%
23846 | 5 | 1 |  | Manual | 1 | Garage door opener | Incandescent |  | Standard A Lamp | 1 | 60 | Garage | 238465 | Garage | 0.02845%
23846 | 5 | 2 |  | Manual | 1 | Ceiling Fixture | Incandescent |  | Standard A Lamp | 1 | 60 | Garage | 238465 | Garage | 0.02845%
23846 | 6 | 1 |  | Manual | 1 | Ceiling Fixture | Compact Fluorescent |  | Twist | 2 | 15 | Kitchen | 238466 | Kitchen | 0.02845%
23846 | 6 | 2 |  | Manual | 2 | Recessed Can | Compact Fluorescent |  | Twist | 2 | 15 | Kitchen | 238466 | Kitchen | 0.02845%
23846 | 6 | 3 |  | Manual | 1 | Chandelier (Hanging) | Incandescent |  | Globe | 3 | 60 | Kitchen | 238466 | Kitchen | 0.02845%
23846 | 7 | 1 |  | Manual | 1 | Ceiling Fixture | Compact Fluorescent |  | Twist | 2 | 15 | Living Room | 238467 | Living Room | 0.02845%
23846 | 7 | 2 |  | Manual | 4 | Table | Incandescent |  | Standard A Lamp | 2 | 100 | Living Room | 238467 | Living Room | 0.02845%
23847 | 1 | 1 |  | Manual | 1 | Wall Mount | Compact Fluorescent |  | Twist | 5 | 7 | Bedroom | 238471 | Bedroom | 0.05169%
23847 | 1 | 2 |  | Manual | 1 | Ceiling Fixture | Incandescent |  | Standard A Lamp | 1 | 60 | Bedroom | 238471 | Bedroom | 0.05169%
23847 | 2 | 1 |  | Manual | 1 | Ceiling Fixture | Incandescent |  | Standard A Lamp | 2 | 60 | Master Bedroom | 238472 | Master Bedroom | 0.05169%
23847 | 2 | 2 |  | Manual | 1 | Table | Incandescent |  | Decorative | 1 | 60 | Master Bedroom | 238472 | Master Bedroom | 0.05169%
23847 | 3 | 1 |  | Manual | 1 | Ceiling Fixture | Incandescent |  | Standard A Lamp | 2 | 60 | Bedroom | 238473 | Bedroom | 0.05169%
23847 | 4 | 1 |  | Manual | 1 | Chandelier (Hanging) | Incandescent |  | Standard A Lamp | 5 | 100 | Dining Room | 238474 | Dining Room | 0.05169%
23847 | 5 | 1 |  | Manual | 1 | Torchiere | Incandescent |  | Standard A Lamp | 1 | 100 | Family Room | 238475 | Family Room | 0.05169%
23847 | 5 | 2 |  | Manual | 1 | Floor lamp | Incandescent |  | 3-Way Incandescent | 1 | 150 | Family Room | 238475 | Family Room | 0.05169%
23847 | 6 | 1 |  | Manual | 4 | Ceiling Fixture | Linear Fluorescent | 48 | T-12 | 2 | 32 | Garage | 238476 | Garage | 0.05169%
23847 | 6 | 2 |  | Photo/motion | 1 | Exterior | Halogen |  | PAR | 2 | 100 | Garage | 238476 | Garage | 0.05169%
23847 | 7 | 1 |  | Dimmer | 1 | Ceiling Fixture | Incandescent |  | Standard A Lamp | 2 | 60 | Hall | 238477 | Hall | 0.05169%
23847 | 8 | 1 |  | Manual | 2 | Ceiling Fixture | Incandescent |  | Standard A Lamp | 1 | 60 | Kitchen | 238478 | Kitchen | 0.05169%
23847 | 8 | 2 |  | Manual | 1 | Ceiling Fixture | Halogen |  | MR | 3 | 20 | Kitchen | 238478 | Kitchen | 0.05169%
23847 | 9 | 1 |  | Manual | 1 | Ceiling Fixture | Incandescent |  | Standard A Lamp | 1 | 60 | Laundry Room | 238479 | Laundry Room | 0.05169%
23847 | 10 | 1 |  | Manual | 2 | Table | Compact Fluorescent |  | Twist | 1 | 15 | Living Room | 2384710 | Living Room | 0.05169%
23847 | 10 | 2 |  | Manual | 1 | Table | Incandescent |  | Standard A Lamp | 2 | 60 | Living Room | 2384710 | Living Room | 0.05169%
23847 | 10 | 3 |  | Manual | 2 | Table | Incandescent |  | 3-Way Incandescent | 1 | 150 | Living Room | 2384710 | Living Room | 0.05169%
23847 | 11 | 1 |  | Manual | 1 | Wall Mount | Compact Fluorescent |  | Twist | 3 | 15 | Bathroom | 2384711 | Bathroom | 0.05169%
23847 | 12 | 1 |  | Manual | 1 | Ceiling Fixture | Incandescent |  | Standard A Lamp | 2 | 60 | Master Bedroom | 2384712 | Master Bedroom | 0.05169%
23857 | 1 | 1 |  | Manual | 1 | Wall Mount | Incandescent |  | Standard A Lamp | 4 | 60 | Bathroom | 238571 | Bathroom | 0.02845%
23857 | 2 | 1 |  | Manual | 1 | Ceiling Fixture | Incandescent |  | Standard A Lamp | 2 | 60 | Bedroom | 238572 | Bedroom | 0.02845%
23857 | 3 | 1 |  | Manual | 1 | Ceiling Fixture | Incandescent |  | Standard A Lamp | 2 | 60 | Bedroom | 238573 | Bedroom | 0.02845%
23857 | 4 | 1 |  | Manual | 1 | Ceiling Fan | Incandescent |  | Standard A Lamp | 1 | 60 | Bedroom | 238574 | Bedroom | 0.02845%
23857 | 4 | 2 |  | Manual | 1 | Table | Incandescent |  | Standard A Lamp | 1 | 60 | Bedroom | 238574 | Bedroom | 0.02845%
23857 | 5 | 1 |  | Manual | 2 | Ceiling Fixture | Incandescent |  | Standard A Lamp | 1 | 60 | Other | 238575 | Other | 0.02845%
23857 | 6 | 1 |  | Manual | 1 | Chandelier (Hanging) | Incandescent |  | Clear | 3 | 40 | Dining Room | 238576 | Dining Room | 0.02845%
23857 | 6 | 2 |  | Manual | 2 | Chandelier (Hanging) | Incandescent |  | Clear | 1 | 40 | Dining Room | 238576 | Dining Room | 0.02845%
23857 | 7 | 1 |  | Manual | 2 | Ceiling Fixture | Incandescent |  | Standard A Lamp | 2 | 60 | Hall | 238577 | Hall | 0.02845%
23857 | 8 | 1 |  | Manual | 1 | Ceiling Fixture | Linear Fluorescent | 48 | T-12 | 2 | 32 | Kitchen | 238578 | Kitchen | 0.02845%
23857 | 8 | 2 |  | Manual | 1 | Ceiling Fixture | Incandescent |  | Standard A Lamp | 1 | 60 | Kitchen | 238578 | Kitchen | 0.02845%
23857 | 9 | 1 |  | Manual | 1 | Ceiling Fixture | Linear Fluorescent | 48 | T-12 | 4 | 32 | Laundry Room | 238579 | Laundry Room | 0.02845%
23857 | 10 | 1 |  | Manual | 1 | Ceiling Fan | Incandescent |  | Standard A Lamp | 4 | 40 | Living Room | 2385710 | Living Room | 0.02845%
23857 | 10 | 2 |  | Manual | 1 | Floor lamp | Incandescent |  | Standard A Lamp | 3 | 40 | Living Room | 2385710 | Living Room | 0.02845%
23857 | 10 | 3 |  | Manual | 4 | Wall Mount | Incandescent |  | Globe | 1 | 40 | Living Room | 2385710 | Living Room | 0.02845%
23857 | 11 | 1 |  | Manual | 1 | Wall Mount | Incandescent |  | Standard A Lamp | 3 | 60 | Bathroom | 2385711 | Bathroom | 0.02845%
23857 | 11 | 2 |  | Manual | 1 | Wall Mount | Incandescent |  | Standard A Lamp | 1 | 60 | Bathroom | 2385711 | Bathroom | 0.02845%
23857 | 12 | 1 |  | Manual | 1 | Ceiling Fixture | Incandescent |  | Standard A Lamp | 2 | 60 | Master Bedroom | 2385712 | Master Bedroom | 0.02845%
23857 | 12 | 2 |  | Manual | 1 | Ceiling Fan | Incandescent |  | Standard A Lamp | 4 | 40 | Master Bedroom | 2385712 | Master Bedroom | 0.02845%
23857 | 12 | 3 |  | Manual | 1 | Table | Incandescent |  | Clear | 1 | 20 | Master Bedroom | 2385712 | Master Bedroom | 0.02845%
23857 | 12 | 4 |  | Manual | 1 | Table | Incandescent |  | Decorative | 3 | 15 | Master Bedroom | 2385712 | Master Bedroom | 0.02845%
23857 | 13 | 1 |  | Manual | 2 | Ceiling Fixture | Linear Fluorescent | 48 | T-12 | 2 | 32 | Office | 2385713 | Office | 0.02845%
23857 | 14 | 1 |  | Manual | 1 | Ceiling Fixture | Incandescent |  | Standard A Lamp | 1 | 60 | Other | 2385714 | Other | 0.02845%
23859 | 1 | 1 |  | Manual | 2 | Ceiling Fixture | Compact Fluorescent |  | Twist | 1 | 15 | Other | 238591 | Other | 0.05296%
23859 | 1 | 2 |  | Manual | 5 | Ceiling Fixture | Incandescent |  | Standard A Lamp | 1 | 60 | Other | 238591 | Other | 0.05296%
23859 | 1 | 3 |  | Manual | 1 | Wall Mount | Compact Fluorescent |  | Twist | 2 | 15 | Other | 238591 | Other | 0.05296%
23859 | 2 | 1 |  | Manual | 2 | Wall Mount | Linear Fluorescent | 16 | T-4 | 1 | 20 | Bathroom | 238592 | Bathroom | 0.05296%
23859 | 2 | 2 |  | Manual | 1 | Ceiling Fixture | Incandescent |  | Standard A Lamp | 1 | 60 | Bathroom | 238592 | Bathroom | 0.05296%
23859 | 3 | 1 |  | Manual | 1 | Ceiling Fixture | Incandescent |  | Standard A Lamp | 2 | 60 | Bedroom | 238593 | Bedroom | 0.05296%
23859 | 3 | 2 |  | Manual | 1 | Table | Compact Fluorescent |  | Twist | 1 | 15 | Bedroom | 238593 | Bedroom | 0.05296%
23859 | 4 | 1 |  | Manual | 1 | Ceiling Fixture | Incandescent |  | Standard A Lamp | 2 | 60 | Bedroom | 238594 | Bedroom | 0.05296%
23859 | 4 | 2 |  | Manual | 1 | Chandelier (Hanging) | Incandescent |  | Standard A Lamp | 1 | 60 | Bedroom | 238594 | Bedroom | 0.05296%
23859 | 4 | 3 |  | Manual | 1 | Table | Incandescent |  | Decorative | 1 | 40 | Bedroom | 238594 | Bedroom | 0.05296%
23859 | 5 | 1 |  | Manual | 1 | Chandelier (Hanging) | Incandescent |  | Decorative | 3 | 40 | Dining Room | 238595 | Dining Room | 0.05296%
23859 | 6 | 1 |  | Manual | 1 | Wall Mount | Incandescent |  | Standard A Lamp | 1 | 60 | Family Room | 238596 | Family Room | 0.05296%
23859 | 6 | 2 |  | Manual | 1 | Floor lamp | Incandescent |  | Standard A Lamp | 1 | 100 | Family Room | 238596 | Family Room | 0.05296%
23859 | 6 | 3 |  | Manual | 1 | Floor lamp | Compact Fluorescent |  | Twist | 1 | 15 | Family Room | 238596 | Family Room | 0.05296%
23859 | 7 | 1 |  | Manual | 1 | Ceiling Fixture | Compact Fluorescent |  | A shape bulb | 1 | 22 | Garage | 238597 | Garage | 0.05296%
23859 | 8 | 1 |  | Manual | 1 | Ceiling Fixture | Compact Fluorescent |  | Pin base | 1 | 22 | Hall | 238598 | Hall | 0.05296%
23859 | 9 | 1 |  | Manual | 2 | Ceiling Fixture | Incandescent |  | Standard A Lamp | 2 | 60 | Kitchen | 238599 | Kitchen | 0.05296%
23859 | 9 | 2 |  | Manual | 1 | Ceiling Fixture | Incandescent |  | Standard A Lamp | 1 | 40 | Kitchen | 238599 | Kitchen | 0.05296%
23859 | 9 | 3 |  | Manual | 1 | Ceiling Fixture | Compact Fluorescent |  | Twist | 1 | 15 | Kitchen | 238599 | Kitchen | 0.05296%
23860 | 1 | 1 |  | Manual | 2 | Ceiling Fixture | Incandescent |  | Standard A Lamp | 1 | 100 | Bathroom | 238601 | Bathroom | 0.04784%
23860 | 2 | 1 |  | Manual | 2 | Chandelier (Hanging) | Incandescent |  | Standard A Lamp | 1 | 60 | Bathroom | 238602 | Bathroom | 0.04784%
23860 | 2 | 2 |  | Manual | 1 | Recessed Can | Incandescent |  | Reflector | 2 | 65 | Bathroom | 238602 | Bathroom | 0.04784%
23860 | 3 | 1 |  | Manual | 4 | Recessed Can | Incandescent |  | Reflector | 1 | 65 | Bedroom | 238603 | Bedroom | 0.04784%
23860 | 4 | 1 |  | Dimmer | 4 | Recessed Can | Incandescent |  | Reflector | 1 | 65 | Bedroom | 238604 | Bedroom | 0.04784%
23860 | 5 | 1 |  | Manual | 4 | Recessed Can | Incandescent |  | Reflector | 2 | 65 | Dining Room | 238605 | Dining Room | 0.04784%
23860 | 6 | 1 |  | Manual | 2 | Garage door opener | Incandescent |  | Standard A Lamp | 2 | 100 | Garage | 238606 | Garage | 0.04784%
23860 | 6 | 2 |  | Manual | 6 | Ceiling Fixture | Incandescent |  | Standard A Lamp | 1 | 100 | Garage | 238606 | Garage | 0.04784%
23860 | 7 | 1 |  | Manual | 5 | Recessed - other | Incandescent |  | Reflector | 1 | 65 | Hall | 238607 | Hall | 0.04784%
23860 | 8 | 1 |  | Manual | 3 | Recessed Can | Incandescent |  | Reflector | 1 | 65 | Hall | 238608 | Hall | 0.04784%
23860 | 9 | 1 |  | Manual | 3 | Ceiling Fixture | Incandescent |  | Globe | 1 | 60 | Kitchen | 238609 | Kitchen | 0.04784%
23860 | 9 | 2 |  | Manual | 10 | Recessed Can | Compact Fluorescent |  | Reflector | 1 | 14 | Kitchen | 238609 | Kitchen | 0.04784%
23860 | 9 | 3 |  | Manual | 1 | Chandelier (Hanging) | Incandescent |  | Standard A Lamp | 3 | 100 | Kitchen | 238609 | Kitchen | 0.04784%
23860 | 10 | 1 |  | Manual | 4 | Recessed Can | Incandescent |  | Reflector | 1 | 65 | Laundry Room | 2386010 | Laundry Room | 0.04784%
23860 | 11 | 1 |  | Manual | 2 | Ceiling Fan | Incandescent |  | Standard A Lamp | 2 | 60 | Living Room | 2386011 | Living Room | 0.04784%
23860 | 12 | 1 |  | Manual | 4 | Recessed Can | Incandescent |  | Reflector | 1 | 65 | Bathroom | 2386012 | Bathroom | 0.04784%
23860 | 12 | 2 |  | Manual | 3 | Ceiling Fixture | Incandescent |  | Standard A Lamp | 3 | 60 | Bathroom | 2386012 | Bathroom | 0.04784%
23860 | 13 | 1 |  | Manual | 4 | Recessed Can | Incandescent |  | Reflector | 1 | 60 | Master Bedroom | 2386013 | Master Bedroom | 0.04784%
23860 | 13 | 2 |  | Manual | 2 | Wall Mount | Incandescent |  | Decorative | 2 | 40 | Master Bedroom | 2386013 | Master Bedroom | 0.04784%
23860 | 14 | 1 |  | Manual | 2 | Ceiling Fixture | Linear Fluorescent | 48 | T-8 | 2 | 32 | Closet | 2386014 | Closet | 0.04784%
23860 | 15 | 1 |  | Manual | 12 | Recessed Can | Incandescent |  | Reflector | 2 | 65 | Other | 2386015 | Other | 0.04784%
23860 | 15 | 2 |  | Manual | 2 | Wall Mount | Incandescent |  | Standard A Lamp | 2 | 75 | Other | 2386015 | Other | 0.04784%
23860 | 15 | 3 |  | Manual | 2 | Table | Incandescent |  | Standard A Lamp | 1 | 60 | Other | 2386015 | Other | 0.04784%
23860 | 15 | 4 |  | Manual | 1 | Table | Compact Fluorescent |  | Twist | 1 | 15 | Other | 2386015 | Other | 0.04784%
23860 | 16 | 1 |  | Manual | 3 | Ceiling Fixture | Linear Fluorescent | 48 | T-8 | 2 | 40 | Other | 2386016 | Other | 0.04784%
23870 | 1 | 1 |  | Manual | 1 | Ceiling Fixture | Incandescent |  | Standard A Lamp | 1 | 25 | Other | 238701 | Other | 0.05296%
23870 | 2 | 1 |  | Manual | 1 | Ceiling Fixture | Incandescent |  | Standard A Lamp | 1 | 40 | Bathroom | 238702 | Bathroom | 0.05296%
23870 | 2 | 2 |  | Manual | 1 | Wall Mount | Incandescent |  | Standard A Lamp | 1 | 60 | Bathroom | 238702 | Bathroom | 0.05296%
23870 | 3 | 1 |  | Manual | 1 | Ceiling Fixture | Compact Fluorescent |  | Twist | 1 | 22 | Bedroom | 238703 | Bedroom | 0.05296%
23870 | 4 | 1 |  | Manual | 1 | Ceiling Fixture | Compact Fluorescent |  | Twist | 2 | 15 | Bedroom | 238704 | Bedroom | 0.05296%
23870 | 5 | 1 |  | Manual | 2 | Ceiling Fixture | Incandescent |  | Standard A Lamp | 1 | 60 | Other | 238705 | Other | 0.05296%
23870 | 6 | 1 |  | Manual | 1 | Ceiling Fixture | Compact Fluorescent |  | Twist | 1 | 22 | Hall | 238706 | Hall | 0.05296%
23870 | 7 | 1 |  | Manual | 1 | Ceiling Fixture | Incandescent |  | Standard A Lamp | 1 | 75 | Closet | 238707 | Closet | 0.05296%
23870 | 8 | 1 |  | Manual | 1 | Ceiling Fixture | Compact Fluorescent |  | Twist | 2 | 22 | Other | 238708 | Other | 0.05296%
23870 | 9 | 1 |  | Manual | 1 | Ceiling Fixture | Compact Fluorescent |  | Twist | 1 | 22 | Other | 238709 | Other | 0.05296%
23870 | 10 | 1 |  | Manual | 1 | Ceiling Fixture | Incandescent |  | Standard A Lamp | 1 | 40 | Hall | 2387010 | Hall | 0.05296%
23870 | 11 | 1 |  | Manual | 1 | Ceiling Fixture | Linear Fluorescent | 24 | T-12 | 2 | 20 | Kitchen | 2387011 | Kitchen | 0.05296%
23870 | 11 | 2 |  | Manual | 1 | Wall Mount | Incandescent |  | Standard A Lamp | 1 | 40 | Kitchen | 2387011 | Kitchen | 0.05296%
23870 | 12 | 1 |  | Manual | 1 | Ceiling Fan | Incandescent |  | Clear | 5 | 25 | Living Room | 2387012 | Living Room | 0.05296%
23870 | 12 | 2 |  | Manual | 2 | Table | Incandescent |  | Standard A Lamp | 1 | 40 | Living Room | 2387012 | Living Room | 0.05296%
23870 | 13 | 1 |  | Manual | 1 | Ceiling Fixture | Incandescent |  | Standard A Lamp | 1 | 60 | Other | 2387013 | Other | 0.05296%
23870 | 14 | 1 |  | Manual | 1 | Ceiling Fixture | Incandescent |  | Standard A Lamp | 1 | 60 | Bedroom | 2387014 | Bedroom | 0.05296%
23870 | 14 | 2 |  | Manual | 1 | Table | Incandescent |  | Standard A Lamp | 3 | 60 | Bedroom | 2387014 | Bedroom | 0.05296%
23870 | 14 | 3 |  | Manual | 1 | Floor lamp | Incandescent |  | Standard A Lamp | 1 | 100 | Bedroom | 2387014 | Bedroom | 0.05296%
23879 | 1 | 1 |  | Manual | 1 | Wall Mount | Incandescent |  | Standard A Lamp | 1 | 60 | Bathroom | 238791 | Bathroom | 0.05169%
23879 | 1 | 2 |  | Manual | 1 | Recessed - other | Incandescent |  | Heat Lamp | 1 | 250 | Bathroom | 238791 | Bathroom | 0.05169%
23879 | 2 | 1 |  | Manual | 1 | Wall Mount | Incandescent |  | Standard A Lamp | 2 | 100 | Bathroom | 238792 | Bathroom | 0.05169%
23879 | 3 | 1 |  | Manual | 1 | Wall Mount | Compact Fluorescent |  | Twist | 4 | 15 | Bathroom | 238793 | Bathroom | 0.05169%
23879 | 3 | 2 |  | Manual | 1 | Recessed - other | Incandescent |  | Heat Lamp | 1 | 250 | Bathroom | 238793 | Bathroom | 0.05169%
23879 | 4 | 1 |  | Manual | 1 | Ceiling Fixture | Incandescent |  | Standard A Lamp | 2 | 60 | Bedroom | 238794 | Bedroom | 0.05169%
23879 | 5 | 1 |  | Manual | 1 | Ceiling Fixture | Incandescent |  | Standard A Lamp | 2 | 60 | Bedroom | 238795 | Bedroom | 0.05169%
23879 | 5 | 2 |  | Manual | 1 | Floor lamp | Incandescent |  | Standard A Lamp | 1 | 60 | Bedroom | 238795 | Bedroom | 0.05169%
23879 | 5 | 3 |  | Manual | 1 | Table | Incandescent |  | Mini base | 1 | 40 | Bedroom | 238795 | Bedroom | 0.05169%
23879 | 6 | 1 |  | Manual | 1 | Ceiling Fan | Incandescent |  | Standard A Lamp | 4 | 60 | Master Bedroom | 238796 | Master Bedroom | 0.05169%
23879 | 6 | 2 |  | Manual | 1 | Table | Compact Fluorescent |  | Twist | 1 | 15 | Master Bedroom | 238796 | Master Bedroom | 0.05169%
23879 | 7 | 1 |  | Manual | 1 | Ceiling Fixture | Incandescent |  | Standard A Lamp | 1 | 60 | Closet | 238797 | Closet | 0.05169%
23879 | 8 | 1 |  | Manual | 1 | Chandelier (Hanging) | Incandescent |  | Decorative | 6 | 40 | Hall | 238798 | Hall | 0.05169%
23879 | 9 | 1 |  | Manual | 1 | Ceiling Fixture | Linear Fluorescent | 96 | T-12 | 2 | 80 | Garage | 238799 | Garage | 0.05169%
23879 | 9 | 2 |  | Manual | 1 | Garage door opener | Incandescent |  | Standard A Lamp | 1 | 60 | Garage | 238799 | Garage | 0.05169%
23879 | 10 | 1 |  | Manual | 3 | Recessed Can | Incandescent |  | Reflector | 1 | 65 | Hall | 2387910 | Hall | 0.05169%
23879 | 11 | 1 |  | Manual | 2 | Recessed Can | Compact Fluorescent |  | Reflector | 1 | 15 | Hall | 2387911 | Hall | 0.05169%
23879 | 11 | 2 |  | Manual | 4 | Recessed Can | Incandescent |  | Reflector | 1 | 75 | Hall | 2387911 | Hall | 0.05169%
23879 | 11 | 3 |  | Manual | 4 | Architectural | Linear Fluorescent | 24 | T-8 | 1 | 18 | Hall | 2387911 | Hall | 0.05169%
23879 | 11 | 4 |  | Manual | 1 | Chandelier (Hanging) | Incandescent |  | Standard A Lamp | 5 | 60 | Hall | 2387911 | Hall | 0.05169%
23879 | 11 | 5 |  | Manual | 1 | Ceiling Fixture | Incandescent |  | Standard A Lamp | 1 | 60 | Hall | 2387911 | Hall | 0.05169%
23879 | 12 | 1 |  | Manual | 1 | Ceiling Fixture | Incandescent |  | Standard A Lamp | 2 | 60 | Laundry Room | 2387912 | Laundry Room | 0.05169%
23879 | 13 | 1 |  | Manual | 1 | Recessed Can | Incandescent |  | Standard A Lamp | 1 | 65 | Living Room | 2387913 | Living Room | 0.05169%
23879 | 13 | 2 |  | Manual | 1 | Ceiling Fan | Incandescent |  | Standard A Lamp | 4 | 60 | Living Room | 2387913 | Living Room | 0.05169%
23879 | 14 | 1 |  | Manual | 1 | Ceiling Fixture | Incandescent |  | Standard A Lamp | 4 | 60 | Office | 2387914 | Office | 0.05169%
23882 | 1 | 1 |  | Dimmer | 1 | Wall Mount | Incandescent |  | Globe | 8 | 75 | Bathroom | 238821 | Bathroom | 0.02845%
23882 | 1 | 2 |  | Manual | 1 | Ceiling Fan | Incandescent |  | Reflector | 1 | 75 | Bathroom | 238821 | Bathroom | 0.02845%
23882 | 2 | 1 |  | Manual | 1 | Wall Mount | Incandescent |  | Globe | 6 | 65 | Bathroom | 238822 | Bathroom | 0.02845%
23882 | 3 | 1 |  | Manual | 1 | Ceiling Fan | Incandescent |  | Standard A Lamp | 1 | 60 | Bedroom | 238823 | Bedroom | 0.02845%
23882 | 4 | 1 |  | Manual | 1 | Ceiling Fan | Compact Fluorescent |  | Twist | 2 | 15 | Bedroom | 238824 | Bedroom | 0.02845%
23882 | 5 | 1 |  | Manual | 1 | Ceiling Fixture | Compact Fluorescent |  | Twist | 2 | 15 | Bedroom | 238825 | Bedroom | 0.02845%
23882 | 6 | 1 |  | Manual | 3 | Recessed Can | Compact Fluorescent |  | Twist | 1 | 15 | Family Room | 238826 | Family Room | 0.02845%
23882 | 6 | 2 |  | Manual | 1 | Ceiling Fixture | Compact Fluorescent |  | Twist | 1 | 15 | Family Room | 238826 | Family Room | 0.02845%
23882 | 6 | 3 |  | Manual | 1 | Wall Mount | Compact Fluorescent |  | Twist | 1 | 15 | Family Room | 238826 | Family Room | 0.02845%
23882 | 7 | 1 |  | Manual | 1 | Garage door opener | Incandescent |  | Standard A Lamp | 2 | 60 | Garage | 238827 | Garage | 0.02845%
23882 | 7 | 2 |  | Manual | 2 | Ceiling Fixture | Linear Fluorescent | 54 | T-8 | 2 | 32 | Garage | 238827 | Garage | 0.02845%
23882 | 8 | 1 |  | Manual | 1 | Ceiling Fan | Incandescent |  | Standard A Lamp | 1 | 60 | Hall | 238828 | Hall | 0.02845%
23882 | 9 | 1 |  | Manual | 1 | Recessed Can | Incandescent |  | Reflector | 1 | 75 | Hall | 238829 | Hall | 0.02845%
23882 | 10 | 1 |  | Manual | 5 | Recessed Can | Compact Fluorescent |  | Twist | 1 | 15 | Kitchen | 2388210 | Kitchen | 0.02845%
23882 | 10 | 2 |  | Manual | 1 | Recessed Can | Incandescent |  | Reflector | 1 | 75 | Kitchen | 2388210 | Kitchen | 0.02845%
23882 | 10 | 3 |  | Manual | 1 | Ceiling Fixture | Compact Fluorescent |  | Twist | 2 | 15 | Kitchen | 2388210 | Kitchen | 0.02845%
23882 | 11 | 1 |  | Manual | 1 | Recessed Can | Incandescent |  | Reflector | 1 | 75 | Laundry Room | 2388211 | Laundry Room | 0.02845%
23882 | 12 | 1 |  | Manual | 1 | Chandelier (Hanging) | Incandescent |  | Decorative | 3 | 25 | Living Room | 2388212 | Living Room | 0.02845%
23882 | 13 | 1 |  | Dimmer | 2 | Wall Mount | Incandescent |  | Globe | 8 | 65 | Bathroom | 2388213 | Bathroom | 0.02845%
23882 | 14 | 1 |  | Manual | 1 | Ceiling Fan | Compact Fluorescent |  | Twist | 2 | 15 | Master Bedroom | 2388214 | Master Bedroom | 0.02845%
23882 | 15 | 1 |  | Manual | 1 | Ceiling Fixture | Compact Fluorescent |  | Twist | 2 | 15 | Closet | 2388215 | Closet | 0.02845%
23882 | 16 | 1 |  | Manual | 4 | Wall Mount | Compact Fluorescent |  | Twist | 1 | 15 | Other | 2388216 | Other | 0.02845%
23882 | 17 | 1 |  | Manual | 1 | Ceiling Fixture | Compact Fluorescent |  | Twist | 2 | 15 | Office | 2388217 | Office | 0.02845%
23882 | 17 | 2 |  | Manual | 1 | Recessed Can | Compact Fluorescent |  | Twist | 1 | 15 | Office | 2388217 | Office | 0.02845%
23886 | 1 | 1 |  | Manual | 1 | Ceiling Fixture | Compact Fluorescent |  | Twist | 2 | 22 | Living Room | 238861 | Living Room | 0.02963%
23886 | 2 | 1 |  | Manual | 6 | Recessed Can | Compact Fluorescent |  | Flood | 1 | 15 | Family Room | 238862 | Family Room | 0.02963%
23886 | 2 | 2 |  | Manual | 1 | Ceiling Fixture | Compact Fluorescent |  | Twist | 1 | 15 | Family Room | 238862 | Family Room | 0.02963%
23886 | 3 | 1 |  | Manual | 1 | Ceiling Fixture | Compact Fluorescent |  | Twist | 2 | 22 | Family Room | 238863 | Family Room | 0.02963%
23886 | 3 | 2 |  | Manual | 4 | Recessed Can | Compact Fluorescent |  | Flood | 1 | 15 | Family Room | 238863 | Family Room | 0.02963%
23886 | 4 | 1 |  | Manual | 1 | Recessed Can | Compact Fluorescent |  | Flood | 1 | 15 | Hall | 238864 | Hall | 0.02963%
23886 | 5 | 1 |  | Manual | 1 | Ceiling Fixture | Compact Fluorescent |  | Twist | 2 | 15 | Other | 238865 | Other | 0.02963%
23886 | 6 | 1 |  | Manual | 1 | Ceiling Fixture | Compact Fluorescent |  | Twist | 2 | 15 | Bedroom | 238866 | Bedroom | 0.02963%
23886 | 7 | 1 |  | Manual | 1 | Ceiling Fixture | Compact Fluorescent |  | Twist | 1 | 15 | Bathroom | 238867 | Bathroom | 0.02963%
23886 | 8 | 1 |  | Manual | 1 | Recessed Can | Compact Fluorescent |  | Twist | 1 | 7 | Closet | 238868 | Closet | 0.02963%
23886 | 9 | 1 |  | Manual | 1 | Ceiling Fixture | Compact Fluorescent |  | Twist | 1 | 22 | Other | 238869 | Other | 0.02963%
23886 | 10 | 1 |  | Manual | 1 | Ceiling Fixture | Compact Fluorescent |  | Twist | 1 | 15 | Other | 2388610 | Other | 0.02963%
23886 | 11 | 1 |  | Manual | 2 | Wall Mount | Compact Fluorescent |  | Twist | 1 | 15 | Hall | 2388611 | Hall | 0.02963%
23886 | 11 | 2 |  | Manual | 4 | Recessed Can | Compact Fluorescent |  | Flood | 1 | 22 | Hall | 2388611 | Hall | 0.02963%
23886 | 11 | 3 |  | Manual | 2 | Recessed Can | Halogen |  | MR | 1 | 50 | Hall | 2388611 | Hall | 0.02963%
23886 | 12 | 1 |  | Manual | 1 | Ceiling Fixture | Compact Fluorescent |  | Twist | 2 | 22 | Laundry Room | 2388612 | Laundry Room | 0.02963%
23886 | 13 | 1 |  | Manual | 1 | Wall Mount | Compact Fluorescent |  | Globe | 4 | 7 | Bathroom | 2388613 | Bathroom | 0.02963%
23886 | 13 | 2 |  | Manual | 1 | Ceiling Fixture | Compact Fluorescent |  | Twist | 1 | 15 | Bathroom | 2388613 | Bathroom | 0.02963%
23886 | 14 | 1 |  | Manual | 1 | Chandelier (Hanging) | Incandescent |  | Standard A Lamp | 5 | 100 | Dining Room | 2388614 | Dining Room | 0.02963%
23886 | 15 | 1 |  | Manual | 2 | Ceiling Fixture | Compact Fluorescent |  | Pin base | 2 | 22 | Kitchen | 2388615 | Kitchen | 0.02963%
23886 | 15 | 2 |  | Manual | 4 | Recessed Can | Compact Fluorescent |  | Flood | 1 | 22 | Kitchen | 2388615 | Kitchen | 0.02963%
23886 | 15 | 3 |  | Manual | 2 | Chandelier (Hanging) | Compact Fluorescent |  | Twist | 1 | 15 | Kitchen | 2388615 | Kitchen | 0.02963%
23886 | 16 | 1 |  | Manual | 6 | Recessed Can | Compact Fluorescent |  | Flood | 1 | 15 | Bedroom | 2388616 | Bedroom | 0.02963%
23886 | 17 | 1 |  | Manual | 8 | Recessed Can | Compact Fluorescent |  | Flood | 1 | 15 | Master Bedroom | 2388617 | Master Bedroom | 0.02963%
23886 | 18 | 1 |  | Manual | 1 | Recessed Can | Compact Fluorescent |  | Flood | 1 | 15 | Bathroom | 2388618 | Bathroom | 0.02963%
23889 | 1 | 1 |  | Manual | 2 | Ceiling Fixture | Incandescent |  | Reflector | 1 | 60 | Bathroom | 238891 | Bathroom | 0.04008%
23889 | 1 | 2 |  | Manual | 1 | Wall Mount | Incandescent |  | Globe | 8 | 60 | Bathroom | 238891 | Bathroom | 0.04008%
23889 | 1 | 3 |  | Manual | 1 | Recessed Can | Incandescent |  | Reflector | 1 | 65 | Bathroom | 238891 | Bathroom | 0.04008%
23889 | 2 | 1 |  | Manual | 1 | Wall Mount | Incandescent |  | Globe | 1 | 60 | Bathroom | 238892 | Bathroom | 0.04008%
23889 | 2 | 2 |  | Manual | 1 | Ceiling Fixture | Incandescent |  | Reflector | 2 | 100 | Bathroom | 238892 | Bathroom | 0.04008%
23889 | 3 | 1 |  | Manual | 1 | Wall Mount | Incandescent |  | Globe | 3 | 60 | Bathroom | 238893 | Bathroom | 0.04008%
23889 | 4 | 1 |  | Manual | 1 | Ceiling Fixture | Incandescent |  | Standard A Lamp | 2 | 60 | Bedroom | 238894 | Bedroom | 0.04008%
23889 | 4 | 2 |  | Manual | 1 | Table | Incandescent |  | Standard A Lamp | 2 | 60 | Bedroom | 238894 | Bedroom | 0.04008%
23889 | 5 | 1 |  | Manual | 1 | Ceiling Fixture | Compact Fluorescent |  | Twist | 2 | 15 | Bedroom | 238895 | Bedroom | 0.04008%
23889 | 5 | 2 |  | Manual | 1 | Table | Incandescent |  | Standard A Lamp | 1 | 60 | Bedroom | 238895 | Bedroom | 0.04008%
23889 | 6 | 1 |  | Manual | 3 | Recessed Can | Incandescent |  | Reflector | 1 | 65 | Bedroom | 238896 | Bedroom | 0.04008%