23889 | 7 | 1 |  | Manual | 1 | Ceiling Fixture | Linear Fluorescent | 48 | T-12 | 1 | 40 | Closet | 238897 | Closet | 0.04008%
23889 | 8 | 1 |  | Manual | 1 | Chandelier (Hanging) | Incandescent |  | Decorative | 5 | 40 | Family Room | 238898 | Family Room | 0.04008%
23889 | 8 | 2 |  | Manual | 1 | Floor lamp | Incandescent |  | Standard A Lamp | 1 | 100 | Family Room | 238898 | Family Room | 0.04008%
23889 | 8 | 3 |  | Manual | 1 | Table | Incandescent |  | Standard A Lamp | 1 | 60 | Family Room | 238898 | Family Room | 0.04008%
23889 | 9 | 1 |  | Manual | 2 | Garage door opener | Incandescent |  | Standard A Lamp | 1 | 60 | Garage | 238899 | Garage | 0.04008%
23889 | 9 | 2 |  | Manual | 4 | Ceiling Fixture | Incandescent |  | Standard A Lamp | 1 | 60 | Garage | 238899 | Garage | 0.04008%
23889 | 10 | 1 |  | Manual | 6 | Recessed Can | Incandescent |  | Reflector | 1 | 65 | Hall | 2388910 | Hall | 0.04008%
23889 | 10 | 2 |  | Manual | 1 | Chandelier (Hanging) | Incandescent |  | Decorative | 6 | 40 | Hall | 2388910 | Hall | 0.04008%
23889 | 10 | 3 |  | Manual | 1 | Ceiling Fixture | Compact Fluorescent |  | Twist | 1 | 22 | Hall | 2388910 | Hall | 0.04008%
23889 | 11 | 1 |  | Manual | 7 | Recessed Can | Incandescent |  | Reflector | 1 | 65 | Kitchen | 2388911 | Kitchen | 0.04008%
23889 | 11 | 2 |  | Manual | 1 | Recessed - other | Incandescent |  | Standard A Lamp | 1 | 40 | Kitchen | 2388911 | Kitchen | 0.04008%
23889 | 12 | 1 |  | Manual | 2 | Recessed Can | Incandescent |  | Standard A Lamp | 1 | 65 | Laundry Room | 2388912 | Laundry Room | 0.04008%
23889 | 13 | 1 |  | Manual | 1 | Ceiling Fan | Incandescent |  | Standard A Lamp | 4 | 40 | Living Room | 2388913 | Living Room | 0.04008%
23889 | 14 | 1 |  | Manual | 1 | Ceiling Fan | Incandescent |  | Decorative | 3 | 40 | Master Bedroom | 2388914 | Master Bedroom | 0.04008%
23889 | 14 | 2 |  | Manual | 2 | Table | Incandescent |  | Standard A Lamp | 1 | 60 | Master Bedroom | 2388914 | Master Bedroom | 0.04008%
23905 | 1 | 1 |  | Manual | 1 | Ceiling Fixture | Incandescent |  | Decorative | 3 | 40 | Bedroom | 239051 | Bedroom | 0.05169%
23905 | 1 | 2 |  | Manual | 2 | Table | Compact Fluorescent |  | Twist | 1 | 26 | Bedroom | 239051 | Bedroom | 0.05169%
23905 | 2 | 1 |  | Manual | 1 | Ceiling Fixture | Incandescent |  | Standard A Lamp | 1 | 60 | Office | 239052 | Office | 0.05169%
23905 | 2 | 2 |  | Manual | 1 | Table | Compact Fluorescent |  | Twist | 1 | 13 | Office | 239052 | Office | 0.05169%
23905 | 3 | 1 |  | Manual | 1 | Wall Mount | Incandescent |  | Globe | 4 | 40 | Bathroom | 239053 | Bathroom | 0.05169%
23905 | 4 | 1 |  | Manual | 1 | Chandelier (Hanging) | Incandescent |  | Decorative | 4 | 40 | Bedroom | 239054 | Bedroom | 0.05169%
23905 | 4 | 2 |  | Manual | 1 | Table | Incandescent |  | Decorative | 1 | 25 | Bedroom | 239054 | Bedroom | 0.05169%
23905 | 4 | 3 |  | Manual | 1 | Table | Compact Fluorescent |  | Twist | 1 | 26 | Bedroom | 239054 | Bedroom | 0.05169%
23905 | 4 | 4 |  | Manual | 1 | Table | Incandescent |  | Clear | 1 | 40 | Bedroom | 239054 | Bedroom | 0.05169%
23905 | 4 | 5 |  | Manual | 1 | Floor lamp | Compact Fluorescent |  | Twist | 1 | 26 | Bedroom | 239054 | Bedroom | 0.05169%
23905 | 5 | 1 |  | Manual | 1 | Chandelier (Hanging) | Incandescent |  | Mini base | 6 | 40 | Dining Room | 239055 | Dining Room | 0.05169%
23905 | 5 | 2 |  | Manual | 1 | Table | Compact Fluorescent |  | Twist | 1 | 20 | Dining Room | 239055 | Dining Room | 0.05169%
23905 | 6 | 1 |  | Manual | 1 | Garage door opener | Incandescent |  | Standard A Lamp | 2 | 60 | Garage | 239056 | Garage | 0.05169%
23905 | 6 | 2 |  | Manual | 1 | Other | Compact Fluorescent |  | Twist | 1 | 20 | Garage | 239056 | Garage | 0.05169%
23905 | 7 | 1 |  | Manual | 2 | Ceiling Fixture | Incandescent |  | Mini base | 4 | 40 | Hall | 239057 | Hall | 0.05169%
23905 | 8 | 1 |  | Dimmer | 7 | Recessed Can | Incandescent |  | Reflector | 1 | 65 | Kitchen | 239058 | Kitchen | 0.05169%
23905 | 9 | 1 |  | Manual | 2 | Table | Compact Fluorescent |  | Twist | 1 | 15 | Living Room | 239059 | Living Room | 0.05169%
23905 | 9 | 2 |  | Manual | 1 | Floor lamp | Compact Fluorescent |  | Twist | 1 | 15 | Living Room | 239059 | Living Room | 0.05169%
23905 | 10 | 1 |  | Manual | 1 | Chandelier (Hanging) | Compact Fluorescent |  | Twist | 3 | 15 | Other | 2390510 | Other | 0.05169%
23905 | 11 | 1 |  | Manual | 1 | Chandelier (Hanging) | Incandescent |  | Decorative | 1 | 40 | Office | 2390511 | Office | 0.05169%
23905 | 11 | 2 |  | Manual | 1 | Table | Halogen |  | MR | 1 | 20 | Office | 2390511 | Office | 0.05169%
23905 | 11 | 3 |  | Manual | 1 | Table | Incandescent |  | Standard A Lamp | 1 | 60 | Office | 2390511 | Office | 0.05169%
23905 | 11 | 4 |  | Manual | 1 | Wall Mount | Incandescent |  | Standard A Lamp | 3 | 175 | Office | 2390511 | Office | 0.05169%
23905 | 12 | 1 |  | Manual | 1 | Chandelier (Hanging) | Incandescent |  | Decorative | 6 | 40 | Hall | 2390512 | Hall | 0.05169%
23905 | 13 | 1 |  | Manual | 1 | Ceiling Fixture | Incandescent |  | Mini base | 3 | 40 | Bathroom | 2390513 | Bathroom | 0.05169%
23905 | 13 | 2 |  | Manual | 1 | Wall Mount | Incandescent |  | Mini base | 8 | 40 | Bathroom | 2390513 | Bathroom | 0.05169%
23905 | 14 | 1 |  | Manual | 1 | Ceiling Fixture | Incandescent |  | Mini base | 4 | 40 | Hall | 2390514 | Hall | 0.05169%
23909 | 1 | 1 |  | Manual | 1 | Ceiling Fixture | Linear Fluorescent | 24 | T-8 | 1 | 32 | Bathroom | 239091 | Bathroom | 0.02963%
23909 | 2 | 1 |  | Manual | 1 | Ceiling Fixture | Incandescent |  | Standard A Lamp | 1 | 60 | Bathroom | 239092 | Bathroom | 0.02963%
23909 | 3 | 1 |  | Manual | 2 | Chandelier (Hanging) | Incandescent |  | Standard A Lamp | 1 | 75 | Bedroom | 239093 | Bedroom | 0.02963%
23909 | 3 | 2 |  | Manual | 1 | Table | Incandescent |  | Standard A Lamp | 1 | 60 | Bedroom | 239093 | Bedroom | 0.02963%
23909 | 4 | 1 |  | Manual | 1 | Ceiling Fixture | Incandescent |  | Standard A Lamp | 3 | 60 | Bedroom | 239094 | Bedroom | 0.02963%
23909 | 5 | 1 |  | Manual | 2 | Ceiling Fixture | Incandescent |  | Standard A Lamp | 1 | 60 | Bedroom | 239095 | Bedroom | 0.02963%
23909 | 6 | 1 |  | Manual | 1 | Ceiling Fixture | Incandescent |  | Standard A Lamp | 2 | 60 | Bedroom | 239096 | Bedroom | 0.02963%
23909 | 7 | 1 |  | Manual | 1 | Ceiling Fixture | Incandescent |  | Standard A Lamp | 1 | 60 | Bedroom | 239097 | Bedroom | 0.02963%
23909 | 8 | 1 |  | Manual | 1 | Chandelier (Hanging) | Halogen |  | Quartz Tube | 5 | 60 | Dining Room | 239098 | Dining Room | 0.02963%
23909 | 9 | 1 |  | Manual | 1 | Ceiling Fixture | Incandescent |  | Standard A Lamp | 1 | 60 | Garage | 239099 | Garage | 0.02963%
23909 | 9 | 2 |  | Manual | 1 | Ceiling Fixture | Linear Fluorescent | 48 | T-12 | 2 | 60 | Garage | 239099 | Garage | 0.02963%
23909 | 10 | 1 |  | Manual | 1 | Ceiling Fixture | Incandescent |  | Standard A Lamp | 1 | 60 | Hall | 2390910 | Hall | 0.02963%
23909 | 11 | 1 |  | Manual | 1 | Ceiling Fixture | Linear Fluorescent | 24 | T-8 | 3 | 32 | Kitchen | 2390911 | Kitchen | 0.02963%
23909 | 12 | 1 |  | Manual | 1 | Ceiling Fan | Incandescent |  | Standard A Lamp | 4 | 60 | Kitchen | 2390912 | Kitchen | 0.02963%
23909 | 12 | 2 |  | Manual | 1 | Wall Mount | Incandescent |  | Standard A Lamp | 2 | 75 | Kitchen | 2390912 | Kitchen | 0.02963%
23909 | 13 | 1 |  | Manual | 1 | Ceiling Fan | Incandescent |  | Standard A Lamp | 4 | 60 | Living Room | 2390913 | Living Room | 0.02963%
23909 | 13 | 2 |  | Manual | 1 | Table | Compact Fluorescent |  | Twist | 1 | 22 | Living Room | 2390913 | Living Room | 0.02963%
23909 | 13 | 3 |  | Manual | 1 | Table | Incandescent |  | Standard A Lamp | 1 | 100 | Living Room | 2390913 | Living Room | 0.02963%
23909 | 13 | 4 |  | Manual | 1 | Table | Incandescent |  | Standard A Lamp | 1 | 60 | Living Room | 2390913 | Living Room | 0.02963%
23909 | 13 | 5 |  | Manual | 1 | Floor lamp | Incandescent |  | Standard A Lamp | 1 | 60 | Living Room | 2390913 | Living Room | 0.02963%
23909 | 14 | 1 |  | Manual | 2 | Ceiling Fixture | Incandescent |  | Standard A Lamp | 1 | 60 | Living Room | 2390914 | Living Room | 0.02963%
23909 | 15 | 1 |  | Manual | 1 | Ceiling Fixture | Incandescent |  | Standard A Lamp | 2 | 60 | Office | 2390915 | Office | 0.02963%
23909 | 16 | 1 |  | Manual | 1 | Wall Mount | Linear Fluorescent | 48 | T-12 | 1 | 40 | Bathroom | 2390916 | Bathroom | 0.02963%
23909 | 17 | 1 |  | Manual | 1 | Ceiling Fixture | Incandescent |  | Standard A Lamp | 1 | 60 | Closet | 2390917 | Closet | 0.02963%
23910 | 1 | 1 |  | Manual | 3 | Recessed Can | Incandescent |  | Reflector | 1 | 65 | Bedroom | 239101 | Bedroom | 0.09408%
23910 | 1 | 2 |  | Manual | 1 | Ceiling Fixture | Incandescent |  | Standard A Lamp | 1 | 60 | Bedroom | 239101 | Bedroom | 0.09408%
23910 | 1 | 3 |  | Manual | 2 | Table | Incandescent |  | Decorative | 1 | 40 | Bedroom | 239101 | Bedroom | 0.09408%
23910 | 2 | 1 |  | Manual | 3 | Recessed Can | Incandescent |  | Reflector | 1 | 65 | Hall | 239102 | Hall | 0.09408%
23910 | 2 | 2 |  | Manual | 1 | Ceiling Fixture | Incandescent |  | Standard A Lamp | 1 | 60 | Hall | 239102 | Hall | 0.09408%
23910 | 3 | 1 |  | Manual | 1 | Chandelier (Hanging) | Incandescent |  | Mini base | 3 | 75 | Dining Room | 239103 | Dining Room | 0.09408%
23910 | 3 | 2 |  | Manual | 16 | Recessed Can | Incandescent |  | Reflector | 1 | 65 | Dining Room | 239103 | Dining Room | 0.09408%
23910 | 3 | 3 |  | Manual | 1 | Other | Incandescent |  | Mini base | 1 | 25 | Dining Room | 239103 | Dining Room | 0.09408%
23910 | 3 | 4 |  | Manual | 3 | Table | Incandescent |  | Mini base | 1 | 75 | Dining Room | 239103 | Dining Room | 0.09408%
23910 | 3 | 5 |  | Manual | 1 | Track | Incandescent |  | Mini base | 3 | 20 | Dining Room | 239103 | Dining Room | 0.09408%
23910 | 4 | 1 |  | Manual | 5 | Recessed Can | Incandescent |  | Reflector | 1 | 65 | Hall | 239104 | Hall | 0.09408%
23910 | 4 | 2 |  | Manual | 5 | Wall Mount | Halogen |  | Quartz Tube | 1 | 100 | Hall | 239104 | Hall | 0.09408%
23910 | 4 | 3 |  | Manual | 3 | Other | Incandescent |  | Mini base | 1 | 5 | Hall | 239104 | Hall | 0.09408%
23910 | 5 | 1 |  | Manual | 2 | Ceiling Fixture | Incandescent |  | Standard A Lamp | 1 | 100 | Garage | 239105 | Garage | 0.09408%
23910 | 5 | 2 |  | Manual | 6 | Ceiling Fixture | Compact Fluorescent |  | Twist | 1 | 22 | Garage | 239105 | Garage | 0.09408%
23910 | 5 | 3 |  | Motion | 3 | Garage door opener | Incandescent |  | Standard A Lamp | 2 | 60 | Garage | 239105 | Garage | 0.09408%
23910 | 6 | 1 |  | Manual | 4 | Recessed Can | Incandescent |  | Reflector | 1 | 65 | Hall | 239106 | Hall | 0.09408%
23910 | 7 | 1 |  | Manual | 3 | Recessed Can | Incandescent |  | Reflector | 1 | 65 | Bathroom | 239107 | Bathroom | 0.09408%
23910 | 7 | 2 |  | Manual | 1 | Ceiling Fixture | Incandescent |  | Standard A Lamp | 1 | 60 | Bathroom | 239107 | Bathroom | 0.09408%
23910 | 8 | 1 |  | Manual | 3 | Chandelier (Hanging) | Incandescent |  | Mini base | 1 | 75 | Kitchen | 239108 | Kitchen | 0.09408%
23910 | 8 | 2 |  | Manual | 1 | Track | Incandescent |  | Mini base | 9 | 20 | Kitchen | 239108 | Kitchen | 0.09408%
23910 | 8 | 3 |  | Manual | 5 | Recessed Can | Compact Fluorescent |  | Twist | 1 | 22 | Kitchen | 239108 | Kitchen | 0.09408%
23910 | 8 | 4 |  | Manual | 6 | Recessed Can | Incandescent |  | Reflector | 1 | 65 | Kitchen | 239108 | Kitchen | 0.09408%
23910 | 8 | 5 |  | Manual | 2 | Recessed Can | Compact Fluorescent |  | Globe | 1 | 15 | Kitchen | 239108 | Kitchen | 0.09408%
23910 | 8 | 6 | MINI BASE UNDER CABINET TRACK LIGHT | Manual | 1 | Other | Incandescent |  | Mini base | 75 | 5 | Kitchen | 239108 | Kitchen | 0.09408%
23910 | 9 | 1 |  | Manual | 4 | Recessed Can | Incandescent |  | Reflector | 1 | 65 | Laundry Room | 239109 | Laundry Room | 0.09408%
23910 | 9 | 2 |  | Timer | 1 | Ceiling Fixture | Incandescent |  | Standard A Lamp | 1 | 60 | Laundry Room | 239109 | Laundry Room | 0.09408%
23910 | 9 | 3 |  | Manual | 2 | Track | Incandescent |  | Mini base | 2 | 25 | Laundry Room | 239109 | Laundry Room | 0.09408%
23910 | 10 | 1 |  | Manual | 4 | Recessed Can | Incandescent |  | Reflector | 1 | 65 | Other | 2391010 | Other | 0.09408%
23910 | 10 | 2 |  | Manual | 1 | Floor lamp | Incandescent |  | Mini base | 5 | 40 | Other | 2391010 | Other | 0.09408%
23910 | 10 | 3 |  | Manual | 2 | Table | Incandescent |  | Decorative | 1 | 40 | Other | 2391010 | Other | 0.09408%
23910 | 11 | 1 |  | Manual | 5 | Recessed Can | Incandescent |  | Reflector | 1 | 75 | Bathroom | 2391011 | Bathroom | 0.09408%
23910 | 11 | 2 |  | Manual | 10 | Recessed Can | Incandescent |  | Reflector | 1 | 65 | Bathroom | 2391011 | Bathroom | 0.09408%
23910 | 11 | 3 | FAN LIGHT COMBO | Manual | 2 | Ceiling Fixture | Incandescent |  | Standard A Lamp | 1 | 60 | Bathroom | 2391011 | Bathroom | 0.09408%
23910 | 12 | 1 |  | Manual | 5 | Recessed Can | Incandescent |  | Reflector | 1 | 65 | Master Bedroom | 2391012 | Master Bedroom | 0.09408%
23910 | 12 | 2 |  | Manual | 2 | Wall Mount | Incandescent |  | Mini base | 1 | 25 | Master Bedroom | 2391012 | Master Bedroom | 0.09408%
23910 | 12 | 3 |  | Manual | 1 | Table | Incandescent |  | Mini base | 1 | 40 | Master Bedroom | 2391012 | Master Bedroom | 0.09408%
23910 | 13 | 1 |  | Manual | 1 | Ceiling Fixture | Compact Fluorescent |  | Twist | 1 | 22 | Other | 2391013 | Other | 0.09408%
23910 | 14 | 1 |  | Manual | 7 | Recessed Can | Incandescent |  | Reflector | 1 | 65 | Office | 2391014 | Office | 0.09408%
23910 | 14 | 2 |  | Manual | 1 | Track | Incandescent |  | Mini base | 3 | 25 | Office | 2391014 | Office | 0.09408%
23910 | 15 | 1 |  | Manual | 5 | Ceiling Fixture | Linear Fluorescent | 48 | T-12 | 4 | 40 | Other | 2391015 | Other | 0.09408%
23910 | 15 | 2 |  | Manual | 1 | Table | Compact Fluorescent |  | Pin base | 1 | 23 | Other | 2391015 | Other | 0.09408%
23910 | 15 | 3 |  | Manual | 1 | Ceiling Fixture | Incandescent |  | Standard A Lamp | 2 | 60 | Other | 2391015 | Other | 0.09408%
23913 | 1 | 1 |  | Manual | 1 | Ceiling Fixture | Incandescent |  | Reflector | 1 | 65 | Bathroom | 239131 | Bathroom | 0.05169%
23913 | 2 | 1 |  | Manual | 1 | Wall Mount | Incandescent |  | Standard A Lamp | 3 | 100 | Bathroom | 239132 | Bathroom | 0.05169%
23913 | 2 | 2 |  | Manual | 1 | Recessed Can | Incandescent |  | Reflector | 1 | 125 | Bathroom | 239132 | Bathroom | 0.05169%
23913 | 3 | 1 |  | Manual | 1 | Wall Mount | Incandescent |  | Standard A Lamp | 3 | 100 | Bathroom | 239133 | Bathroom | 0.05169%
23913 | 3 | 2 |  | Manual | 1 | Recessed Can | Incandescent |  | Reflector | 1 | 125 | Bathroom | 239133 | Bathroom | 0.05169%
23913 | 4 | 1 |  | Manual | 1 | Ceiling Fixture | Incandescent |  | Standard A Lamp | 2 | 60 | Bedroom | 239134 | Bedroom | 0.05169%
23913 | 5 | 1 |  | Manual | 1 | Ceiling Fixture | Incandescent |  | Standard A Lamp | 2 | 60 | Bedroom | 239135 | Bedroom | 0.05169%
23913 | 5 | 2 |  | Manual | 1 | Table | Halogen |  | MR | 1 | 30 | Bedroom | 239135 | Bedroom | 0.05169%
23913 | 5 | 3 |  | Manual | 1 | Torchiere | Compact Fluorescent |  | Globe | 1 | 22 | Bedroom | 239135 | Bedroom | 0.05169%
23913 | 6 | 1 |  | Manual | 1 | Ceiling Fixture | Incandescent |  | Standard A Lamp | 3 | 60 | Master Bedroom | 239136 | Master Bedroom | 0.05169%
23913 | 6 | 2 |  | Manual | 2 | Other | Other |  | LED Interior | 1 | 3 | Master Bedroom | 239136 | Master Bedroom | 0.05169%
23913 | 6 | 3 |  | Manual | 1 | Wall Mount | Halogen |  | Quartz Tube | 2 | 20 | Master Bedroom | 239136 | Master Bedroom | 0.05169%
23913 | 7 | 1 |  | Manual | 1 | Ceiling Fixture | Incandescent |  | Standard A Lamp | 1 | 60 | Closet | 239137 | Closet | 0.05169%
23913 | 8 | 1 |  | Manual | 2 | Ceiling Fixture | Compact Fluorescent |  | A shape bulb | 1 | 22 | Garage | 239138 | Garage | 0.05169%
23913 | 9 | 1 |  | Manual | 2 | Ceiling Fixture | Incandescent |  | Standard A Lamp | 1 | 60 | Hall | 239139 | Hall | 0.05169%
23913 | 10 | 1 |  | Manual | 1 | Wall Mount | Linear Fluorescent | 12 | T-4 | 1 | 16 | Closet | 2391310 | Closet | 0.05169%
23913 | 11 | 1 |  | Manual | 4 | Ceiling Fixture | Incandescent |  | Standard A Lamp | 1 | 60 | Hall | 2391311 | Hall | 0.05169%
23913 | 12 | 1 |  | Manual | 2 | Ceiling Fixture | Incandescent |  | Standard A Lamp | 2 | 60 | Living Room | 2391312 | Living Room | 0.05169%
23913 | 12 | 2 |  | Manual | 1 | Chandelier (Hanging) | Incandescent |  | Standard A Lamp | 3 | 60 | Living Room | 2391312 | Living Room | 0.05169%
23913 | 12 | 3 |  | Manual | 5 | Recessed Can | Incandescent |  | Reflector | 1 | 65 | Living Room | 2391312 | Living Room | 0.05169%
23913 | 13 | 1 |  | Manual | 1 | Ceiling Fixture | Incandescent |  | Standard A Lamp | 1 | 60 | Laundry Room | 2391313 | Laundry Room | 0.05169%
23914 | 1 | 1 |  | Manual | 4 | Ceiling Fixture | Incandescent |  | Standard A Lamp | 1 | 60 | Other | 239141 | Other | 0.02845%
23914 | 2 | 1 |  | Manual | 3 | Wall Mount | Incandescent |  | Standard A Lamp | 1 | 60 | Bathroom | 239142 | Bathroom | 0.02845%
23914 | 2 | 2 |  | Manual | 3 | Recessed Can | Incandescent |  | Reflector | 1 | 65 | Bathroom | 239142 | Bathroom | 0.02845%
23914 | 3 | 1 |  | Manual | 2 | Wall Mount | Incandescent |  | Standard A Lamp | 1 | 60 | Bathroom | 239143 | Bathroom | 0.02845%
23914 | 3 | 2 |  | Manual | 1 | Recessed Can | Incandescent |  | Reflector | 1 | 65 | Bathroom | 239143 | Bathroom | 0.02845%
23914 | 4 | 1 |  | Manual | 2 | Ceiling Fixture | Incandescent |  | Standard A Lamp | 2 | 60 | Bedroom | 239144 | Bedroom | 0.02845%
23914 | 4 | 2 |  | Manual | 2 | Table | Incandescent |  | Standard A Lamp | 1 | 40 | Bedroom | 239144 | Bedroom | 0.02845%
23914 | 5 | 1 |  | Manual | 2 | Table | Incandescent |  | Standard A Lamp | 1 | 40 | Bedroom | 239145 | Bedroom | 0.02845%
23914 | 5 | 2 |  | Manual | 2 | Ceiling Fixture | Incandescent |  | Standard A Lamp | 1 | 60 | Bedroom | 239145 | Bedroom | 0.02845%
23914 | 6 | 1 |  | Manual | 1 | Chandelier (Hanging) | Incandescent |  | Standard A Lamp | 4 | 60 | Dining Room | 239146 | Dining Room | 0.02845%
23914 | 6 | 2 |  | Manual | 3 | Ceiling Fixture | Halogen |  | PAR | 1 | 75 | Dining Room | 239146 | Dining Room | 0.02845%
23914 | 6 | 3 |  | Manual | 2 | Recessed Can | Incandescent |  | Reflector | 1 | 65 | Dining Room | 239146 | Dining Room | 0.02845%
23914 | 7 | 1 |  | Manual | 1 | Wall Mount | Incandescent |  | Standard A Lamp | 1 | 65 | Hall | 239147 | Hall | 0.02845%
23914 | 8 | 1 |  | Manual | 1 | Ceiling Fixture | Incandescent |  | Reflector | 1 | 40 | Hall | 239148 | Hall | 0.02845%
23914 | 8 | 2 |  | Manual | 1 | Wall Mount | Incandescent |  | Standard A Lamp | 1 | 60 | Hall | 239148 | Hall | 0.02845%
23914 | 9 | 1 |  | Manual | 1 | Recessed Can | Incandescent |  | Reflector | 1 | 65 | Kitchen | 239149 | Kitchen | 0.02845%
23914 | 10 | 1 |  | Dimmer | 2 | Recessed Can | Incandescent |  | Reflector | 1 | 65 | Laundry Room | 2391410 | Laundry Room | 0.02845%
23914 | 11 | 1 |  | Manual | 2 | Ceiling Fan | Halogen |  | Quartz Tube | 1 | 50 | Living Room | 2391411 | Living Room | 0.02845%
23914 | 11 | 2 |  | Manual | 12 | Recessed Can | Incandescent |  | Reflector | 1 | 65 | Living Room | 2391411 | Living Room | 0.02845%
23914 | 11 | 3 |  | Manual | 2 | Table | Incandescent |  | Standard A Lamp | 1 | 60 | Living Room | 2391411 | Living Room | 0.02845%
23914 | 11 | 4 |  | Dimmer | 1 | Floor lamp | Incandescent |  | Standard A Lamp | 1 | 40 | Living Room | 2391411 | Living Room | 0.02845%
23914 | 12 | 1 |  | Manual | 4 | Ceiling Fixture | Compact Fluorescent |  | Circline (Screw Base) | 1 | 22 | Bedroom | 2391412 | Bedroom | 0.02845%
23914 | 13 | 1 |  | Manual | 3 | Table | Incandescent |  | Standard A Lamp | 1 | 40 | Master Bedroom | 2391413 | Master Bedroom | 0.02845%
23914 | 13 | 2 |  | Manual | 1 | Ceiling Fixture | Incandescent |  | Standard A Lamp | 2 | 60 | Master Bedroom | 2391413 | Master Bedroom | 0.02845%
23914 | 14 | 1 |  | Manual | 10 | Ceiling Fixture | Incandescent |  | Standard A Lamp | 1 | 65 | Garage | 2391414 | Garage | 0.02845%
23926 | 1 | 1 |  | Manual | 2 | Table | Incandescent |  | Standard A Lamp | 1 | 60 | Living Room | 239261 | Living Room | 0.09408%
23926 | 2 | 1 |  | Manual | 1 | Ceiling Fixture | Linear Fluorescent | 48 | T-8 | 4 | 32 | Kitchen | 239262 | Kitchen | 0.09408%
23926 | 2 | 2 |  | Dimmer | 1 | Ceiling Fan | Incandescent |  | Clear | 3 | 60 | Kitchen | 239262 | Kitchen | 0.09408%
23926 | 3 | 1 |  | Manual | 1 | Ceiling Fan | Incandescent |  | Standard A Lamp | 1 | 60 | Master Bedroom | 239263 | Master Bedroom | 0.09408%
23926 | 3 | 2 |  | Manual | 2 | Table | Incandescent |  | Standard A Lamp | 1 | 60 | Master Bedroom | 239263 | Master Bedroom | 0.09408%
23926 | 4 | 1 |  | Manual | 1 | Wall Mount | Incandescent |  | Globe | 4 | 60 | Bathroom | 239264 | Bathroom | 0.09408%
23926 | 4 | 2 |  | Manual | 1 | Ceiling Fixture | Incandescent |  | Standard A Lamp | 1 | 60 | Bathroom | 239264 | Bathroom | 0.09408%
23926 | 5 | 1 |  | Manual | 1 | Ceiling Fixture | Incandescent |  | Standard A Lamp | 1 | 60 | Laundry Room | 239265 | Laundry Room | 0.09408%
23926 | 6 | 1 |  | Manual | 1 | Ceiling Fixture | Incandescent |  | Standard A Lamp | 1 | 60 | Closet | 239266 | Closet | 0.09408%
23926 | 7 | 1 |  | Manual | 1 | Ceiling Fan | Compact Fluorescent |  | Twist | 1 | 15 | Bedroom | 239267 | Bedroom | 0.09408%
23926 | 7 | 2 |  | Manual | 1 | Floor lamp | Incandescent |  | Standard A Lamp | 3 | 60 | Bedroom | 239267 | Bedroom | 0.09408%
23926 | 7 | 3 |  | Manual | 1 | Table | Compact Fluorescent |  | Twist | 1 | 15 | Bedroom | 239267 | Bedroom | 0.09408%
23926 | 8 | 1 |  | Manual | 1 | Wall Mount | Incandescent |  | Globe | 4 | 40 | Bathroom | 239268 | Bathroom | 0.09408%
23931 | 1 | 1 |  | Manual | 1 | Wall Mount | Incandescent |  | Clear | 3 | 25 | Bathroom | 239311 | Bathroom | 0.02845%
23931 | 2 | 1 |  | Manual | 3 | Wall Mount | Compact Fluorescent |  | Twist | 1 | 15 | Bathroom | 239312 | Bathroom | 0.02845%
23931 | 2 | 2 |  | Manual | 1 | Ceiling Fan | Compact Fluorescent |  | Twist | 1 | 15 | Bathroom | 239312 | Bathroom | 0.02845%
23931 | 3 | 1 |  | Manual | 1 | Wall Mount | Compact Fluorescent |  | Twist | 2 | 15 | Bathroom | 239313 | Bathroom | 0.02845%
23931 | 4 | 1 |  | Manual | 1 | Ceiling Fan | Compact Fluorescent |  | Twist | 4 | 15 | Bedroom | 239314 | Bedroom | 0.02845%
23931 | 4 | 2 |  | Manual | 1 | Ceiling Fixture | Compact Fluorescent |  | Twist | 1 | 15 | Bedroom | 239314 | Bedroom | 0.02845%
23931 | 4 | 3 |  | Manual | 1 | Table | Incandescent |  | Standard A Lamp | 1 | 40 | Bedroom | 239314 | Bedroom | 0.02845%
23931 | 5 | 1 |  | Manual | 1 | Ceiling Fixture | Compact Fluorescent |  | Twist | 2 | 15 | Bedroom | 239315 | Bedroom | 0.02845%
23931 | 5 | 2 |  | Manual | 1 | Table | Compact Fluorescent |  | Twist | 1 | 15 | Bedroom | 239315 | Bedroom | 0.02845%
23931 | 6 | 1 |  | Manual | 1 | Ceiling Fixture | Compact Fluorescent |  | Twist | 1 | 15 | Bedroom | 239316 | Bedroom | 0.02845%
23931 | 6 | 2 |  | Manual | 2 | Table | Compact Fluorescent |  | Twist | 1 | 15 | Bedroom | 239316 | Bedroom | 0.02845%
23931 | 7 | 1 |  | Manual | 1 | Track | Compact Fluorescent |  | Twist | 4 | 15 | Family Room | 239317 | Family Room | 0.02845%
23931 | 7 | 2 |  | Manual | 2 | Track | Compact Fluorescent |  | Twist | 2 | 15 | Family Room | 239317 | Family Room | 0.02845%
23931 | 8 | 1 |  | Manual | 6 | Ceiling Fixture | Incandescent |  | Standard A Lamp | 1 | 60 | Garage | 239318 | Garage | 0.02845%
23931 | 8 | 2 |  | Manual | 2 | Ceiling Fixture | Incandescent |  | Reflector | 1 | 100 | Garage | 239318 | Garage | 0.02845%
23931 | 8 | 3 |  | Manual | 1 | Garage door opener | Incandescent |  | Clear | 2 | 60 | Garage | 239318 | Garage | 0.02845%
23931 | 8 | 4 |  | Manual | 1 | Ceiling Fixture | Linear Fluorescent | 48 | T-8 | 2 | 40 | Garage | 239318 | Garage | 0.02845%
23931 | 9 | 1 |  | Manual | 1 | Ceiling Fan | Incandescent |  | Standard A Lamp | 4 | 60 | Kitchen | 239319 | Kitchen | 0.02845%
23931 | 9 | 2 |  | Manual | 1 | Chandelier (Hanging) | Compact Fluorescent |  | Twist | 5 | 15 | Kitchen | 239319 | Kitchen | 0.02845%
23931 | 9 | 3 |  | Manual | 1 | Ceiling Fixture | Compact Fluorescent |  | Twist | 2 | 15 | Kitchen | 239319 | Kitchen | 0.02845%
23931 | 9 | 4 |  | Manual | 2 | Wall Mount | Compact Fluorescent |  | Twist | 1 | 15 | Kitchen | 239319 | Kitchen | 0.02845%
23931 | 9 | 5 |  | Manual | 5 | Recessed Can | Incandescent |  | Standard A Lamp | 1 | 60 | Kitchen | 239319 | Kitchen | 0.02845%
23931 | 10 | 1 |  | Manual | 3 | Ceiling Fixture | Compact Fluorescent |  | Twist | 1 | 15 | Laundry Room | 2393110 | Laundry Room | 0.02845%
23931 | 10 | 2 |  | Manual | 1 | Wall Mount | Incandescent |  | Globe | 4 | 25 | Laundry Room | 2393110 | Laundry Room | 0.02845%
23931 | 11 | 1 |  | Manual | 1 | Ceiling Fixture | Compact Fluorescent |  | Twist | 1 | 15 | Bathroom | 2393111 | Bathroom | 0.02845%
23931 | 11 | 2 |  | Manual | 1 | Ceiling Fan | Compact Fluorescent |  | Twist | 1 | 15 | Bathroom | 2393111 | Bathroom | 0.02845%
23931 | 11 | 3 |  | Manual | 2 | Wall Mount | Incandescent |  | Decorative | 1 | 60 | Bathroom | 2393111 | Bathroom | 0.02845%
23931 | 11 | 4 |  | Manual | 1 | Table | Incandescent |  | Standard A Lamp | 1 | 60 | Bathroom | 2393111 | Bathroom | 0.02845%
23931 | 12 | 1 |  | Manual | 1 | Ceiling Fan | Compact Fluorescent |  | Twist | 4 | 15 | Master Bedroom | 2393112 | Master Bedroom | 0.02845%
23931 | 12 | 2 |  | Manual | 1 | Ceiling Fixture | Compact Fluorescent |  | Twist | 2 | 15 | Master Bedroom | 2393112 | Master Bedroom | 0.02845%
23931 | 12 | 3 |  | Manual | 1 | Table | Compact Fluorescent |  | Twist | 1 | 15 | Master Bedroom | 2393112 | Master Bedroom | 0.02845%
23931 | 13 | 1 |  | Manual | 1 | Ceiling Fixture | Compact Fluorescent |  | Twist | 2 | 15 | Office | 2393113 | Office | 0.02845%
23931 | 14 | 1 |  | Manual | 2 | Ceiling Fixture | Compact Fluorescent |  | Twist | 2 | 15 | Family Room | 2393114 | Family Room | 0.02845%
23931 | 14 | 2 |  | Manual | 1 | Table | Compact Fluorescent |  | Twist | 1 | 15 | Family Room | 2393114 | Family Room | 0.02845%
23931 | 15 | 1 |  | Manual | 1 | Ceiling Fixture | Compact Fluorescent |  | Twist | 2 | 15 | Bedroom | 2393115 | Bedroom | 0.02845%
23931 | 16 | 1 |  | Manual | 1 | Ceiling Fixture | Compact Fluorescent |  | Twist | 2 | 15 | Hall | 2393116 | Hall | 0.02845%
23931 | 17 | 1 |  | Manual | 1 | Wall Mount | Compact Fluorescent |  | Twist | 1 | 15 | Hall | 2393117 | Hall | 0.02845%
23932 | 1 | 1 | FAN IN CEILING HAS ELECTRIC HEATER AS WELL | Manual | 1 | Wall Mount | Incandescent |  | Standard A Lamp | 3 | 60 | Bathroom | 239321 | Bathroom | 0.09408%
23932 | 2 | 1 |  | Manual | 1 | Ceiling Fixture | Incandescent |  | Standard A Lamp | 1 | 60 | Bedroom | 239322 | Bedroom | 0.09408%
23932 | 2 | 2 |  | Manual | 1 | Table | Incandescent |  | Decorative | 1 | 40 | Bedroom | 239322 | Bedroom | 0.09408%
23932 | 3 | 1 |  | Manual | 1 | Ceiling Fixture | Incandescent |  | Standard A Lamp | 1 | 60 | Other | 239323 | Other | 0.09408%
23932 | 3 | 2 |  | Dimmer | 4 | Recessed Can | Compact Fluorescent |  | Reflector | 1 | 15 | Other | 239323 | Other | 0.09408%
23932 | 3 | 3 |  | Manual | 2 | Table | Incandescent |  | Standard A Lamp | 1 | 40 | Other | 239323 | Other | 0.09408%
23932 | 4 | 1 |  | Manual | 1 | Ceiling Fixture | Incandescent |  | Standard A Lamp | 2 | 60 | Bedroom | 239324 | Bedroom | 0.09408%
23932 | 4 | 2 |  | Manual | 1 | Floor lamp | Incandescent |  | Standard A Lamp | 1 | 100 | Bedroom | 239324 | Bedroom | 0.09408%
23932 | 4 | 3 |  | Manual | 1 | Table | Incandescent |  | Standard A Lamp | 1 | 60 | Bedroom | 239324 | Bedroom | 0.09408%
23932 | 4 | 4 |  | Manual | 1 | Table | Incandescent |  | Mini base | 1 | 40 | Bedroom | 239324 | Bedroom | 0.09408%
23932 | 5 | 1 |  | Manual | 2 | Recessed Can | Incandescent |  | Reflector | 1 | 65 | Hall | 239325 | Hall | 0.09408%
23932 | 5 | 2 |  | Manual | 1 | Ceiling Fixture | Incandescent |  | Standard A Lamp | 1 | 60 | Hall | 239325 | Hall | 0.09408%
23932 | 6 | 1 |  | Manual | 8 | Ceiling Fixture | Linear Fluorescent | 48 | T-12 | 2 | 40 | Garage | 239326 | Garage | 0.09408%
23932 | 6 | 2 |  | Manual | 1 | Table | Incandescent |  | Standard A Lamp | 1 | 60 | Garage | 239326 | Garage | 0.09408%
23932 | 6 | 3 |  | Motion | 2 | Garage door opener | Incandescent |  | Standard A Lamp | 1 | 60 | Garage | 239326 | Garage | 0.09408%
23932 | 6 | 4 |  | Manual | 1 | Ceiling Fixture | Incandescent |  | Standard A Lamp | 1 | 40 | Garage | 239326 | Garage | 0.09408%
23932 | 7 | 1 |  | Manual | 1 | Floor lamp | Compact Fluorescent |  | Pin base | 1 | 22 | Kitchen | 239327 | Kitchen | 0.09408%
23932 | 7 | 2 |  | Manual | 1 | Other | Linear Fluorescent | 36 | T-12 | 1 | 30 | Kitchen | 239327 | Kitchen | 0.09408%
23932 | 7 | 3 |  | Manual | 11 | Recessed Can | Incandescent |  | Reflector | 1 | 65 | Kitchen | 239327 | Kitchen | 0.09408%
23932 | 7 | 4 |  | Manual | 2 | Ceiling Fixture | Compact Fluorescent |  | Reflector | 1 | 13 | Kitchen | 239327 | Kitchen | 0.09408%
23932 | 7 | 5 |  | Manual | 2 | Table | Incandescent |  | Standard A Lamp | 1 | 40 | Kitchen | 239327 | Kitchen | 0.09408%
23932 | 7 | 6 |  | Manual | 1 | Floor lamp | Incandescent |  | Standard A Lamp | 1 | 40 | Kitchen | 239327 | Kitchen | 0.09408%
23932 | 7 | 7 |  | Manual | 2 | Floor lamp | Incandescent |  | Standard A Lamp | 1 | 150 | Kitchen | 239327 | Kitchen | 0.09408%
23932 | 7 | 8 |  | Manual | 1 | Table | Incandescent |  | Decorative | 1 | 40 | Kitchen | 239327 | Kitchen | 0.09408%
23932 | 7 | 9 |  | Manual | 4 | Other | Linear Fluorescent | 24 | T-8 | 1 | 15 | Kitchen | 239327 | Kitchen | 0.09408%
23932 | 8 | 1 |  | Manual | 1 | Ceiling Fixture | Linear Fluorescent | 48 | T-12 | 4 | 40 | Laundry Room | 239328 | Laundry Room | 0.09408%
23932 | 9 | 1 |  | Manual | 3 | Recessed Can | Incandescent |  | Reflector | 1 | 65 | Bathroom | 239329 | Bathroom | 0.09408%
23932 | 9 | 2 |  | Manual | 1 | Ceiling Fixture | Incandescent |  | Standard A Lamp | 2 | 60 | Bathroom | 239329 | Bathroom | 0.09408%
23932 | 9 | 3 |  | Manual | 1 | Table | Incandescent |  | Standard A Lamp | 1 | 40 | Bathroom | 239329 | Bathroom | 0.09408%
23932 | 9 | 4 |  | Manual | 1 | Wall Mount | Incandescent |  | Globe | 8 | 40 | Bathroom | 239329 | Bathroom | 0.09408%
23932 | 10 | 1 |  | Manual | 1 | Ceiling Fan | Incandescent |  | Standard A Lamp | 1 | 60 | Master Bedroom | 2393210 | Master Bedroom | 0.09408%
23932 | 10 | 2 |  | Manual | 2 | Wall Mount | Incandescent |  | Standard A Lamp | 1 | 100 | Master Bedroom | 2393210 | Master Bedroom | 0.09408%
23932 | 10 | 3 |  | Manual | 1 | Table | Incandescent |  | Standard A Lamp | 1 | 40 | Master Bedroom | 2393210 | Master Bedroom | 0.09408%
23932 | 10 | 4 | INC TUBE LIGHT OVER PICTURE | Manual | 1 | Wall Mount | Incandescent |  | Standard A Lamp | 1 | 40 | Master Bedroom | 2393210 | Master Bedroom | 0.09408%
23932 | 11 | 1 |  | Dimmer | 1 | Ceiling Fan | Incandescent |  | Standard A Lamp | 1 | 60 | Bedroom | 2393211 | Bedroom | 0.09408%
23932 | 11 | 2 |  | Manual | 1 | Table | Compact Fluorescent |  | Pin base | 1 | 22 | Bedroom | 2393211 | Bedroom | 0.09408%
23932 | 11 | 3 |  | Manual | 1 | Table | Incandescent |  | Standard A Lamp | 1 | 100 | Bedroom | 2393211 | Bedroom | 0.09408%
23932 | 11 | 4 |  | Manual | 1 | Table | Incandescent |  | Standard A Lamp | 1 | 60 | Bedroom | 2393211 | Bedroom | 0.09408%
23932 | 11 | 5 |  | Manual | 1 | Table | Compact Fluorescent |  | Pin base | 1 | 22 | Bedroom | 2393211 | Bedroom | 0.09408%
23932 | 12 | 1 |  | Manual | 2 | Recessed Can | Incandescent |  | Reflector | 1 | 65 | Hall | 2393212 | Hall | 0.09408%
23932 | 13 | 1 |  | Manual | 1 | Ceiling Fixture | Incandescent |  | Standard A Lamp | 1 | 60 | Hall | 2393213 | Hall | 0.09408%
23933 | 1 | 1 |  | Manual | 1 | Wall Mount | Incandescent |  | Standard A Lamp | 4 | 60 | Bathroom | 239331 | Bathroom | 0.09408%
23933 | 2 | 1 |  | Manual | 2 | Ceiling Fixture | Incandescent |  | Standard A Lamp | 1 | 75 | Laundry Room | 239332 | Laundry Room | 0.09408%
23933 | 2 | 2 |  | Manual | 1 | Wall Mount | Incandescent |  | Standard A Lamp | 4 | 60 | Laundry Room | 239332 | Laundry Room | 0.09408%
23933 | 3 | 1 |  | Manual | 1 | Ceiling Fixture | Incandescent |  | Standard A Lamp | 1 | 75 | Bedroom | 239333 | Bedroom | 0.09408%
23933 | 4 | 1 |  | Manual | 1 | Ceiling Fixture | Incandescent |  | Standard A Lamp | 2 | 75 | Bedroom | 239334 | Bedroom | 0.09408%
23933 | 5 | 1 |  | Manual | 2 | Wall Mount | Incandescent |  | Standard A Lamp | 1 | 75 | Bedroom | 239335 | Bedroom | 0.09408%
23933 | 6 | 1 |  | Manual | 1 | Ceiling Fixture | Incandescent |  | Clear | 1 | 75 | Kitchen | 239336 | Kitchen | 0.09408%
23933 | 7 | 1 |  | Manual | 1 | Ceiling Fixture | Incandescent |  | Decorative | 2 | 60 | Dining Room | 239337 | Dining Room | 0.09408%
23933 | 8 | 1 |  | Manual | 1 | Ceiling Fixture | Incandescent |  | Standard A Lamp | 1 | 75 | Hall | 239338 | Hall | 0.09408%
23933 | 9 | 1 |  | Manual | 1 | Ceiling Fixture | Linear Fluorescent | 48 | T-12 | 2 | 25 | Kitchen | 239339 | Kitchen | 0.09408%
23933 | 9 | 2 |  | Manual | 1 | Ceiling Fixture | Incandescent |  | Standard A Lamp | 1 | 75 | Kitchen | 239339 | Kitchen | 0.09408%
23933 | 10 | 1 |  | Manual | 1 | Ceiling Fan | Incandescent |  | Decorative | 3 | 60 | Living Room | 2393310 | Living Room | 0.09408%
23933 | 11 | 1 |  | Manual | 1 | Ceiling Fixture | Linear Fluorescent | 24 | T-12 | 2 | 20 | Living Room | 2393311 | Living Room | 0.09408%
23936 | 1 | 1 |  | Manual | 1 | Ceiling Fixture | Incandescent |  | Standard A Lamp | 4 | 60 | Family Room | 239361 | Family Room | 0.09408%
23936 | 2 | 1 |  | Manual | 2 | Wall Mount | Incandescent |  | Globe | 5 | 40 | Bathroom | 239362 | Bathroom | 0.09408%
23936 | 2 | 2 |  | Manual | 1 | Ceiling Fixture | Incandescent |  | Standard A Lamp | 1 | 60 | Bathroom | 239362 | Bathroom | 0.09408%
23936 | 3 | 1 |  | Dimmer | 1 | Wall Mount | Incandescent |  | Standard A Lamp | 2 | 60 | Bathroom | 239363 | Bathroom | 0.09408%
23936 | 4 | 1 |  | Manual | 2 | Wall Mount | Incandescent |  | Standard A Lamp | 2 | 60 | Bathroom | 239364 | Bathroom | 0.09408%
23936 | 5 | 1 |  | Manual | 1 | Ceiling Fixture | Incandescent |  | Standard A Lamp | 2 | 60 | Bedroom | 239365 | Bedroom | 0.09408%
23936 | 6 | 1 |  | Manual | 1 | Ceiling Fixture | Incandescent |  | Standard A Lamp | 2 | 60 | Bedroom | 239366 | Bedroom | 0.09408%
23936 | 7 | 1 |  | Manual | 1 | Ceiling Fixture | Incandescent |  | Standard A Lamp | 2 | 60 | Bedroom | 239367 | Bedroom | 0.09408%
23936 | 8 | 1 |  | Manual | 3 | Chandelier (Hanging) | Incandescent |  | Standard A Lamp | 4 | 60 | Bedroom | 239368 | Bedroom | 0.09408%
23936 | 9 | 1 |  | Manual | 1 | Ceiling Fixture | Incandescent |  | Standard A Lamp | 1 | 60 | Hall | 239369 | Hall | 0.09408%
23936 | 10 | 1 |  | Manual | 2 | Ceiling Fixture | Incandescent |  | Standard A Lamp | 1 | 60 | Hall | 2393610 | Hall | 0.09408%
23936 | 11 | 1 |  | Manual | 1 | Chandelier (Hanging) | Incandescent |  | Standard A Lamp | 5 | 60 | Kitchen | 2393611 | Kitchen | 0.09408%
23936 | 11 | 2 |  | Manual | 2 | Ceiling Fixture | Incandescent |  | Standard A Lamp | 1 | 60 | Kitchen | 2393611 | Kitchen | 0.09408%
23936 | 11 | 3 |  | Manual | 1 | Other | Incandescent |  | Standard A Lamp | 2 | 100 | Kitchen | 2393611 | Kitchen | 0.09408%
23936 | 12 | 1 |  | Manual | 3 | Ceiling Fixture | Incandescent |  | Standard A Lamp | 1 | 60 | Laundry Room | 2393612 | Laundry Room | 0.09408%
23936 | 13 | 1 |  | Manual | 1 | Table | Incandescent |  | Standard A Lamp | 1 | 100 | Living Room | 2393613 | Living Room | 0.09408%
23936 | 13 | 2 |  | Manual | 1 | Table | Compact Fluorescent |  | Twist | 1 | 22 | Living Room | 2393613 | Living Room | 0.09408%
23936 | 14 | 1 |  | Manual | 1 | Ceiling Fixture | Incandescent |  | Standard A Lamp | 1 | 60 | Other | 2393614 | Other | 0.09408%
23936 | 15 | 1 |  | Manual | 1 | Ceiling Fixture | Incandescent |  | Standard A Lamp | 1 | 60 | Hall | 2393615 | Hall | 0.09408%
23939 | 1 | 1 |  | Manual | 2 | Ceiling Fixture | Incandescent |  | Standard A Lamp | 1 | 60 | Other | 239391 | Other | 0.05296%
23939 | 2 | 1 |  | Manual | 1 | Ceiling Fixture | Incandescent |  | Standard A Lamp | 2 | 60 | Bathroom | 239392 | Bathroom | 0.05296%
23939 | 2 | 2 |  | Manual | 1 | Wall Mount | Incandescent |  | Globe | 3 | 40 | Bathroom | 239392 | Bathroom | 0.05296%
23939 | 3 | 1 |  | Manual | 1 | Ceiling Fixture | Incandescent |  | Standard A Lamp | 2 | 60 | Bedroom | 239393 | Bedroom | 0.05296%
23939 | 4 | 1 |  | Manual | 1 | Ceiling Fixture | Incandescent |  | Standard A Lamp | 1 | 60 | Other | 239394 | Other | 0.05296%
23939 | 4 | 2 |  | Manual | 1 | Ceiling Fixture | Incandescent |  | Standard A Lamp | 1 | 75 | Other | 239394 | Other | 0.05296%
23939 | 4 | 3 |  | Manual | 2 | Table | Incandescent |  | Standard A Lamp | 1 | 60 | Other | 239394 | Other | 0.05296%
23939 | 5 | 1 |  | Manual | 1 | Ceiling Fixture | Incandescent |  | Standard A Lamp | 1 | 60 | Family Room | 239395 | Family Room | 0.05296%
23939 | 6 | 1 |  | Manual | 7 | Ceiling Fixture | Incandescent |  | Standard A Lamp | 1 | 60 | Garage | 239396 | Garage | 0.05296%
23939 | 6 | 2 |  | Timer | 1 | Garage door opener | Incandescent |  | Standard A Lamp | 2 | 60 | Garage | 239396 | Garage | 0.05296%
23939 | 7 | 1 |  | Manual | 3 | Ceiling Fixture | Incandescent |  | Standard A Lamp | 2 | 60 | Kitchen | 239397 | Kitchen | 0.05296%
23939 | 8 | 1 |  | Manual | 2 | Table | Compact Fluorescent |  | Twist | 1 | 15 | Living Room | 239398 | Living Room | 0.05296%
23939 | 8 | 2 |  | Manual | 1 | Table | Incandescent |  | 3-Way Incandescent | 1 | 125 | Living Room | 239398 | Living Room | 0.05296%
23939 | 9 | 1 |  | Manual | 1 | Ceiling Fixture | Incandescent |  | Standard A Lamp | 2 | 60 | Bedroom | 239399 | Bedroom | 0.05296%
23939 | 10 | 1 |  | Manual | 1 | Ceiling Fixture | Incandescent |  | Standard A Lamp | 1 | 100 | Hall | 2393910 | Hall | 0.05296%
23946 | 1 | 1 |  | Manual | 1 | Wall Mount | Incandescent |  | Standard A Lamp | 1 | 75 | Bathroom | 239461 | Bathroom | 0.05169%
23946 | 2 | 1 |  | Manual | 1 | Wall Mount | Incandescent |  | Standard A Lamp | 2 | 60 | Bathroom | 239462 | Bathroom | 0.05169%
23946 | 3 | 1 |  | Manual | 1 | Wall Mount | Compact Fluorescent |  | Twist | 2 | 15 | Bathroom | 239463 | Bathroom | 0.05169%
23946 | 3 | 2 |  | Manual | 1 | Ceiling Fixture | Incandescent |  | Heat Lamp | 1 | 250 | Bathroom | 239463 | Bathroom | 0.05169%
23946 | 4 | 1 |  | Manual | 1 | Ceiling Fixture | Compact Fluorescent |  | Twist | 2 | 15 | Bedroom | 239464 | Bedroom | 0.05169%
23946 | 5 | 1 |  | Manual | 1 | Ceiling Fixture | Compact Fluorescent |  | Twist | 1 | 15 | Bedroom | 239465 | Bedroom | 0.05169%
23946 | 5 | 2 |  | Manual | 2 | Table | Incandescent |  | Standard A Lamp | 1 | 60 | Bedroom | 239465 | Bedroom | 0.05169%
23946 | 6 | 1 |  | Manual | 1 | Ceiling Fixture | Compact Fluorescent |  | Twist | 2 | 15 | Office | 239466 | Office | 0.05169%
23946 | 7 | 1 |  | Manual | 1 | Ceiling Fixture | Compact Fluorescent |  | Twist | 1 | 15 | Master Bedroom | 239467 | Master Bedroom | 0.05169%
23946 | 7 | 2 |  | Manual | 1 | Ceiling Fixture | Compact Fluorescent |  | Twist | 1 | 15 | Master Bedroom | 239467 | Master Bedroom | 0.05169%
23946 | 8 | 1 |  | Dimmer | 1 | Ceiling Fixture | Incandescent |  | Standard A Lamp | 1 | 75 | Dining Room | 239468 | Dining Room | 0.05169%
23946 | 9 | 1 |  | Manual | 1 | Table | Linear Fluorescent | 24 | T-5 | 2 | 16 | Family Room | 239469 | Family Room | 0.05169%
23946 | 9 | 2 |  | Manual | 1 | Torchiere | Halogen |  | Quartz Tube | 1 | 100 | Family Room | 239469 | Family Room | 0.05169%
23946 | 10 | 1 |  | Manual | 2 | Ceiling Fixture | Compact Fluorescent |  | Twist | 1 | 22 | Garage | 2394610 | Garage | 0.05169%
23946 | 10 | 2 |  | Manual | 4 | Ceiling Fixture | Linear Fluorescent | 48 | T-8 | 2 | 32 | Garage | 2394610 | Garage | 0.05169%
23946 | 10 | 3 |  | Manual | 1 | Garage door opener | Incandescent |  | Standard A Lamp | 1 | 60 | Garage | 2394610 | Garage | 0.05169%
23946 | 11 | 1 |  | Manual | 2 | Ceiling Fixture | Compact Fluorescent |  | Twist | 1 | 15 | Hall | 2394611 | Hall | 0.05169%
23946 | 12 | 1 |  | Manual | 3 | Ceiling Fixture | Compact Fluorescent |  | Twist | 1 | 15 | Hall | 2394612 | Hall | 0.05169%
23946 | 13 | 1 |  | Manual | 1 | Ceiling Fixture | Compact Fluorescent |  | Twist | 1 | 15 | Laundry Room | 2394613 | Laundry Room | 0.05169%
23946 | 14 | 1 |  | Manual | 1 | Torchiere | Incandescent |  | 3-Way Incandescent | 1 | 75 | Living Room | 2394614 | Living Room | 0.05169%
23948 | 1 | 1 |  | Manual | 7 | Ceiling Fixture | Incandescent |  | Standard A Lamp | 1 | 75 | Other | 239481 | Other | 0.04008%
23948 | 2 | 1 |  | Manual | 1 | Chandelier (Hanging) | Incandescent |  | Standard A Lamp | 2 | 65 | Bathroom | 239482 | Bathroom | 0.04008%
23948 | 3 | 1 |  | Manual | 1 | Wall Mount | Incandescent |  | Decorative | 3 | 65 | Bathroom | 239483 | Bathroom | 0.04008%
23948 | 4 | 1 |  | Manual | 1 | Wall Mount | Incandescent |  | Standard A Lamp | 2 | 60 | Bedroom | 239484 | Bedroom | 0.04008%
23948 | 5 | 1 |  | Manual | 1 | Wall Mount | Compact Fluorescent |  | Twist | 2 | 22 | Bedroom | 239485 | Bedroom | 0.04008%
23948 | 6 | 1 |  | Manual | 3 | Low bay | Linear Fluorescent | 48 | T-12 | 2 | 40 | Bedroom | 239486 | Bedroom | 0.04008%
23948 | 7 | 1 |  | Manual | 2 | Floor lamp | Halogen |  | Quartz Tube | 1 | 50 | Family Room | 239487 | Family Room | 0.04008%
23948 | 7 | 2 |  | Manual | 2 | Table | Incandescent |  | Standard A Lamp | 1 | 65 | Family Room | 239487 | Family Room | 0.04008%
23948 | 8 | 1 |  | Manual | 1 | Wall Mount | Incandescent |  | Standard A Lamp | 2 | 60 | Hall | 239488 | Hall | 0.04008%
23948 | 9 | 1 |  | Manual | 2 | Ceiling Fixture | Linear Fluorescent | 96 | T-12 | 2 | 100 | Kitchen | 239489 | Kitchen | 0.04008%
23948 | 9 | 2 |  | Manual | 1 | High bay | Incandescent |  | Standard A Lamp | 2 | 65 | Kitchen | 239489 | Kitchen | 0.04008%
23948 | 9 | 3 |  | Manual | 1 | Wall Mount | Incandescent |  | Globe | 3 | 60 | Kitchen | 239489 | Kitchen | 0.04008%
23948 | 10 | 1 |  | Manual | 1 | Wall Mount | Incandescent |  | Standard A Lamp | 2 | 60 | Master Bedroom | 2394810 | Master Bedroom | 0.04008%
23948 | 11 | 1 |  | Manual | 2 | Chandelier (Hanging) | Incandescent |  | Standard A Lamp | 1 | 60 | Office | 2394811 | Office | 0.04008%
23952 | 1 | 1 |  | Manual | 1 | Chandelier (Hanging) | Compact Fluorescent |  | Twist | 1 | 15 | Bathroom | 239521 | Bathroom | 0.04008%
23952 | 1 | 2 |  | Manual | 1 | Ceiling Fan | Incandescent |  | Heat Lamp | 1 | 150 | Bathroom | 239521 | Bathroom | 0.04008%
23952 | 2 | 1 |  | Manual | 1 | Ceiling Fan | Incandescent |  | Mini base | 4 | 25 | Bedroom | 239522 | Bedroom | 0.04008%
23952 | 2 | 2 |  | Manual | 2 | Table | Compact Fluorescent |  | Twist | 1 | 15 | Bedroom | 239522 | Bedroom | 0.04008%
23952 | 3 | 1 |  | Manual | 1 | Ceiling Fan | Compact Fluorescent |  | Twist | 3 | 15 | Bedroom | 239523 | Bedroom | 0.04008%
23952 | 3 | 2 |  | Manual | 1 | Table | Incandescent |  | Other | 1 | 60 | Bedroom | 239523 | Bedroom | 0.04008%
23952 | 3 | 3 |  | Manual | 1 | Table | Compact Fluorescent |  | Twist | 1 | 15 | Bedroom | 239523 | Bedroom | 0.04008%
23952 | 4 | 1 |  | Manual | 1 | Ceiling Fan | Compact Fluorescent |  | Twist | 3 | 15 | Bedroom | 239524 | Bedroom | 0.04008%
23952 | 4 | 2 |  | Manual | 2 | Table | Compact Fluorescent |  | A shape bulb | 1 | 15 | Bedroom | 239524 | Bedroom | 0.04008%
23952 | 5 | 1 |  | Manual | 1 | Wall Mount | Compact Fluorescent |  | Twist | 4 | 15 | Bathroom | 239525 | Bathroom | 0.04008%
23952 | 5 | 2 |  | Manual | 1 | Ceiling Fixture | Incandescent |  | Standard A Lamp | 2 | 60 | Bathroom | 239525 | Bathroom | 0.04008%
23952 | 6 | 1 |  | Dimmer | 2 | Ceiling Fixture | Incandescent |  | Standard A Lamp | 2 | 60 | Dining Room | 239526 | Dining Room | 0.04008%
23952 | 7 | 1 |  | Manual | 2 | Ceiling Fixture | Compact Fluorescent |  | Twist | 3 | 15 | Family Room | 239527 | Family Room | 0.04008%
23952 | 7 | 2 |  | Manual | 2 | Recessed Can | Incandescent |  | Reflector | 1 | 65 | Family Room | 239527 | Family Room | 0.04008%
23952 | 7 | 3 |  | Manual | 1 | Floor lamp | Incandescent |  | Standard A Lamp | 1 | 100 | Family Room | 239527 | Family Room | 0.04008%
23952 | 7 | 4 |  | Manual | 1 | Table | Incandescent |  | Standard A Lamp | 1 | 100 | Family Room | 239527 | Family Room | 0.04008%
23952 | 7 | 5 |  | Manual | 1 | Table | Compact Fluorescent |  | Twist | 1 | 22 | Family Room | 239527 | Family Room | 0.04008%
23952 | 7 | 6 |  | Manual | 1 | Table | Incandescent |  | Mini base | 3 | 25 | Family Room | 239527 | Family Room | 0.04008%
23952 | 8 | 1 |  | Manual | 2 | Ceiling Fixture | Incandescent |  | Standard A Lamp | 2 | 60 | Hall | 239528 | Hall | 0.04008%
23952 | 9 | 1 |  | Manual | 1 | Ceiling Fixture | Halogen |  | MR | 3 | 75 | Kitchen | 239529 | Kitchen | 0.04008%
23952 | 9 | 2 |  | Manual | 1 | Ceiling Fixture | Compact Fluorescent |  | Twist | 3 | 22 | Kitchen | 239529 | Kitchen | 0.04008%
23952 | 10 | 1 |  | Manual | 1 | Ceiling Fixture | Compact Fluorescent |  | Twist | 1 | 15 | Laundry Room | 2395210 | Laundry Room | 0.04008%
23952 | 11 | 1 |  | Manual | 1 | Table | Incandescent |  | Standard A Lamp | 1 | 100 | Living Room | 2395211 | Living Room | 0.04008%
23952 | 11 | 2 |  | Manual | 1 | Table | Compact Fluorescent |  | Twist | 1 | 15 | Living Room | 2395211 | Living Room | 0.04008%
23952 | 11 | 3 |  | Manual | 1 | Wall Mount | Compact Fluorescent |  | Twist | 1 | 15 | Living Room | 2395211 | Living Room | 0.04008%
23952 | 12 | 1 |  | Manual | 1 | Ceiling Fixture | Incandescent |  | Standard A Lamp | 1 | 60 | Office | 2395212 | Office | 0.04008%
23952 | 12 | 2 |  | Manual | 1 | Table | Incandescent |  | Other | 1 | 40 | Office | 2395212 | Office | 0.04008%
23952 | 12 | 3 |  | Manual | 1 | Table | Incandescent |  | Mini base | 2 | 40 | Office | 2395212 | Office | 0.04008%
23952 | 13 | 1 |  | Manual | 1 | Ceiling Fixture | Compact Fluorescent |  | Circline (Screw Base) | 1 | 28 | Other | 2395213 | Other | 0.04008%
23952 | 13 | 2 |  | Manual | 1 | Ceiling Fixture | Compact Fluorescent |  | Twist | 1 | 22 | Other | 2395213 | Other | 0.04008%
23952 | 13 | 3 |  | Manual | 1 | Table | Incandescent |  | Standard A Lamp | 1 | 60 | Other | 2395213 | Other | 0.04008%
23960 | 1 | 1 |  | Manual | 1 | Recessed - other | Incandescent |  | Reflector | 1 | 65 | Other | 239601 | Other | 0.02963%
23960 | 2 | 1 |  | Manual | 1 | Recessed Can | Incandescent |  | Reflector | 1 | 65 | Other | 239602 | Other | 0.02963%
23960 | 2 | 2 |  | Manual | 1 | Recessed Can | Compact Fluorescent |  | Reflector | 1 | 14 | Other | 239602 | Other | 0.02963%
23960 | 3 | 1 |  | Manual | 1 | Ceiling Fixture | Compact Fluorescent |  | Twist | 1 | 14 | Hall | 239603 | Hall | 0.02963%
23960 | 4 | 1 |  | Manual | 1 | Recessed Can | Compact Fluorescent |  | Reflector | 1 | 14 | Hall | 239604 | Hall | 0.02963%
23960 | 5 | 1 |  | Manual | 2 | Ceiling Fixture | Linear Fluorescent | 48 | T-12 | 2 | 40 | Garage | 239605 | Garage | 0.02963%
23960 | 6 | 1 |  | Manual | 1 | Ceiling Fixture | Incandescent |  | Standard A Lamp | 2 | 75 | Kitchen | 239606 | Kitchen | 0.02963%
23960 | 6 | 2 |  | Manual | 1 | Ceiling Fixture | Linear Fluorescent | 48 | T-12 | 2 | 40 | Kitchen | 239606 | Kitchen | 0.02963%
23960 | 7 | 1 |  | Manual | 1 | Floor lamp | Incandescent |  | Standard A Lamp | 1 | 75 | Living Room | 239607 | Living Room | 0.02963%
23960 | 8 | 1 |  | Manual | 1 | Wall Mount | Compact Fluorescent |  | Twist | 1 | 23 | Bathroom | 239608 | Bathroom | 0.02963%
23960 | 9 | 1 |  | Manual | 1 | Ceiling Fixture | Compact Fluorescent |  | Twist | 1 | 13 | Closet | 239609 | Closet | 0.02963%
23960 | 10 | 1 |  | Manual | 1 | Ceiling Fixture | Compact Fluorescent |  | Twist | 1 | 13 | Master Bedroom | 2396010 | Master Bedroom | 0.02963%
23960 | 10 | 2 |  | Manual | 1 | Ceiling Fixture | Incandescent |  | Standard A Lamp | 1 | 60 | Master Bedroom | 2396010 | Master Bedroom | 0.02963%
23960 | 10 | 3 |  | Manual | 1 | Wall Mount | Compact Fluorescent |  | Twist | 1 | 23 | Master Bedroom | 2396010 | Master Bedroom | 0.02963%
23965 | 1 | 1 |  | Manual | 1 | Wall Mount | Compact Fluorescent |  | Twist | 3 | 15 | Bathroom | 239651 | Bathroom | 0.04732%
23965 | 2 | 1 |  | Manual | 1 | Ceiling Fixture | Halogen |  | MR | 1 | 20 | Bedroom | 239652 | Bedroom | 0.04732%
23965 | 3 | 1 |  | Manual | 1 | Wall Mount | Incandescent |  | Globe | 4 | 40 | Bathroom | 239653 | Bathroom | 0.04732%
23965 | 4 | 1 |  | Manual | 1 | Ceiling Fixture | Incandescent |  | Standard A Lamp | 3 | 60 | Bedroom | 239654 | Bedroom | 0.04732%
23965 | 5 | 1 |  | Manual | 1 | Ceiling Fixture | Incandescent |  | Standard A Lamp | 2 | 60 | Bedroom | 239655 | Bedroom | 0.04732%
23965 | 6 | 1 |  | Manual | 1 | Recessed Can | Incandescent |  | Reflector | 1 | 60 | Hall | 239656 | Hall | 0.04732%
23965 | 6 | 2 |  | Manual | 1 | Ceiling Fixture | Incandescent |  | Standard A Lamp | 2 | 60 | Hall | 239656 | Hall | 0.04732%
23965 | 7 | 1 |  | Manual | 2 | Ceiling Fixture | Incandescent |  | Standard A Lamp | 1 | 100 | Closet | 239657 | Closet | 0.04732%
23965 | 8 | 1 |  | Manual | 2 | Ceiling Fixture | Incandescent |  | Standard A Lamp | 1 | 60 | Office | 239658 | Office | 0.04732%
23965 | 8 | 2 |  | Manual | 1 | Table | Incandescent |  | Standard A Lamp | 1 | 25 | Office | 239658 | Office | 0.04732%
23965 | 9 | 1 |  | Manual | 1 | Ceiling Fixture | Incandescent |  | Standard A Lamp | 1 | 60 | Family Room | 239659 | Family Room | 0.04732%
23965 | 10 | 1 |  | Manual | 1 | Ceiling Fixture | Incandescent |  | Standard A Lamp | 1 | 60 | Other | 2396510 | Other | 0.04732%
23965 | 11 | 1 |  | Manual | 1 | Recessed Can | Incandescent |  | Reflector | 1 | 75 | Hall | 2396511 | Hall | 0.04732%
23965 | 12 | 1 |  | Manual | 1 | Chandelier (Hanging) | Incandescent |  | Standard A Lamp | 1 | 60 | Hall | 2396512 | Hall | 0.04732%
23965 | 13 | 1 |  | Manual | 3 | Ceiling Fixture | Incandescent |  | Standard A Lamp | 1 | 60 | Kitchen | 2396513 | Kitchen | 0.04732%
23965 | 13 | 2 |  | Manual | 1 | Ceiling Fixture | Incandescent |  | Decorative | 4 | 25 | Kitchen | 2396513 | Kitchen | 0.04732%
23965 | 14 | 1 |  | Manual | 2 | Recessed Can | Incandescent |  | Reflector | 1 | 75 | Laundry Room | 2396514 | Laundry Room | 0.04732%
23965 | 15 | 1 |  | Manual | 3 | Chandelier (Hanging) | Incandescent |  | Standard A Lamp | 1 | 60 | Living Room | 2396515 | Living Room | 0.04732%
23965 | 15 | 2 |  | Manual | 2 | Track | Incandescent |  | Reflector | 2 | 65 | Living Room | 2396515 | Living Room | 0.04732%
23965 | 15 | 3 |  | Manual | 1 | Track | Incandescent |  | Reflector | 3 | 65 | Living Room | 2396515 | Living Room | 0.04732%
23965 | 15 | 4 |  | Manual | 1 | Ceiling Fan | Incandescent |  | Standard A Lamp | 1 | 60 | Living Room | 2396515 | Living Room | 0.04732%
23965 | 15 | 5 |  | Manual | 1 | Floor lamp | Incandescent |  | Standard A Lamp | 1 | 60 | Living Room | 2396515 | Living Room | 0.04732%
23965 | 16 | 1 |  | Manual | 1 | Ceiling Fixture | Incandescent |  | Standard A Lamp | 1 | 60 | Bathroom | 2396516 | Bathroom | 0.04732%
23965 | 16 | 2 |  | Manual | 1 | Wall Mount | Compact Fluorescent |  | Straight Tube | 4 | 22 | Bathroom | 2396516 | Bathroom | 0.04732%
23965 | 17 | 1 |  | Manual | 1 | Ceiling Fixture | Incandescent |  | Standard A Lamp | 1 | 60 | Master Bedroom | 2396517 | Master Bedroom | 0.04732%
23965 | 17 | 2 |  | Manual | 1 | Wall Mount | Incandescent |  | Standard A Lamp | 1 | 60 | Master Bedroom | 2396517 | Master Bedroom | 0.04732%
23965 | 17 | 3 |  | Manual | 2 | Table | Incandescent |  | Standard A Lamp | 1 | 60 | Master Bedroom | 2396517 | Master Bedroom | 0.04732%
23966 | 1 | 1 |  | Manual | 1 | Ceiling Fixture | Linear Fluorescent | 48 | T-8 | 2 | 32 | Laundry Room | 239661 | Laundry Room | 0.09408%
23966 | 2 | 1 |  | Manual | 1 | Ceiling Fixture | Linear Fluorescent | 48 | T-8 | 2 | 32 | Kitchen | 239662 | Kitchen | 0.09408%
23966 | 3 | 1 |  | Manual | 1 | Ceiling Fixture | Compact Fluorescent |  | Twist | 3 | 15 | Dining Room | 239663 | Dining Room | 0.09408%
23966 | 4 | 1 |  | Manual | 1 | Floor lamp | Linear Fluorescent | 24 | T-8 | 2 | 16 | Living Room | 239664 | Living Room | 0.09408%
23966 | 5 | 1 |  | Manual | 1 | Ceiling Fixture | Compact Fluorescent |  | Twist | 1 | 15 | Hall | 239665 | Hall | 0.09408%
23966 | 6 | 1 |  | Manual | 1 | Ceiling Fixture | Compact Fluorescent |  | Twist | 2 | 15 | Bedroom | 239666 | Bedroom | 0.09408%
23966 | 7 | 1 |  | Manual | 1 | Wall Mount | Incandescent |  | Globe | 4 | 40 | Bathroom | 239667 | Bathroom | 0.09408%
23966 | 8 | 1 |  | Manual | 1 | Ceiling Fixture | Compact Fluorescent |  | Twist | 2 | 22 | Bedroom | 239668 | Bedroom | 0.09408%
23966 | 8 | 2 |  | Manual | 1 | Table | Compact Fluorescent |  | Twist | 1 | 15 | Bedroom | 239668 | Bedroom | 0.09408%
23972 | 1 | 1 |  | Manual | 2 | Ceiling Fixture | Incandescent |  | Standard A Lamp | 2 | 60 | Other | 239721 | Other | 0.05296%
23972 | 2 | 1 |  | Manual | 3 | Ceiling Fixture | Incandescent |  | Standard A Lamp | 1 | 40 | Bathroom | 239722 | Bathroom | 0.05296%
23972 | 3 | 1 |  | Manual | 1 | Wall Mount | Incandescent |  | Clear | 6 | 20 | Bathroom | 239723 | Bathroom | 0.05296%
23972 | 4 | 1 |  | Manual | 1 | Ceiling Fixture | Incandescent |  | Standard A Lamp | 2 | 40 | Bedroom | 239724 | Bedroom | 0.05296%
23972 | 5 | 1 |  | Manual | 1 | Ceiling Fixture | Incandescent |  | Standard A Lamp | 1 | 60 | Bedroom | 239725 | Bedroom | 0.05296%
23972 | 6 | 1 |  | Manual | 1 | Ceiling Fixture | Incandescent |  | Standard A Lamp | 1 | 60 | Bedroom | 239726 | Bedroom | 0.05296%
23972 | 7 | 1 |  | Manual | 2 | Ceiling Fixture | Incandescent |  | Standard A Lamp | 2 | 60 | Bedroom | 239727 | Bedroom | 0.05296%
23972 | 7 | 2 |  | Manual | 2 | Floor lamp | Incandescent |  | Standard A Lamp | 1 | 150 | Bedroom | 239727 | Bedroom | 0.05296%
23972 | 8 | 1 |  | Manual | 1 | Chandelier (Hanging) | Incandescent |  | Standard A Lamp | 5 | 60 | Dining Room | 239728 | Dining Room | 0.05296%
23972 | 9 | 1 |  | Manual | 8 | Table | Linear Fluorescent | 48 | T-12 | 2 | 25 | Other | 239729 | Other | 0.05296%
23972 | 10 | 1 |  | Manual | 1 | Ceiling Fixture | Incandescent |  | Standard A Lamp | 1 | 75 | Hall | 2397210 | Hall | 0.05296%
23972 | 11 | 1 |  | Manual | 2 | Ceiling Fixture | Incandescent |  | Standard A Lamp | 1 | 60 | Other | 2397211 | Other | 0.05296%
23972 | 12 | 1 |  | Manual | 3 | Wall Mount | Incandescent |  | Standard A Lamp | 1 | 60 | Hall | 2397212 | Hall | 0.05296%
23972 | 13 | 1 |  | Manual | 2 | Ceiling Fixture | Linear Fluorescent | 48 | T-12 | 2 | 40 | Kitchen | 2397213 | Kitchen | 0.05296%
23972 | 14 | 1 |  | Manual | 3 | Chandelier (Hanging) | Incandescent |  | Standard A Lamp | 3 | 60 | Living Room | 2397214 | Living Room | 0.05296%
23972 | 14 | 2 |  | Manual | 1 | Floor lamp | Compact Fluorescent |  | Twist | 3 | 22 | Living Room | 2397214 | Living Room | 0.05296%
23972 | 14 | 3 |  | Manual | 2 | Table | Incandescent |  | Standard A Lamp | 1 | 60 | Living Room | 2397214 | Living Room | 0.05296%
23972 | 15 | 1 |  | Manual | 1 | Ceiling Fixture | Incandescent |  | Standard A Lamp | 3 | 40 | Office | 2397215 | Office | 0.05296%
23972 | 15 | 2 |  | Manual | 1 | Floor lamp | Incandescent |  | Standard A Lamp | 3 | 75 | Office | 2397215 | Office | 0.05296%
23972 | 16 | 1 |  | Manual | 2 | Ceiling Fixture | Incandescent |  | Standard A Lamp | 1 | 100 | Other | 2397216 | Other | 0.05296%
23973 | 1 | 1 |  | Manual | 1 | Wall Mount | Incandescent |  | Standard A Lamp | 2 | 60 | Bathroom | 239731 | Bathroom | 0.02963%
23973 | 2 | 1 |  | Manual | 1 | Ceiling Fixture | Compact Fluorescent |  | Twist | 2 | 15 | Bedroom | 239732 | Bedroom | 0.02963%
23973 | 2 | 2 |  | Manual | 1 | Table | Incandescent |  | Standard A Lamp | 1 | 60 | Bedroom | 239732 | Bedroom | 0.02963%
23973 | 3 | 1 |  | Manual | 1 | Ceiling Fixture | Compact Fluorescent |  | Twist | 1 | 15 | Laundry Room | 239733 | Laundry Room | 0.02963%
23973 | 4 | 1 |  | Manual | 1 | Ceiling Fixture | Incandescent |  | Standard A Lamp | 1 | 60 | Bedroom | 239734 | Bedroom | 0.02963%
23973 | 4 | 2 |  | Manual | 1 | Table | Incandescent |  | Standard A Lamp | 1 | 60 | Bedroom | 239734 | Bedroom | 0.02963%
23973 | 5 | 1 |  | Manual | 1 | Ceiling Fixture | Incandescent |  | Standard A Lamp | 1 | 60 | Bedroom | 239735 | Bedroom | 0.02963%
23973 | 6 | 1 |  | Manual | 1 | Ceiling Fixture | Incandescent |  | Standard A Lamp | 1 | 60 | Hall | 239736 | Hall | 0.02963%
23973 | 7 | 1 |  | Manual | 1 | Ceiling Fixture | Incandescent |  | Standard A Lamp | 1 | 60 | Living Room | 239737 | Living Room | 0.02963%
23973 | 8 | 1 |  | Manual | 1 | Ceiling Fan | Compact Fluorescent |  | Twist | 4 | 15 | Family Room | 239738 | Family Room | 0.02963%
23973 | 8 | 2 |  | Manual | 1 | Ceiling Fixture | Compact Fluorescent |  | Twist | 3 | 22 | Family Room | 239738 | Family Room | 0.02963%
23973 | 8 | 3 |  | Manual | 1 | Table | Incandescent |  | Standard A Lamp | 1 | 60 | Family Room | 239738 | Family Room | 0.02963%
23973 | 9 | 1 |  | Manual | 2 | Garage door opener | Incandescent |  | Standard A Lamp | 1 | 40 | Garage | 239739 | Garage | 0.02963%
23973 | 9 | 2 |  | Manual | 2 | Ceiling Fixture | Linear Fluorescent | 96 | T-12 | 2 | 100 | Garage | 239739 | Garage | 0.02963%
23973 | 9 | 3 |  | Manual | 6 | Ceiling Fixture | Linear Fluorescent | 48 | T-12 | 2 | 40 | Garage | 239739 | Garage | 0.02963%
23973 | 10 | 1 |  | Manual | 1 | Ceiling Fixture | Compact Fluorescent |  | Twist | 1 | 15 | Hall | 2397310 | Hall | 0.02963%
23973 | 11 | 1 |  | Manual | 1 | Ceiling Fan | Incandescent |  | Clear | 4 | 40 | Living Room | 2397311 | Living Room | 0.02963%
23973 | 11 | 2 |  | Manual | 2 | Other | Halogen |  |  | 1 | 150 | Living Room | 2397311 | Living Room | 0.02963%
23973 | 12 | 1 |  | Manual | 2 | Ceiling Fixture | Incandescent |  | Standard A Lamp | 1 | 60 | Other | 2397312 | Other | 0.02963%
23973 | 13 | 1 |  | Manual | 1 | Ceiling Fixture | Incandescent |  | Standard A Lamp | 2 | 60 | Kitchen | 2397313 | Kitchen | 0.02963%
23973 | 13 | 2 |  | Manual | 1 | Ceiling Fixture | Compact Fluorescent |  | Twist | 2 | 22 | Kitchen | 2397313 | Kitchen | 0.02963%
23973 | 13 | 3 |  | Manual | 1 | Ceiling Fixture | Incandescent |  | Standard A Lamp | 1 | 60 | Kitchen | 2397313 | Kitchen | 0.02963%
23986 | 1 | 1 |  | Manual | 1 | Ceiling Fixture | Incandescent |  | Standard A Lamp | 1 | 60 | Other | 239861 | Other | 0.05296%
23986 | 1 | 2 |  | Manual | 1 | Wall Mount | Incandescent |  | Standard A Lamp | 1 | 40 | Other | 239861 | Other | 0.05296%
23986 | 2 | 1 |  | Manual | 1 | Wall Mount | Incandescent |  | Globe | 5 | 40 | Bathroom | 239862 | Bathroom | 0.05296%
23986 | 3 | 1 |  | Manual | 1 | Ceiling Fan | Compact Fluorescent |  | Twist | 1 | 22 | Bedroom | 239863 | Bedroom | 0.05296%
23986 | 4 | 1 |  | Manual | 1 | Ceiling Fan | Incandescent |  | Standard A Lamp | 1 | 65 | Bedroom | 239864 | Bedroom | 0.05296%
23986 | 4 | 2 |  | Manual | 2 | Table | Incandescent |  | Standard A Lamp | 1 | 60 | Bedroom | 239864 | Bedroom | 0.05296%
23986 | 4 | 3 |  | Manual | 1 | Wall Mount | Incandescent |  | Standard A Lamp | 1 | 60 | Bedroom | 239864 | Bedroom | 0.05296%
23986 | 5 | 1 |  | Manual | 1 | Ceiling Fixture | Incandescent |  | Standard A Lamp | 2 | 60 | Bedroom | 239865 | Bedroom | 0.05296%
23986 | 5 | 2 |  | Manual | 1 | Table | Incandescent |  | Standard A Lamp | 1 | 60 | Bedroom | 239865 | Bedroom | 0.05296%
23986 | 6 | 1 |  | Manual | 1 | Wall Mount | Incandescent |  | Globe | 3 | 40 | Bathroom | 239866 | Bathroom | 0.05296%
23986 | 7 | 1 |  | Manual | 1 | Ceiling Fixture | Incandescent |  | Standard A Lamp | 2 | 60 | Bedroom | 239867 | Bedroom | 0.05296%
23986 | 7 | 2 |  | Manual | 2 | Table | Incandescent |  | Standard A Lamp | 1 | 60 | Bedroom | 239867 | Bedroom | 0.05296%
23986 | 8 | 1 |  | Manual | 1 | Ceiling Fixture | Incandescent |  | Standard A Lamp | 2 | 60 | Bedroom | 239868 | Bedroom | 0.05296%
23986 | 8 | 2 |  | Manual | 2 | Table | Incandescent |  | Standard A Lamp | 1 | 60 | Bedroom | 239868 | Bedroom | 0.05296%
23986 | 9 | 1 |  | Manual | 2 | Ceiling Fixture | Incandescent |  | Standard A Lamp | 2 | 60 | Kitchen | 239869 | Kitchen | 0.05296%
23986 | 10 | 1 |  | Manual | 1 | Ceiling Fixture | Linear Fluorescent | 48 | T-12 | 2 | 40 | Laundry Room | 2398610 | Laundry Room | 0.05296%
23986 | 11 | 1 |  | Manual | 1 | Ceiling Fixture | Linear Fluorescent | 48 | T-12 | 2 | 60 | Family Room | 2398611 | Family Room | 0.05296%
23986 | 11 | 2 |  | Manual | 1 | Floor lamp | Incandescent |  | Standard A Lamp | 4 | 60 | Family Room | 2398611 | Family Room | 0.05296%
23986 | 12 | 1 |  | Manual | 1 | Ceiling Fan | Incandescent |  | Decorative | 4 | 25 | Family Room | 2398612 | Family Room | 0.05296%
23986 | 12 | 2 |  | Manual | 1 | Wall Mount | Incandescent |  | Mini base | 2 | 40 | Family Room | 2398612 | Family Room | 0.05296%
23986 | 13 | 1 |  | Manual | 1 | Ceiling Fixture | Incandescent |  | Standard A Lamp | 1 | 60 | Hall | 2398613 | Hall | 0.05296%
23986 | 14 | 1 |  | Manual | 1 | Ceiling Fixture | Incandescent |  | Standard A Lamp | 3 | 60 | Kitchen | 2398614 | Kitchen | 0.05296%
23986 | 14 | 2 |  | Manual | 1 | Chandelier (Hanging) | Compact Fluorescent |  | Twist | 5 | 15 | Kitchen | 2398614 | Kitchen | 0.05296%
23986 | 15 | 1 |  | Manual | 1 | Chandelier (Hanging) | Incandescent |  | Decorative | 2 | 25 | Living Room | 2398615 | Living Room | 0.05296%
23986 | 15 | 2 |  | Manual | 2 | Table | Incandescent |  | 3-Way Incandescent | 1 | 150 | Living Room | 2398615 | Living Room | 0.05296%
23986 | 16 | 1 |  | Manual | 1 | Ceiling Fixture | Incandescent |  | Standard A Lamp | 1 | 40 | Hall | 2398616 | Hall | 0.05296%
23994 | 1 | 1 |  | Manual | 2 | Table | Incandescent |  | Standard A Lamp | 1 | 65 | Living Room | 239941 | Living Room | 0.09408%
23994 | 1 | 2 |  | Manual | 4 | Recessed Can | Incandescent |  | Reflector | 1 | 75 | Living Room | 239941 | Living Room | 0.09408%
23994 | 2 | 1 |  | Manual | 4 | Ceiling Fixture | Linear Fluorescent | 48 | T-12 | 2 | 40 | Family Room | 239942 | Family Room | 0.09408%
23994 | 2 | 2 |  | Manual | 1 | Architectural | Incandescent |  | Standard A Lamp | 1 | 40 | Family Room | 239942 | Family Room | 0.09408%
23994 | 3 | 1 |  | Manual | 1 | Ceiling Fixture | Compact Fluorescent |  | Pin base | 1 | 22 | Hall | 239943 | Hall | 0.09408%
23994 | 3 | 2 |  | Manual | 1 | Ceiling Fixture | Incandescent |  | Standard A Lamp | 1 | 60 | Hall | 239943 | Hall | 0.09408%
23994 | 4 | 1 |  | Manual | 1 | Ceiling Fixture | Linear Fluorescent | 48 | T-12 | 2 | 40 | Laundry Room | 239944 | Laundry Room | 0.09408%
23994 | 5 | 1 |  | Manual | 1 | Ceiling Fixture | Incandescent |  | Standard A Lamp | 1 | 75 | Other | 239945 | Other | 0.09408%
23994 | 6 | 1 |  | Manual | 2 | Ceiling Fixture | Linear Fluorescent | 48 | T-12 | 2 | 40 | Bathroom | 239946 | Bathroom | 0.09408%
23994 | 7 | 1 |  | Manual | 1 | Ceiling Fixture | Linear Fluorescent | 48 | T-12 | 2 | 40 | Bedroom | 239947 | Bedroom | 0.09408%
23994 | 8 | 1 |  | Manual | 1 | Ceiling Fixture | Linear Fluorescent | 48 | T-12 | 2 | 40 | Bedroom | 239948 | Bedroom | 0.09408%
23994 | 9 | 1 |  | Manual | 2 | Ceiling Fixture | Linear Fluorescent | 96 | T-12 | 2 | 100 | Kitchen | 239949 | Kitchen | 0.09408%
23994 | 9 | 2 |  | Manual | 1 | Architectural | Incandescent |  | Mini base | 1 | 25 | Kitchen | 239949 | Kitchen | 0.09408%
23994 | 9 | 3 |  | Dimmer | 1 | Chandelier (Hanging) | Incandescent |  | Standard A Lamp | 2 | 60 | Kitchen | 239949 | Kitchen | 0.09408%
23994 | 10 | 1 |  | Manual | 1 | Ceiling Fixture | Incandescent |  | Standard A Lamp | 3 | 60 | Hall | 2399410 | Hall | 0.09408%
23994 | 11 | 1 |  | Manual | 3 | Table | Incandescent |  | Standard A Lamp | 1 | 60 | Family Room | 2399411 | Family Room | 0.09408%
23994 | 12 | 1 |  | Manual | 1 | Ceiling Fixture | Incandescent |  | Standard A Lamp | 1 | 60 | Bedroom | 2399412 | Bedroom | 0.09408%
23994 | 12 | 2 |  | Manual | 1 | Table | Incandescent |  | Standard A Lamp | 1 | 60 | Bedroom | 2399412 | Bedroom | 0.09408%
23994 | 13 | 1 |  | Manual | 2 | Ceiling Fixture | Linear Fluorescent | 48 | T-12 | 2 | 40 | Bathroom | 2399413 | Bathroom | 0.09408%
23994 | 13 | 2 |  | Manual | 1 | Chandelier (Hanging) | Incandescent |  | Standard A Lamp | 1 | 60 | Bathroom | 2399413 | Bathroom | 0.09408%
23994 | 14 | 1 |  | Dimmer | 1 | Ceiling Fixture | Incandescent |  | Standard A Lamp | 2 | 60 | Master Bedroom | 2399414 | Master Bedroom | 0.09408%
23994 | 14 | 2 |  | Manual | 1 | Table | Incandescent |  | Standard A Lamp | 1 | 60 | Master Bedroom | 2399414 | Master Bedroom | 0.09408%
23994 | 15 | 1 |  | Manual | 1 | Ceiling Fixture | Incandescent |  | Standard A Lamp | 2 | 60 | Bedroom | 2399415 | Bedroom | 0.09408%
23994 | 16 | 1 |  | Manual | 1 | Ceiling Fixture | Incandescent |  | Standard A Lamp | 1 | 60 | Hall | 2399416 | Hall | 0.09408%
23995 | 1 | 1 |  | Manual | 3 | Ceiling Fixture | Incandescent |  | Standard A Lamp | 2 | 65 | Other | 239951 | Other | 0.05296%
23995 | 1 | 2 |  | Manual | 2 | Floor lamp | Incandescent |  | Standard A Lamp | 1 | 100 | Other | 239951 | Other | 0.05296%
23995 | 1 | 3 |  | Manual | 5 | Recessed - other | Incandescent |  | Globe | 1 | 40 | Other | 239951 | Other | 0.05296%
23995 | 2 | 1 |  | Manual | 2 | Ceiling Fixture | Compact Fluorescent |  | Twist | 1 | 15 | Bathroom | 239952 | Bathroom | 0.05296%
23995 | 2 | 2 |  | Manual | 1 | Wall Mount | Incandescent |  | Globe | 5 | 60 | Bathroom | 239952 | Bathroom | 0.05296%
23995 | 3 | 1 |  | Manual | 1 | Ceiling Fixture | Incandescent |  | Standard A Lamp | 2 | 60 | Bedroom | 239953 | Bedroom | 0.05296%
23995 | 3 | 2 |  | Manual | 1 | Table | Incandescent |  | Other | 2 | 65 | Bedroom | 239953 | Bedroom | 0.05296%
23995 | 4 | 1 |  | Manual | 1 | Ceiling Fixture | Incandescent |  | Standard A Lamp | 2 | 60 | Bedroom | 239954 | Bedroom | 0.05296%
23995 | 5 | 1 |  | Manual | 1 | Chandelier (Hanging) | Incandescent |  | Clear | 5 | 25 | Bedroom | 239955 | Bedroom | 0.05296%
23995 | 6 | 1 |  | Manual | 1 | Track | Compact Fluorescent |  | Pin base | 4 | 22 | Hall | 239956 | Hall | 0.05296%
23995 | 7 | 1 |  | Manual | 3 | Ceiling Fixture | Linear Fluorescent | 48 | T-8 | 2 | 40 | Kitchen | 239957 | Kitchen | 0.05296%
23995 | 7 | 2 |  | Manual | 1 | Chandelier (Hanging) | Incandescent |  | Clear | 5 | 25 | Kitchen | 239957 | Kitchen | 0.05296%
23995 | 8 | 1 |  | Manual | 1 | Chandelier (Hanging) | Incandescent |  | Standard A Lamp | 2 | 40 | Living Room | 239958 | Living Room | 0.05296%
23995 | 8 | 2 |  | Manual | 1 | Torchiere | Incandescent |  | 3-Way Incandescent | 1 | 150 | Living Room | 239958 | Living Room | 0.05296%
23995 | 8 | 3 |  | Manual | 1 | Table | Incandescent |  | Standard A Lamp | 1 | 60 | Living Room | 239958 | Living Room | 0.05296%
23995 | 9 | 1 |  | Manual | 1 | Ceiling Fan | Incandescent |  | Standard A Lamp | 3 | 65 | Master Bedroom | 239959 | Master Bedroom | 0.05296%
23995 | 9 | 2 |  | Manual | 1 | Floor lamp | Incandescent |  | 3-Way Incandescent | 1 | 100 | Master Bedroom | 239959 | Master Bedroom | 0.05296%
23995 | 10 | 1 |  | Manual | 1 | Ceiling Fan | Incandescent |  | Standard A Lamp | 3 | 60 | Office | 2399510 | Office | 0.05296%
23995 | 10 | 2 |  | Manual | 1 | Table | Incandescent |  | Standard A Lamp | 1 | 60 | Office | 2399510 | Office | 0.05296%
23995 | 11 | 1 |  | Manual | 1 | Track | Compact Fluorescent |  | Reflector | 6 | 22 | Bathroom | 2399511 | Bathroom | 0.05296%
23995 | 11 | 2 |  | Manual | 1 | Ceiling Fixture | Incandescent |  | Standard A Lamp | 2 | 60 | Bathroom | 2399511 | Bathroom | 0.05296%
24016 | 1 | 1 |  | Manual | 1 | Wall Mount | Incandescent |  | Globe | 3 | 40 | Bathroom | 240161 | Bathroom | 0.305%
24016 | 1 | 2 |  | Manual | 1 | Ceiling Fixture | Incandescent |  | Standard A Lamp | 2 | 40 | Bathroom | 240161 | Bathroom | 0.305%
24016 | 2 | 1 |  | Manual | 1 | Ceiling Fixture | Incandescent |  | Standard A Lamp | 2 | 40 | Bedroom | 240162 | Bedroom | 0.305%
24016 | 3 | 1 |  | Manual | 1 | Ceiling Fixture | Incandescent |  | Standard A Lamp | 2 | 40 | Bedroom | 240163 | Bedroom | 0.305%
24016 | 4 | 1 |  | Manual | 1 | Ceiling Fixture | Incandescent |  | Standard A Lamp | 2 | 40 | Bedroom | 240164 | Bedroom | 0.305%
24016 | 4 | 2 |  | Manual | 1 | Floor lamp | Incandescent |  | Decorative | 3 | 40 | Bedroom | 240164 | Bedroom | 0.305%
24016 | 5 | 1 |  | Manual | 1 | Ceiling Fixture | Compact Fluorescent |  | Circline (Screw Base) | 1 | 30 | Bedroom | 240165 | Bedroom | 0.305%
24016 | 6 | 1 |  | Manual | 1 | Ceiling Fixture | Incandescent |  | Standard A Lamp | 1 | 100 | Closet | 240166 | Closet | 0.305%
24016 | 8 | 1 |  | Manual | 2 | Ceiling Fixture | Compact Fluorescent |  | Twist | 1 | 15 | Laundry Room | 240168 | Laundry Room | 0.305%
24016 | 9 | 1 |  | Manual | 2 | Table | Incandescent |  | Standard A Lamp | 1 | 60 | Living Room | 240169 | Living Room | 0.305%
24016 | 9 | 2 |  | Manual | 1 | Floor lamp | Incandescent |  | Standard A Lamp | 1 | 75 | Living Room | 240169 | Living Room | 0.305%
24016 | 9 | 3 |  | Manual | 1 | Ceiling Fixture | Incandescent |  | Standard A Lamp | 3 | 60 | Living Room | 240169 | Living Room | 0.305%
24016 | 10 | 1 |  | Manual | 1 | Ceiling Fixture | Compact Fluorescent |  | Twist | 1 | 15 | Family Room | 2401610 | Family Room | 0.305%
24016 | 10 | 2 |  | Manual | 1 | Ceiling Fixture | Linear Fluorescent | 48 | T-12 | 3 | 40 | Family Room | 2401610 | Family Room | 0.305%
24016 | 11 | 1 |  | Manual | 1 | Ceiling Fixture | Incandescent |  | Reflector | 1 | 65 | Kitchen | 2401611 | Kitchen | 0.305%
24016 | 11 | 2 |  | Manual | 1 | Ceiling Fixture | Linear Fluorescent | 48 | T-12 | 1 | 40 | Kitchen | 2401611 | Kitchen | 0.305%
24016 | 12 | 1 |  | Manual | 1 | Ceiling Fixture | Incandescent |  | Standard A Lamp | 1 | 75 | Other | 2401612 | Other | 0.305%
24027 | 1 | 1 |  | Manual | 4 | Ceiling Fixture | Incandescent |  | Standard A Lamp | 1 | 100 | Other | 240271 | Other | 0.04784%
24027 | 1 | 2 |  | Manual | 1 | Table | Incandescent |  | Standard A Lamp | 1 | 100 | Other | 240271 | Other | 0.04784%
24027 | 2 | 1 |  | Manual | 1 | Ceiling Fixture | Linear Fluorescent | 48 | T-8 | 2 | 32 | Bathroom | 240272 | Bathroom | 0.04784%
24027 | 2 | 2 |  | Manual | 2 | Wall Mount | Incandescent |  | Globe | 3 | 40 | Bathroom | 240272 | Bathroom | 0.04784%
24027 | 3 | 1 |  | Manual | 1 | Ceiling Fixture | Compact Fluorescent |  | Twist | 1 | 15 | Bedroom | 240273 | Bedroom | 0.04784%
24027 | 4 | 1 |  | Manual | 1 | Table | Incandescent |  | Standard A Lamp | 1 | 60 | Bedroom | 240274 | Bedroom | 0.04784%
24027 | 5 | 1 |  | Manual | 12 | Ceiling Fixture | Incandescent |  | Standard A Lamp | 1 | 200 | Garage | 240275 | Garage | 0.04784%
24027 | 6 | 1 |  | Manual | 2 | Ceiling Fixture | Compact Fluorescent |  | Twist | 2 | 15 | Kitchen | 240276 | Kitchen | 0.04784%
24027 | 6 | 2 |  | Manual | 1 | Ceiling Fixture | Incandescent |  | Standard A Lamp | 1 | 60 | Kitchen | 240276 | Kitchen | 0.04784%
24027 | 7 | 1 |  | Dimmer | 1 | Chandelier (Hanging) | Incandescent |  | Decorative | 5 | 40 | Living Room | 240277 | Living Room | 0.04784%
24027 | 7 | 2 |  | Manual | 3 | Table | Incandescent |  | Standard A Lamp | 1 | 60 | Living Room | 240277 | Living Room | 0.04784%
24027 | 7 | 3 |  | Manual | 1 | Ceiling Fan | Incandescent |  | Standard A Lamp | 3 | 60 | Living Room | 240277 | Living Room | 0.04784%
24027 | 7 | 4 |  | Manual | 1 | Floor lamp | Incandescent |  | Standard A Lamp | 1 | 60 | Living Room | 240277 | Living Room | 0.04784%
24027 | 8 | 1 |  | Manual | 7 | Ceiling Fixture | Incandescent |  | Standard A Lamp | 1 | 200 | Other | 240278 | Other | 0.04784%
24027 | 8 | 2 |  | Manual | 6 | Ceiling Fixture | Linear Fluorescent | 48 | T-12 | 2 | 40 | Other | 240278 | Other | 0.04784%
24033 | 1 | 1 |  | Manual | 1 | Wall Mount | Incandescent |  | Globe | 4 | 40 | Bathroom | 240331 | Bathroom | 0.05169%
24033 | 2 | 1 |  | Manual | 1 | Wall Mount | Incandescent |  | Globe | 4 | 40 | Bathroom | 240332 | Bathroom | 0.05169%
24033 | 3 | 1 |  | Manual | 1 | Wall Mount | Incandescent |  | Globe | 6 | 40 | Bathroom | 240333 | Bathroom | 0.05169%
24033 | 4 | 1 |  | Manual | 1 | Ceiling Fixture | Incandescent |  | Standard A Lamp | 2 | 60 | Bedroom | 240334 | Bedroom | 0.05169%
24033 | 5 | 1 |  | Manual | 1 | Ceiling Fixture | Incandescent |  | Standard A Lamp | 1 | 60 | Master Bedroom | 240335 | Master Bedroom | 0.05169%
24033 | 6 | 1 |  | Manual | 1 | Ceiling Fan | Incandescent |  | Standard A Lamp | 4 | 60 | Master Bedroom | 240336 | Master Bedroom | 0.05169%
24033 | 6 | 2 |  | Manual | 2 | Table | Incandescent |  | Standard A Lamp | 1 | 150 | Master Bedroom | 240336 | Master Bedroom | 0.05169%
24033 | 7 | 1 |  | Manual | 1 | Ceiling Fixture | Incandescent |  | Standard A Lamp | 1 | 60 | Bedroom | 240337 | Bedroom | 0.05169%
24033 | 8 | 1 |  | Manual | 1 | Ceiling Fixture | Incandescent |  | Standard A Lamp | 1 | 60 | Closet | 240338 | Closet | 0.05169%
24033 | 9 | 1 |  | Manual | 1 | Chandelier (Hanging) | Incandescent |  | Globe | 5 | 40 | Dining Room | 240339 | Dining Room | 0.05169%
24033 | 10 | 1 |  | Manual | 2 | Ceiling Fixture | Incandescent |  | Standard A Lamp | 1 | 150 | Garage | 2403310 | Garage | 0.05169%
24033 | 11 | 1 |  | Manual | 2 | Ceiling Fixture | Incandescent |  | Globe | 1 | 60 | Hall | 2403311 | Hall | 0.05169%
24033 | 12 | 1 |  | Manual | 4 | Ceiling Fixture | Incandescent |  | Standard A Lamp | 1 | 60 | Hall | 2403312 | Hall | 0.05169%
24033 | 13 | 1 |  | Manual | 5 | Recessed Can | Incandescent |  | Reflector | 1 | 65 | Kitchen | 2403313 | Kitchen | 0.05169%
24033 | 14 | 1 |  | Manual | 1 | Ceiling Fixture | Incandescent |  | Standard A Lamp | 1 | 60 | Laundry Room | 2403314 | Laundry Room | 0.05169%
24033 | 15 | 1 |  | Manual | 1 | Ceiling Fan | Incandescent |  | Globe | 4 | 40 | Living Room | 2403315 | Living Room | 0.05169%
24040 | 1 | 1 |  | Manual | 1 | Wall Mount | Incandescent |  | Globe | 4 | 40 | Bathroom | 240401 | Bathroom | 0.05169%
24040 | 2 | 1 |  | Manual | 1 | Wall Mount | Incandescent |  | Globe | 4 | 40 | Bathroom | 240402 | Bathroom | 0.05169%
24040 | 3 | 1 | Also has a 15 watt cfl | Manual | 1 | Ceiling Fan | Incandescent |  | Standard A Lamp | 1 | 60 | Bedroom | 240403 | Bedroom | 0.05169%
24040 | 3 | 2 |  | Manual | 1 | Table | Incandescent |  | Clear | 1 | 40 | Bedroom | 240403 | Bedroom | 0.05169%
24040 | 4 | 1 |  | Manual | 1 | Ceiling Fixture | Incandescent |  | Standard A Lamp | 2 | 60 | Bedroom | 240404 | Bedroom | 0.05169%
24040 | 4 | 2 |  | Manual | 1 | Table | Incandescent |  | Standard A Lamp | 1 | 60 | Bedroom | 240404 | Bedroom | 0.05169%
24040 | 4 | 3 |  | Manual | 1 | Table | Compact Fluorescent |  | Decorative | 1 | 7 | Bedroom | 240404 | Bedroom | 0.05169%
24040 | 5 | 1 |  | Manual | 1 | Ceiling Fixture | Incandescent |  | Standard A Lamp | 2 | 60 | Bedroom | 240405 | Bedroom | 0.05169%
24040 | 6 | 1 |  | Manual | 1 | Wall Mount | Linear Fluorescent | 18 | T-8 | 1 | 20 | Closet | 240406 | Closet | 0.05169%
24040 | 7 | 1 |  | Manual | 2 | Ceiling Fixture | Linear Fluorescent | 48 | T-12 | 2 | 40 | Garage | 240407 | Garage | 0.05169%
24040 | 7 | 2 |  | Manual | 2 | Ceiling Fixture | Incandescent |  | Standard A Lamp | 1 | 60 | Garage | 240407 | Garage | 0.05169%
24040 | 8 | 1 |  | Manual | 2 | Ceiling Fixture | Incandescent |  | Standard A Lamp | 1 | 60 | Hall | 240408 | Hall | 0.05169%
24040 | 9 | 1 |  | Manual | 1 | Ceiling Fixture | Linear Fluorescent | 48 | T-12 | 2 | 40 | Kitchen | 240409 | Kitchen | 0.05169%
24040 | 9 | 2 |  | Manual | 1 | Chandelier (Hanging) | Compact Fluorescent |  | Twist | 1 | 15 | Kitchen | 240409 | Kitchen | 0.05169%
24040 | 9 | 3 |  | Manual | 1 | Architectural | Incandescent |  | Standard A Lamp | 1 | 60 | Kitchen | 240409 | Kitchen | 0.05169%
24040 | 10 | 1 |  | Manual | 1 | Ceiling Fan | Compact Fluorescent |  | Twist | 4 | 15 | Living Room | 2404010 | Living Room | 0.05169%
24040 | 10 | 2 |  | Manual | 1 | Ceiling Fixture | Compact Fluorescent |  | A shape bulb | 1 | 15 | Living Room | 2404010 | Living Room | 0.05169%
24048 | 1 | 1 |  | Manual | 1 | Wall Mount | Incandescent |  | Standard A Lamp | 3 | 40 | Bathroom | 240481 | Bathroom | 0.09408%
24048 | 2 | 1 |  | Manual | 1 | Ceiling Fixture | Incandescent |  | Standard A Lamp | 3 | 60 | Bedroom | 240482 | Bedroom | 0.09408%
24048 | 2 | 2 |  | Manual | 1 | Table | Compact Fluorescent |  | Pin base | 1 | 22 | Bedroom | 240482 | Bedroom | 0.09408%
24048 | 2 | 3 |  | Manual | 2 | Table | Incandescent |  | Standard A Lamp | 1 | 60 | Bedroom | 240482 | Bedroom | 0.09408%
24048 | 3 | 1 |  | Manual | 1 | Wall Mount | Incandescent |  | Globe | 5 | 40 | Bathroom | 240483 | Bathroom | 0.09408%
24048 | 4 | 1 |  | Manual | 1 | Ceiling Fan | Incandescent |  | Reflector | 3 | 40 | Bedroom | 240484 | Bedroom | 0.09408%
24048 | 4 | 2 |  | Manual | 2 | Table | Incandescent |  | Decorative | 1 | 40 | Bedroom | 240484 | Bedroom | 0.09408%
24048 | 4 | 3 |  | Manual | 1 | Recessed Can | Incandescent |  | Reflector | 1 | 75 | Bedroom | 240484 | Bedroom | 0.09408%
24048 | 4 | 4 |  | Manual | 1 | Table | Compact Fluorescent |  | Twist | 1 | 15 | Bedroom | 240484 | Bedroom | 0.09408%
24048 | 5 | 1 |  | Manual | 1 | Chandelier (Hanging) | Incandescent |  | Decorative | 8 | 40 | Family Room | 240485 | Family Room | 0.09408%
24048 | 5 | 2 |  | Manual | 2 | Table | Compact Fluorescent |  | Twist | 1 | 15 | Family Room | 240485 | Family Room | 0.09408%
24048 | 5 | 3 |  | Manual | 1 | Floor lamp | Incandescent |  | Standard A Lamp | 1 | 150 | Family Room | 240485 | Family Room | 0.09408%
24048 | 6 | 1 |  | Manual | 3 | Ceiling Fixture | Compact Fluorescent |  | Twist | 1 | 22 | Garage | 240486 | Garage | 0.09408%
24048 | 6 | 2 |  | Manual | 1 | Garage door opener | Incandescent |  | Standard A Lamp | 1 | 60 | Garage | 240486 | Garage | 0.09408%
24048 | 7 | 1 |  | Manual | 1 | Chandelier (Hanging) | Incandescent |  | Decorative | 8 | 40 | Hall | 240487 | Hall | 0.09408%
24048 | 7 | 2 |  | Manual | 1 | Table | Compact Fluorescent |  | Twist | 1 | 15 | Hall | 240487 | Hall | 0.09408%
24048 | 7 | 3 |  | Manual | 3 | Ceiling Fixture | Compact Fluorescent |  | Twist | 1 | 15 | Hall | 240487 | Hall | 0.09408%
24048 | 8 | 1 |  | Manual | 1 | Ceiling Fixture | Linear Fluorescent | 48 | T-12 | 4 | 32 | Kitchen | 240488 | Kitchen | 0.09408%
24048 | 8 | 2 |  | Manual | 2 | Recessed Can | Incandescent |  | Reflector | 1 | 75 | Kitchen | 240488 | Kitchen | 0.09408%
24048 | 8 | 3 |  | Manual | 1 | Ceiling Fixture | Incandescent |  | Standard A Lamp | 1 | 60 | Kitchen | 240488 | Kitchen | 0.09408%
24048 | 8 | 4 |  | Manual | 1 | Table | Incandescent |  | Standard A Lamp | 1 | 150 | Kitchen | 240488 | Kitchen | 0.09408%
24048 | 8 | 5 |  | Manual | 1 | Floor lamp | Incandescent |  | Standard A Lamp | 1 | 150 | Kitchen | 240488 | Kitchen | 0.09408%
24048 | 9 | 1 |  | Manual | 1 | Ceiling Fixture | Incandescent |  | Standard A Lamp | 1 | 60 | Bathroom | 240489 | Bathroom | 0.09408%
24048 | 9 | 2 |  | Manual | 1 | Wall Mount | Incandescent |  | Clear | 8 | 40 | Bathroom | 240489 | Bathroom | 0.09408%
24048 | 9 | 3 |  | Manual | 1 | Recessed Can | Incandescent |  | Reflector | 1 | 75 | Bathroom | 240489 | Bathroom | 0.09408%
24048 | 9 | 4 |  | Manual | 1 | Recessed Can | Incandescent |  | Reflector | 1 | 75 | Bathroom | 240489 | Bathroom | 0.09408%
24048 | 9 | 5 |  | Manual | 1 | Ceiling Fixture | Incandescent |  | Standard A Lamp | 1 | 60 | Bathroom | 240489 | Bathroom | 0.09408%
24048 | 10 | 1 |  | Manual | 2 | Ceiling Fan | Incandescent |  | Standard A Lamp | 4 | 40 | Bedroom | 2404810 | Bedroom | 0.09408%
24048 | 10 | 2 |  | Manual | 2 | Table | Compact Fluorescent |  | Twist | 1 | 22 | Bedroom | 2404810 | Bedroom | 0.09408%
24048 | 11 | 1 |  | Manual | 2 | Ceiling Fixture | Compact Fluorescent |  | Twist | 1 | 15 | Other | 2404811 | Other | 0.09408%
24048 | 12 | 1 |  | Manual | 2 | Ceiling Fixture | Incandescent |  | Globe | 3 | 40 | Other | 2404812 | Other | 0.09408%
24048 | 13 | 1 |  | Manual | 2 | Ceiling Fixture | Compact Fluorescent |  | Twist | 2 | 15 | Hall | 2404813 | Hall | 0.09408%
24048 | 14 | 1 |  | Manual | 2 | Ceiling Fixture | Compact Fluorescent |  | Twist | 2 | 15 | Other | 2404814 | Other | 0.09408%
24048 | 14 | 2 |  | Manual | 5 | Recessed Can | Incandescent |  | Reflector | 1 | 60 | Other | 2404814 | Other | 0.09408%
24048 | 14 | 3 |  | Manual | 1 | Floor lamp | Incandescent |  | Decorative | 5 | 40 | Other | 2404814 | Other | 0.09408%
24048 | 14 | 4 |  | Manual | 1 | Ceiling Fixture | Compact Fluorescent |  | Twist | 1 | 15 | Other | 2404814 | Other | 0.09408%
24048 | 14 | 5 |  | Manual | 1 | Floor lamp | Compact Fluorescent |  | Twist | 1 | 22 | Other | 2404814 | Other | 0.09408%
24048 | 14 | 6 |  | Manual | 1 | Floor lamp | Halogen |  | Quartz Tube | 1 | 100 | Other | 2404814 | Other | 0.09408%
24048 | 14 | 7 |  | Manual | 1 | Table | Compact Fluorescent |  | Twist | 1 | 22 | Other | 2404814 | Other | 0.09408%
24048 | 15 | 1 |  | Manual | 1 | Track | Incandescent |  | Globe | 3 | 40 | Bathroom | 2404815 | Bathroom | 0.09408%
24048 | 15 | 2 |  | Manual | 1 | Ceiling Fixture | Incandescent |  | Standard A Lamp | 1 | 40 | Bathroom | 2404815 | Bathroom | 0.09408%
24048 | 16 | 1 |  | Manual | 2 | Ceiling Fixture | Compact Fluorescent |  | Twist | 1 | 15 | Other | 2404816 | Other | 0.09408%
24048 | 16 | 2 |  | Manual | 1 | Wall Mount | Linear Fluorescent | 24 | T-12 | 1 | 16 | Other | 2404816 | Other | 0.09408%
24048 | 17 | 1 |  | Manual | 1 | Ceiling Fixture | Incandescent |  | Decorative | 3 | 40 | Bedroom | 2404817 | Bedroom | 0.09408%
24048 | 17 | 2 |  | Manual | 1 | Recessed Can | Incandescent |  | Reflector | 1 | 75 | Bedroom | 2404817 | Bedroom | 0.09408%
24048 | 17 | 3 |  | Manual | 2 | Table | Incandescent |  | Standard A Lamp | 1 | 60 | Bedroom | 2404817 | Bedroom | 0.09408%
24083 | 1 | 1 |  | Manual | 2 | Table | Incandescent |  | 3-Way Incandescent | 1 | 100 | Living Room | 240831 | Living Room | 0.04732%
24083 | 1 | 2 |  | Manual | 1 | Floor lamp | Incandescent |  | Standard A Lamp | 1 | 75 | Living Room | 240831 | Living Room | 0.04732%
24083 | 1 | 3 |  | Manual | 1 | Floor lamp | Compact Fluorescent |  | Twist | 1 | 15 | Living Room | 240831 | Living Room | 0.04732%
24083 | 2 | 1 |  | Manual | 1 | Ceiling Fan | Incandescent |  | Standard A Lamp | 3 | 40 | Kitchen | 240832 | Kitchen | 0.04732%
24083 | 2 | 2 |  | Manual | 1 | Ceiling Fixture | Linear Fluorescent | 48 | T-12 | 2 | 40 | Kitchen | 240832 | Kitchen | 0.04732%
24083 | 2 | 3 |  | Manual | 1 | Ceiling Fixture | Linear Fluorescent | 24 | T-12 | 1 | 20 | Kitchen | 240832 | Kitchen | 0.04732%
24083 | 3 | 1 |  | Manual | 2 | Ceiling Fixture | Incandescent |  | Standard A Lamp | 1 | 40 | Hall | 240833 | Hall | 0.04732%
24083 | 3 | 2 |  | Manual | 1 | Ceiling Fixture | Incandescent |  | Standard A Lamp | 3 | 40 | Hall | 240833 | Hall | 0.04732%
24083 | 4 | 1 |  | Manual | 1 | Ceiling Fixture | Incandescent |  | Standard A Lamp | 2 | 60 | Bedroom | 240834 | Bedroom | 0.04732%
24083 | 4 | 2 |  | Manual | 1 | Table | Incandescent |  | Mini base | 1 | 25 | Bedroom | 240834 | Bedroom | 0.04732%
24083 | 4 | 3 |  | Manual | 1 | Floor lamp | Incandescent |  | Standard A Lamp | 2 | 60 | Bedroom | 240834 | Bedroom | 0.04732%
24083 | 5 | 1 |  | Manual | 1 | Ceiling Fixture | Incandescent |  | Standard A Lamp | 2 | 60 | Bedroom | 240835 | Bedroom | 0.04732%
24083 | 6 | 1 |  | Manual | 1 | Wall Mount | Incandescent |  | Globe | 6 | 40 | Bathroom | 240836 | Bathroom | 0.04732%
24083 | 6 | 2 |  | Manual | 2 | Ceiling Fixture | Incandescent |  | Standard A Lamp | 1 | 40 | Bathroom | 240836 | Bathroom | 0.04732%
24083 | 7 | 1 |  | Manual | 1 | Ceiling Fixture | Incandescent |  | Standard A Lamp | 2 | 40 | Laundry Room | 240837 | Laundry Room | 0.04732%
24083 | 8 | 1 |  | Manual | 1 | Ceiling Fixture | Incandescent |  | Standard A Lamp | 2 | 40 | Bedroom | 240838 | Bedroom | 0.04732%
24083 | 8 | 2 |  | Manual | 1 | Table | Incandescent |  | Mini base | 2 | 25 | Bedroom | 240838 | Bedroom | 0.04732%
24093 | 1 | 1 |  | Manual | 1 | Ceiling Fixture | Incandescent |  | Standard A Lamp | 1 | 60 | Bedroom | 240931 | Bedroom | 0.02963%
24093 | 2 | 1 |  | Manual | 5 | Ceiling Fixture | Incandescent |  | Standard A Lamp | 2 | 60 | Family Room | 240932 | Family Room | 0.02963%
24093 | 2 | 2 |  | Manual | 1 | Floor lamp | Compact Fluorescent |  | A shape bulb | 1 | 15 | Family Room | 240932 | Family Room | 0.02963%
24093 | 3 | 1 |  | Manual | 3 | Ceiling Fixture | Incandescent |  | Standard A Lamp | 1 | 60 | Other | 240933 | Other | 0.02963%
24093 | 3 | 2 |  | Manual | 1 | Table | Incandescent |  | Standard A Lamp | 1 | 60 | Other | 240933 | Other | 0.02963%
24093 | 4 | 1 |  | Manual | 1 | Wall Mount | Incandescent |  | Standard A Lamp | 3 | 100 | Bathroom | 240934 | Bathroom | 0.02963%
24093 | 4 | 2 |  | Manual | 1 | Ceiling Fixture | Incandescent |  | Standard A Lamp | 2 | 60 | Bathroom | 240934 | Bathroom | 0.02963%
24093 | 5 | 1 |  | Manual | 2 | Ceiling Fixture | Incandescent |  | Standard A Lamp | 2 | 60 | Bedroom | 240935 | Bedroom | 0.02963%
24093 | 5 | 2 |  | Manual | 1 | Table | Compact Fluorescent |  | A shape bulb | 1 | 15 | Bedroom | 240935 | Bedroom | 0.02963%
24093 | 6 | 1 |  | Manual | 1 | Wall Mount | Incandescent |  | Standard A Lamp | 3 | 60 | Bedroom | 240936 | Bedroom | 0.02963%
24093 | 6 | 2 |  | Manual | 2 | Ceiling Fixture | Incandescent |  | Standard A Lamp | 2 | 60 | Bedroom | 240936 | Bedroom | 0.02963%
24093 | 6 | 3 |  | Manual | 1 | Table | Incandescent |  | Mini base | 1 | 20 | Bedroom | 240936 | Bedroom | 0.02963%
24093 | 7 | 1 |  | Manual | 3 | Ceiling Fixture | Incandescent |  | Standard A Lamp | 2 | 60 | Bedroom | 240937 | Bedroom | 0.02963%
24093 | 8 | 1 |  | Manual | 1 | Ceiling Fixture | Incandescent |  | Standard A Lamp | 1 | 60 | Other | 240938 | Other | 0.02963%
24093 | 9 | 1 |  | Manual | 1 | Chandelier (Hanging) | Incandescent |  | Standard A Lamp | 9 | 60 | Hall | 240939 | Hall | 0.02963%
24093 | 9 | 2 |  | Manual | 1 | Ceiling Fixture | Incandescent |  | Standard A Lamp | 2 | 60 | Hall | 240939 | Hall | 0.02963%
24093 | 9 | 3 |  | Manual | 1 | Recessed Can | Incandescent |  | Reflector | 1 | 40 | Hall | 240939 | Hall | 0.02963%
24093 | 10 | 1 |  | Manual | 4 | Ceiling Fixture | Incandescent |  | Standard A Lamp | 2 | 60 | Garage | 2409310 | Garage | 0.02963%
24093 | 10 | 2 |  | Motion | 1 | Garage door opener | Incandescent |  | Standard A Lamp | 1 | 60 | Garage | 2409310 | Garage | 0.02963%
24093 | 11 | 1 |  | Manual | 2 | Recessed Can | Incandescent |  | Reflector | 1 | 65 | Hall | 2409311 | Hall | 0.02963%
24093 | 11 | 2 |  | Manual | 2 | Ceiling Fixture | Incandescent |  | Standard A Lamp | 2 | 60 | Hall | 2409311 | Hall | 0.02963%
24093 | 12 | 1 |  | Manual | 1 | Ceiling Fixture | Incandescent |  | Standard A Lamp | 2 | 60 | Hall | 2409312 | Hall | 0.02963%
24093 | 13 | 1 |  | Manual | 9 | Recessed Can | Incandescent |  | Reflector | 1 | 65 | Kitchen | 2409313 | Kitchen | 0.02963%
24093 | 13 | 2 |  | Manual | 1 | Chandelier (Hanging) | Incandescent |  | Standard A Lamp | 6 | 60 | Kitchen | 2409313 | Kitchen | 0.02963%
24093 | 13 | 3 |  | Manual | 2 | Chandelier (Hanging) | Incandescent |  | Standard A Lamp | 1 | 100 | Kitchen | 2409313 | Kitchen | 0.02963%
24093 | 13 | 4 |  | Manual | 1 | Ceiling Fixture | Incandescent |  | Standard A Lamp | 1 | 60 | Kitchen | 2409313 | Kitchen | 0.02963%
24093 | 14 | 1 |  | Manual | 2 | Ceiling Fixture | Incandescent |  | Standard A Lamp | 2 | 60 | Laundry Room | 2409314 | Laundry Room | 0.02963%
24093 | 15 | 1 |  | Dimmer | 1 | Ceiling Fan | Incandescent |  | Decorative | 4 | 60 | Living Room | 2409315 | Living Room | 0.02963%
24093 | 15 | 2 |  | Manual | 1 | Floor lamp | Compact Fluorescent |  | A shape bulb | 4 | 15 | Living Room | 2409315 | Living Room | 0.02963%
24093 | 15 | 3 |  | Manual | 1 | Table | Incandescent |  | Standard A Lamp | 1 | 100 | Living Room | 2409315 | Living Room | 0.02963%
24093 | 15 | 4 |  | Manual | 2 | Table | Incandescent |  | Decorative | 1 | 40 | Living Room | 2409315 | Living Room | 0.02963%
24093 | 15 | 5 |  | Manual | 4 | Recessed Can | Incandescent |  | Reflector | 1 | 65 | Living Room | 2409315 | Living Room | 0.02963%
24093 | 16 | 1 |  | Manual | 1 | Chandelier (Hanging) | Incandescent |  | Standard A Lamp | 3 | 60 | Bathroom | 2409316 | Bathroom | 0.02963%
24093 | 16 | 2 |  | Manual | 2 | High bay | Incandescent |  | Standard A Lamp | 2 | 60 | Bathroom | 2409316 | Bathroom | 0.02963%
24093 | 16 | 3 |  | Manual | 3 | Recessed Can | Incandescent |  | Reflector | 1 | 65 | Bathroom | 2409316 | Bathroom | 0.02963%
24093 | 16 | 4 |  | Manual | 2 | Ceiling Fixture | Incandescent |  | Standard A Lamp | 2 | 60 | Bathroom | 2409316 | Bathroom | 0.02963%
24093 | 16 | 5 |  | Photo | 1 | Other | Incandescent |  | Mini base | 1 | 5 | Bathroom | 2409316 | Bathroom | 0.02963%
24093 | 17 | 1 |  | Manual | 1 | Ceiling Fan | Incandescent |  | Decorative | 4 | 60 | Master Bedroom | 2409317 | Master Bedroom | 0.02963%
24093 | 17 | 2 |  | Manual | 2 | Wall Mount | Incandescent |  | Standard A Lamp | 1 | 100 | Master Bedroom | 2409317 | Master Bedroom | 0.02963%
24093 | 17 | 3 |  | Manual | 1 | Table | Incandescent |  | Decorative | 1 | 60 | Master Bedroom | 2409317 | Master Bedroom | 0.02963%
24093 | 18 | 1 |  | Manual | 1 | Ceiling Fixture | Incandescent |  | Standard A Lamp | 2 | 60 | Bathroom | 2409318 | Bathroom | 0.02963%
24093 | 18 | 2 |  | Manual | 1 | Wall Mount | Incandescent |  | Standard A Lamp | 2 | 60 | Bathroom | 2409318 | Bathroom | 0.02963%
24119 | 1 | 1 |  | Manual | 1 | Chandelier (Hanging) | Compact Fluorescent |  | Twist | 4 | 15 | Dining Room | 241191 | Dining Room | 0.05169%
24119 | 1 | 2 |  | Manual | 1 | Chandelier (Hanging) | Incandescent |  | Standard A Lamp | 1 | 60 | Dining Room | 241191 | Dining Room | 0.05169%
24119 | 2 | 1 |  | Manual | 1 | Ceiling Fixture | Incandescent |  | Standard A Lamp | 1 | 60 | Hall | 241192 | Hall | 0.05169%
24119 | 3 | 1 |  | Manual | 1 | Ceiling Fixture | Compact Fluorescent |  | Twist | 1 | 15 | Garage | 241193 | Garage | 0.05169%
24119 | 3 | 2 |  | Manual | 1 | Ceiling Fixture | Compact Fluorescent |  | Twist | 1 | 22 | Garage | 241193 | Garage | 0.05169%
24119 | 3 | 3 |  | Timer | 1 | Garage door opener | Compact Fluorescent |  | Twist | 2 | 15 | Garage | 241193 | Garage | 0.05169%
24119 | 3 | 4 |  | Manual | 1 | Table | Incandescent |  | Standard A Lamp | 1 | 90 | Garage | 241193 | Garage | 0.05169%
24119 | 4 | 1 |  | Manual | 1 | Ceiling Fixture | Incandescent |  | Standard A Lamp | 2 | 60 | Office | 241194 | Office | 0.05169%
24119 | 4 | 2 |  | Manual | 1 | Table | Compact Fluorescent |  | Twist | 1 | 15 | Office | 241194 | Office | 0.05169%
24119 | 5 | 1 |  | Manual | 1 | Ceiling Fixture | Compact Fluorescent |  | Twist | 1 | 15 | Hall | 241195 | Hall | 0.05169%
24119 | 6 | 1 |  | Manual | 1 | Wall Mount | Incandescent |  | Other | 3 | 45 | Bathroom | 241196 | Bathroom | 0.05169%
24119 | 7 | 1 |  | Manual | 1 | Wall Mount | Incandescent |  | Mini base | 1 | 10 | Kitchen | 241197 | Kitchen | 0.05169%
24119 | 7 | 2 |  | Manual | 1 | Other | Incandescent |  | Other | 3 | 20 | Kitchen | 241197 | Kitchen | 0.05169%
24119 | 7 | 3 |  | Manual | 1 | Ceiling Fixture | Linear Fluorescent | 36 | T-8 | 2 | 32 | Kitchen | 241197 | Kitchen | 0.05169%
24119 | 7 | 4 |  | Manual | 1 | Ceiling Fixture | Linear Fluorescent | 48 | T-8 | 4 | 32 | Kitchen | 241197 | Kitchen | 0.05169%
24119 | 8 | 1 |  | Manual | 1 | Torchiere | Incandescent |  | Standard A Lamp | 1 | 100 | Living Room | 241198 | Living Room | 0.05169%
24119 | 8 | 2 |  | Manual | 1 | Floor lamp | Incandescent |  | Standard A Lamp | 1 | 15 | Living Room | 241198 | Living Room | 0.05169%
24119 | 8 | 3 |  | None | 1 | Wall Mount | Incandescent |  | Mini base | 1 | 4 | Living Room | 241198 | Living Room | 0.05169%
24119 | 8 | 4 |  | Manual | 1 | Other | Linear Fluorescent | 36 | T-8 | 1 | 22 | Living Room | 241198 | Living Room | 0.05169%
24119 | 9 | 1 |  | Manual | 2 | Ceiling Fixture | Linear Fluorescent | 48 | T-12 | 2 | 40 | Bathroom | 241199 | Bathroom | 0.05169%
24119 | 9 | 2 |  | Manual | 1 | Ceiling Fixture | Compact Fluorescent |  | Twist | 2 | 15 | Bathroom | 241199 | Bathroom | 0.05169%
24119 | 10 | 1 |  | Dimmer | 1 | Ceiling Fan | Incandescent |  | Clear | 4 | 60 | Master Bedroom | 2411910 | Master Bedroom | 0.05169%
24119 | 10 | 2 |  | Manual | 2 | Table | Incandescent |  | Standard A Lamp | 2 | 60 | Master Bedroom | 2411910 | Master Bedroom | 0.05169%
24119 | 10 | 3 |  | Manual | 1 | Table | Incandescent |  | Other | 1 | 60 | Master Bedroom | 2411910 | Master Bedroom | 0.05169%
24119 | 11 | 1 |  | Manual | 1 | Ceiling Fixture | Compact Fluorescent |  | Twist | 1 | 22 | Bedroom | 2411911 | Bedroom | 0.05169%
24119 | 11 | 2 |  | Manual | 1 | Table | Incandescent |  | Decorative | 2 | 25 | Bedroom | 2411911 | Bedroom | 0.05169%
24119 | 12 | 1 |  | Manual | 1 | Table | Compact Fluorescent |  | Twist | 1 | 22 | Bedroom | 2411912 | Bedroom | 0.05169%
24119 | 12 | 2 |  | None | 1 | Other | Incandescent |  | Mini base | 1 | 10 | Bedroom | 2411912 | Bedroom | 0.05169%
24119 | 12 | 3 |  | Manual | 1 | Ceiling Fixture | Compact Fluorescent |  | Twist | 2 | 15 | Bedroom | 2411912 | Bedroom | 0.05169%
24119 | 12 | 4 |  | Manual | 1 | Table | Compact Fluorescent |  | A shape bulb | 1 | 9 | Bedroom | 2411912 | Bedroom | 0.05169%
24120 | 1 | 1 |  | Manual | 1 | Ceiling Fixture | Incandescent |  | Standard A Lamp | 1 | 60 | Bathroom | 241201 | Bathroom | 0.05296%
24120 | 1 | 2 |  | Manual | 1 | Wall Mount | Incandescent |  | Standard A Lamp | 4 | 60 | Bathroom | 241201 | Bathroom | 0.05296%
24120 | 2 | 1 |  | Manual | 1 | Ceiling Fixture | Incandescent |  | Standard A Lamp | 2 | 60 | Bedroom | 241202 | Bedroom | 0.05296%
24120 | 2 | 2 |  | Manual | 1 | Table | Incandescent |  | Standard A Lamp | 1 | 60 | Bedroom | 241202 | Bedroom | 0.05296%
24120 | 3 | 1 |  | Manual | 1 | Ceiling Fixture | Incandescent |  | Standard A Lamp | 2 | 25 | Bedroom | 241203 | Bedroom | 0.05296%
24120 | 4 | 1 |  | Manual | 1 | Ceiling Fixture | Incandescent |  | Standard A Lamp | 2 | 60 | Bedroom | 241204 | Bedroom | 0.05296%
24120 | 4 | 2 |  | Manual | 1 | Torchiere | Incandescent |  | Standard A Lamp | 2 | 60 | Bedroom | 241204 | Bedroom | 0.05296%
24120 | 5 | 1 |  | Manual | 1 | Ceiling Fixture | Incandescent |  | Standard A Lamp | 2 | 60 | Bedroom | 241205 | Bedroom | 0.05296%
24120 | 6 | 1 |  | Manual | 2 | Ceiling Fixture | Incandescent |  | Standard A Lamp | 1 | 65 | Hall | 241206 | Hall | 0.05296%
24120 | 7 | 1 |  | Manual | 1 | Track | Halogen |  | MR | 6 | 50 | Kitchen | 241207 | Kitchen | 0.05296%
24120 | 8 | 1 |  | Manual | 1 | Ceiling Fixture | Incandescent |  | Standard A Lamp | 2 | 60 | Laundry Room | 241208 | Laundry Room | 0.05296%
24120 | 9 | 1 |  | Manual | 2 | Ceiling Fixture | Incandescent |  | Standard A Lamp | 2 | 65 | Living Room | 241209 | Living Room | 0.05296%
24120 | 9 | 2 |  | Manual | 1 | Table | Compact Fluorescent |  | Twist | 1 | 15 | Living Room | 241209 | Living Room | 0.05296%
24120 | 10 | 1 |  | Manual | 1 | Ceiling Fixture | Compact Fluorescent |  | Twist | 1 | 22 | Closet | 2412010 | Closet | 0.05296%
24151 | 1 | 1 |  | Manual | 1 | Table | Compact Fluorescent |  | Twist | 1 | 15 | Other | 241511 | Other | 0.04784%
24151 | 1 | 2 |  | Manual | 1 | Ceiling Fixture | Incandescent |  | Standard A Lamp | 1 | 60 | Other | 241511 | Other | 0.04784%
24151 | 2 | 1 |  | Manual | 1 | Ceiling Fixture | Incandescent |  | Standard A Lamp | 2 | 40 | Bathroom | 241512 | Bathroom | 0.04784%
24151 | 3 | 1 |  | Manual | 1 | Ceiling Fixture | Compact Fluorescent |  | Twist | 1 | 15 | Bedroom | 241513 | Bedroom | 0.04784%
24151 | 3 | 2 |  | Manual | 2 | Table | Compact Fluorescent |  | Twist | 1 | 18 | Bedroom | 241513 | Bedroom | 0.04784%
24151 | 4 | 1 |  | Manual | 1 | Ceiling Fixture | Compact Fluorescent |  | Twist | 2 | 15 | Closet | 241514 | Closet | 0.04784%
24151 | 5 | 1 |  | Manual | 4 | Ceiling Fixture | Compact Fluorescent |  | Twist | 1 | 22 | Kitchen | 241515 | Kitchen | 0.04784%
24151 | 5 | 2 |  | Manual | 1 | Architectural | Compact Fluorescent |  | Twist | 1 | 15 | Kitchen | 241515 | Kitchen | 0.04784%
24151 | 6 | 1 |  | Manual | 1 | Ceiling Fixture | Compact Fluorescent |  | Circline (Screw Base) | 1 | 28 | Laundry Room | 241516 | Laundry Room | 0.04784%
24151 | 7 | 1 |  | Manual | 2 | Ceiling Fixture | Compact Fluorescent |  | Twist | 1 | 15 | Living Room | 241517 | Living Room | 0.04784%
24151 | 7 | 2 |  | Manual | 1 | Floor lamp | Compact Fluorescent |  | Twist | 1 | 22 | Living Room | 241517 | Living Room | 0.04784%
24151 | 7 | 3 |  | Manual | 2 | Table | Compact Fluorescent |  | Twist | 1 | 15 | Living Room | 241517 | Living Room | 0.04784%
24151 | 8 | 1 |  | Manual | 1 | Ceiling Fixture | Compact Fluorescent |  | Twist | 1 | 15 | Office | 241518 | Office | 0.04784%
24151 | 8 | 2 |  | Manual | 1 | Ceiling Fixture | Linear Fluorescent | 18 | T-12 | 1 | 20 | Office | 241518 | Office | 0.04784%
24151 | 8 | 3 |  | Manual | 1 | Table | Incandescent |  | Clear | 2 | 25 | Office | 241518 | Office | 0.04784%
24153 | 1 | 1 |  | Manual | 1 | Ceiling Fixture | Compact Fluorescent |  | Twist | 1 | 15 | Other | 241531 | Other | 0.02845%
24153 | 2 | 1 |  | Manual | 1 | Ceiling Fixture | Incandescent |  | Standard A Lamp | 1 | 60 | Hall | 241532 | Hall | 0.02845%
24153 | 3 | 1 |  | Manual | 2 | Ceiling Fixture | Linear Fluorescent | 48 | T-12 | 2 | 40 | Kitchen | 241533 | Kitchen | 0.02845%
24153 | 4 | 1 |  | Manual | 2 | Ceiling Fixture | Linear Fluorescent | 48 | T-12 | 2 | 40 | Laundry Room | 241534 | Laundry Room | 0.02845%
24153 | 5 | 1 |  | Manual | 2 | Ceiling Fixture | Compact Fluorescent |  | Twist | 4 | 15 | Living Room | 241535 | Living Room | 0.02845%
24153 | 5 | 2 |  | Manual | 1 | Ceiling Fixture | Incandescent |  | Standard A Lamp | 1 | 60 | Living Room | 241535 | Living Room | 0.02845%
24153 | 5 | 3 |  | Manual | 2 | Table | Incandescent |  | Standard A Lamp | 1 | 100 | Living Room | 241535 | Living Room | 0.02845%
24153 | 5 | 4 |  | Manual | 1 | Floor lamp | Incandescent |  | Standard A Lamp | 1 | 75 | Living Room | 241535 | Living Room | 0.02845%
24153 | 6 | 1 |  | Manual | 1 | Ceiling Fixture | Incandescent |  | Standard A Lamp | 1 | 60 | Bathroom | 241536 | Bathroom | 0.02845%
24153 | 6 | 2 |  | Manual | 1 | Wall Mount | Incandescent |  | Globe | 5 | 60 | Bathroom | 241536 | Bathroom | 0.02845%
24153 | 7 | 1 |  | Manual | 1 | Ceiling Fixture | Incandescent |  | Standard A Lamp | 2 | 25 | Master Bedroom | 241537 | Master Bedroom | 0.02845%
24153 | 7 | 2 |  | Manual | 1 | Table | Linear Fluorescent | 18 | T-12 | 1 | 16 | Master Bedroom | 241537 | Master Bedroom | 0.02845%
24153 | 8 | 1 |  | Manual | 1 | Ceiling Fixture | Incandescent |  | Standard A Lamp | 2 | 60 | Office | 241538 | Office | 0.02845%
24153 | 9 | 1 |  | Manual | 4 | Ceiling Fixture | Incandescent |  | Standard A Lamp | 1 | 100 | Garage | 241539 | Garage | 0.02845%
24153 | 10 | 1 |  | Manual | 1 | Ceiling Fixture | Incandescent |  | Standard A Lamp | 2 | 60 | Bedroom | 2415310 | Bedroom | 0.02845%
24153 | 11 | 1 |  | Manual | 1 | Wall Mount | Incandescent |  | Standard A Lamp | 1 | 60 | Bathroom | 2415311 | Bathroom | 0.02845%
24153 | 12 | 1 |  | Manual | 1 | Ceiling Fixture | Incandescent |  | Standard A Lamp | 2 | 60 | Bedroom | 2415312 | Bedroom | 0.02845%
24153 | 12 | 2 |  | Manual | 1 | Table | Incandescent |  | Standard A Lamp | 1 | 60 | Bedroom | 2415312 | Bedroom | 0.02845%
24153 | 13 | 1 |  | Manual | 1 | Ceiling Fixture | Incandescent |  | Standard A Lamp | 1 | 75 | Hall | 2415313 | Hall | 0.02845%
24153 | 14 | 1 |  | Manual | 1 | Ceiling Fixture | Incandescent |  | Standard A Lamp | 1 | 60 | Other | 2415314 | Other | 0.02845%
24158 | 1 | 1 |  | Manual | 2 | Ceiling Fixture | Linear Fluorescent | 48 | T-12 | 2 | 40 | Other | 241581 | Other | 0.05169%
24158 | 2 | 1 |  | Manual | 1 | Wall Mount | Linear Fluorescent | 36 | T-5 | 1 | 20 | Other | 241582 | Other | 0.05169%
24158 | 3 | 1 |  | Manual | 1 | Architectural | Linear Fluorescent | 36 | T-5 | 1 | 22 | Bathroom | 241583 | Bathroom | 0.05169%
24158 | 4 | 1 |  | Manual | 2 | Recessed Can | Compact Fluorescent |  | Twist | 1 | 15 | Bedroom | 241584 | Bedroom | 0.05169%
24158 | 4 | 2 |  | Manual | 2 | Architectural | Compact Fluorescent | 18 | Twist | 2 | 15 | Bedroom | 241584 | Bedroom | 0.05169%
24158 | 5 | 1 |  | Manual | 2 | Chandelier (Hanging) | Halogen |  | MR | 1 | 50 | Dining Room | 241585 | Dining Room | 0.05169%
24158 | 5 | 2 |  | Manual | 1 | Track | Halogen |  | MR | 1 | 50 | Dining Room | 241585 | Dining Room | 0.05169%
24158 | 6 | 1 |  | Manual | 1 | Ceiling Fixture | Linear Fluorescent | 48 | T-12 | 2 | 40 | Other | 241586 | Other | 0.05169%
24158 | 7 | 1 |  | Manual | 4 | Recessed Can | Compact Fluorescent |  | Twist | 1 | 22 | Hall | 241587 | Hall | 0.05169%
24158 | 7 | 2 |  | Manual | 1 | Wall Mount | Linear Fluorescent | 36 | T-5 | 1 | 20 | Hall | 241587 | Hall | 0.05169%
24158 | 8 | 1 |  | Manual | 5 | Track | Halogen |  | MR | 1 | 50 | Kitchen | 241588 | Kitchen | 0.05169%
24158 | 8 | 2 |  | Manual | 1 | Architectural | Compact Fluorescent |  | Circline (Screw Base) | 1 | 28 | Kitchen | 241588 | Kitchen | 0.05169%
24158 | 8 | 3 |  | Manual | 2 | Recessed Can | Compact Fluorescent |  | Twist | 1 | 15 | Kitchen | 241588 | Kitchen | 0.05169%
24158 | 8 | 4 |  | Manual | 2 | Architectural | Halogen |  | MR | 1 | 20 | Kitchen | 241588 | Kitchen | 0.05169%
24158 | 9 | 1 |  | Manual | 2 | Architectural | Linear Fluorescent | 36 | T-5 | 1 | 22 | Laundry Room | 241589 | Laundry Room | 0.05169%
24158 | 9 | 2 |  | Manual | 1 | Recessed Can | Compact Fluorescent |  | Twist | 1 | 15 | Laundry Room | 241589 | Laundry Room | 0.05169%
24158 | 10 | 1 |  | Manual | 5 | Track | Halogen |  | MR | 1 | 50 | Living Room | 2415810 | Living Room | 0.05169%
24158 | 11 | 1 |  | Manual | 2 | Ceiling Fixture | Linear Fluorescent | 18 | T-5 | 1 | 12 | Office | 2415811 | Office | 0.05169%
24171 | 1 | 1 |  | Manual | 1 | Ceiling Fixture | Incandescent |  | Standard A Lamp | 1 | 60 | Laundry Room | 241711 | Laundry Room | 0.05169%
24171 | 1 | 2 |  | Manual | 1 | Ceiling Fixture | Compact Fluorescent |  | Twist | 2 | 15 | Laundry Room | 241711 | Laundry Room | 0.05169%
24171 | 2 | 1 |  | Manual | 1 | Ceiling Fixture | Halogen |  | MR | 2 | 30 | Bedroom | 241712 | Bedroom | 0.05169%
24171 | 2 | 2 |  | Manual | 1 | Table | Halogen |  | PAR | 1 | 20 | Bedroom | 241712 | Bedroom | 0.05169%
24171 | 3 | 1 |  | Manual | 1 | Ceiling Fixture | Compact Fluorescent |  | Twist | 1 | 15 | Closet | 241713 | Closet | 0.05169%
24171 | 4 | 1 |  | Manual | 1 | Ceiling Fixture | Halogen |  | PAR | 3 | 30 | Bedroom | 241714 | Bedroom | 0.05169%
24171 | 4 | 2 |  | Manual | 1 | Floor lamp | Incandescent |  | Standard A Lamp | 1 | 60 | Bedroom | 241714 | Bedroom | 0.05169%
24171 | 4 | 3 |  | Manual | 1 | Table | Halogen |  | PAR | 1 | 30 | Bedroom | 241714 | Bedroom | 0.05169%
24171 | 5 | 1 |  | Manual | 1 | Ceiling Fixture | Halogen |  | PAR | 1 | 20 | Closet | 241715 | Closet | 0.05169%
24171 | 6 | 1 |  | Manual | 1 | Ceiling Fixture | Compact Fluorescent |  | Twist | 2 | 15 | Bedroom | 241716 | Bedroom | 0.05169%
24171 | 7 | 1 |  | Manual | 2 | Ceiling Fixture | Compact Fluorescent |  | Twist | 2 | 22 | Garage | 241717 | Garage | 0.05169%
24171 | 7 | 2 |  | Manual | 1 | Ceiling Fixture | Compact Fluorescent |  | Twist | 1 | 22 | Garage | 241717 | Garage | 0.05169%
24171 | 8 | 1 |  | Manual | 2 | Ceiling Fixture | Compact Fluorescent |  | Twist | 1 | 15 | Kitchen | 241718 | Kitchen | 0.05169%
24171 | 9 | 1 |  | Dimmer | 1 | Chandelier (Hanging) | Incandescent |  | Heat Lamp | 6 | 25 | Dining Room | 241719 | Dining Room | 0.05169%
24171 | 10 | 1 |  | Manual | 2 | Table | Compact Fluorescent |  | Twist | 2 | 15 | Living Room | 2417110 | Living Room | 0.05169%
24171 | 10 | 2 |  | Dimmer | 2 | Wall Mount | Incandescent |  | Decorative | 1 | 40 | Living Room | 2417110 | Living Room | 0.05169%
24171 | 11 | 1 |  | Manual | 1 | Ceiling Fixture | Compact Fluorescent |  | Twist | 2 | 15 | Hall | 2417111 | Hall | 0.05169%
24171 | 12 | 1 |  | Manual | 1 | Ceiling Fixture | Incandescent |  | Standard A Lamp | 1 | 60 | Master Bedroom | 2417112 | Master Bedroom | 0.05169%
24171 | 13 | 1 |  | Manual | 3 | Recessed Can | Compact Fluorescent |  | Twist | 1 | 22 | Bathroom | 2417113 | Bathroom | 0.05169%
24171 | 13 | 2 |  | Manual | 1 | Wall Mount | Compact Fluorescent |  | Twist | 4 | 15 | Bathroom | 2417113 | Bathroom | 0.05169%
24171 | 14 | 1 |  | Manual | 7 | Recessed Can | Compact Fluorescent |  | Twist | 1 | 22 | Hall | 2417114 | Hall | 0.05169%
24171 | 14 | 2 |  | Manual | 1 | Floor lamp | Incandescent |  | Standard A Lamp | 1 | 200 | Hall | 2417114 | Hall | 0.05169%
24171 | 15 | 1 |  | Manual | 2 | Wall Mount | Compact Fluorescent |  | Twist | 1 | 15 | Other | 2417115 | Other | 0.05169%
24184 | 1 | 1 |  | Manual | 2 | Ceiling Fixture | Compact Fluorescent |  | Twist | 1 | 22 | Garage | 241841 | Garage | 0.1084%
24184 | 1 | 2 |  | Manual | 2 | Garage door opener | Incandescent |  | Standard A Lamp | 1 | 60 | Garage | 241841 | Garage | 0.1084%
24184 | 2 | 1 |  | Manual | 1 | Wall Mount | Incandescent |  | Globe | 2 | 40 | Bathroom | 241842 | Bathroom | 0.1084%
24184 | 2 | 2 |  | Manual | 1 | Recessed - other | Incandescent |  | Heat Lamp | 1 | 250 | Bathroom | 241842 | Bathroom | 0.1084%
24184 | 3 | 1 |  | Manual | 1 | Ceiling Fixture | Incandescent |  | Standard A Lamp | 1 | 75 | Bedroom | 241843 | Bedroom | 0.1084%
24184 | 4 | 1 |  | Manual | 6 | Recessed Can | Incandescent |  | Reflector | 1 | 65 | Office | 241844 | Office | 0.1084%
24184 | 5 | 1 |  | Manual | 1 | Wall Mount | Incandescent |  | Clear | 1 | 40 | Bathroom | 241845 | Bathroom | 0.1084%
24184 | 5 | 2 |  | Manual | 1 | Ceiling Fixture | Incandescent |  | Clear | 1 | 40 | Bathroom | 241845 | Bathroom | 0.1084%
24184 | 6 | 1 |  | Dimmer | 1 | Chandelier (Hanging) | Compact Fluorescent |  | Decorative | 5 | 15 | Dining Room | 241846 | Dining Room | 0.1084%
24184 | 7 | 1 |  | Manual | 2 | Table | Compact Fluorescent |  | Twist | 1 | 15 | Family Room | 241847 | Family Room | 0.1084%
24184 | 8 | 1 |  | Manual | 2 | Table | Incandescent |  | Standard A Lamp | 1 | 75 | Bedroom | 241848 | Bedroom | 0.1084%
24184 | 9 | 1 |  | Manual | 1 | Ceiling Fixture | Compact Fluorescent |  | Twist | 2 | 15 | Hall | 241849 | Hall | 0.1084%
24184 | 10 | 1 |  | Manual | 6 | Recessed Can | Incandescent |  | Reflector | 1 | 65 | Kitchen | 2418410 | Kitchen | 0.1084%
24184 | 10 | 2 |  | Manual | 1 | Track | Incandescent |  | Reflector | 4 | 65 | Kitchen | 2418410 | Kitchen | 0.1084%
24184 | 11 | 1 |  | Manual | 2 | Ceiling Fixture | Incandescent |  | Standard A Lamp | 1 | 60 | Laundry Room | 2418411 | Laundry Room | 0.1084%
24184 | 12 | 1 |  | Manual | 2 | Table | Compact Fluorescent |  | Twist | 1 | 15 | Living Room | 2418412 | Living Room | 0.1084%
24184 | 13 | 1 |  | Manual | 1 | Chandelier (Hanging) | Incandescent |  | Decorative | 4 | 25 | Dining Room | 2418413 | Dining Room | 0.1084%
24184 | 14 | 1 |  | Manual | 4 | Wall Mount | Incandescent |  | Decorative | 1 | 25 | Other | 2418414 | Other | 0.1084%
24184 | 15 | 1 |  | Manual | 1 | Chandelier (Hanging) | Incandescent |  | Decorative | 4 | 40 | Hall | 2418415 | Hall | 0.1084%
24184 | 16 | 1 |  | Manual | 1 | Ceiling Fixture | Compact Fluorescent |  | Twist | 1 | 15 | Other | 2418416 | Other | 0.1084%
24184 | 16 | 2 |  | Manual | 1 | Floor lamp | Incandescent |  | Standard A Lamp | 1 | 75 | Other | 2418416 | Other | 0.1084%
24184 | 17 | 1 |  | Manual | 2 | Chandelier (Hanging) | Incandescent |  | Decorative | 3 | 25 | Hall | 2418417 | Hall | 0.1084%
24184 | 18 | 1 |  | Manual | 1 | Ceiling Fixture | Compact Fluorescent |  | Twist | 1 | 15 | Bathroom | 2418418 | Bathroom | 0.1084%
24184 | 19 | 1 |  | Manual | 1 | Chandelier (Hanging) | Incandescent |  | Mini base | 4 | 25 | Master Bedroom | 2418419 | Master Bedroom | 0.1084%
24184 | 19 | 2 |  | Manual | 2 | Table | Incandescent |  | Standard A Lamp | 1 | 75 | Master Bedroom | 2418419 | Master Bedroom | 0.1084%
24184 | 19 | 3 |  | Dimmer | 1 | Wall Mount | Incandescent |  | Mini base | 4 | 25 | Master Bedroom | 2418419 | Master Bedroom | 0.1084%
24184 | 20 | 1 |  | Manual | 1 | Chandelier (Hanging) | Incandescent |  | Decorative | 3 | 25 | Hall | 2418420 | Hall | 0.1084%
24196 | 1 | 1 |  | Manual | 2 | Table | Compact Fluorescent |  | Twist | 1 | 15 | Living Room | 241961 | Living Room | 0.04732%
24196 | 1 | 2 |  | Manual | 1 | Floor lamp | Incandescent |  | 3-Way Incandescent | 1 | 100 | Living Room | 241961 | Living Room | 0.04732%
24196 | 2 | 1 |  | Manual | 1 | Ceiling Fixture | Compact Fluorescent |  | Straight Tube | 1 | 15 | Bedroom | 241962 | Bedroom | 0.04732%
24196 | 3 | 1 |  | Manual | 1 | Floor lamp | Incandescent |  | 3-Way Incandescent | 1 | 100 | Family Room | 241963 | Family Room | 0.04732%
24196 | 3 | 2 |  | Manual | 1 | Table | Compact Fluorescent |  | Twist | 2 | 15 | Family Room | 241963 | Family Room | 0.04732%
24196 | 3 | 3 |  | Manual | 1 | Table | Incandescent |  | 3-Way Incandescent | 1 | 125 | Family Room | 241963 | Family Room | 0.04732%
24196 | 3 | 4 |  | Dimmer | 7 | Recessed Can | Incandescent |  | Reflector | 1 | 75 | Family Room | 241963 | Family Room | 0.04732%
24196 | 3 | 5 |  | Manual | 4 | Recessed - other | Incandescent |  | Reflector | 1 | 60 | Family Room | 241963 | Family Room | 0.04732%
24196 | 3 | 6 |  | Manual | 4 | Ceiling Fixture | Linear Fluorescent | 48 | T-12 | 2 | 40 | Family Room | 241963 | Family Room | 0.04732%
24196 | 4 | 1 |  | Manual | 1 | Ceiling Fixture | Linear Fluorescent | 48 | T-12 | 2 | 40 | Other | 241964 | Other | 0.04732%
24196 | 5 | 1 |  | Manual | 1 | Wall Mount | Incandescent |  | Clear | 3 | 60 | Bathroom | 241965 | Bathroom | 0.04732%
24196 | 6 | 1 |  | Manual | 5 | Recessed Can | Incandescent |  | Reflector | 1 | 65 | Laundry Room | 241966 | Laundry Room | 0.04732%
24196 | 6 | 2 |  | Manual | 2 | Ceiling Fixture | Linear Fluorescent | 96 | T-12 | 2 | 100 | Laundry Room | 241966 | Laundry Room | 0.04732%
24196 | 6 | 3 |  | Manual | 1 | Ceiling Fixture | Linear Fluorescent | 48 | T-12 | 2 | 40 | Laundry Room | 241966 | Laundry Room | 0.04732%
24196 | 6 | 4 |  | Manual | 3 | Ceiling Fixture | Incandescent |  | Standard A Lamp | 1 | 75 | Laundry Room | 241966 | Laundry Room | 0.04732%
24196 | 7 | 1 |  | Manual | 2 | Ceiling Fixture | Linear Fluorescent | 48 | T-12 | 2 | 40 | Garage | 241967 | Garage | 0.04732%
24196 | 7 | 2 |  | Manual | 1 | Ceiling Fixture | Incandescent |  | Standard A Lamp | 2 | 75 | Garage | 241967 | Garage | 0.04732%
24196 | 8 | 1 |  | Manual | 1 | Recessed Can | Incandescent |  | Reflector | 1 | 75 | Hall | 241968 | Hall | 0.04732%
24196 | 8 | 2 |  | Manual | 1 | Wall Mount | Incandescent |  | Standard A Lamp | 2 | 60 | Hall | 241968 | Hall | 0.04732%
24196 | 9 | 1 |  | Manual | 1 | Ceiling Fixture | Linear Fluorescent | 96 | T-12 | 2 | 100 | Other | 241969 | Other | 0.04732%
24196 | 9 | 2 |  | Manual | 4 | Ceiling Fixture | Linear Fluorescent | 48 | T-12 | 2 | 40 | Other | 241969 | Other | 0.04732%
24196 | 9 | 3 |  | Manual | 8 | Ceiling Fixture | Incandescent |  | Standard A Lamp | 1 | 150 | Other | 241969 | Other | 0.04732%
24196 | 10 | 1 |  | Dimmer | 1 | Chandelier (Hanging) | Incandescent |  | Decorative | 3 | 40 | Dining Room | 2419610 | Dining Room | 0.04732%
24196 | 10 | 2 |  | Manual | 1 | Floor lamp | Incandescent |  | Other | 1 | 25 | Dining Room | 2419610 | Dining Room | 0.04732%
24196 | 11 | 1 |  | Dimmer | 3 | Chandelier (Hanging) | Incandescent |  | Decorative | 1 | 40 | Kitchen | 2419611 | Kitchen | 0.04732%
24196 | 11 | 2 |  | Dimmer | 4 | Recessed Can | Incandescent |  | Reflector | 1 | 75 | Kitchen | 2419611 | Kitchen | 0.04732%
24196 | 11 | 3 |  | Manual | 6 | Architectural | Linear Fluorescent | 24 | T-5 | 1 | 8 | Kitchen | 2419611 | Kitchen | 0.04732%
24196 | 12 | 1 |  | Manual | 1 | Chandelier (Hanging) | Incandescent |  | Decorative | 6 | 40 | Hall | 2419612 | Hall | 0.04732%
24196 | 12 | 2 |  | Manual | 2 | Recessed Can | Incandescent |  | Reflector | 1 | 75 | Hall | 2419612 | Hall | 0.04732%
24196 | 13 | 1 |  | Manual | 1 | Wall Mount | Incandescent |  | Globe | 3 | 40 | Bathroom | 2419613 | Bathroom | 0.04732%
24196 | 13 | 2 |  | Manual | 2 | Recessed - other | Incandescent |  | Reflector | 1 | 75 | Bathroom | 2419613 | Bathroom | 0.04732%
24196 | 13 | 3 |  | Manual | 1 | Recessed - other | Incandescent |  | Heat Lamp | 1 | 250 | Bathroom | 2419613 | Bathroom | 0.04732%
24196 | 14 | 1 |  | Manual | 1 | Ceiling Fixture | Incandescent |  | Decorative | 4 | 40 | Bedroom | 2419614 | Bedroom | 0.04732%
24196 | 14 | 2 |  | Manual | 1 | Table | Incandescent |  | Standard A Lamp | 1 | 75 | Bedroom | 2419614 | Bedroom | 0.04732%
24196 | 14 | 3 |  | Manual | 1 | Floor lamp | Incandescent |  | 3-Way Incandescent | 1 | 125 | Bedroom | 2419614 | Bedroom | 0.04732%
24196 | 15 | 1 |  | Manual | 1 | Ceiling Fan | Incandescent |  | Decorative | 4 | 40 | Bedroom | 2419615 | Bedroom | 0.04732%
24196 | 15 | 2 |  | Manual | 1 | Floor lamp | Incandescent |  | 3-Way Incandescent | 1 | 125 | Bedroom | 2419615 | Bedroom | 0.04732%
24196 | 16 | 1 |  | Manual | 1 | Ceiling Fan | Compact Fluorescent |  | Twist | 1 | 15 | Master Bedroom | 2419616 | Master Bedroom | 0.04732%
24196 | 16 | 2 |  | Manual | 1 | Table | Incandescent |  | Clear | 1 | 100 | Master Bedroom | 2419616 | Master Bedroom | 0.04732%
24196 | 17 | 1 |  | Manual | 1 | Wall Mount | Incandescent |  | Globe | 1 | 75 | Bathroom | 2419617 | Bathroom | 0.04732%
24196 | 17 | 2 |  | Manual | 2 | Recessed Can | Incandescent |  | Reflector | 1 | 75 | Bathroom | 2419617 | Bathroom | 0.04732%
24196 | 17 | 3 |  | Manual | 1 | Recessed Can | Incandescent |  | Heat Lamp | 1 | 250 | Bathroom | 2419617 | Bathroom | 0.04732%
24202 | 1 | 1 |  | Manual | 1 | Wall Mount | Incandescent |  | Standard A Lamp | 1 | 60 | Other | 242021 | Other | 0.02963%
24202 | 2 | 1 |  | Manual | 1 | Wall Mount | Compact Fluorescent |  | Globe | 3 | 15 | Bathroom | 242022 | Bathroom | 0.02963%
24202 | 2 | 2 |  | Manual | 1 | Ceiling Fixture | Incandescent |  | Standard A Lamp | 1 | 60 | Bathroom | 242022 | Bathroom | 0.02963%
24202 | 3 | 1 |  | Manual | 3 | Wall Mount | Incandescent |  | Standard A Lamp | 1 | 60 | Bedroom | 242023 | Bedroom | 0.02963%
24202 | 3 | 2 |  | Manual | 1 | Table | Incandescent |  | Standard A Lamp | 1 | 60 | Bedroom | 242023 | Bedroom | 0.02963%
24202 | 4 | 1 |  | Manual | 1 | Ceiling Fixture | Incandescent |  | Standard A Lamp | 1 | 60 | Bedroom | 242024 | Bedroom | 0.02963%
24202 | 4 | 2 |  | Manual | 2 | Table | Incandescent |  | Standard A Lamp | 1 | 60 | Bedroom | 242024 | Bedroom | 0.02963%
24202 | 5 | 1 |  | Manual | 1 | Ceiling Fixture | Incandescent |  | Standard A Lamp | 1 | 60 | Hall | 242025 | Hall | 0.02963%
24202 | 5 | 2 |  | Manual | 1 | Wall Mount | Incandescent |  | Mini base | 1 | 25 | Hall | 242025 | Hall | 0.02963%
24202 | 5 | 3 |  | Manual | 1 | Ceiling Fan | Incandescent |  | Clear | 4 | 40 | Hall | 242025 | Hall | 0.02963%
24202 | 6 | 1 |  | Manual | 1 | Ceiling Fixture | Incandescent |  | Standard A Lamp | 1 | 60 | Office | 242026 | Office | 0.02963%
24202 | 7 | 1 |  | Motion | 2 | Garage door opener | Incandescent |  | Standard A Lamp | 2 | 60 | Garage | 242027 | Garage | 0.02963%
24202 | 7 | 2 |  | Manual | 3 | Ceiling Fixture | Incandescent |  | Standard A Lamp | 1 | 60 | Garage | 242027 | Garage | 0.02963%
24202 | 8 | 1 |  | Manual | 1 | Ceiling Fixture | Incandescent |  | Standard A Lamp | 1 | 60 | Hall | 242028 | Hall | 0.02963%
24202 | 9 | 1 |  | Manual | 1 | Table | Compact Fluorescent |  | Twist | 1 | 22 | Kitchen | 242029 | Kitchen | 0.02963%
24202 | 9 | 2 |  | Manual | 4 | Ceiling Fixture | Linear Fluorescent | 48 | T-12 | 2 | 40 | Kitchen | 242029 | Kitchen | 0.02963%
24202 | 10 | 1 |  | Manual | 2 | Table | Incandescent |  | Standard A Lamp | 1 | 60 | Master Bedroom | 2420210 | Master Bedroom | 0.02963%
24202 | 10 | 2 |  | Manual | 1 | Table | Incandescent |  | Decorative | 1 | 40 | Master Bedroom | 2420210 | Master Bedroom | 0.02963%
24202 | 11 | 1 |  | Manual | 2 | Architectural | Compact Fluorescent |  | Twist | 5 | 15 | Living Room | 2420211 | Living Room | 0.02963%
24202 | 11 | 2 |  | Manual | 1 | Table | Incandescent |  | Standard A Lamp | 1 | 150 | Living Room | 2420211 | Living Room | 0.02963%
24202 | 11 | 3 |  | Dimmer | 1 | Table | Compact Fluorescent |  | Twist | 1 | 15 | Living Room | 2420211 | Living Room | 0.02963%
24202 | 11 | 4 |  | Manual | 1 | Floor lamp | Incandescent |  | Standard A Lamp | 1 | 60 | Living Room | 2420211 | Living Room | 0.02963%
24202 | 12 | 1 |  | Manual | 1 | Ceiling Fixture | Incandescent |  | Reflector | 3 | 40 | Office | 2420212 | Office | 0.02963%
24202 | 13 | 1 |  | Manual | 1 | Ceiling Fixture | Incandescent |  | Standard A Lamp | 1 | 60 | Bathroom | 2420213 | Bathroom | 0.02963%
24203 | 1 | 1 |  | Manual | 1 | Wall Mount | Incandescent |  | Globe | 4 | 40 | Bathroom | 242031 | Bathroom | 0.04732%
24203 | 2 | 1 |  | Manual | 1 | Recessed Can | Incandescent |  | Reflector | 1 | 45 | Bathroom | 242032 | Bathroom | 0.04732%
24203 | 2 | 2 |  | Manual | 1 | Wall Mount | Incandescent |  | Globe | 1 | 40 | Bathroom | 242032 | Bathroom | 0.04732%
24203 | 3 | 1 |  | Manual | 1 | Ceiling Fixture | Incandescent |  | Standard A Lamp | 2 | 60 | Bedroom | 242033 | Bedroom | 0.04732%
24203 | 3 | 2 |  | Manual | 1 | Table | Incandescent |  | Standard A Lamp | 1 | 75 | Bedroom | 242033 | Bedroom | 0.04732%
24203 | 4 | 1 |  | Manual | 1 | Ceiling Fixture | Incandescent |  | Standard A Lamp | 2 | 65 | Bedroom | 242034 | Bedroom | 0.04732%
24203 | 4 | 2 |  | Manual | 1 | Table | Incandescent |  | Standard A Lamp | 1 | 60 | Bedroom | 242034 | Bedroom | 0.04732%
24203 | 5 | 1 |  | Manual | 1 | Ceiling Fixture | Incandescent |  | Standard A Lamp | 2 | 60 | Bedroom | 242035 | Bedroom | 0.04732%
24203 | 6 | 1 |  | Dimmer | 1 | Chandelier (Hanging) | Incandescent |  | Standard A Lamp | 5 | 60 | Dining Room | 242036 | Dining Room | 0.04732%
24203 | 6 | 2 |  | Manual | 1 | Floor lamp | Incandescent |  | Reflector | 1 | 25 | Dining Room | 242036 | Dining Room | 0.04732%
24203 | 7 | 1 |  | Manual | 1 | Ceiling Fixture | Incandescent |  | Standard A Lamp | 2 | 75 | Hall | 242037 | Hall | 0.04732%
24203 | 8 | 1 |  | Manual | 2 | Ceiling Fixture | Incandescent |  | Standard A Lamp | 2 | 60 | Hall | 242038 | Hall | 0.04732%
24203 | 9 | 1 |  | Manual | 3 | Ceiling Fixture | Incandescent |  | Standard A Lamp | 2 | 75 | Kitchen | 242039 | Kitchen | 0.04732%
24203 | 9 | 2 |  | Manual | 1 | Architectural | Incandescent |  | Standard A Lamp | 1 | 100 | Kitchen | 242039 | Kitchen | 0.04732%
24203 | 10 | 1 |  | Manual | 1 | Ceiling Fixture | Incandescent |  | Standard A Lamp | 2 | 90 | Laundry Room | 2420310 | Laundry Room | 0.04732%
24203 | 11 | 1 |  | Manual | 1 | Ceiling Fixture | Incandescent |  | Standard A Lamp | 2 | 65 | Living Room | 2420311 | Living Room | 0.04732%
24203 | 11 | 2 |  | Manual | 2 | Table | Incandescent |  | 3-Way Incandescent | 1 | 100 | Living Room | 2420311 | Living Room | 0.04732%
24203 | 12 | 1 |  | Manual | 1 | Wall Mount | Incandescent |  | Globe | 4 | 40 | Bathroom | 2420312 | Bathroom | 0.04732%
24203 | 12 | 2 |  | Manual | 1 | Recessed Can | Incandescent |  | Reflector | 1 | 45 | Bathroom | 2420312 | Bathroom | 0.04732%
24203 | 13 | 1 |  | Manual | 1 | Ceiling Fixture | Incandescent |  | Standard A Lamp | 2 | 60 | Master Bedroom | 2420313 | Master Bedroom | 0.04732%
24203 | 13 | 2 |  | Manual | 2 | Table | Compact Fluorescent |  | Twist | 1 | 13 | Master Bedroom | 2420313 | Master Bedroom | 0.04732%
24203 | 13 | 3 |  | Manual | 1 | Floor lamp | Incandescent |  | 3-Way Incandescent | 1 | 70 | Master Bedroom | 2420313 | Master Bedroom | 0.04732%
24203 | 14 | 1 |  | Manual | 1 | Ceiling Fixture | Compact Fluorescent |  | Twist | 1 | 13 | Closet | 2420314 | Closet | 0.04732%
24203 | 15 | 1 |  | Manual | 3 | Table | Incandescent |  | Standard A Lamp | 1 | 75 | Family Room | 2420315 | Family Room | 0.04732%
24203 | 15 | 2 |  | Manual | 1 | Table | Incandescent |  | Other | 1 | 15 | Family Room | 2420315 | Family Room | 0.04732%
24205 | 1 | 1 |  | Manual | 1 | Ceiling Fixture | Linear Fluorescent | 48 | T-8 | 2 | 32 | Other | 242051 | Other | 0.02963%
24205 | 2 | 1 |  | Manual | 6 | Recessed Can | Compact Fluorescent |  | Flood | 1 | 15 | Other | 242052 | Other | 0.02963%
24205 | 3 | 1 |  | Manual | 2 | Ceiling Fixture | Halogen |  | MR | 3 | 50 | Hall | 242053 | Hall | 0.02963%
24205 | 4 | 1 |  | Manual | 1 | Track | Compact Fluorescent |  | Twist | 4 | 28 | Master Bedroom | 242054 | Master Bedroom | 0.02963%
24205 | 4 | 2 |  | Manual | 1 | Ceiling Fan | Compact Fluorescent |  | Twist | 2 | 22 | Master Bedroom | 242054 | Master Bedroom | 0.02963%
24205 | 4 | 3 |  | Manual | 2 | Table | Incandescent |  | 3-Way Incandescent | 1 | 75 | Master Bedroom | 242054 | Master Bedroom | 0.02963%
24205 | 5 | 1 |  | Manual | 1 | Ceiling Fixture | Compact Fluorescent |  | Twist | 2 | 15 | Closet | 242055 | Closet | 0.02963%
24205 | 6 | 1 |  | Manual | 1 | Wall Mount | Compact Fluorescent |  | Twist | 6 | 15 | Bathroom | 242056 | Bathroom | 0.02963%
24205 | 6 | 2 |  | Manual | 1 | Ceiling Fixture | Compact Fluorescent |  | Twist | 2 | 15 | Bathroom | 242056 | Bathroom | 0.02963%
24205 | 7 | 1 |  | Manual | 2 | Wall Mount | Incandescent |  | Mini base | 1 | 40 | Hall | 242057 | Hall | 0.02963%
24205 | 8 | 1 |  | Manual | 1 | Ceiling Fixture | Compact Fluorescent |  | Twist | 2 | 15 | Bathroom | 242058 | Bathroom | 0.02963%
24205 | 8 | 2 |  | Manual | 1 | Wall Mount | Compact Fluorescent |  | Twist | 3 | 15 | Bathroom | 242058 | Bathroom | 0.02963%
24205 | 9 | 1 |  | Manual | 13 | Ceiling Fixture | Halogen |  | MR | 1 | 50 | Living Room | 242059 | Living Room | 0.02963%
24205 | 9 | 2 |  | Manual | 3 | Table | Incandescent |  | 3-Way Incandescent | 1 | 75 | Living Room | 242059 | Living Room | 0.02963%
24205 | 9 | 3 |  | Manual | 2 | Chandelier (Hanging) | Incandescent |  | Mini base | 5 | 60 | Living Room | 242059 | Living Room | 0.02963%
24205 | 9 | 4 |  | Manual | 2 | Ceiling Fan | Compact Fluorescent |  | Twist | 3 | 15 | Living Room | 242059 | Living Room | 0.02963%
24205 | 9 | 5 |  | Manual | 1 | Chandelier (Hanging) | Incandescent |  | Globe | 1 | 60 | Living Room | 242059 | Living Room | 0.02963%
24205 | 9 | 6 |  | Manual | 2 | Recessed Can | Compact Fluorescent |  | Flood | 1 | 15 | Living Room | 242059 | Living Room | 0.02963%
24205 | 9 | 7 |  | Manual | 1 | Floor lamp | Compact Fluorescent |  | Pin base | 1 | 28 | Living Room | 242059 | Living Room | 0.02963%
24205 | 9 | 8 |  | Manual | 1 | Torchiere | Halogen |  | Quartz Tube | 1 | 100 | Living Room | 242059 | Living Room | 0.02963%
24205 | 10 | 1 |  | Manual | 1 | Chandelier (Hanging) | Incandescent |  | Standard A Lamp | 5 | 100 | Kitchen | 2420510 | Kitchen | 0.02963%
24205 | 10 | 2 |  | Manual | 1 | Chandelier (Hanging) | Compact Fluorescent |  | Twist | 5 | 22 | Kitchen | 2420510 | Kitchen | 0.02963%
24205 | 10 | 3 |  | Manual | 1 | Architectural | Linear Fluorescent | 24 | T-8 | 1 | 16 | Kitchen | 2420510 | Kitchen | 0.02963%
24205 | 11 | 1 |  | Manual | 5 | Ceiling Fixture | Linear Fluorescent | 48 | T-8 | 2 | 32 | Other | 2420511 | Other | 0.02963%
24205 | 11 | 2 |  | Manual | 3 | Ceiling Fixture | Compact Fluorescent |  | Twist | 1 | 15 | Other | 2420511 | Other | 0.02963%
24205 | 12 | 1 |  | Manual | 2 | Ceiling Fixture | Compact Fluorescent |  | Twist | 1 | 15 | Closet | 2420512 | Closet | 0.02963%
24205 | 13 | 1 |  | Manual | 9 | Ceiling Fixture | Linear Fluorescent | 48 | T-8 | 2 | 32 | Garage | 2420513 | Garage | 0.02963%
24205 | 13 | 2 |  | Manual | 3 | Ceiling Fixture | Compact Fluorescent |  | Twist | 1 | 15 | Garage | 2420513 | Garage | 0.02963%
24205 | 14 | 1 |  | Manual | 1 | Ceiling Fixture | Linear Fluorescent | 48 | T-8 | 2 | 32 | Laundry Room | 2420514 | Laundry Room | 0.02963%
24205 | 14 | 2 |  | Manual | 1 | Wall Mount | Incandescent |  | Reflector | 2 | 40 | Laundry Room | 2420514 | Laundry Room | 0.02963%
24205 | 15 | 1 |  | Manual | 3 | Ceiling Fixture | Compact Fluorescent |  | Twist | 1 | 15 | Hall | 2420515 | Hall | 0.02963%
24205 | 16 | 1 |  | Manual | 1 | Ceiling Fixture | Halogen |  | MR | 3 | 50 | Closet | 2420516 | Closet | 0.02963%
24205 | 17 | 1 |  | Manual | 1 | Ceiling Fixture | Compact Fluorescent |  | Twist | 2 | 15 | Bathroom | 2420517 | Bathroom | 0.02963%
24205 | 17 | 2 |  | Manual | 3 | Wall Mount | Compact Fluorescent |  | Twist | 1 | 15 | Bathroom | 2420517 | Bathroom | 0.02963%
24205 | 18 | 1 |  | Manual | 10 | Recessed Can | Compact Fluorescent |  | Twist | 1 | 15 | Family Room | 2420518 | Family Room | 0.02963%
24205 | 18 | 2 |  | Dimmer | 2 | Wall Mount | Incandescent |  | Standard A Lamp | 2 | 40 | Family Room | 2420518 | Family Room | 0.02963%
24205 | 18 | 3 |  | Manual | 1 | Ceiling Fan | Compact Fluorescent |  | Twist | 3 | 15 | Family Room | 2420518 | Family Room | 0.02963%
24205 | 18 | 4 |  | Manual | 1 | Table | Incandescent |  | Standard A Lamp | 1 | 100 | Family Room | 2420518 | Family Room | 0.02963%
24207 | 1 | 1 |  | Manual | 2 | Chandelier (Hanging) | Incandescent |  | Standard A Lamp | 1 | 60 | Bathroom | 242071 | Bathroom | 0.04784%
24207 | 2 | 1 |  | Manual | 1 | Ceiling Fixture | Incandescent |  | Standard A Lamp | 1 | 60 | Bedroom | 242072 | Bedroom | 0.04784%
24207 | 3 | 1 |  | Manual | 1 | Ceiling Fixture | Incandescent |  | Standard A Lamp | 1 | 60 | Bedroom | 242073 | Bedroom | 0.04784%
24207 | 3 | 2 |  | Manual | 1 | Table | Incandescent |  | Standard A Lamp | 1 | 60 | Bedroom | 242073 | Bedroom | 0.04784%
24207 | 4 | 1 |  | Manual | 1 | Ceiling Fixture | Incandescent |  | Standard A Lamp | 1 | 60 | Hall | 242074 | Hall | 0.04784%
24207 | 5 | 1 |  | Manual | 1 | Ceiling Fixture | Incandescent |  | Standard A Lamp | 1 | 60 | Kitchen | 242075 | Kitchen | 0.04784%
24207 | 5 | 2 |  | Manual | 1 | Chandelier (Hanging) | Incandescent |  | Standard A Lamp | 5 | 60 | Kitchen | 242075 | Kitchen | 0.04784%
24207 | 5 | 3 |  | Manual | 1 | Recessed - other | Incandescent |  | Standard A Lamp | 1 | 40 | Kitchen | 242075 | Kitchen | 0.04784%
24207 | 6 | 1 |  | Manual | 1 | Ceiling Fixture | Incandescent |  | Standard A Lamp | 1 | 60 | Living Room | 242076 | Living Room | 0.04784%
24207 | 6 | 2 |  | Manual | 1 | Ceiling Fixture | Incandescent |  | Standard A Lamp | 1 | 60 | Living Room | 242076 | Living Room | 0.04784%
24209 | 1 | 1 |  | Manual | 1 | Ceiling Fixture | Linear Fluorescent | 96 | T-12 | 2 | 75 | Bedroom | 242091 | Bedroom | 0.04732%
24209 | 2 | 1 |  | Manual | 1 | Ceiling Fixture | Incandescent |  | Standard A Lamp | 2 | 60 | Master Bedroom | 242092 | Master Bedroom | 0.04732%
24209 | 2 | 2 |  | Manual | 1 | Ceiling Fixture | Compact Fluorescent |  | Twist | 2 | 15 | Master Bedroom | 242092 | Master Bedroom | 0.04732%
24209 | 2 | 3 |  | Manual | 2 | Table | Incandescent |  | Standard A Lamp | 1 | 100 | Master Bedroom | 242092 | Master Bedroom | 0.04732%
24209 | 2 | 4 |  | Manual | 2 | Table | Incandescent |  | Standard A Lamp | 1 | 60 | Master Bedroom | 242092 | Master Bedroom | 0.04732%
24209 | 3 | 1 |  | Manual | 3 | Ceiling Fixture | Linear Fluorescent | 48 | T-8 | 3 | 32 | Family Room | 242093 | Family Room | 0.04732%
24209 | 4 | 1 |  | Manual | 1 | Ceiling Fixture | Incandescent |  | Standard A Lamp | 2 | 60 | Bedroom | 242094 | Bedroom | 0.04732%
24209 | 4 | 2 |  | Manual | 2 | Table | Incandescent |  | Mini base | 2 | 40 | Bedroom | 242094 | Bedroom | 0.04732%
24209 | 5 | 1 |  | Manual | 1 | Ceiling Fixture | Incandescent |  | Standard A Lamp | 1 | 60 | Other | 242095 | Other | 0.04732%
24209 | 6 | 1 |  | Manual | 2 | Ceiling Fixture | Incandescent |  | Standard A Lamp | 2 | 60 | Bathroom | 242096 | Bathroom | 0.04732%
24209 | 7 | 1 |  | Manual | 1 | Ceiling Fixture | Linear Fluorescent | 48 | T-12 | 2 | 40 | Other | 242097 | Other | 0.04732%
24209 | 8 | 1 |  | Manual | 1 | Ceiling Fixture | Linear Fluorescent | 48 | T-12 | 4 | 40 | Other | 242098 | Other | 0.04732%
24209 | 9 | 1 |  | Manual | 1 | Wall Mount | Incandescent |  | Standard A Lamp | 1 | 60 | Hall | 242099 | Hall | 0.04732%
24209 | 10 | 1 |  | Manual | 1 | Ceiling Fixture | Compact Fluorescent |  | Twist | 2 | 15 | Laundry Room | 2420910 | Laundry Room | 0.04732%
24209 | 11 | 1 |  | Manual | 1 | Ceiling Fixture | Compact Fluorescent |  | Pin base | 2 | 15 | Hall | 2420911 | Hall | 0.04732%
24209 | 12 | 1 |  | Manual | 1 | Ceiling Fixture | Incandescent |  | Standard A Lamp | 2 | 60 | Office | 2420912 | Office | 0.04732%
24209 | 12 | 2 |  | Manual | 1 | Table | Incandescent |  | Decorative | 1 | 40 | Office | 2420912 | Office | 0.04732%
24209 | 12 | 3 |  | Manual | 1 | Table | Incandescent |  | Mini base | 1 | 40 | Office | 2420912 | Office | 0.04732%
24209 | 13 | 1 |  | Manual | 1 | Wall Mount | Incandescent |  | Mini base | 8 | 40 | Bathroom | 2420913 | Bathroom | 0.04732%
24209 | 13 | 2 |  | Manual | 1 | Ceiling Fixture | Compact Fluorescent |  | Twist | 2 | 15 | Bathroom | 2420913 | Bathroom | 0.04732%
24209 | 13 | 3 |  | Manual | 1 | Recessed Can | Incandescent |  | Heat Lamp | 1 | 300 | Bathroom | 2420913 | Bathroom | 0.04732%
24209 | 13 | 4 |  | Manual | 1 | Recessed - other | Incandescent |  | Reflector | 1 | 125 | Bathroom | 2420913 | Bathroom | 0.04732%
24209 | 14 | 1 |  | Manual | 1 | Ceiling Fixture | Halogen |  | MR | 4 | 50 | Kitchen | 2420914 | Kitchen | 0.04732%
24209 | 14 | 2 |  | Manual | 1 | Ceiling Fixture | Halogen |  | MR | 3 | 50 | Kitchen | 2420914 | Kitchen | 0.04732%
24209 | 14 | 3 |  | Dimmer | 1 | Chandelier (Hanging) | Incandescent |  | Mini base | 6 | 60 | Kitchen | 2420914 | Kitchen | 0.04732%
24209 | 14 | 4 |  | Manual | 1 | Ceiling Fixture | Linear Fluorescent | 48 | T-5 | 4 | 32 | Kitchen | 2420914 | Kitchen | 0.04732%
24209 | 15 | 1 |  | Manual | 1 | Chandelier (Hanging) | Incandescent |  | Mini base | 6 | 40 | Living Room | 2420915 | Living Room | 0.04732%
24209 | 15 | 2 |  | Manual | 1 | Table | Incandescent |  | Standard A Lamp | 1 | 200 | Living Room | 2420915 | Living Room | 0.04732%
24209 | 15 | 3 |  | Manual | 1 | Table | Incandescent |  | Standard A Lamp | 1 | 100 | Living Room | 2420915 | Living Room | 0.04732%
24209 | 16 | 1 |  | Manual | 1 | Ceiling Fixture | Incandescent |  | Standard A Lamp | 1 | 60 | Bedroom | 2420916 | Bedroom | 0.04732%
24209 | 17 | 1 |  | Manual | 1 | Ceiling Fixture | Incandescent |  | Standard A Lamp | 1 | 60 | Closet | 2420917 | Closet | 0.04732%
24221 | 1 | 1 |  | Manual | 1 | Ceiling Fixture | Compact Fluorescent |  | Pin base | 1 | 28 | Living Room | 242211 | Living Room | 0.02963%
24221 | 1 | 2 |  | Manual | 1 | Table | Compact Fluorescent |  | Straight Tube | 1 | 15 | Living Room | 242211 | Living Room | 0.02963%
24221 | 1 | 3 |  | Manual | 1 | Floor lamp | Halogen |  | Quartz Tube | 1 | 100 | Living Room | 242211 | Living Room | 0.02963%
24221 | 2 | 1 |  | Manual | 2 | Ceiling Fixture | Linear Fluorescent | 48 | T-12 | 4 | 40 | Closet | 242212 | Closet | 0.02963%
24221 | 2 | 2 |  | Manual | 1 | Ceiling Fixture | Compact Fluorescent |  | Twist | 1 | 22 | Closet | 242212 | Closet | 0.02963%
24221 | 3 | 1 |  | Manual | 1 | Ceiling Fixture | Linear Fluorescent | 48 | T-12 | 4 | 40 | Bedroom | 242213 | Bedroom | 0.02963%
24221 | 4 | 1 |  | Manual | 2 | Ceiling Fixture | Incandescent |  | Standard A Lamp | 2 | 40 | Hall | 242214 | Hall | 0.02963%
24221 | 5 | 1 |  | Manual | 1 | Ceiling Fixture | Incandescent |  | Standard A Lamp | 1 | 75 | Bedroom | 242215 | Bedroom | 0.02963%
24221 | 6 | 1 |  | Manual | 1 | Ceiling Fan | Incandescent |  | Standard A Lamp | 1 | 60 | Bedroom | 242216 | Bedroom | 0.02963%
24221 | 6 | 2 |  | Manual | 1 | Table | Incandescent |  | Standard A Lamp | 1 | 60 | Bedroom | 242216 | Bedroom | 0.02963%
24221 | 7 | 1 |  | Manual | 1 | Ceiling Fan | Incandescent |  | Standard A Lamp | 1 | 60 | Bedroom | 242217 | Bedroom | 0.02963%
24221 | 8 | 1 |  | Manual | 2 | Ceiling Fixture | Incandescent |  | Standard A Lamp | 1 | 100 | Other | 242218 | Other | 0.02963%
24221 | 9 | 1 |  | Manual | 1 | Ceiling Fan | Incandescent |  | Standard A Lamp | 3 | 40 | Dining Room | 242219 | Dining Room | 0.02963%
24221 | 10 | 1 |  | Manual | 1 | Ceiling Fixture | Linear Fluorescent | 48 | T-8 | 4 | 32 | Kitchen | 2422110 | Kitchen | 0.02963%
24221 | 11 | 1 |  | Manual | 1 | Ceiling Fixture | Incandescent |  | Standard A Lamp | 1 | 60 | Bathroom | 2422111 | Bathroom | 0.02963%
24221 | 11 | 2 |  | Manual | 1 | Wall Mount | Incandescent |  | Standard A Lamp | 1 | 60 | Bathroom | 2422111 | Bathroom | 0.02963%
24221 | 12 | 1 |  | Manual | 1 | Ceiling Fixture | Compact Fluorescent |  | Twist | 1 | 22 | Laundry Room | 2422112 | Laundry Room | 0.02963%
24221 | 13 | 1 |  | Manual | 1 | Wall Mount | Compact Fluorescent |  | Twist | 1 | 22 | Closet | 2422113 | Closet | 0.02963%
24221 | 14 | 1 |  | Manual | 1 | Ceiling Fixture | Linear Fluorescent | 48 | T-12 | 4 | 40 | Office | 2422114 | Office | 0.02963%
24221 | 15 | 1 |  | Manual | 1 | Ceiling Fixture | Incandescent |  | Standard A Lamp | 1 | 100 | Master Bedroom | 2422115 | Master Bedroom | 0.02963%
24221 | 16 | 1 |  | Manual | 1 | Wall Mount | Compact Fluorescent |  | Twist | 9 | 22 | Bathroom | 2422116 | Bathroom | 0.02963%
24221 | 16 | 2 |  | Manual | 1 | Recessed Can | Incandescent |  | Heat Lamp | 1 | 250 | Bathroom | 2422116 | Bathroom | 0.02963%
24224 | 1 | 1 |  | Manual | 2 | Ceiling Fixture | Compact Fluorescent |  | Twist | 1 | 15 | Garage | 242241 | Garage | 0.04732%
24224 | 1 | 2 |  | Manual | 1 | Garage door opener | Incandescent |  | Standard A Lamp | 1 | 40 | Garage | 242241 | Garage | 0.04732%
24224 | 2 | 1 |  | Manual | 1 | Table | Compact Fluorescent |  | Twist | 1 | 15 | Bedroom | 242242 | Bedroom | 0.04732%
24224 | 3 | 1 |  | Manual | 1 | Wall Mount | Compact Fluorescent |  | Twist | 4 | 28 | Bathroom | 242243 | Bathroom | 0.04732%
24224 | 4 | 1 |  | Manual | 1 | Torchiere | Incandescent |  | Standard A Lamp | 1 | 100 | Master Bedroom | 242244 | Master Bedroom | 0.04732%
24224 | 4 | 2 |  | Manual | 2 | Table | Incandescent |  | Standard A Lamp | 1 | 60 | Master Bedroom | 242244 | Master Bedroom | 0.04732%
24224 | 5 | 1 |  | Manual | 1 | Wall Mount | Incandescent |  | Globe | 5 | 60 | Bathroom | 242245 | Bathroom | 0.04732%
24224 | 6 | 1 |  | Manual | 1 | Ceiling Fixture | Compact Fluorescent |  | Twist | 1 | 15 | Closet | 242246 | Closet | 0.04732%
24224 | 7 | 1 |  | Manual | 1 | Wall Mount | Compact Fluorescent |  | Twist | 1 | 15 | Family Room | 242247 | Family Room | 0.04732%
24224 | 8 | 1 |  | Manual | 1 | Ceiling Fixture | Linear Fluorescent | 48 | T-12 | 2 | 40 | Kitchen | 242248 | Kitchen | 0.04732%
24224 | 8 | 2 |  | Manual | 1 | Recessed Can | Incandescent |  | Reflector | 1 | 65 | Kitchen | 242248 | Kitchen | 0.04732%
24224 | 9 | 1 |  | Manual | 1 | Chandelier (Hanging) | Incandescent |  | Mini base | 5 | 40 | Dining Room | 242249 | Dining Room | 0.04732%
24224 | 10 | 1 |  | Manual | 1 | Torchiere | Compact Fluorescent |  | Twist | 1 | 28 | Living Room | 2422410 | Living Room | 0.04732%
24224 | 10 | 2 |  | Manual | 1 | Table | Halogen |  | MR | 1 | 50 | Living Room | 2422410 | Living Room | 0.04732%
24224 | 11 | 1 |  | Manual | 1 | Ceiling Fixture | Incandescent |  | Standard A Lamp | 1 | 60 | Hall | 2422411 | Hall | 0.04732%
24224 | 12 | 1 |  | Manual | 1 | Wall Mount | Compact Fluorescent |  | Twist | 3 | 22 | Bathroom | 2422412 | Bathroom | 0.04732%
24224 | 13 | 1 |  | Manual | 2 | Ceiling Fixture | Incandescent |  | Standard A Lamp | 1 | 60 | Hall | 2422413 | Hall | 0.04732%
24224 | 14 | 1 |  | Manual | 1 | Table | Compact Fluorescent |  | Twist | 2 | 22 | Bedroom | 2422414 | Bedroom | 0.04732%
24227 | 1 | 1 |  | Manual | 3 | Ceiling Fixture | Compact Fluorescent |  | Twist | 1 | 22 | Office | 242271 | Office | 0.05296%
24227 | 1 | 2 |  | Manual | 1 | Ceiling Fixture | Linear Fluorescent | 48 | T-12 | 2 | 25 | Office | 242271 | Office | 0.05296%
24227 | 2 | 1 |  | Manual | 1 | Wall Mount | Incandescent |  | Decorative | 3 | 25 | Bathroom | 242272 | Bathroom | 0.05296%
24227 | 3 | 1 |  | Manual | 1 | Wall Mount | Compact Fluorescent |  | Twist | 2 | 15 | Bathroom | 242273 | Bathroom | 0.05296%
24227 | 4 | 1 |  | Manual | 1 | Ceiling Fixture | Compact Fluorescent |  | Twist | 2 | 15 | Bedroom | 242274 | Bedroom | 0.05296%
24227 | 4 | 2 |  | Manual | 1 | Table | Compact Fluorescent |  | Twist | 1 | 15 | Bedroom | 242274 | Bedroom | 0.05296%
24227 | 5 | 1 |  | Manual | 1 | Ceiling Fixture | Compact Fluorescent |  | Twist | 2 | 15 | Bedroom | 242275 | Bedroom | 0.05296%
24227 | 6 | 1 |  | Manual | 1 | Ceiling Fixture | Compact Fluorescent |  | Twist | 3 | 22 | Dining Room | 242276 | Dining Room | 0.05296%
24227 | 7 | 1 |  | Manual | 1 | Ceiling Fixture | Compact Fluorescent |  | Twist | 1 | 15 | Hall | 242277 | Hall | 0.05296%
24227 | 8 | 1 |  | Manual | 1 | Ceiling Fixture | Compact Fluorescent |  | Twist | 1 | 15 | Hall | 242278 | Hall | 0.05296%
24227 | 9 | 1 |  | Manual | 1 | Ceiling Fixture | Compact Fluorescent |  | Twist | 3 | 15 | Kitchen | 242279 | Kitchen | 0.05296%
24227 | 9 | 2 |  | Manual | 1 | Ceiling Fixture | Compact Fluorescent |  | Twist | 1 | 15 | Kitchen | 242279 | Kitchen | 0.05296%
24227 | 9 | 3 |  | Manual | 1 | Wall Mount | Compact Fluorescent |  | Twist | 1 | 15 | Kitchen | 242279 | Kitchen | 0.05296%
24227 | 10 | 1 |  | Manual | 1 | Floor lamp | Compact Fluorescent |  | Twist | 2 | 15 | Living Room | 2422710 | Living Room | 0.05296%
24227 | 10 | 2 |  | Manual | 1 | Floor lamp | Compact Fluorescent |  | Twist | 1 | 15 | Living Room | 2422710 | Living Room | 0.05296%
24227 | 11 | 1 |  | Manual | 1 | Ceiling Fixture | Compact Fluorescent |  | Twist | 2 | 15 | Bedroom | 2422711 | Bedroom | 0.05296%
24227 | 11 | 2 |  | Manual | 2 | Table | Compact Fluorescent |  | Twist | 1 | 15 | Bedroom | 2422711 | Bedroom | 0.05296%
24227 | 12 | 1 |  | Manual | 1 | Ceiling Fixture | Compact Fluorescent |  | Twist | 1 | 15 | Office | 2422712 | Office | 0.05296%
24232 | 1 | 1 |  | Manual | 2 | Wall Mount | Linear Fluorescent | 18 | T-12 | 1 | 16 | Bathroom | 242321 | Bathroom | 0.05169%
24232 | 1 | 2 |  | Manual | 1 | Ceiling Fixture | Compact Fluorescent |  | Twist | 1 | 15 | Bathroom | 242321 | Bathroom | 0.05169%
24232 | 1 | 3 |  | Manual | 1 | Recessed - other | Incandescent |  | Heat Lamp | 2 | 250 | Bathroom | 242321 | Bathroom | 0.05169%
24232 | 2 | 1 |  | Manual | 1 | Table | Compact Fluorescent |  | Twist | 1 | 15 | Bedroom | 242322 | Bedroom | 0.05169%
24232 | 3 | 1 |  | Manual | 1 | Ceiling Fixture | Incandescent |  | Standard A Lamp | 1 | 100 | Bedroom | 242323 | Bedroom | 0.05169%
24232 | 3 | 2 |  | Manual | 1 | Table | Incandescent |  | Standard A Lamp | 1 | 40 | Bedroom | 242323 | Bedroom | 0.05169%
24232 | 4 | 1 |  | Manual | 1 | Ceiling Fixture | Incandescent |  | Standard A Lamp | 1 | 60 | Closet | 242324 | Closet | 0.05169%
24232 | 5 | 1 |  | Manual | 1 | Ceiling Fixture | Incandescent |  | Standard A Lamp | 1 | 60 | Hall | 242325 | Hall | 0.05169%
24232 | 6 | 1 |  | Manual | 1 | Ceiling Fixture | Compact Fluorescent |  | Twist | 1 | 22 | Kitchen | 242326 | Kitchen | 0.05169%
24232 | 7 | 1 |  | Manual | 1 | Ceiling Fixture | Compact Fluorescent |  | Twist | 1 | 22 | Laundry Room | 242327 | Laundry Room | 0.05169%
24232 | 8 | 1 |  | Manual | 1 | Ceiling Fan | Compact Fluorescent |  | Twist | 2 | 15 | Living Room | 242328 | Living Room | 0.05169%
24232 | 8 | 2 |  | Manual | 1 | Table | Compact Fluorescent |  | Twist | 1 | 22 | Living Room | 242328 | Living Room | 0.05169%
24232 | 8 | 3 |  | Manual | 1 | Torchiere | Incandescent |  | Standard A Lamp | 1 | 100 | Living Room | 242328 | Living Room | 0.05169%
24232 | 8 | 4 |  | Manual | 1 | Table | Compact Fluorescent |  | Twist | 1 | 15 | Living Room | 242328 | Living Room | 0.05169%
24232 | 8 | 5 |  | Manual | 1 | Floor lamp | Compact Fluorescent |  | Twist | 2 | 15 | Living Room | 242328 | Living Room | 0.05169%
24232 | 8 | 6 |  | Manual | 1 | Torchiere | Incandescent |  | Standard A Lamp | 1 | 100 | Living Room | 242328 | Living Room | 0.05169%
24232 | 9 | 1 |  | Manual | 1 | Ceiling Fixture | Incandescent |  | Standard A Lamp | 1 | 60 | Office | 242329 | Office | 0.05169%
24242 | 1 | 1 |  | Manual | 1 | Wall Mount | Incandescent |  | Standard A Lamp | 2 | 100 | Bathroom | 242421 | Bathroom | 0.05296%
24242 | 2 | 1 |  | Manual | 1 | Ceiling Fan | Incandescent |  | Standard A Lamp | 3 | 60 | Bedroom | 242422 | Bedroom | 0.05296%
24242 | 2 | 2 |  | Manual | 2 | Table | Incandescent |  | 3-Way Incandescent | 1 | 75 | Bedroom | 242422 | Bedroom | 0.05296%
24242 | 3 | 1 |  | Manual | 1 | Ceiling Fixture | Incandescent |  | Standard A Lamp | 1 | 40 | Garage | 242423 | Garage | 0.05296%
24242 | 3 | 2 |  | Manual | 1 | Garage door opener | Compact Fluorescent |  | Twist | 1 | 28 | Garage | 242423 | Garage | 0.05296%
24242 | 4 | 1 |  | Manual | 1 | Ceiling Fixture | Incandescent |  | Standard A Lamp | 1 | 100 | Hall | 242424 | Hall | 0.05296%
24242 | 5 | 1 |  | Manual | 1 | Chandelier (Hanging) | Incandescent |  | Mini base | 5 | 25 | Kitchen | 242425 | Kitchen | 0.05296%
24242 | 6 | 1 |  | Manual | 1 | Floor lamp | Incandescent |  | 3-Way Incandescent | 1 | 125 | Living Room | 242426 | Living Room | 0.05296%
24242 | 6 | 2 |  | Manual | 1 | Floor lamp | Compact Fluorescent |  | Straight Tube | 1 | 36 | Living Room | 242426 | Living Room | 0.05296%
24242 | 6 | 3 |  | Manual | 1 | Table | Incandescent |  | Standard A Lamp | 1 | 100 | Living Room | 242426 | Living Room | 0.05296%
24242 | 7 | 1 |  | Manual | 1 | Ceiling Fixture | Incandescent |  | Standard A Lamp | 2 | 75 | Office | 242427 | Office | 0.05296%
24242 | 7 | 2 |  | Manual | 1 | Table | Incandescent |  | Standard A Lamp | 1 | 100 | Office | 242427 | Office | 0.05296%
24245 | 1 | 1 |  | Manual | 1 | Ceiling Fixture | Incandescent |  | Standard A Lamp | 2 | 60 | Bathroom | 242451 | Bathroom | 0.04008%
24245 | 1 | 2 |  | Manual | 1 | Wall Mount | Compact Fluorescent |  | Twist | 4 | 15 | Bathroom | 242451 | Bathroom | 0.04008%
24245 | 2 | 1 |  | Manual | 4 | Ceiling Fixture | Compact Fluorescent |  | Twist | 1 | 15 | Bedroom | 242452 | Bedroom | 0.04008%
24245 | 2 | 2 |  | Manual | 2 | Table | Incandescent |  | Standard A Lamp | 1 | 75 | Bedroom | 242452 | Bedroom | 0.04008%
24245 | 3 | 1 |  | Manual | 1 | Ceiling Fan | Compact Fluorescent |  | Twist | 1 | 15 | Bedroom | 242453 | Bedroom | 0.04008%
24245 | 3 | 2 |  | Manual | 2 | Table | Compact Fluorescent |  | Twist | 1 | 15 | Bedroom | 242453 | Bedroom | 0.04008%
24245 | 4 | 1 |  | Manual | 2 | Ceiling Fixture | Compact Fluorescent |  | Twist | 1 | 15 | Hall | 242454 | Hall | 0.04008%
24245 | 5 | 1 |  | Manual | 2 | Ceiling Fixture | Compact Fluorescent |  | Twist | 2 | 15 | Kitchen | 242455 | Kitchen | 0.04008%
24245 | 5 | 2 |  | Manual | 1 | Other | Compact Fluorescent |  | Twist | 1 | 15 | Kitchen | 242455 | Kitchen | 0.04008%
24245 | 6 | 1 |  | Manual | 2 | Table | Compact Fluorescent |  | Twist | 1 | 15 | Living Room | 242456 | Living Room | 0.04008%
24245 | 6 | 2 |  | Manual | 1 | Ceiling Fan | Compact Fluorescent |  | Twist | 1 | 15 | Living Room | 242456 | Living Room | 0.04008%
24245 | 7 | 1 |  | Manual | 1 | Wall Mount | Compact Fluorescent |  | Twist | 4 | 15 | Master Bedroom | 242457 | Master Bedroom | 0.04008%
24245 | 8 | 1 |  | Manual | 1 | Ceiling Fixture | Compact Fluorescent |  | Twist | 2 | 15 | Bathroom | 242458 | Bathroom | 0.04008%
24245 | 8 | 2 |  | Manual | 2 | Table | Compact Fluorescent |  | Twist | 1 | 15 | Bathroom | 242458 | Bathroom | 0.04008%
24245 | 9 | 1 |  | Manual | 1 | Ceiling Fixture | Compact Fluorescent |  | Twist | 2 | 15 | Closet | 242459 | Closet | 0.04008%
24245 | 10 | 1 |  | Manual | 3 | Ceiling Fixture | Incandescent |  | Standard A Lamp | 1 | 60 | Other | 2424510 | Other | 0.04008%
24246 | 1 | 1 |  | Manual | 7 | Ceiling Fixture | Linear Fluorescent | 48 | T-12 | 2 | 40 | Other | 242461 | Other | 0.09408%
24246 | 1 | 2 |  | Manual | 7 | Ceiling Fixture | Compact Fluorescent |  | Twist | 2 | 15 | Other | 242461 | Other | 0.09408%
24246 | 2 | 1 |  | Manual | 1 | Ceiling Fixture | Compact Fluorescent |  | Twist | 2 | 15 | Bathroom | 242462 | Bathroom | 0.09408%
24246 | 3 | 1 |  | Manual | 2 | Wall Mount | Incandescent |  | Decorative | 1 | 40 | Bathroom | 242463 | Bathroom | 0.09408%
24246 | 3 | 2 |  | Manual | 1 | Ceiling Fixture | Compact Fluorescent |  | A shape bulb | 4 | 15 | Bathroom | 242463 | Bathroom | 0.09408%
24246 | 4 | 1 |  | Manual | 1 | Ceiling Fixture | Incandescent |  | Standard A Lamp | 1 | 60 | Bedroom | 242464 | Bedroom | 0.09408%
24246 | 4 | 2 |  | Manual | 2 | Floor lamp | Compact Fluorescent |  | Pin base | 1 | 27 | Bedroom | 242464 | Bedroom | 0.09408%
24246 | 4 | 3 |  | Manual | 1 | Chandelier (Hanging) | Incandescent |  | Standard A Lamp | 1 | 100 | Bedroom | 242464 | Bedroom | 0.09408%
24246 | 4 | 4 |  | Manual | 1 | Table | Compact Fluorescent |  | Twist | 1 | 15 | Bedroom | 242464 | Bedroom | 0.09408%
24246 | 4 | 5 |  | Manual | 1 | Table | Incandescent |  | Decorative | 1 | 40 | Bedroom | 242464 | Bedroom | 0.09408%
24246 | 5 | 1 |  | Manual | 1 | Ceiling Fixture | Compact Fluorescent |  | Twist | 2 | 22 | Bedroom | 242465 | Bedroom | 0.09408%
24246 | 5 | 2 |  | Manual | 1 | Ceiling Fixture | Compact Fluorescent |  | Pin base | 1 | 22 | Bedroom | 242465 | Bedroom | 0.09408%
24246 | 6 | 1 |  | Dimmer | 1 | Chandelier (Hanging) | Incandescent |  | Decorative | 7 | 60 | Dining Room | 242466 | Dining Room | 0.09408%
24246 | 6 | 2 |  | Manual | 1 | Table | Compact Fluorescent |  | Twist | 2 | 15 | Dining Room | 242466 | Dining Room | 0.09408%
24246 | 7 | 1 |  | Manual | 1 | Table | Compact Fluorescent |  | Twist | 1 | 15 | Family Room | 242467 | Family Room | 0.09408%
24246 | 7 | 2 |  | Manual | 1 | Chandelier (Hanging) | Incandescent |  | Decorative | 4 | 60 | Family Room | 242467 | Family Room | 0.09408%
24246 | 7 | 3 |  | Manual | 1 | Chandelier (Hanging) | Compact Fluorescent |  | Twist | 4 | 15 | Family Room | 242467 | Family Room | 0.09408%
24246 | 7 | 4 |  | Manual | 1 | Table | Compact Fluorescent |  | Twist | 1 | 22 | Family Room | 242467 | Family Room | 0.09408%
24246 | 7 | 5 |  | Manual | 2 | Floor lamp | Incandescent |  | Standard A Lamp | 1 | 100 | Family Room | 242467 | Family Room | 0.09408%
24246 | 7 | 6 |  | Manual | 1 | Floor lamp | Incandescent |  | Standard A Lamp | 1 | 150 | Family Room | 242467 | Family Room | 0.09408%
24246 | 8 | 1 |  | Manual | 1 | Ceiling Fixture | Incandescent |  | Standard A Lamp | 1 | 100 | Garage | 242468 | Garage | 0.09408%
24246 | 8 | 2 |  | Manual | 1 | Table | Incandescent |  | Standard A Lamp | 1 | 60 | Garage | 242468 | Garage | 0.09408%
24246 | 8 | 3 |  | Manual | 1 | Ceiling Fixture | Linear Fluorescent | 48 | T-12 | 2 | 40 | Garage | 242468 | Garage | 0.09408%
24246 | 8 | 4 |  | Manual | 1 | Ceiling Fixture | Incandescent |  | Standard A Lamp | 1 | 60 | Garage | 242468 | Garage | 0.09408%
24246 | 9 | 1 |  | Manual | 2 | Chandelier (Hanging) | Compact Fluorescent |  | Twist | 2 | 15 | Hall | 242469 | Hall | 0.09408%
24246 | 9 | 2 |  | Manual | 1 | Other | Incandescent |  | Reflector | 1 | 75 | Hall | 242469 | Hall | 0.09408%
24246 | 10 | 1 |  | Manual | 2 | Ceiling Fixture | Linear Fluorescent | 48 | T-12 | 2 | 40 | Kitchen | 2424610 | Kitchen | 0.09408%
24246 | 10 | 2 |  | Manual | 1 | Other | Linear Fluorescent | 24 | T-8 | 1 | 16 | Kitchen | 2424610 | Kitchen | 0.09408%
24246 | 10 | 3 |  | Manual | 1 | Table | Incandescent |  | Standard A Lamp | 1 | 60 | Kitchen | 2424610 | Kitchen | 0.09408%
24246 | 11 | 1 |  | Manual | 1 | Ceiling Fixture | Linear Fluorescent | 48 | T-12 | 2 | 40 | Laundry Room | 2424611 | Laundry Room | 0.09408%
24246 | 12 | 1 |  | Manual | 1 | Ceiling Fixture | Compact Fluorescent |  | Pin base | 1 | 22 | Bedroom | 2424612 | Bedroom | 0.09408%
24246 | 12 | 2 |  | Manual | 2 | Table | Incandescent |  | Standard A Lamp | 1 | 100 | Bedroom | 2424612 | Bedroom | 0.09408%
24246 | 12 | 3 |  | Manual | 1 | Table | Incandescent |  | Decorative | 2 | 40 | Bedroom | 2424612 | Bedroom | 0.09408%
24246 | 12 | 4 |  | Manual | 2 | Floor lamp | Compact Fluorescent |  | Pin base | 1 | 22 | Bedroom | 2424612 | Bedroom | 0.09408%
24246 | 12 | 5 |  | Manual | 1 | Chandelier (Hanging) | Compact Fluorescent |  | Twist | 2 | 22 | Bedroom | 2424612 | Bedroom | 0.09408%
24246 | 12 | 6 |  | Manual | 1 | Table | Compact Fluorescent |  | Twist | 2 | 15 | Bedroom | 2424612 | Bedroom | 0.09408%
24246 | 13 | 1 |  | Manual | 1 | Wall Mount | Compact Fluorescent |  | Twist | 3 | 15 | Hall | 2424613 | Hall | 0.09408%
24246 | 13 | 2 |  | Manual | 1 | Wall Mount | Compact Fluorescent |  | Globe | 1 | 15 | Hall | 2424613 | Hall | 0.09408%
24246 | 13 | 3 |  | Manual | 1 | Wall Mount | Incandescent |  | Decorative | 1 | 40 | Hall | 2424613 | Hall | 0.09408%
24246 | 14 | 1 |  | Motion | 1 | Exterior | Incandescent |  | Reflector | 2 | 75 | Garage | 2424614 | Garage | 0.09408%
24246 | 14 | 2 |  | Manual | 2 | Ceiling Fixture | Incandescent |  | Standard A Lamp | 1 | 60 | Garage | 2424614 | Garage | 0.09408%
24246 | 14 | 3 |  | Manual | 2 | Ceiling Fixture | Linear Fluorescent | 48 | T-12 | 2 | 40 | Garage | 2424614 | Garage | 0.09408%
24246 | 14 | 4 |  | Manual | 1 | Ceiling Fixture | Linear Fluorescent | 96 | T-12 | 2 | 60 | Garage | 2424614 | Garage | 0.09408%
24246 | 15 | 1 |  | Manual | 1 | Ceiling Fixture | Incandescent |  | Standard A Lamp | 2 | 40 | Hall | 2424615 | Hall | 0.09408%
24246 | 15 | 2 |  | Manual | 1 | Ceiling Fixture | Compact Fluorescent |  | Twist | 1 | 15 | Hall | 2424615 | Hall | 0.09408%
24246 | 16 | 1 |  | Manual | 1 | Ceiling Fixture | Incandescent |  | Standard A Lamp | 3 | 60 | Other | 2424616 | Other | 0.09408%
24247 | 1 | 1 |  | Manual | 1 | Wall Mount | Incandescent |  | Mini base | 4 | 40 | Bathroom | 242471 | Bathroom | 0.04008%
24247 | 2 | 1 |  | Manual | 1 | Ceiling Fixture | Incandescent |  | Standard A Lamp | 1 | 60 | Bedroom | 242472 | Bedroom | 0.04008%
24247 | 3 | 1 |  | Manual | 1 | Chandelier (Hanging) | Incandescent |  | Standard A Lamp | 3 | 100 | Family Room | 242473 | Family Room | 0.04008%
24247 | 3 | 2 |  | Manual | 3 | Recessed Can | Incandescent |  | Reflector | 1 | 75 | Family Room | 242473 | Family Room | 0.04008%
24247 | 4 | 1 |  | Manual | 1 | Recessed Can | Incandescent |  | Reflector | 1 | 65 | Dining Room | 242474 | Dining Room | 0.04008%
24247 | 4 | 2 |  | Dimmer | 1 | Ceiling Fixture | Incandescent |  | Standard A Lamp | 2 | 60 | Dining Room | 242474 | Dining Room | 0.04008%
24247 | 5 | 1 |  | Manual | 2 | Wall Mount | Incandescent |  | Standard A Lamp | 1 | 100 | Hall | 242475 | Hall | 0.04008%
24247 | 6 | 1 |  | Manual | 2 | Ceiling Fixture | Incandescent |  | Standard A Lamp | 1 | 100 | Garage | 242476 | Garage | 0.04008%
24247 | 6 | 2 |  | Manual | 2 | High bay | Linear Fluorescent | 96 | T-12 | 2 | 60 | Garage | 242476 | Garage | 0.04008%
24247 | 6 | 3 |  | Manual | 1 | Garage door opener | Incandescent |  | Standard A Lamp | 1 | 60 | Garage | 242476 | Garage | 0.04008%
24247 | 7 | 1 |  | Manual | 7 | Recessed Can | Incandescent |  | Reflector | 1 | 65 | Kitchen | 242477 | Kitchen | 0.04008%
24247 | 7 | 2 |  | Manual | 1 | Other | Halogen |  | PAR | 2 | 50 | Kitchen | 242477 | Kitchen | 0.04008%
24247 | 8 | 1 |  | Manual | 1 | Track | Halogen |  | MR | 3 | 50 | Living Room | 242478 | Living Room | 0.04008%
24247 | 8 | 2 |  | Manual | 2 | Table | Incandescent |  | Standard A Lamp | 1 | 60 | Living Room | 242478 | Living Room | 0.04008%
24247 | 8 | 3 |  | Manual | 1 | Table | Linear Fluorescent | 12 | T-5 | 2 | 15 | Living Room | 242478 | Living Room | 0.04008%
24247 | 9 | 1 |  | Manual | 1 | Wall Mount | Halogen |  | Quartz Tube | 2 | 100 | Bathroom | 242479 | Bathroom | 0.04008%
24247 | 9 | 2 |  | Manual | 1 | Recessed Can | Incandescent |  | Reflector | 1 | 120 | Bathroom | 242479 | Bathroom | 0.04008%
24247 | 10 | 1 |  | Manual | 1 | Ceiling Fixture | Incandescent |  | Standard A Lamp | 1 | 100 | Master Bedroom | 2424710 | Master Bedroom | 0.04008%
24247 | 10 | 2 |  | Manual | 2 | Table | Incandescent |  | Standard A Lamp | 1 | 60 | Master Bedroom | 2424710 | Master Bedroom | 0.04008%
24247 | 11 | 1 |  | Manual | 1 | Ceiling Fixture | Incandescent |  | Standard A Lamp | 1 | 75 | Office | 2424711 | Office | 0.04008%
24249 | 1 | 1 |  | Manual | 6 | Ceiling Fixture | Compact Fluorescent |  | Pin base | 1 | 40 | Kitchen | 242491 | Kitchen | 0.04732%
24249 | 1 | 2 |  | Manual | 1 | Track | Halogen |  | MR | 4 | 50 | Kitchen | 242491 | Kitchen | 0.04732%
24249 | 2 | 1 |  | Manual | 1 | Ceiling Fixture | Compact Fluorescent |  | Pin base | 1 | 40 | Bedroom | 242492 | Bedroom | 0.04732%
24249 | 3 | 1 |  | Manual | 1 | Ceiling Fixture | Compact Fluorescent |  | Pin base | 1 | 40 | Bedroom | 242493 | Bedroom | 0.04732%
24249 | 3 | 2 |  | Manual | 1 | Table | Compact Fluorescent |  | Twist | 1 | 15 | Bedroom | 242493 | Bedroom | 0.04732%
24249 | 4 | 1 |  | Manual | 3 | Wall Mount | Compact Fluorescent |  | Pin base | 1 | 40 | Bathroom | 242494 | Bathroom | 0.04732%
24249 | 4 | 2 |  | Manual | 1 | Ceiling Fixture | Compact Fluorescent |  | Twist | 1 | 15 | Bathroom | 242494 | Bathroom | 0.04732%
24249 | 4 | 3 |  | Manual | 2 | Recessed Can | Compact Fluorescent |  | Reflector | 1 | 15 | Bathroom | 242494 | Bathroom | 0.04732%
24249 | 5 | 1 |  | Manual | 2 | Ceiling Fixture | Compact Fluorescent |  | Twist | 1 | 15 | Hall | 242495 | Hall | 0.04732%
24249 | 6 | 1 |  | Manual | 1 | Chandelier (Hanging) | Halogen |  | Other | 8 | 10 | Dining Room | 242496 | Dining Room | 0.04732%
24249 | 7 | 1 |  | Manual | 10 | Ceiling Fixture | Halogen |  | MR | 1 | 50 | Living Room | 242497 | Living Room | 0.04732%
24249 | 7 | 2 |  | Manual | 1 | Chandelier (Hanging) | Halogen |  | Other | 8 | 10 | Living Room | 242497 | Living Room | 0.04732%
24249 | 8 | 1 |  | Manual | 1 | Ceiling Fixture | Compact Fluorescent |  | Pin base | 1 | 40 | Bathroom | 242498 | Bathroom | 0.04732%
24249 | 8 | 2 |  | Manual | 1 | Table | Compact Fluorescent |  | Twist | 1 | 15 | Bathroom | 242498 | Bathroom | 0.04732%
24249 | 9 | 1 |  | Manual | 1 | Wall Mount | Compact Fluorescent |  | Globe | 4 | 15 | Bathroom | 242499 | Bathroom | 0.04732%
24249 | 9 | 2 |  | Manual | 1 | Architectural | Compact Fluorescent |  | Pin base | 1 | 36 | Bathroom | 242499 | Bathroom | 0.04732%
24249 | 10 | 1 |  | Manual | 1 | Ceiling Fixture | Compact Fluorescent |  | Pin base | 1 | 40 | Bedroom | 2424910 | Bedroom | 0.04732%
24249 | 11 | 1 |  | Manual | 1 | Ceiling Fixture | Compact Fluorescent |  | Pin base | 1 | 40 | Family Room | 2424911 | Family Room | 0.04732%
24249 | 11 | 2 |  | Manual | 6 | Ceiling Fixture | Halogen |  | MR | 1 | 50 | Family Room | 2424911 | Family Room | 0.04732%
24249 | 12 | 1 |  | Manual | 1 | Wall Mount | Compact Fluorescent |  | Twist | 1 | 22 | Laundry Room | 2424912 | Laundry Room | 0.04732%
24249 | 12 | 2 |  | Manual | 1 | Ceiling Fixture | Linear Fluorescent | 48 | T-8 | 4 | 32 | Laundry Room | 2424912 | Laundry Room | 0.04732%
24249 | 13 | 1 |  | Manual | 1 | Wall Mount | Compact Fluorescent |  | Pin base | 1 | 40 | Bathroom | 2424913 | Bathroom | 0.04732%
24259 | 1 | 1 |  | Manual | 2 | Track | Incandescent |  | Reflector | 3 | 65 | Bathroom | 242591 | Bathroom | 0.02845%
24259 | 2 | 1 |  | Manual | 1 | Ceiling Fixture | Compact Fluorescent |  | Twist | 1 | 22 | Bathroom | 242592 | Bathroom | 0.02845%
24259 | 2 | 2 |  | Manual | 2 | Wall Mount | Compact Fluorescent |  | Twist | 1 | 15 | Bathroom | 242592 | Bathroom | 0.02845%
24259 | 3 | 1 |  | Manual | 1 | Ceiling Fixture | Compact Fluorescent |  | Twist | 2 | 22 | Bedroom | 242593 | Bedroom | 0.02845%
24259 | 3 | 2 |  | Manual | 2 | Table | Compact Fluorescent |  | Twist | 1 | 15 | Bedroom | 242593 | Bedroom | 0.02845%
24259 | 4 | 1 |  | Manual | 1 | Wall Mount | Compact Fluorescent |  | Twist | 1 | 22 | Closet | 242594 | Closet | 0.02845%
24259 | 5 | 1 |  | Manual | 1 | Ceiling Fixture | Incandescent |  | Globe | 4 | 60 | Dining Room | 242595 | Dining Room | 0.02845%
24259 | 5 | 2 |  | Manual | 1 | Table | Compact Fluorescent |  | Twist | 1 | 22 | Dining Room | 242595 | Dining Room | 0.02845%
24259 | 6 | 1 |  | Manual | 2 | Ceiling Fixture | Compact Fluorescent |  | Twist | 1 | 15 | Family Room | 242596 | Family Room | 0.02845%
24259 | 7 | 1 |  | Manual | 1 | Ceiling Fixture | Compact Fluorescent |  | Twist | 3 | 22 | Hall | 242597 | Hall | 0.02845%
24259 | 7 | 2 |  | Manual | 2 | Table | Compact Fluorescent |  | Twist | 1 | 15 | Hall | 242597 | Hall | 0.02845%
24259 | 8 | 1 |  | Manual | 1 | Chandelier (Hanging) | Compact Fluorescent |  | Twist | 2 | 15 | Hall | 242598 | Hall | 0.02845%
24259 | 9 | 1 |  | Manual | 1 | Ceiling Fixture | Compact Fluorescent |  | Twist | 3 | 15 | Laundry Room | 242599 | Laundry Room | 0.02845%
24259 | 9 | 2 |  | Manual | 2 | Table | Compact Fluorescent |  | Twist | 1 | 15 | Laundry Room | 242599 | Laundry Room | 0.02845%
24259 | 9 | 3 |  | Manual | 1 | Track | Incandescent |  | Reflector | 10 | 65 | Laundry Room | 242599 | Laundry Room | 0.02845%
24259 | 10 | 1 |  | Manual | 1 | Ceiling Fixture | Compact Fluorescent |  | Twist | 1 | 22 | Laundry Room | 2425910 | Laundry Room | 0.02845%
24259 | 11 | 1 |  | Manual | 1 | Ceiling Fixture | Compact Fluorescent |  | Twist | 1 | 15 | Master Bedroom | 2425911 | Master Bedroom | 0.02845%
24259 | 11 | 2 |  | Dimmer | 2 | Table | Compact Fluorescent |  | Twist | 1 | 22 | Master Bedroom | 2425911 | Master Bedroom | 0.02845%
24259 | 12 | 1 |  | Manual | 1 | Ceiling Fixture | Linear Fluorescent | 48 | T-8 | 2 | 32 | Office | 2425912 | Office | 0.02845%
24259 | 13 | 1 |  | Manual | 1 | Ceiling Fixture | Compact Fluorescent |  | Twist | 1 | 22 | Hall | 2425913 | Hall | 0.02845%
24266 | 1 | 1 |  | Manual | 7 | Ceiling Fixture | Linear Fluorescent | 48 | T-12 | 2 | 40 | Other | 242661 | Other | 0.2054%
24266 | 2 | 1 |  | Manual | 1 | Wall Mount | Incandescent |  | Standard A Lamp | 3 | 60 | Bathroom | 242662 | Bathroom | 0.2054%
24266 | 2 | 2 |  | Dimmer | 2 | Wall Mount | Incandescent |  | Standard A Lamp | 1 | 40 | Bathroom | 242662 | Bathroom | 0.2054%
24266 | 2 | 3 |  | Manual | 1 | Ceiling Fixture | Incandescent |  | Standard A Lamp | 1 | 60 | Bathroom | 242662 | Bathroom | 0.2054%
24266 | 3 | 1 |  | Manual | 1 | Wall Mount | Incandescent |  | Globe | 2 | 60 | Bathroom | 242663 | Bathroom | 0.2054%
24266 | 3 | 2 |  | Manual | 1 | Wall Mount | Incandescent |  | Globe | 1 | 60 | Bathroom | 242663 | Bathroom | 0.2054%
24266 | 3 | 3 |  | Manual | 1 | Recessed - other | Compact Fluorescent |  | Flood | 1 | 22 | Bathroom | 242663 | Bathroom | 0.2054%
24266 | 4 | 1 |  | Manual | 1 | Ceiling Fixture | Incandescent |  | Standard A Lamp | 3 | 60 | Bedroom | 242664 | Bedroom | 0.2054%
24266 | 4 | 2 |  | Manual | 2 | Floor lamp | Incandescent |  | Standard A Lamp | 3 | 60 | Bedroom | 242664 | Bedroom | 0.2054%
24266 | 5 | 1 |  | Manual | 2 | Floor lamp | Incandescent |  | Standard A Lamp | 1 | 100 | Bedroom | 242665 | Bedroom | 0.2054%
24266 | 5 | 2 |  | Manual | 1 | Chandelier (Hanging) | Incandescent |  | Standard A Lamp | 5 | 40 | Bedroom | 242665 | Bedroom | 0.2054%
24266 | 5 | 3 |  | Manual | 1 | Recessed - other | Compact Fluorescent |  | 3-Way CFL | 1 | 15 | Bedroom | 242665 | Bedroom | 0.2054%
24266 | 6 | 1 |  | Manual | 1 | Ceiling Fixture | Linear Fluorescent | 48 | T-12 | 2 | 40 | Closet | 242666 | Closet | 0.2054%
24266 | 7 | 1 |  | Manual | 1 | Ceiling Fixture | Incandescent |  | Standard A Lamp | 1 | 40 | Closet | 242667 | Closet | 0.2054%
24266 | 8 | 1 |  | Manual | 1 | Ceiling Fixture | Compact Fluorescent |  | 3-Way CFL | 1 | 15 | Closet | 242668 | Closet | 0.2054%
24266 | 9 | 1 |  | Manual | 1 | Ceiling Fan | Incandescent |  | Standard A Lamp | 4 | 40 | Family Room | 242669 | Family Room | 0.2054%
24266 | 9 | 2 |  | Manual | 1 | Floor lamp | Incandescent |  | Standard A Lamp | 1 | 40 | Family Room | 242669 | Family Room | 0.2054%
24266 | 10 | 1 |  | Manual | 2 | Ceiling Fixture | Linear Fluorescent | 48 | T-12 | 2 | 40 | Dining Room | 2426610 | Dining Room | 0.2054%
24266 | 11 | 1 |  | Manual | 1 | Ceiling Fixture | Incandescent |  | Standard A Lamp | 1 | 40 | Garage | 2426611 | Garage | 0.2054%
24266 | 11 | 2 |  | Manual | 1 | Garage door opener | Incandescent |  | Standard A Lamp | 1 | 40 | Garage | 2426611 | Garage | 0.2054%
24266 | 12 | 1 |  | Dimmer | 1 | Chandelier (Hanging) | Incandescent |  | Decorative | 5 | 40 | Hall | 2426612 | Hall | 0.2054%
24266 | 12 | 2 |  | Manual | 2 | Wall Mount | Linear Fluorescent | 24 | T-5 | 1 | 40 | Hall | 2426612 | Hall | 0.2054%
24266 | 13 | 1 |  | Manual | 1 | Recessed Can | Compact Fluorescent |  | Flood | 1 | 15 | Hall | 2426613 | Hall | 0.2054%
24266 | 13 | 2 |  | Manual | 1 | Wall Mount | Linear Fluorescent | 48 | T-12 | 2 | 40 | Hall | 2426613 | Hall | 0.2054%
24266 | 14 | 1 |  | Manual | 1 | Ceiling Fixture | Incandescent |  | Standard A Lamp | 2 | 25 | Hall | 2426614 | Hall | 0.2054%
24266 | 15 | 1 |  | Timer | 1 | Chandelier (Hanging) | Incandescent |  | Standard A Lamp | 5 | 40 | Kitchen | 2426615 | Kitchen | 0.2054%
24266 | 15 | 2 |  | Manual | 3 | Recessed Can | Incandescent |  | Reflector | 1 | 40 | Kitchen | 2426615 | Kitchen | 0.2054%
24266 | 16 | 1 |  | Manual | 1 | Ceiling Fixture | Incandescent |  | Standard A Lamp | 1 | 40 | Other | 2426616 | Other | 0.2054%
24266 | 16 | 2 |  | Manual | 1 | Floor lamp | Compact Fluorescent |  | A shape bulb | 1 | 11 | Other | 2426616 | Other | 0.2054%
24266 | 16 | 3 |  | Dimmer | 2 | Wall Mount | Incandescent |  | Decorative | 1 | 40 | Other | 2426616 | Other | 0.2054%
24266 | 17 | 1 |  | Dimmer | 1 | Chandelier (Hanging) | Incandescent |  | Decorative | 6 | 40 | Living Room | 2426617 | Living Room | 0.2054%
24266 | 17 | 2 |  | Manual | 2 | Floor lamp | Compact Fluorescent |  | Circline (Screw Base) | 1 | 15 | Living Room | 2426617 | Living Room | 0.2054%
24266 | 17 | 3 |  | Dimmer | 1 | Torchiere | Incandescent |  | Standard A Lamp | 1 | 100 | Living Room | 2426617 | Living Room | 0.2054%
24266 | 18 | 1 |  | Manual | 1 | Ceiling Fan | Incandescent |  | Standard A Lamp | 4 | 40 | Master Bedroom | 2426618 | Master Bedroom | 0.2054%
24266 | 18 | 2 |  | Dimmer | 2 | Floor lamp | Incandescent |  | Standard A Lamp | 1 | 100 | Master Bedroom | 2426618 | Master Bedroom | 0.2054%
24266 | 18 | 3 |  | Manual | 2 | Recessed - other | Incandescent |  | Globe | 1 | 25 | Master Bedroom | 2426618 | Master Bedroom | 0.2054%
24266 | 19 | 1 |  | Manual | 2 | Wall Mount | Compact Fluorescent |  | Twist | 1 | 15 | Other | 2426619 | Other | 0.2054%
24288 | 1 | 1 |  | Manual | 6 | Ceiling Fixture | Incandescent |  | Standard A Lamp | 1 | 60 | Other | 242881 | Other | 0.05296%
24288 | 2 | 1 |  | Manual | 1 | Ceiling Fixture | Incandescent |  | Standard A Lamp | 2 | 60 | Bathroom | 242882 | Bathroom | 0.05296%
24288 | 2 | 2 |  | Manual | 4 | Wall Mount | Incandescent |  | Standard A Lamp | 2 | 60 | Bathroom | 242882 | Bathroom | 0.05296%
24288 | 3 | 1 |  | Manual | 1 | Ceiling Fixture | Incandescent |  | Standard A Lamp | 2 | 60 | Bathroom | 242883 | Bathroom | 0.05296%
24288 | 4 | 1 |  | Manual | 2 | Table | Compact Fluorescent |  | Twist | 1 | 22 | Bedroom | 242884 | Bedroom | 0.05296%
24288 | 4 | 2 |  | Manual | 2 | Ceiling Fixture | Incandescent |  | Standard A Lamp | 2 | 60 | Bedroom | 242884 | Bedroom | 0.05296%
24288 | 5 | 1 |  | Manual | 2 | Ceiling Fixture | Incandescent |  | Standard A Lamp | 1 | 60 | Other | 242885 | Other | 0.05296%
24288 | 6 | 1 |  | Manual | 3 | Chandelier (Hanging) | Incandescent |  | Decorative | 1 | 40 | Dining Room | 242886 | Dining Room | 0.05296%
24288 | 7 | 1 |  | Manual | 4 | Ceiling Fixture | Incandescent |  | Standard A Lamp | 1 | 60 | Garage | 242887 | Garage | 0.05296%
24288 | 7 | 2 |  | Manual | 1 | Garage door opener | Incandescent |  | Standard A Lamp | 1 | 25 | Garage | 242887 | Garage | 0.05296%
24288 | 8 | 1 |  | Manual | 1 | Ceiling Fixture | Incandescent |  | Globe | 1 | 65 | Kitchen | 242888 | Kitchen | 0.05296%
24288 | 8 | 2 |  | Manual | 1 | Ceiling Fixture | Incandescent |  | Standard A Lamp | 1 | 60 | Kitchen | 242888 | Kitchen | 0.05296%
24288 | 8 | 3 |  | Manual | 3 | Chandelier (Hanging) | Incandescent |  | Standard A Lamp | 1 | 60 | Kitchen | 242888 | Kitchen | 0.05296%
24288 | 8 | 4 |  | Manual | 1 | Floor lamp | Compact Fluorescent |  | Twist | 1 | 15 | Kitchen | 242888 | Kitchen | 0.05296%
24288 | 8 | 5 |  | Manual | 5 | Table | Incandescent |  | Decorative | 1 | 25 | Kitchen | 242888 | Kitchen | 0.05296%
24288 | 9 | 1 |  | Manual | 1 | Ceiling Fixture | Linear Fluorescent | 36 | T-8 | 2 | 32 | Laundry Room | 242889 | Laundry Room | 0.05296%
24288 | 10 | 1 |  | Manual | 2 | Ceiling Fixture | Incandescent |  | Standard A Lamp | 1 | 60 | Living Room | 2428810 | Living Room | 0.05296%
24288 | 10 | 2 |  | Manual | 2 | Table | Incandescent |  | Standard A Lamp | 2 | 60 | Living Room | 2428810 | Living Room | 0.05296%
24288 | 11 | 1 |  | Manual | 4 | Ceiling Fixture | Incandescent |  | Standard A Lamp | 1 | 60 | Hall | 2428811 | Hall | 0.05296%
24288 | 11 | 2 |  | Manual | 1 | Table | Compact Fluorescent |  | Twist | 1 | 15 | Hall | 2428811 | Hall | 0.05296%
24288 | 12 | 1 |  | Dimmer | 4 | Wall Mount | Incandescent |  | Standard A Lamp | 1 | 60 | Bathroom | 2428812 | Bathroom | 0.05296%
24288 | 13 | 1 |  | Manual | 1 | Ceiling Fixture | Incandescent |  | Standard A Lamp | 2 | 60 | Bedroom | 2428813 | Bedroom | 0.05296%
24288 | 14 | 1 |  | Manual | 1 | Ceiling Fixture | Incandescent |  | Standard A Lamp | 2 | 60 | Master Bedroom | 2428814 | Master Bedroom | 0.05296%
24288 | 14 | 2 |  | Manual | 2 | Recessed Can | Incandescent |  | Reflector | 1 | 65 | Master Bedroom | 2428814 | Master Bedroom | 0.05296%
24288 | 14 | 3 |  | Manual | 1 | Table | Incandescent |  | Standard A Lamp | 1 | 100 | Master Bedroom | 2428814 | Master Bedroom | 0.05296%
24288 | 15 | 1 |  | Manual | 4 | Wall Mount | Incandescent |  | Standard A Lamp | 1 | 60 | Bathroom | 2428815 | Bathroom | 0.05296%
24288 | 16 | 1 |  | Dimmer | 1 | Ceiling Fixture | Incandescent |  | Standard A Lamp | 2 | 60 | Other | 2428816 | Other | 0.05296%
24288 | 17 | 1 |  | Manual | 2 | Ceiling Fixture | Incandescent |  | Standard A Lamp | 2 | 60 | Other | 2428817 | Other | 0.05296%
24288 | 18 | 1 |  | Manual | 4 | Ceiling Fixture | Linear Fluorescent | 48 | T-8 | 2 | 32 | Other | 2428818 | Other | 0.05296%
24296 | 1 | 1 |  | Manual | 1 | Wall Mount | Incandescent |  | Standard A Lamp | 2 | 75 | Hall | 242961 | Hall | 0.09408%
24296 | 2 | 1 |  | Manual | 6 | Ceiling Fixture | Incandescent |  | Standard A Lamp | 1 | 100 | Other | 242962 | Other | 0.09408%
24296 | 3 | 1 |  | Manual | 2 | Ceiling Fixture | Incandescent |  | Standard A Lamp | 1 | 75 | Other | 242963 | Other | 0.09408%
24296 | 4 | 1 |  | Manual | 1 | Wall Mount | Compact Fluorescent |  | Twist | 1 | 22 | Garage | 242964 | Garage | 0.09408%
24296 | 4 | 2 |  | Dimmer | 1 | Ceiling Fixture | Linear Fluorescent | 48 | T-8 | 1 | 32 | Garage | 242964 | Garage | 0.09408%
24296 | 4 | 3 |  | Manual | 1 | Ceiling Fixture | Halogen |  | PAR | 2 | 100 | Garage | 242964 | Garage | 0.09408%
24296 | 5 | 1 |  | Manual | 2 | Ceiling Fixture | Compact Fluorescent |  | Twist | 1 | 22 | Hall | 242965 | Hall | 0.09408%
24296 | 6 | 1 |  | Manual | 1 | Ceiling Fixture | Compact Fluorescent |  | 3-Way CFL | 1 | 28 | Office | 242966 | Office | 0.09408%
24296 | 6 | 2 |  | Manual | 1 | Ceiling Fixture | Linear Fluorescent | 48 | T-5 | 2 | 40 | Office | 242966 | Office | 0.09408%
24296 | 7 | 1 |  | Manual | 1 | Ceiling Fixture | Incandescent |  | Standard A Lamp | 1 | 100 | Bedroom | 242967 | Bedroom | 0.09408%
24296 | 8 | 1 |  | Manual | 1 | Ceiling Fixture | Incandescent |  | Standard A Lamp | 1 | 100 | Other | 242968 | Other | 0.09408%
24296 | 9 | 1 |  | Manual | 1 | Ceiling Fixture | Incandescent |  | Standard A Lamp | 1 | 100 | Bathroom | 242969 | Bathroom | 0.09408%
24296 | 10 | 1 |  | Manual | 1 | Wall Mount | Incandescent |  | Standard A Lamp | 1 | 100 | Other | 2429610 | Other | 0.09408%
24296 | 11 | 1 |  | Manual | 2 | Table | Incandescent |  | Standard A Lamp | 2 | 75 | Living Room | 2429611 | Living Room | 0.09408%
24296 | 11 | 2 |  | Manual | 1 | Table | Compact Fluorescent |  | Twist | 1 | 32 | Living Room | 2429611 | Living Room | 0.09408%
24296 | 11 | 3 |  | Manual | 2 | Table | Incandescent |  | Decorative | 2 | 40 | Living Room | 2429611 | Living Room | 0.09408%
24296 | 12 | 1 |  | Manual | 1 | Chandelier (Hanging) | Compact Fluorescent |  | Twist | 3 | 28 | Kitchen | 2429612 | Kitchen | 0.09408%
24296 | 12 | 2 |  | Manual | 1 | Wall Mount | Incandescent |  | Standard A Lamp | 1 | 40 | Kitchen | 2429612 | Kitchen | 0.09408%
24296 | 12 | 3 |  | Manual | 1 | Ceiling Fixture | Incandescent |  | Standard A Lamp | 1 | 300 | Kitchen | 2429612 | Kitchen | 0.09408%
24296 | 12 | 4 |  | Manual | 1 | Other | Compact Fluorescent |  | Twist | 1 | 22 | Kitchen | 2429612 | Kitchen | 0.09408%
24296 | 12 | 5 |  | Manual | 1 | Table | Compact Fluorescent |  | Twist | 1 | 22 | Kitchen | 2429612 | Kitchen | 0.09408%
24296 | 12 | 6 |  | Manual | 1 | Wall Mount | Linear Fluorescent | 96 | T-5 | 1 | 16 | Kitchen | 2429612 | Kitchen | 0.09408%
24296 | 13 | 1 |  | Manual | 2 | Ceiling Fixture | Incandescent |  | Standard A Lamp | 2 | 100 | Hall | 2429613 | Hall | 0.09408%
24296 | 14 | 1 |  | Manual | 1 | Ceiling Fixture | Incandescent |  | Standard A Lamp | 2 | 40 | Office | 2429614 | Office | 0.09408%
24296 | 14 | 2 |  | Manual | 1 | Table | Compact Fluorescent |  | Twist | 1 | 28 | Office | 2429614 | Office | 0.09408%
24296 | 15 | 1 |  | Manual | 2 | Wall Mount | Compact Fluorescent |  | Twist | 1 | 15 | Bathroom | 2429615 | Bathroom | 0.09408%
24296 | 15 | 2 |  | Manual | 1 | Ceiling Fixture | Incandescent |  | Standard A Lamp | 1 | 60 | Bathroom | 2429615 | Bathroom | 0.09408%
24296 | 15 | 3 |  | Manual | 1 | Wall Mount | Incandescent |  | Standard A Lamp | 2 | 75 | Bathroom | 2429615 | Bathroom | 0.09408%
24296 | 16 | 1 |  | Manual | 1 | Table | Incandescent |  | Decorative | 2 | 40 | Bedroom | 2429616 | Bedroom | 0.09408%
24296 | 16 | 2 |  | Manual | 1 | Ceiling Fixture | Incandescent |  | Standard A Lamp | 3 | 60 | Bedroom | 2429616 | Bedroom | 0.09408%
24296 | 17 | 1 |  | Manual | 1 | Track | Incandescent |  | Standard A Lamp | 4 | 100 | Master Bedroom | 2429617 | Master Bedroom | 0.09408%
24296 | 17 | 2 |  | Manual | 2 | Table | Incandescent |  | Standard A Lamp | 2 | 75 | Master Bedroom | 2429617 | Master Bedroom | 0.09408%
24296 | 18 | 1 |  | Manual | 1 | Ceiling Fixture | Incandescent |  | Standard A Lamp | 2 | 75 | Laundry Room | 2429618 | Laundry Room | 0.09408%
24310 | 1 | 1 |  | Manual | 1 | Wall Mount | Incandescent |  | Globe | 4 | 60 | Bathroom | 243101 | Bathroom | 0.04732%
24310 | 2 | 1 |  | Manual | 1 | Wall Mount | Incandescent |  | Globe | 4 | 60 | Bathroom | 243102 | Bathroom | 0.04732%
24310 | 3 | 1 |  | Manual | 3 | Table | Incandescent |  | Standard A Lamp | 1 | 60 | Bedroom | 243103 | Bedroom | 0.04732%
24310 | 3 | 2 |  | Manual | 1 | Ceiling Fan | Incandescent |  | Standard A Lamp | 4 | 60 | Bedroom | 243103 | Bedroom | 0.04732%
24310 | 4 | 1 |  | Manual | 1 | Ceiling Fixture | Incandescent |  | Standard A Lamp | 1 | 60 | Bedroom | 243104 | Bedroom | 0.04732%
24310 | 4 | 2 |  | Manual | 1 | Table | Incandescent |  | Standard A Lamp | 1 | 60 | Bedroom | 243104 | Bedroom | 0.04732%
24310 | 5 | 1 |  | Manual | 1 | Ceiling Fixture | Incandescent |  | Standard A Lamp | 1 | 60 | Bedroom | 243105 | Bedroom | 0.04732%
24310 | 6 | 1 |  | Manual | 1 | Ceiling Fixture | Incandescent |  | Standard A Lamp | 1 | 60 | Closet | 243106 | Closet | 0.04732%
24310 | 7 | 1 |  | Manual | 1 | Ceiling Fixture | Incandescent |  | Standard A Lamp | 1 | 60 | Closet | 243107 | Closet | 0.04732%
24310 | 8 | 1 |  | Manual | 2 | Table | Incandescent |  | Standard A Lamp | 1 | 65 | Family Room | 243108 | Family Room | 0.04732%
24310 | 8 | 2 |  | Manual | 1 | Ceiling Fan | Incandescent |  | Standard A Lamp | 4 | 60 | Family Room | 243108 | Family Room | 0.04732%
24310 | 9 | 1 |  | Manual | 2 | Ceiling Fixture | Incandescent |  | Standard A Lamp | 1 | 100 | Garage | 243109 | Garage | 0.04732%
24310 | 9 | 2 |  | Manual | 1 | Garage door opener | Incandescent |  | Standard A Lamp | 1 | 60 | Garage | 243109 | Garage | 0.04732%
24310 | 10 | 1 |  | Manual | 4 | Ceiling Fixture | Incandescent |  | Standard A Lamp | 1 | 60 | Hall | 2431010 | Hall | 0.04732%
24310 | 11 | 1 |  | Manual | 5 | Recessed Can | Incandescent |  | Standard A Lamp | 1 | 60 | Kitchen | 2431011 | Kitchen | 0.04732%
24310 | 11 | 2 |  | Manual | 1 | Chandelier (Hanging) | Incandescent |  | Decorative | 6 | 40 | Kitchen | 2431011 | Kitchen | 0.04732%
24310 | 11 | 3 |  | Manual | 1 | Recessed - other | Incandescent |  | Standard A Lamp | 2 | 40 | Kitchen | 2431011 | Kitchen | 0.04732%
24310 | 12 | 1 |  | Manual | 2 | Recessed Can | Incandescent |  | Reflector | 1 | 65 | Living Room | 2431012 | Living Room | 0.04732%
24310 | 12 | 2 |  | Manual | 1 | Table | Incandescent |  | Standard A Lamp | 1 | 75 | Living Room | 2431012 | Living Room | 0.04732%
24310 | 12 | 3 |  | Manual | 1 | Ceiling Fixture | Incandescent |  | Standard A Lamp | 1 | 60 | Living Room | 2431012 | Living Room | 0.04732%
24311 | 1 | 1 |  | Manual | 1 | Ceiling Fixture | Incandescent |  | Reflector | 1 | 65 | Bathroom | 243111 | Bathroom | 0.2054%
24311 | 1 | 2 |  | Manual | 2 | Wall Mount | Incandescent |  | Standard A Lamp | 1 | 60 | Bathroom | 243111 | Bathroom | 0.2054%
24311 | 2 | 1 |  | Manual | 3 | Ceiling Fixture | Incandescent |  | Standard A Lamp | 1 | 60 | Bathroom | 243112 | Bathroom | 0.2054%
24311 | 2 | 2 |  | Manual | 1 | Wall Mount | Incandescent |  | Standard A Lamp | 2 | 60 | Bathroom | 243112 | Bathroom | 0.2054%
24311 | 3 | 1 |  | Manual | 1 | Ceiling Fan | Incandescent |  | Standard A Lamp | 4 | 60 | Bedroom | 243113 | Bedroom | 0.2054%
24311 | 3 | 2 |  | Manual | 1 | Table | Incandescent |  | Standard A Lamp | 1 | 60 | Bedroom | 243113 | Bedroom | 0.2054%
24311 | 4 | 1 |  | Manual | 5 | Table | Compact Fluorescent |  | Twist | 1 | 15 | Bedroom | 243114 | Bedroom | 0.2054%
24311 | 5 | 1 |  | Manual | 1 | Ceiling Fixture | Incandescent |  | Standard A Lamp | 3 | 60 | Closet | 243115 | Closet | 0.2054%
24311 | 6 | 1 |  | Manual | 2 | Ceiling Fixture | Linear Fluorescent | 48 | T-12 | 2 | 40 | Garage | 243116 | Garage | 0.2054%
24311 | 6 | 2 |  | Manual | 1 | Garage door opener | Incandescent |  | Standard A Lamp | 1 | 60 | Garage | 243116 | Garage | 0.2054%
24311 | 6 | 3 |  | Manual | 2 | Ceiling Fixture | Incandescent |  | Standard A Lamp | 1 | 60 | Garage | 243116 | Garage | 0.2054%
24311 | 7 | 1 |  | Manual | 2 | Ceiling Fixture | Compact Fluorescent |  | Twist | 1 | 15 | Hall | 243117 | Hall | 0.2054%
24311 | 8 | 1 |  | Manual | 1 | Ceiling Fixture | Linear Fluorescent | 48 | T-12 | 2 | 40 | Kitchen | 243118 | Kitchen | 0.2054%
24311 | 8 | 2 |  | Manual | 1 | Recessed - other | Incandescent |  | Standard A Lamp | 1 | 40 | Kitchen | 243118 | Kitchen | 0.2054%
24311 | 8 | 3 |  | Manual | 1 | Recessed Can | Compact Fluorescent |  | Reflector | 1 | 15 | Kitchen | 243118 | Kitchen | 0.2054%
24311 | 8 | 4 |  | Manual | 1 | Ceiling Fixture | Incandescent |  | Standard A Lamp | 3 | 60 | Kitchen | 243118 | Kitchen | 0.2054%
24311 | 9 | 1 |  | Manual | 1 | Ceiling Fixture | Incandescent |  | Standard A Lamp | 2 | 60 | Laundry Room | 243119 | Laundry Room | 0.2054%
24311 | 10 | 1 |  | Manual | 2 | Floor lamp | Compact Fluorescent |  | Twist | 1 | 15 | Living Room | 2431110 | Living Room | 0.2054%
24311 | 10 | 2 |  | Manual | 1 | Ceiling Fixture | Compact Fluorescent |  | Twist | 2 | 15 | Living Room | 2431110 | Living Room | 0.2054%
24311 | 10 | 3 |  | Manual | 1 | Ceiling Fixture | Compact Fluorescent |  | Twist | 1 | 15 | Living Room | 2431110 | Living Room | 0.2054%
24312 | 1 | 1 |  | Manual | 1 | Ceiling Fixture | Incandescent |  | Standard A Lamp | 1 | 60 | Bathroom | 243121 | Bathroom | 0.05169%
24312 | 1 | 2 |  | Manual | 1 | Wall Mount | Incandescent |  | Standard A Lamp | 1 | 60 | Bathroom | 243121 | Bathroom | 0.05169%
24312 | 2 | 1 |  | Manual | 1 | Wall Mount | Incandescent |  | Standard A Lamp | 1 | 60 | Bathroom | 243122 | Bathroom | 0.05169%
24312 | 3 | 1 |  | Manual | 1 | Ceiling Fixture | Incandescent |  | Standard A Lamp | 1 | 60 | Bedroom | 243123 | Bedroom | 0.05169%
24312 | 3 | 2 |  | Manual | 1 | Ceiling Fixture | Compact Fluorescent |  | Twist | 1 | 13 | Bedroom | 243123 | Bedroom | 0.05169%
24312 | 3 | 3 |  | Manual | 2 | Table | Incandescent |  | Standard A Lamp | 1 | 60 | Bedroom | 243123 | Bedroom | 0.05169%
24312 | 4 | 1 |  | Manual | 1 | Ceiling Fixture | Incandescent |  | Standard A Lamp | 1 | 60 | Bedroom | 243124 | Bedroom | 0.05169%
24312 | 4 | 2 |  | Manual | 1 | Table | Compact Fluorescent |  | Twist | 1 | 13 | Bedroom | 243124 | Bedroom | 0.05169%
24312 | 5 | 1 |  | Manual | 1 | Wall Mount | Incandescent |  | Standard A Lamp | 1 | 75 | Closet | 243125 | Closet | 0.05169%
24312 | 6 | 1 |  | Manual | 1 | Wall Mount | Incandescent |  | Standard A Lamp | 1 | 75 | Closet | 243126 | Closet | 0.05169%
24312 | 7 | 1 |  | Manual | 1 | Ceiling Fixture | Compact Fluorescent |  | Twist | 2 | 13 | Family Room | 243127 | Family Room | 0.05169%
24312 | 7 | 2 |  | Manual | 1 | Floor lamp | Compact Fluorescent |  | Twist | 1 | 20 | Family Room | 243127 | Family Room | 0.05169%
24312 | 7 | 3 |  | Manual | 1 | Table | Compact Fluorescent |  | Twist | 1 | 13 | Family Room | 243127 | Family Room | 0.05169%
24312 | 7 | 4 |  | Manual | 1 | Floor lamp | Incandescent |  | Standard A Lamp | 1 | 75 | Family Room | 243127 | Family Room | 0.05169%
24312 | 8 | 1 |  | Manual | 1 | Ceiling Fixture | Compact Fluorescent |  | Twist | 1 | 13 | Hall | 243128 | Hall | 0.05169%
24312 | 9 | 1 |  | Manual | 1 | Ceiling Fixture | Compact Fluorescent |  | Twist | 1 | 13 | Hall | 243129 | Hall | 0.05169%
24312 | 10 | 1 |  | Manual | 2 | Ceiling Fixture | Compact Fluorescent |  | Twist | 2 | 14 | Kitchen | 2431210 | Kitchen | 0.05169%
24312 | 10 | 2 |  | Manual | 1 | Ceiling Fixture | Incandescent |  | Standard A Lamp | 1 | 60 | Kitchen | 2431210 | Kitchen | 0.05169%
24312 | 10 | 3 |  | Manual | 1 | Ceiling Fixture | Linear Fluorescent | 24 | T-12 | 1 | 20 | Kitchen | 2431210 | Kitchen | 0.05169%
24312 | 10 | 4 |  | Manual | 1 | Ceiling Fixture | Incandescent |  | Standard A Lamp | 1 | 60 | Kitchen | 2431210 | Kitchen | 0.05169%
24312 | 11 | 1 |  | Manual | 1 | Ceiling Fixture | Linear Fluorescent | 48 | T-12 | 2 | 40 | Laundry Room | 2431211 | Laundry Room | 0.05169%
24312 | 11 | 2 |  | Manual | 1 | Ceiling Fixture | Incandescent |  | Standard A Lamp | 1 | 60 | Laundry Room | 2431211 | Laundry Room | 0.05169%
24312 | 12 | 1 |  | Manual | 2 | Ceiling Fixture | Compact Fluorescent |  | Twist | 2 | 13 | Other | 2431212 | Other | 0.05169%
24312 | 13 | 1 |  | Manual | 2 | Table | Compact Fluorescent |  | Twist | 1 | 13 | Office | 2431213 | Office | 0.05169%
24312 | 13 | 2 |  | Manual | 1 | Wall Mount | Incandescent |  | Standard A Lamp | 1 | 60 | Office | 2431213 | Office | 0.05169%
24312 | 14 | 1 |  | Manual | 2 | Ceiling Fixture | Compact Fluorescent |  | Twist | 1 | 13 | Other | 2431214 | Other | 0.05169%
24312 | 15 | 1 |  | Manual | 3 | Ceiling Fixture | Linear Fluorescent | 48 | T-12 | 4 | 40 | Other | 2431215 | Other | 0.05169%
24317 | 1 | 1 |  | Manual | 1 | Wall Mount | Incandescent |  | Standard A Lamp | 4 | 75 | Bathroom | 243171 | Bathroom | 0.02845%
24317 | 2 | 1 |  | Manual | 1 | Wall Mount | Incandescent |  | Globe | 4 | 60 | Bathroom | 243172 | Bathroom | 0.02845%
24317 | 3 | 1 |  | Manual | 1 | Ceiling Fixture | Incandescent |  | Standard A Lamp | 2 | 100 | Bedroom | 243173 | Bedroom | 0.02845%
24317 | 3 | 2 |  | Manual | 1 | Table | Incandescent |  | Standard A Lamp | 1 | 65 | Bedroom | 243173 | Bedroom | 0.02845%
24317 | 4 | 1 |  | Manual | 1 | Ceiling Fixture | Incandescent |  | Standard A Lamp | 2 | 75 | Bedroom | 243174 | Bedroom | 0.02845%
24317 | 4 | 2 |  | Manual | 2 | Table | Incandescent |  | Standard A Lamp | 1 | 60 | Bedroom | 243174 | Bedroom | 0.02845%
24317 | 5 | 1 |  | Manual | 2 | Ceiling Fixture | Linear Fluorescent | 48 | T-4 | 2 | 40 | Bedroom | 243175 | Bedroom | 0.02845%
24317 | 6 | 1 |  | Manual | 2 | Ceiling Fixture | Linear Fluorescent | 48 | T-4 | 2 | 40 | Family Room | 243176 | Family Room | 0.02845%
24317 | 6 | 2 |  | Manual | 2 | Table | Incandescent |  | Standard A Lamp | 1 | 75 | Family Room | 243176 | Family Room | 0.02845%
24317 | 7 | 1 |  | Manual | 3 | Ceiling Fixture | Incandescent |  | Reflector | 1 | 60 | Garage | 243177 | Garage | 0.02845%
24317 | 7 | 2 |  | Manual | 1 | Garage door opener | Incandescent |  | Standard A Lamp | 1 | 65 | Garage | 243177 | Garage | 0.02845%
24317 | 8 | 1 |  | Dimmer | 2 | Chandelier (Hanging) | Incandescent |  | Globe | 1 | 75 | Hall | 243178 | Hall | 0.02845%
24317 | 9 | 1 |  | Manual | 1 | Chandelier (Hanging) | Incandescent |  | Decorative | 3 | 60 | Hall | 243179 | Hall | 0.02845%
24317 | 10 | 1 |  | Manual | 3 | Chandelier (Hanging) | Incandescent |  | Standard A Lamp | 1 | 100 | Kitchen | 2431710 | Kitchen | 0.02845%
24317 | 10 | 2 |  | Manual | 1 | Chandelier (Hanging) | Incandescent |  | Standard A Lamp | 5 | 100 | Kitchen | 2431710 | Kitchen | 0.02845%
24317 | 10 | 3 |  | Manual | 6 | Recessed Can | Incandescent |  | Reflector | 1 | 65 | Kitchen | 2431710 | Kitchen | 0.02845%
24317 | 11 | 1 |  | Manual | 2 | Ceiling Fixture | Linear Fluorescent | 48 | T-4 | 4 | 32 | Laundry Room | 2431711 | Laundry Room | 0.02845%
24317 | 12 | 1 |  | Manual | 2 | Floor lamp | Incandescent |  | Standard A Lamp | 1 | 100 | Living Room | 2431712 | Living Room | 0.02845%
24317 | 13 | 1 |  | Manual | 1 | Wall Mount | Incandescent |  | Globe | 1 | 75 | Master Bedroom | 2431713 | Master Bedroom | 0.02845%
24317 | 13 | 2 |  | Manual | 2 | Ceiling Fixture | Incandescent |  | Standard A Lamp | 2 | 75 | Master Bedroom | 2431713 | Master Bedroom | 0.02845%
24317 | 13 | 3 |  | Manual | 2 | Table | Incandescent |  | Standard A Lamp | 1 | 60 | Master Bedroom | 2431713 | Master Bedroom | 0.02845%
24317 | 14 | 1 |  | Manual | 1 | Ceiling Fixture | Incandescent |  | Standard A Lamp | 3 | 100 | Office | 2431714 | Office | 0.02845%
24317 | 14 | 2 |  | Manual | 2 | Floor lamp | Incandescent |  | Standard A Lamp | 2 | 60 | Office | 2431714 | Office | 0.02845%
24332 | 1 | 1 |  | Manual | 1 | Wall Mount | Incandescent |  | Globe | 3 | 40 | Bathroom | 243321 | Bathroom | 0.05296%
24332 | 2 | 1 |  | Manual | 1 | Wall Mount | Incandescent |  | Globe | 6 | 40 | Bathroom | 243322 | Bathroom | 0.05296%
24332 | 3 | 1 |  | Manual | 4 | Ceiling Fixture | Incandescent |  | Standard A Lamp | 1 | 60 | Bedroom | 243323 | Bedroom | 0.05296%
24332 | 3 | 2 |  | Manual | 2 | Table | Compact Fluorescent |  | Twist | 1 | 28 | Bedroom | 243323 | Bedroom | 0.05296%
24332 | 4 | 1 |  | Manual | 1 | Ceiling Fixture | Incandescent |  | Standard A Lamp | 1 | 60 | Bedroom | 243324 | Bedroom | 0.05296%
24332 | 5 | 1 |  | Manual | 1 | Ceiling Fixture | Incandescent |  | Standard A Lamp | 2 | 60 | Bedroom | 243325 | Bedroom | 0.05296%
24332 | 5 | 2 |  | Manual | 2 | Table | Compact Fluorescent |  | Twist | 1 | 22 | Bedroom | 243325 | Bedroom | 0.05296%
24332 | 6 | 1 |  | Manual | 1 | Chandelier (Hanging) | Incandescent |  | Globe | 5 | 60 | Dining Room | 243326 | Dining Room | 0.05296%
24332 | 8 | 1 |  | Manual | 2 | Ceiling Fixture | Compact Fluorescent |  | Twist | 1 | 22 | Hall | 243328 | Hall | 0.05296%
24332 | 9 | 1 |  | Manual | 1 | Ceiling Fixture | Compact Fluorescent |  | Circline (Screw Base) | 1 | 22 | Hall | 243329 | Hall | 0.05296%
24332 | 10 | 1 |  | Manual | 1 | Ceiling Fixture | Linear Fluorescent | 48 | T-8 | 4 | 40 | Kitchen | 2433210 | Kitchen | 0.05296%
24332 | 11 | 1 |  | Manual | 1 | Ceiling Fixture | Linear Fluorescent | 48 | T-8 | 1 | 40 | Laundry Room | 2433211 | Laundry Room | 0.05296%
24332 | 12 | 1 |  | Manual | 1 | Floor lamp | Incandescent |  | Standard A Lamp | 1 | 60 | Living Room | 2433212 | Living Room | 0.05296%
24332 | 12 | 2 |  | Manual | 2 | Table | Compact Fluorescent |  | Twist | 1 | 22 | Living Room | 2433212 | Living Room | 0.05296%
24332 | 12 | 3 |  | Manual | 1 | Ceiling Fixture | Incandescent |  | Decorative | 3 | 40 | Living Room | 2433212 | Living Room | 0.05296%
24341 | 1 | 1 |  | Manual | 1 | Ceiling Fixture | Compact Fluorescent |  | Twist | 2 | 15 | Bedroom | 243411 | Bedroom | 0.04732%
24341 | 2 | 1 |  | Manual | 1 | Ceiling Fixture | Compact Fluorescent |  | Twist | 1 | 15 | Closet | 243412 | Closet | 0.04732%
24341 | 3 | 1 |  | Manual | 1 | Chandelier (Hanging) | Incandescent |  | Mini base | 8 | 60 | Living Room | 243413 | Living Room | 0.04732%
24341 | 3 | 2 |  | Manual | 1 | Recessed Can | Incandescent |  | Reflector | 1 | 60 | Living Room | 243413 | Living Room | 0.04732%
24341 | 3 | 3 |  | Manual | 2 | Floor lamp | Compact Fluorescent |  | Twist | 2 | 22 | Living Room | 243413 | Living Room | 0.04732%
24341 | 4 | 1 |  | Manual | 2 | Chandelier (Hanging) | Incandescent |  | Mini base | 3 | 40 | Hall | 243414 | Hall | 0.04732%
24341 | 5 | 1 |  | Manual | 1 | Ceiling Fan | Compact Fluorescent |  | Twist | 3 | 15 | Office | 243415 | Office | 0.04732%
24341 | 5 | 2 |  | Manual | 1 | Table | Compact Fluorescent |  | Twist | 1 | 22 | Office | 243415 | Office | 0.04732%
24341 | 5 | 3 |  | Manual | 1 | Table | Incandescent |  | Standard A Lamp | 1 | 75 | Office | 243415 | Office | 0.04732%
24341 | 6 | 1 |  | Manual | 1 | Ceiling Fixture | Linear Fluorescent | 48 | T-8 | 2 | 32 | Laundry Room | 243416 | Laundry Room | 0.04732%
24341 | 6 | 2 |  | Manual | 1 | Ceiling Fixture | Compact Fluorescent |  | Twist | 1 | 22 | Laundry Room | 243416 | Laundry Room | 0.04732%
24341 | 7 | 1 |  | Manual | 2 | Ceiling Fixture | Compact Fluorescent |  | Twist | 1 | 22 | Garage | 243417 | Garage | 0.04732%
24341 | 7 | 2 |  | Manual | 2 | Ceiling Fixture | Linear Fluorescent | 48 | T-12 | 2 | 40 | Garage | 243417 | Garage | 0.04732%
24341 | 7 | 3 |  | Manual | 1 | Ceiling Fixture | Incandescent |  | Standard A Lamp | 1 | 75 | Garage | 243417 | Garage | 0.04732%
24341 | 8 | 1 |  | Manual | 1 | Wall Mount | Compact Fluorescent |  | A shape bulb | 4 | 15 | Bathroom | 243418 | Bathroom | 0.04732%
24341 | 9 | 1 |  | Manual | 2 | Ceiling Fixture | Compact Fluorescent |  | Twist | 1 | 15 | Hall | 243419 | Hall | 0.04732%
24341 | 10 | 1 |  | Manual | 1 | Ceiling Fixture | Compact Fluorescent |  | Twist | 2 | 22 | Master Bedroom | 2434110 | Master Bedroom | 0.04732%
24341 | 10 | 2 |  | Manual | 2 | Table | Compact Fluorescent |  | Twist | 1 | 15 | Master Bedroom | 2434110 | Master Bedroom | 0.04732%
24341 | 10 | 3 |  | Manual | 1 | Table | Compact Fluorescent |  | Straight Tube | 1 | 15 | Master Bedroom | 2434110 | Master Bedroom | 0.04732%
24341 | 11 | 1 |  | Manual | 1 | Wall Mount | Compact Fluorescent |  | A shape bulb | 8 | 15 | Bathroom | 2434111 | Bathroom | 0.04732%
24341 | 11 | 2 |  | Manual | 1 | Recessed Can | Compact Fluorescent |  | Reflector | 1 | 15 | Bathroom | 2434111 | Bathroom | 0.04732%
24341 | 12 | 1 |  | Manual | 1 | Ceiling Fixture | Linear Fluorescent | 48 | T-12 | 2 | 40 | Closet | 2434112 | Closet | 0.04732%
24341 | 13 | 1 |  | Dimmer | 1 | Ceiling Fan | Incandescent |  | Clear | 4 | 100 | Kitchen | 2434113 | Kitchen | 0.04732%
24341 | 13 | 2 |  | Manual | 1 | Ceiling Fixture | Linear Fluorescent | 48 | T-12 | 3 | 40 | Kitchen | 2434113 | Kitchen | 0.04732%
24341 | 13 | 3 |  | Manual | 1 | Ceiling Fixture | Compact Fluorescent |  | Twist | 1 | 22 | Kitchen | 2434113 | Kitchen | 0.04732%
24341 | 13 | 4 |  | Manual | 1 | Architectural | Linear Fluorescent | 48 | T-12 | 1 | 40 | Kitchen | 2434113 | Kitchen | 0.04732%
24341 | 13 | 5 |  | Manual | 1 | Architectural | Linear Fluorescent | 12 | T-12 | 1 | 16 | Kitchen | 2434113 | Kitchen | 0.04732%
24341 | 13 | 6 |  | Manual | 1 | Architectural | Incandescent |  | Mini base | 1 | 25 | Kitchen | 2434113 | Kitchen | 0.04732%
24341 | 13 | 7 |  | Manual | 1 | Chandelier (Hanging) | Compact Fluorescent |  | A shape bulb | 1 | 15 | Kitchen | 2434113 | Kitchen | 0.04732%
24342 | 1 | 1 |  | Manual | 3 | Ceiling Fixture | Incandescent |  | Standard A Lamp | 2 | 60 | Other | 243421 | Other | 0.05296%
24342 | 2 | 1 |  | Manual | 1 | Ceiling Fixture | Incandescent |  | Standard A Lamp | 1 | 60 | Bathroom | 243422 | Bathroom | 0.05296%
24342 | 3 | 1 |  | Manual | 1 | Ceiling Fixture | Incandescent |  | Standard A Lamp | 1 | 60 | Bedroom | 243423 | Bedroom | 0.05296%
24342 | 4 | 1 |  | Manual | 1 | Ceiling Fan | Incandescent |  | Standard A Lamp | 1 | 60 | Bedroom | 243424 | Bedroom | 0.05296%
24342 | 5 | 1 |  | Manual | 1 | Ceiling Fixture | Incandescent |  | Standard A Lamp | 1 | 60 | Hall | 243425 | Hall | 0.05296%
24342 | 6 | 1 |  | Manual | 1 | Ceiling Fan | Incandescent |  | Standard A Lamp | 4 | 60 | Kitchen | 243426 | Kitchen | 0.05296%
24342 | 6 | 2 |  | Manual | 1 | Ceiling Fixture | Incandescent |  | Standard A Lamp | 1 | 60 | Kitchen | 243426 | Kitchen | 0.05296%
24342 | 7 | 1 |  | Manual | 3 | Ceiling Fixture | Incandescent |  | Standard A Lamp | 1 | 60 | Laundry Room | 243427 | Laundry Room | 0.05296%
24342 | 8 | 1 |  | Manual | 1 | Ceiling Fan | Compact Fluorescent |  | Straight Tube | 2 | 15 | Living Room | 243428 | Living Room | 0.05296%
24342 | 8 | 2 |  | Manual | 1 | Track | Incandescent |  | Standard A Lamp | 2 | 60 | Living Room | 243428 | Living Room | 0.05296%
24347 | 1 | 1 |  | Manual | 1 | Ceiling Fixture | Compact Fluorescent |  | Twist | 2 | 15 | Master Bedroom | 243471 | Master Bedroom | 0.04732%
24347 | 1 | 2 |  | Manual | 1 | Table | Halogen |  | MR | 1 | 20 | Master Bedroom | 243471 | Master Bedroom | 0.04732%
24347 | 1 | 3 |  | Manual | 1 | Table | Compact Fluorescent |  | Pin base | 1 | 15 | Master Bedroom | 243471 | Master Bedroom | 0.04732%
24347 | 1 | 4 |  | Manual | 1 | Table | Incandescent |  | Decorative | 1 | 40 | Master Bedroom | 243471 | Master Bedroom | 0.04732%
24347 | 2 | 1 |  | Manual | 2 | Ceiling Fixture | Incandescent |  | Standard A Lamp | 1 | 60 | Hall | 243472 | Hall | 0.04732%
24347 | 3 | 1 |  | Manual | 5 | Ceiling Fixture | Compact Fluorescent |  | Twist | 1 | 15 | Garage | 243473 | Garage | 0.04732%
24347 | 3 | 2 |  | Manual | 1 | Garage door opener | Incandescent |  | Standard A Lamp | 1 | 60 | Garage | 243473 | Garage | 0.04732%
24347 | 3 | 3 |  | Manual | 1 | Ceiling Fixture | Linear Fluorescent | 24 | T-12 | 1 | 20 | Garage | 243473 | Garage | 0.04732%
24347 | 4 | 1 |  | Manual | 1 | Chandelier (Hanging) | Incandescent |  | Decorative | 5 | 40 | Dining Room | 243474 | Dining Room | 0.04732%
24347 | 4 | 2 |  | Manual | 1 | Floor lamp | Incandescent |  | Mini base | 2 | 25 | Dining Room | 243474 | Dining Room | 0.04732%
24347 | 5 | 1 |  | Manual | 1 | Wall Mount | Incandescent |  | Decorative | 2 | 40 | Hall | 243475 | Hall | 0.04732%
24347 | 5 | 2 |  | Manual | 1 | Floor lamp | Incandescent |  | Mini base | 1 | 25 | Hall | 243475 | Hall | 0.04732%
24347 | 6 | 1 |  | Manual | 1 | Wall Mount | Incandescent |  | Decorative | 4 | 40 | Bathroom | 243476 | Bathroom | 0.04732%
24347 | 7 | 1 |  | Manual | 1 | Wall Mount | Halogen |  | Quartz Tube | 1 | 100 | Hall | 243477 | Hall | 0.04732%
24347 | 7 | 2 |  | Manual | 1 | Ceiling Fixture | Incandescent |  | Standard A Lamp | 1 | 60 | Hall | 243477 | Hall | 0.04732%
24347 | 8 | 1 |  | Manual | 1 | Ceiling Fan | Incandescent |  | Standard A Lamp | 1 | 60 | Bedroom | 243478 | Bedroom | 0.04732%
24347 | 8 | 2 |  | Manual | 1 | Table | Incandescent |  | Mini base | 2 | 40 | Bedroom | 243478 | Bedroom | 0.04732%
24347 | 9 | 1 |  | Manual | 1 | Wall Mount | Incandescent |  | Standard A Lamp | 4 | 40 | Bathroom | 243479 | Bathroom | 0.04732%
24347 | 10 | 1 |  | Manual | 1 | Ceiling Fixture | Incandescent |  | Standard A Lamp | 1 | 60 | Bedroom | 2434710 | Bedroom | 0.04732%
24347 | 11 | 1 |  | Manual | 1 | Ceiling Fixture | Incandescent |  | Standard A Lamp | 1 | 60 | Closet | 2434711 | Closet | 0.04732%
24347 | 12 | 1 |  | Manual | 1 | Ceiling Fixture | Compact Fluorescent |  | Twist | 1 | 15 | Bathroom | 2434712 | Bathroom | 0.04732%
24347 | 12 | 2 |  | Manual | 1 | Architectural | Halogen |  | MR | 3 | 50 | Bathroom | 2434712 | Bathroom | 0.04732%
24347 | 12 | 3 |  | Manual | 1 | Recessed Can | Compact Fluorescent |  | Twist | 1 | 28 | Bathroom | 2434712 | Bathroom | 0.04732%
24347 | 12 | 4 |  | Manual | 2 | Recessed Can | Incandescent |  | Standard A Lamp | 1 | 40 | Bathroom | 2434712 | Bathroom | 0.04732%
24347 | 13 | 1 |  | Manual | 1 | Ceiling Fixture | Compact Fluorescent |  | Twist | 1 | 15 | Closet | 2434713 | Closet | 0.04732%
24347 | 14 | 1 |  | Manual | 1 | Table | Incandescent |  | 3-Way Incandescent | 1 | 75 | Living Room | 2434714 | Living Room | 0.04732%
24347 | 14 | 2 |  | Manual | 1 | Table | Incandescent |  | Decorative | 3 | 60 | Living Room | 2434714 | Living Room | 0.04732%
24347 | 14 | 3 |  | Manual | 2 | Table | Incandescent |  | 3-Way Incandescent | 1 | 200 | Living Room | 2434714 | Living Room | 0.04732%
24347 | 15 | 1 |  | Manual | 1 | Ceiling Fixture | Incandescent |  | Standard A Lamp | 1 | 40 | Kitchen | 2434715 | Kitchen | 0.04732%
24347 | 15 | 2 |  | Manual | 1 | Recessed Can | Compact Fluorescent |  | Flood | 1 | 22 | Kitchen | 2434715 | Kitchen | 0.04732%
24347 | 15 | 3 |  | Manual | 5 | Recessed Can | Incandescent |  | Reflector | 1 | 65 | Kitchen | 2434715 | Kitchen | 0.04732%
24347 | 16 | 1 |  | Manual | 1 | Ceiling Fixture | Incandescent |  | Standard A Lamp | 1 | 40 | Hall | 2434716 | Hall | 0.04732%
24347 | 17 | 1 |  | Manual | 1 | Ceiling Fixture | Incandescent |  | Standard A Lamp | 1 | 60 | Laundry Room | 2434717 | Laundry Room | 0.04732%
24347 | 18 | 1 |  | Dimmer | 1 | Torchiere | Halogen |  | Quartz Tube | 1 | 300 | Family Room | 2434718 | Family Room | 0.04732%
24347 | 18 | 2 |  | Manual | 1 | Ceiling Fixture | Incandescent |  | Standard A Lamp | 1 | 60 | Family Room | 2434718 | Family Room | 0.04732%
24347 | 19 | 1 |  | Manual | 1 | Wall Mount | Incandescent |  | Standard A Lamp | 1 | 60 | Bathroom | 2434719 | Bathroom | 0.04732%
24349 | 1 | 1 |  | Manual | 6 | Ceiling Fixture | Incandescent |  | Standard A Lamp | 1 | 60 | Other | 243491 | Other | 0.2127%
24349 | 1 | 2 |  | Manual | 2 | Ceiling Fixture | Linear Fluorescent | 48 | T-8 | 2 | 32 | Other | 243491 | Other | 0.2127%
24349 | 2 | 1 |  | Manual | 3 | Ceiling Fixture | Incandescent |  | Standard A Lamp | 1 | 60 | Bathroom | 243492 | Bathroom | 0.2127%
24349 | 3 | 1 |  | Manual | 1 | Ceiling Fan | Compact Fluorescent |  | Twist | 1 | 15 | Bedroom | 243493 | Bedroom | 0.2127%
24349 | 3 | 2 |  | Manual | 2 | Table | Compact Fluorescent |  | Twist | 1 | 15 | Bedroom | 243493 | Bedroom | 0.2127%
24349 | 4 | 1 |  | Manual | 1 | Floor lamp | Incandescent |  | Standard A Lamp | 2 | 60 | Bedroom | 243494 | Bedroom | 0.2127%
24349 | 4 | 2 |  | Manual | 1 | Ceiling Fan | Compact Fluorescent |  | Twist | 2 | 15 | Bedroom | 243494 | Bedroom | 0.2127%
24349 | 5 | 1 |  | Manual | 1 | Ceiling Fixture | Incandescent |  | Standard A Lamp | 1 | 60 | Bedroom | 243495 | Bedroom | 0.2127%
24349 | 5 | 2 |  | Manual | 3 | Table | Incandescent |  | Standard A Lamp | 1 | 60 | Bedroom | 243495 | Bedroom | 0.2127%
24349 | 6 | 1 |  | Manual | 6 | Ceiling Fixture | Incandescent |  | Standard A Lamp | 1 | 60 | Bedroom | 243496 | Bedroom | 0.2127%
24349 | 7 | 1 |  | Manual | 5 | Ceiling Fixture | Linear Fluorescent | 48 | T-8 | 2 | 32 | Garage | 243497 | Garage | 0.2127%
24349 | 8 | 1 |  | Manual | 2 | Ceiling Fixture | Incandescent |  | Standard A Lamp | 1 | 60 | Hall | 243498 | Hall | 0.2127%
24349 | 9 | 1 |  | Manual | 3 | Ceiling Fixture | Incandescent |  | Standard A Lamp | 1 | 60 | Kitchen | 243499 | Kitchen | 0.2127%
24349 | 9 | 2 |  | Manual | 1 | Recessed - other | Incandescent |  | Standard A Lamp | 1 | 60 | Kitchen | 243499 | Kitchen | 0.2127%
24349 | 9 | 3 |  | Manual | 1 | Recessed - other | Linear Fluorescent | 24 | T-12 | 1 | 20 | Kitchen | 243499 | Kitchen | 0.2127%
24349 | 10 | 1 |  | Manual | 1 | Ceiling Fixture | Incandescent |  | Standard A Lamp | 1 | 65 | Laundry Room | 2434910 | Laundry Room | 0.2127%
24349 | 11 | 1 |  | Manual | 1 | Ceiling Fan | Compact Fluorescent |  | Twist | 1 | 15 | Living Room | 2434911 | Living Room | 0.2127%
24349 | 11 | 2 |  | Manual | 2 | Table | Compact Fluorescent |  | Twist | 3 | 15 | Living Room | 2434911 | Living Room | 0.2127%
24349 | 11 | 3 |  | Manual | 5 | Table | Incandescent |  | Standard A Lamp | 1 | 60 | Living Room | 2434911 | Living Room | 0.2127%
24349 | 12 | 1 |  | Manual | 2 | Ceiling Fixture | Incandescent |  | Standard A Lamp | 1 | 60 | Other | 2434912 | Other | 0.2127%
24351 | 1 | 1 |  | Manual | 2 | Wall Mount | Incandescent |  | Standard A Lamp | 2 | 60 | Bathroom | 243511 | Bathroom | 0.02845%
24351 | 2 | 1 |  | Manual | 1 | Ceiling Fixture | Incandescent |  | Standard A Lamp | 1 | 60 | Bathroom | 243512 | Bathroom | 0.02845%
24351 | 2 | 2 |  | Manual | 1 | Wall Mount | Incandescent |  | Globe | 6 | 75 | Bathroom | 243512 | Bathroom | 0.02845%
24351 | 3 | 1 |  | Manual | 1 | Ceiling Fixture | Linear Fluorescent | 48 | T-4 | 2 | 40 | Bathroom | 243513 | Bathroom | 0.02845%
24351 | 4 | 1 |  | Manual | 1 | Ceiling Fixture | Incandescent |  | Standard A Lamp | 2 | 60 | Bedroom | 243514 | Bedroom | 0.02845%
24351 | 4 | 2 |  | Manual | 1 | Ceiling Fixture | Incandescent |  | Standard A Lamp | 1 | 60 | Bedroom | 243514 | Bedroom | 0.02845%
24351 | 5 | 1 |  | Manual | 2 | Ceiling Fixture | Linear Fluorescent | 48 | T-4 | 2 | 40 | Bedroom | 243515 | Bedroom | 0.02845%
24351 | 6 | 1 |  | Manual | 1 | Ceiling Fixture | Incandescent |  | Decorative | 1 | 60 | Closet | 243516 | Closet | 0.02845%
24351 | 7 | 1 |  | Manual | 1 | Ceiling Fixture | Linear Fluorescent | 48 | T-4 | 2 | 40 | Family Room | 243517 | Family Room | 0.02845%
24351 | 8 | 1 |  | Manual | 2 | Ceiling Fixture | Linear Fluorescent | 48 | T-4 | 2 | 40 | Family Room | 243518 | Family Room | 0.02845%
24351 | 8 | 2 |  | Manual | 1 | Table | Incandescent |  | Standard A Lamp | 1 | 60 | Family Room | 243518 | Family Room | 0.02845%
24351 | 9 | 1 |  | Manual | 1 | Garage door opener | Incandescent |  | Standard A Lamp | 1 | 60 | Garage | 243519 | Garage | 0.02845%
24351 | 9 | 2 |  | Manual | 1 | Ceiling Fixture | Compact Fluorescent |  | Twist | 1 | 15 | Garage | 243519 | Garage | 0.02845%
24351 | 10 | 1 |  | Manual | 1 | Ceiling Fixture | Linear Fluorescent | 48 | T-4 | 2 | 40 | Hall | 2435110 | Hall | 0.02845%
24351 | 11 | 1 |  | Manual | 2 | Ceiling Fixture | Incandescent |  | Standard A Lamp | 2 | 60 | Hall | 2435111 | Hall | 0.02845%
24351 | 12 | 1 |  | Manual | 1 | Ceiling Fixture | Incandescent |  | Standard A Lamp | 1 | 65 | Laundry Room | 2435112 | Laundry Room | 0.02845%
24351 | 13 | 1 |  | Manual | 2 | Ceiling Fixture | Incandescent |  | Clear | 3 | 60 | Living Room | 2435113 | Living Room | 0.02845%
24351 | 13 | 2 |  | Manual | 3 | Table | Incandescent |  | Standard A Lamp | 3 | 60 | Living Room | 2435113 | Living Room | 0.02845%
24351 | 13 | 3 |  | Manual | 1 | Ceiling Fixture | Linear Fluorescent | 36 | T-4 | 2 | 40 | Living Room | 2435113 | Living Room | 0.02845%
24351 | 14 | 1 |  | Manual | 1 | Ceiling Fixture | Incandescent |  | Decorative | 2 | 60 | Master Bedroom | 2435114 | Master Bedroom | 0.02845%
24351 | 14 | 2 |  | Manual | 2 | Floor lamp | Incandescent |  | Standard A Lamp | 1 | 100 | Master Bedroom | 2435114 | Master Bedroom | 0.02845%
24351 | 15 | 1 |  | Manual | 1 | Table | Incandescent |  | Decorative | 1 | 40 | Office | 2435115 | Office | 0.02845%
24363 | 1 | 1 |  | Dimmer | 6 | Ceiling Fixture | Incandescent |  | Reflector | 1 | 65 | Living Room | 243631 | Living Room | 0.09408%
24363 | 1 | 2 |  | Manual | 1 | Floor lamp | Compact Fluorescent |  | Twist | 3 | 15 | Living Room | 243631 | Living Room | 0.09408%
24363 | 1 | 3 |  | Manual | 1 | Table | Compact Fluorescent |  | Twist | 1 | 22 | Living Room | 243631 | Living Room | 0.09408%
24363 | 2 | 1 |  | Manual | 1 | Wall Mount | Compact Fluorescent |  | Twist | 4 | 15 | Bathroom | 243632 | Bathroom | 0.09408%
24363 | 3 | 1 |  | Manual | 1 | Ceiling Fixture | Incandescent |  | Standard A Lamp | 2 | 60 | Bedroom | 243633 | Bedroom | 0.09408%
24363 | 4 | 1 |  | Manual | 1 | Ceiling Fixture | Compact Fluorescent |  | Twist | 3 | 15 | Bedroom | 243634 | Bedroom | 0.09408%
24363 | 5 | 1 |  | Manual | 4 | Chandelier (Hanging) | Incandescent |  | Decorative | 1 | 40 | Other | 243635 | Other | 0.09408%
24363 | 6 | 1 |  | Manual | 1 | Ceiling Fixture | Compact Fluorescent |  | Twist | 1 | 15 | Hall | 243636 | Hall | 0.09408%
24363 | 6 | 2 |  | Manual | 1 | Ceiling Fixture | Compact Fluorescent |  | Twist | 1 | 15 | Hall | 243636 | Hall | 0.09408%
24363 | 7 | 1 |  | Manual | 1 | Wall Mount | Compact Fluorescent |  | Twist | 4 | 15 | Bathroom | 243637 | Bathroom | 0.09408%
24363 | 8 | 1 |  | Manual | 1 | Ceiling Fixture | Compact Fluorescent |  | Twist | 2 | 22 | Master Bedroom | 243638 | Master Bedroom | 0.09408%
24363 | 8 | 2 |  | Manual | 2 | Table | Compact Fluorescent |  | Twist | 1 | 15 | Master Bedroom | 243638 | Master Bedroom | 0.09408%
24363 | 9 | 1 |  | Manual | 1 | Track | Compact Fluorescent |  | Twist | 2 | 15 | Closet | 243639 | Closet | 0.09408%
24363 | 10 | 1 |  | Manual | 1 | Ceiling Fixture | Compact Fluorescent |  | Twist | 2 | 15 | Bedroom | 2436310 | Bedroom | 0.09408%
24363 | 11 | 1 |  | Manual | 1 | Ceiling Fixture | Linear Fluorescent | 48 | T-12 | 2 | 32 | Garage | 2436311 | Garage | 0.09408%
24363 | 12 | 1 |  | Manual | 1 | Ceiling Fan | Compact Fluorescent |  | Twist | 3 | 15 | Kitchen | 2436312 | Kitchen | 0.09408%
24363 | 12 | 2 |  | Manual | 1 | Ceiling Fixture | Linear Fluorescent | 48 | T-12 | 2 | 32 | Kitchen | 2436312 | Kitchen | 0.09408%
24363 | 13 | 1 |  | Manual | 2 | Wall Mount | Compact Fluorescent |  | Twist | 1 | 15 | Hall | 2436313 | Hall | 0.09408%
24363 | 14 | 1 |  | Dimmer | 1 | Floor lamp | Incandescent |  | Decorative | 5 | 40 | Family Room | 2436314 | Family Room | 0.09408%
24363 | 14 | 2 |  | Manual | 2 | Ceiling Fixture | Compact Fluorescent |  | Twist | 4 | 15 | Family Room | 2436314 | Family Room | 0.09408%
24363 | 15 | 1 |  | Manual | 1 | Wall Mount | Compact Fluorescent |  | Twist | 1 | 15 | Laundry Room | 2436315 | Laundry Room | 0.09408%
24363 | 15 | 2 |  | Manual | 1 | Ceiling Fixture | Linear Fluorescent | 48 | T-12 | 2 | 32 | Laundry Room | 2436315 | Laundry Room | 0.09408%
24363 | 16 | 1 |  | Manual | 2 | Ceiling Fixture | Linear Fluorescent | 48 | T-12 | 2 | 40 | Office | 2436316 | Office | 0.09408%
24363 | 17 | 1 |  | Manual | 1 | Wall Mount | Compact Fluorescent |  | Twist | 1 | 15 | Other | 2436317 | Other | 0.09408%
24363 | 18 | 1 |  | Manual | 1 | Wall Mount | Incandescent |  | Standard A Lamp | 1 | 60 | Closet | 2436318 | Closet | 0.09408%
24366 | 1 | 1 |  | Manual | 5 | Ceiling Fixture | Compact Fluorescent |  | Twist | 1 | 15 | Other | 243661 | Other | 0.305%
24366 | 1 | 2 |  | Manual | 2 | Ceiling Fixture | Linear Fluorescent | 48 | T-12 | 2 | 40 | Other | 243661 | Other | 0.305%
24366 | 2 | 1 |  | Manual | 1 | Wall Mount | Incandescent |  | Globe | 4 | 40 | Bathroom | 243662 | Bathroom | 0.305%
24366 | 3 | 1 |  | Manual | 2 | Chandelier (Hanging) | Incandescent |  | Standard A Lamp | 1 | 60 | Bathroom | 243663 | Bathroom | 0.305%
24366 | 4 | 1 |  | Manual | 2 | Ceiling Fixture | Compact Fluorescent |  | Twist | 2 | 15 | Bathroom | 243664 | Bathroom | 0.305%
24366 | 5 | 1 |  | Manual | 1 | Recessed Can | Compact Fluorescent |  | Reflector | 1 | 15 | Bedroom | 243665 | Bedroom | 0.305%
24366 | 6 | 1 |  | Manual | 1 | Recessed Can | Compact Fluorescent |  | Reflector | 1 | 15 | Bedroom | 243666 | Bedroom | 0.305%
24366 | 6 | 2 |  | Manual | 1 | Floor lamp | Compact Fluorescent |  | Twist | 2 | 15 | Bedroom | 243666 | Bedroom | 0.305%
24366 | 7 | 1 |  | Manual | 2 | Recessed Can | Compact Fluorescent |  | Reflector | 1 | 15 | Bedroom | 243667 | Bedroom | 0.305%
24366 | 8 | 1 |  | Manual | 2 | Floor lamp | Compact Fluorescent |  | Twist | 1 | 15 | Bedroom | 243668 | Bedroom | 0.305%
24366 | 8 | 2 |  | Manual | 3 | Floor lamp | Incandescent |  | Standard A Lamp | 2 | 60 | Bedroom | 243668 | Bedroom | 0.305%
24366 | 8 | 3 |  | Manual | 1 | Wall Mount | Incandescent |  | Standard A Lamp | 4 | 60 | Bedroom | 243668 | Bedroom | 0.305%
24366 | 8 | 4 |  | Manual | 2 | Table | Compact Fluorescent |  | Twist | 1 | 15 | Bedroom | 243668 | Bedroom | 0.305%
24366 | 9 | 1 |  | Manual | 1 | Ceiling Fan | Incandescent |  | Standard A Lamp | 1 | 60 | Dining Room | 243669 | Dining Room | 0.305%
24366 | 10 | 1 |  | Manual | 1 | Table | Compact Fluorescent |  | Twist | 1 | 15 | Family Room | 2436610 | Family Room | 0.305%
24366 | 11 | 1 |  | Manual | 2 | Ceiling Fixture | Incandescent |  | Reflector | 1 | 65 | Garage | 2436611 | Garage | 0.305%
24366 | 11 | 2 |  | Manual | 1 | Ceiling Fixture | Linear Fluorescent | 48 | T-12 | 2 | 40 | Garage | 2436611 | Garage | 0.305%
24366 | 11 | 3 |  | Manual | 1 | Garage door opener | Incandescent |  | Standard A Lamp | 1 | 60 | Garage | 2436611 | Garage | 0.305%
24366 | 12 | 1 |  | Manual | 1 | Ceiling Fixture | Compact Fluorescent |  | Twist | 2 | 15 | Hall | 2436612 | Hall | 0.305%
24366 | 13 | 1 |  | Manual | 1 | Ceiling Fixture | Linear Fluorescent | 48 | T-12 | 2 | 40 | Kitchen | 2436613 | Kitchen | 0.305%
24366 | 13 | 2 |  | Manual | 1 | Recessed - other | Incandescent |  | Standard A Lamp | 1 | 40 | Kitchen | 2436613 | Kitchen | 0.305%
24366 | 13 | 3 |  | Manual | 1 | Ceiling Fan | Incandescent |  | Standard A Lamp | 1 | 60 | Kitchen | 2436613 | Kitchen | 0.305%
24366 | 14 | 1 |  | Manual | 1 | Ceiling Fixture | Compact Fluorescent |  | Twist | 2 | 15 | Living Room | 2436614 | Living Room | 0.305%
24366 | 14 | 2 |  | Manual | 3 | Floor lamp | Compact Fluorescent |  | Twist | 1 | 15 | Living Room | 2436614 | Living Room | 0.305%
24373 | 1 | 1 |  | Manual | 2 | Recessed Can | Incandescent |  | Reflector | 1 | 60 | Bathroom | 243731 | Bathroom | 0.04732%
24373 | 1 | 2 |  | Manual | 2 | Wall Mount | Incandescent |  | Standard A Lamp | 3 | 40 | Bathroom | 243731 | Bathroom | 0.04732%
24373 | 1 | 3 |  | Manual | 1 | Ceiling Fixture | Incandescent |  | Standard A Lamp | 2 | 60 | Bathroom | 243731 | Bathroom | 0.04732%
24373 | 2 | 1 |  | Manual | 1 | Recessed Can | Incandescent |  | Reflector | 1 | 60 | Bathroom | 243732 | Bathroom | 0.04732%
24373 | 2 | 2 |  | Manual | 1 | Wall Mount | Incandescent |  | Standard A Lamp | 4 | 40 | Bathroom | 243732 | Bathroom | 0.04732%
24373 | 3 | 1 |  | Manual | 1 | Wall Mount | Incandescent |  | Standard A Lamp | 3 | 40 | Bathroom | 243733 | Bathroom | 0.04732%
24373 | 3 | 2 |  | Manual | 1 | Recessed Can | Incandescent |  | Standard A Lamp | 1 | 60 | Bathroom | 243733 | Bathroom | 0.04732%
24373 | 4 | 1 |  | Manual | 4 | Recessed Can | Incandescent |  | Reflector | 1 | 60 | Bedroom | 243734 | Bedroom | 0.04732%
24373 | 4 | 2 |  | Manual | 2 | Table | Incandescent |  | Standard A Lamp | 1 | 60 | Bedroom | 243734 | Bedroom | 0.04732%
24373 | 4 | 3 |  | Manual | 2 | Table | Compact Fluorescent |  | Twist | 1 | 15 | Bedroom | 243734 | Bedroom | 0.04732%
24373 | 5 | 1 |  | Manual | 1 | Ceiling Fixture | Incandescent |  | Standard A Lamp | 2 | 60 | Bedroom | 243735 | Bedroom | 0.04732%
24373 | 5 | 2 |  | Manual | 1 | Table | Incandescent |  | Standard A Lamp | 1 | 60 | Bedroom | 243735 | Bedroom | 0.04732%
24373 | 6 | 1 |  | Manual | 1 | Ceiling Fixture | Incandescent |  | Standard A Lamp | 2 | 60 | Bedroom | 243736 | Bedroom | 0.04732%
24373 | 6 | 2 |  | Manual | 1 | Table | Incandescent |  | Decorative | 1 | 40 | Bedroom | 243736 | Bedroom | 0.04732%
24373 | 7 | 1 |  | Manual | 1 | Ceiling Fixture | Incandescent |  | Standard A Lamp | 2 | 60 | Closet | 243737 | Closet | 0.04732%
24373 | 8 | 1 |  | Manual | 1 | Ceiling Fixture | Incandescent |  | Standard A Lamp | 2 | 60 | Closet | 243738 | Closet | 0.04732%
24373 | 9 | 1 |  | Manual | 1 | Ceiling Fixture | Incandescent |  | Standard A Lamp | 2 | 60 | Closet | 243739 | Closet | 0.04732%
24373 | 10 | 1 |  | Manual | 8 | Recessed Can | Incandescent |  | Reflector | 1 | 65 | Family Room | 2437310 | Family Room | 0.04732%
24373 | 11 | 1 |  | Manual | 4 | Ceiling Fixture | Incandescent |  | Standard A Lamp | 1 | 60 | Garage | 2437311 | Garage | 0.04732%
24373 | 11 | 2 |  | Manual | 2 | Garage door opener | Incandescent |  | Standard A Lamp | 2 | 60 | Garage | 2437311 | Garage | 0.04732%
24373 | 12 | 1 |  | Manual | 1 | Ceiling Fixture | Incandescent |  | Standard A Lamp | 3 | 60 | Hall | 2437312 | Hall | 0.04732%
24373 | 12 | 2 |  | Manual | 2 | Recessed Can | Incandescent |  | Reflector | 1 | 60 | Hall | 2437312 | Hall | 0.04732%
24373 | 13 | 1 |  | Manual | 3 | Chandelier (Hanging) | Incandescent |  | Standard A Lamp | 1 | 60 | Kitchen | 2437313 | Kitchen | 0.04732%
24373 | 13 | 2 |  | Manual | 4 | Recessed Can | Incandescent |  | Reflector | 1 | 60 | Kitchen | 2437313 | Kitchen | 0.04732%
24373 | 13 | 3 |  | Manual | 4 | Recessed - other | Halogen |  | Quartz Tube | 2 | 40 | Kitchen | 2437313 | Kitchen | 0.04732%
24373 | 14 | 1 |  | Manual | 1 | Ceiling Fixture | Incandescent |  | Standard A Lamp | 2 | 60 | Laundry Room | 2437314 | Laundry Room | 0.04732%
24373 | 15 | 1 |  | Manual | 4 | Recessed Can | Incandescent |  | Reflector | 1 | 65 | Living Room | 2437315 | Living Room | 0.04732%
24373 | 15 | 2 |  | Manual | 2 | Chandelier (Hanging) | Halogen |  | Quartz Tube | 3 | 40 | Living Room | 2437315 | Living Room | 0.04732%
24373 | 15 | 3 |  | Manual | 1 | Table | Compact Fluorescent |  | Twist | 2 | 15 | Living Room | 2437315 | Living Room | 0.04732%
24373 | 15 | 4 |  | Manual | 1 | Table | Compact Fluorescent |  | Twist | 1 | 15 | Living Room | 2437315 | Living Room | 0.04732%
24373 | 16 | 1 |  | Manual | 2 | Ceiling Fixture | Incandescent |  | Standard A Lamp | 1 | 60 | Other | 2437316 | Other | 0.04732%
24375 | 1 | 1 |  | Manual | 1 | Wall Mount | Incandescent |  | Globe | 4 | 60 | Bathroom | 243751 | Bathroom | 0.04008%
24375 | 1 | 2 |  | Manual | 1 | Wall Mount | Compact Fluorescent |  | Globe | 2 | 14 | Bathroom | 243751 | Bathroom | 0.04008%
24375 | 2 | 1 |  | Manual | 1 | Ceiling Fixture | Compact Fluorescent |  | Twist | 2 | 13 | Bedroom | 243752 | Bedroom | 0.04008%
24375 | 3 | 1 |  | Manual | 1 | Ceiling Fixture | Compact Fluorescent |  | Flood | 4 | 14 | Hall | 243753 | Hall | 0.04008%
24375 | 4 | 1 |  | Manual | 1 | Ceiling Fan | Incandescent |  | Clear | 2 | 60 | Family Room | 243754 | Family Room | 0.04008%
24375 | 4 | 2 |  | Manual | 2 | Recessed Can | Compact Fluorescent |  | Flood | 1 | 14 | Family Room | 243754 | Family Room | 0.04008%
24375 | 4 | 3 |  | Manual | 2 | Table | Compact Fluorescent |  | Twist | 1 | 22 | Family Room | 243754 | Family Room | 0.04008%
24375 | 5 | 1 |  | Manual | 2 | Ceiling Fixture | Linear Fluorescent | 48 | T-12 | 2 | 40 | Garage | 243755 | Garage | 0.04008%
24375 | 5 | 2 |  | Manual | 1 | Ceiling Fixture | Linear Fluorescent | 48 | T-8 | 2 | 32 | Garage | 243755 | Garage | 0.04008%
24375 | 6 | 1 |  | Manual | 2 | Recessed Can | Incandescent |  | Reflector | 1 | 65 | Hall | 243756 | Hall | 0.04008%
24375 | 7 | 1 |  | Manual | 4 | Recessed Can | Compact Fluorescent |  | Flood | 1 | 14 | Kitchen | 243757 | Kitchen | 0.04008%
24375 | 7 | 2 |  | Manual | 1 | Ceiling Fixture | Linear Fluorescent | 24 | T-12 | 1 | 20 | Kitchen | 243757 | Kitchen | 0.04008%
24375 | 7 | 3 |  | Manual | 1 | Ceiling Fixture | Compact Fluorescent |  | Twist | 3 | 14 | Kitchen | 243757 | Kitchen | 0.04008%
24375 | 8 | 1 |  | Manual | 1 | Ceiling Fixture | Compact Fluorescent |  | Twist | 2 | 15 | Laundry Room | 243758 | Laundry Room | 0.04008%
24375 | 9 | 1 |  | Manual | 2 | Wall Mount | Incandescent |  | Globe | 4 | 60 | Bathroom | 243759 | Bathroom | 0.04008%
24375 | 10 | 1 |  | Manual | 2 | Ceiling Fixture | Compact Fluorescent |  | Twist | 2 | 15 | Master Bedroom | 2437510 | Master Bedroom | 0.04008%
24375 | 10 | 2 |  | Manual | 1 | Floor lamp | Incandescent |  | 3-Way Incandescent | 1 | 100 | Master Bedroom | 2437510 | Master Bedroom | 0.04008%
24375 | 10 | 3 |  | Manual | 2 | Table | Compact Fluorescent |  | Twist | 1 | 15 | Master Bedroom | 2437510 | Master Bedroom | 0.04008%
24375 | 11 | 1 |  | Manual | 1 | Ceiling Fixture | Compact Fluorescent |  | Twist | 1 | 15 | Closet | 2437511 | Closet | 0.04008%
24378 | 1 | 1 |  | Manual | 1 | Ceiling Fixture | Linear Fluorescent | 48 | T-12 | 2 | 40 | Office | 243781 | Office | 0.305%
24378 | 2 | 1 |  | Manual | 1 | Wall Mount | Incandescent |  | Decorative | 3 | 40 | Bathroom | 243782 | Bathroom | 0.305%
24378 | 2 | 2 |  | Manual | 1 | Wall Mount | Incandescent |  | Mini base | 1 | 4 | Bathroom | 243782 | Bathroom | 0.305%
24378 | 3 | 1 |  | Manual | 1 | Ceiling Fixture | Linear Fluorescent | 48 | T-8 | 1 | 32 | Bedroom | 243783 | Bedroom | 0.305%
24378 | 4 | 1 | estimated 2ft lamp length - circuline style lamp | Manual | 1 | Ceiling Fixture | Linear Fluorescent | 24 | Fluorescent Other | 1 | 38 | Bedroom | 243784 | Bedroom | 0.305%
24378 | 4 | 2 |  | Manual | 2 | Table | Incandescent |  | Standard A Lamp | 1 | 55 | Bedroom | 243784 | Bedroom | 0.305%
24378 | 5 | 1 |  | Manual | 1 | Chandelier (Hanging) | Incandescent |  | Globe | 4 | 40 | Dining Room | 243785 | Dining Room | 0.305%
24378 | 6 | 1 |  | Manual | 1 | Table | Incandescent |  | Standard A Lamp | 1 | 40 | Hall | 243786 | Hall | 0.305%
24378 | 6 | 2 |  | Manual | 11 | Table | Compact Fluorescent |  | Twist | 1 | 14 | Hall | 243786 | Hall | 0.305%
24378 | 7 | 1 |  | Timer | 1 | Garage door opener | Incandescent |  | Standard A Lamp | 1 | 60 | Garage | 243787 | Garage | 0.305%
24378 | 8 | 1 |  | Manual | 1 | Ceiling Fixture | Incandescent |  | Standard A Lamp | 1 | 40 | Hall | 243788 | Hall | 0.305%
24378 | 9 | 1 |  | Manual | 1 | Ceiling Fixture | Linear Fluorescent | 48 | T-12 | 4 | 40 | Kitchen | 243789 | Kitchen | 0.305%
24378 | 9 | 2 |  | Manual | 1 | Other | Linear Fluorescent | 12 | T-5 | 1 | 5 | Kitchen | 243789 | Kitchen | 0.305%
24378 | 9 | 3 |  | Manual | 1 | Other | Incandescent |  | Other | 2 | 40 | Kitchen | 243789 | Kitchen | 0.305%
24378 | 10 | 1 |  | Manual | 2 | Ceiling Fixture | Linear Fluorescent | 48 | T-12 | 2 | 40 | Hall | 2437810 | Hall | 0.305%
24378 | 11 | 1 |  | Manual | 2 | Table | Incandescent |  | 3-Way Incandescent | 1 | 150 | Living Room | 2437811 | Living Room | 0.305%
24378 | 11 | 2 |  | Manual | 1 | Table | Incandescent |  | Standard A Lamp | 1 | 40 | Living Room | 2437811 | Living Room | 0.305%
24378 | 11 | 3 |  | Manual | 1 | Torchiere | Incandescent |  | 3-Way Incandescent | 1 | 150 | Living Room | 2437811 | Living Room | 0.305%
24378 | 11 | 4 |  | Manual | 1 | Table | Incandescent |  | Standard A Lamp | 3 | 40 | Living Room | 2437811 | Living Room | 0.305%
24378 | 11 | 5 |  | Manual | 1 | Torchiere | Incandescent |  | 3-Way Incandescent | 1 | 100 | Living Room | 2437811 | Living Room | 0.305%
24378 | 11 | 6 |  | Manual | 1 | Table | Incandescent |  | Standard A Lamp | 2 | 25 | Living Room | 2437811 | Living Room | 0.305%
24378 | 12 | 1 |  | Manual | 1 | Wall Mount | Incandescent |  | Standard A Lamp | 1 | 40 | Bathroom | 2437812 | Bathroom | 0.305%
24378 | 12 | 3 |  | Manual | 1 | Recessed - other | Incandescent |  | Heat Lamp | 1 | 250 | Bathroom | 2437812 | Bathroom | 0.305%
24378 | 13 | 1 |  | Manual | 6 | Recessed Can | Incandescent |  | Reflector | 1 | 60 | Master Bedroom | 2437813 | Master Bedroom | 0.305%
24378 | 14 | 1 |  | Manual | 1 | Table | Incandescent |  | Standard A Lamp | 1 | 60 | Office | 2437814 | Office | 0.305%
24378 | 15 | 1 |  | Manual | 1 | Ceiling Fixture | Linear Fluorescent | 75 | T-12 | 2 | 96 | Other | 2437815 | Other | 0.305%
24378 | 15 | 2 |  | Manual | 1 | Ceiling Fixture | Linear Fluorescent | 48 | T-12 | 2 | 40 | Other | 2437815 | Other | 0.305%
24378 | 15 | 3 |  | Manual | 1 | Wall Mount | Incandescent |  | Standard A Lamp | 1 | 75 | Other | 2437815 | Other | 0.305%
24398 | 1 | 1 |  | Manual | 1 | Recessed Can | Incandescent |  | Reflector | 1 | 60 | Kitchen | 243981 | Kitchen | 0.04008%
24398 | 1 | 2 |  | Manual | 1 | Recessed Can | Compact Fluorescent |  | Reflector | 1 | 22 | Kitchen | 243981 | Kitchen | 0.04008%
24398 | 1 | 3 |  | Manual | 2 | Other | Incandescent |  | Reflector | 1 | 40 | Kitchen | 243981 | Kitchen | 0.04008%
24398 | 1 | 4 |  | Manual | 1 | Other | Linear Fluorescent | 24 | T-5 | 1 | 16 | Kitchen | 243981 | Kitchen | 0.04008%
24398 | 2 | 1 |  | Manual | 1 | Ceiling Fixture | Incandescent |  | Standard A Lamp | 1 | 60 | Bathroom | 243982 | Bathroom | 0.04008%
24398 | 2 | 2 |  | Manual | 1 | Ceiling Fan | Incandescent |  | Standard A Lamp | 1 | 60 | Bathroom | 243982 | Bathroom | 0.04008%
24398 | 2 | 3 |  | Manual | 1 | Wall Mount | Incandescent |  | Standard A Lamp | 1 | 60 | Bathroom | 243982 | Bathroom | 0.04008%
24398 | 3 | 1 |  | Manual | 1 | Ceiling Fixture | Incandescent |  | Standard A Lamp | 1 | 60 | Bedroom | 243983 | Bedroom | 0.04008%
24398 | 4 | 1 |  | Manual | 1 | Ceiling Fixture | Incandescent |  | Standard A Lamp | 1 | 60 | Bedroom | 243984 | Bedroom | 0.04008%
24398 | 5 | 1 |  | Manual | 1 | Ceiling Fixture | Incandescent |  | Standard A Lamp | 1 | 60 | Bedroom | 243985 | Bedroom | 0.04008%
24398 | 5 | 2 |  | Manual | 1 | Table | Incandescent |  | Standard A Lamp | 1 | 60 | Bedroom | 243985 | Bedroom | 0.04008%
24398 | 6 | 1 |  | Manual | 1 | Wall Mount | Incandescent |  | Standard A Lamp | 1 | 60 | Bathroom | 243986 | Bathroom | 0.04008%
24398 | 6 | 2 |  | Manual | 2 | Ceiling Fixture | Incandescent |  | Standard A Lamp | 1 | 60 | Bathroom | 243986 | Bathroom | 0.04008%
24398 | 7 | 1 |  | Manual | 1 | Ceiling Fixture | Compact Fluorescent |  | Twist | 2 | 15 | Dining Room | 243987 | Dining Room | 0.04008%
24398 | 8 | 1 |  | Manual | 1 | Ceiling Fixture | Compact Fluorescent |  | Twist | 1 | 15 | Hall | 243988 | Hall | 0.04008%
24398 | 9 | 1 |  | Manual | 1 | Ceiling Fan | Compact Fluorescent |  | Twist | 3 | 15 | Laundry Room | 243989 | Laundry Room | 0.04008%
24398 | 10 | 1 |  | Manual | 2 | Chandelier (Hanging) | Incandescent |  | Globe | 1 | 75 | Living Room | 2439810 | Living Room | 0.04008%
24398 | 10 | 2 |  | Manual | 2 | Ceiling Fixture | Incandescent |  | Standard A Lamp | 1 | 60 | Living Room | 2439810 | Living Room | 0.04008%
24398 | 10 | 3 |  | Manual | 3 | Table | Incandescent |  | Standard A Lamp | 1 | 65 | Living Room | 2439810 | Living Room | 0.04008%
24398 | 10 | 4 |  | Manual | 1 | Floor lamp | Incandescent |  | Standard A Lamp | 1 | 75 | Living Room | 2439810 | Living Room | 0.04008%
24398 | 11 | 1 |  | Manual | 2 | Ceiling Fixture | Incandescent |  | Standard A Lamp | 1 | 60 | Bedroom | 2439811 | Bedroom | 0.04008%
24398 | 11 | 2 |  | Manual | 1 | Table | Incandescent |  | Standard A Lamp | 1 | 40 | Bedroom | 2439811 | Bedroom | 0.04008%
24398 | 12 | 1 |  | Manual | 1 | Ceiling Fixture | Incandescent |  | Standard A Lamp | 1 | 60 | Kitchen | 2439812 | Kitchen | 0.04008%
24398 | 12 | 2 |  | Manual | 1 | Recessed - other | Incandescent |  | Standard A Lamp | 1 | 60 | Kitchen | 2439812 | Kitchen | 0.04008%
24400 | 1 | 1 |  | Manual | 1 | Wall Mount | Incandescent |  | Standard A Lamp | 3 | 60 | Bathroom | 244001 | Bathroom | 0.04008%
24400 | 1 | 2 |  | Manual | 1 | Ceiling Fixture | Compact Fluorescent |  | Twist | 1 | 14 | Bathroom | 244001 | Bathroom | 0.04008%
24400 | 2 | 1 |  | Manual | 1 | Wall Mount | Incandescent |  | Standard A Lamp | 2 | 75 | Bathroom | 244002 | Bathroom | 0.04008%
24400 | 3 | 1 |  | Manual | 1 | Ceiling Fixture | Incandescent |  | Standard A Lamp | 1 | 100 | Bedroom | 244003 | Bedroom | 0.04008%
24400 | 3 | 2 |  | Manual | 2 | Table | Incandescent |  | Standard A Lamp | 1 | 65 | Bedroom | 244003 | Bedroom | 0.04008%
24400 | 4 | 1 |  | Manual | 1 | Ceiling Fixture | Incandescent |  | Standard A Lamp | 1 | 75 | Bedroom | 244004 | Bedroom | 0.04008%
24400 | 4 | 2 |  | Manual | 1 | Table | Compact Fluorescent |  | Twist | 1 | 13 | Bedroom | 244004 | Bedroom | 0.04008%
24400 | 5 | 1 |  | Manual | 1 | Track | Halogen |  | PAR | 6 | 50 | Bedroom | 244005 | Bedroom | 0.04008%
24400 | 6 | 1 |  | Manual | 1 | Chandelier (Hanging) | Incandescent |  | Standard A Lamp | 5 | 75 | Dining Room | 244006 | Dining Room | 0.04008%
24400 | 7 | 1 |  | Manual | 1 | Ceiling Fixture | Incandescent |  | Globe | 1 | 60 | Closet | 244007 | Closet | 0.04008%
24400 | 8 | 1 |  | Manual | 1 | Ceiling Fixture | Incandescent |  | Standard A Lamp | 3 | 60 | Hall | 244008 | Hall | 0.04008%
24400 | 8 | 2 |  | Manual | 1 | Ceiling Fixture | Compact Fluorescent |  | Twist | 1 | 19 | Hall | 244008 | Hall | 0.04008%
24400 | 9 | 1 |  | Manual | 1 | Chandelier (Hanging) | Halogen |  | Quartz Tube | 1 | 300 | Hall | 244009 | Hall | 0.04008%
24400 | 10 | 1 |  | Manual | 1 | Track | Halogen |  | Quartz Tube | 6 | 50 | Family Room | 2440010 | Family Room | 0.04008%
24400 | 10 | 2 |  | Manual | 1 | Table | Incandescent |  | 3-Way Incandescent | 1 | 100 | Family Room | 2440010 | Family Room | 0.04008%
24400 | 11 | 1 |  | Manual | 4 | Ceiling Fixture | Linear Fluorescent | 48 | T-8 | 2 | 32 | Garage | 2440011 | Garage | 0.04008%
24400 | 11 | 2 |  | Manual | 1 | Ceiling Fixture | Linear Fluorescent | 48 | T-12 | 2 | 40 | Garage | 2440011 | Garage | 0.04008%
24400 | 12 | 1 |  | Manual | 9 | Recessed Can | Incandescent |  | Reflector | 1 | 65 | Kitchen | 2440012 | Kitchen | 0.04008%
24400 | 13 | 1 |  | Manual | 2 | Floor lamp | Incandescent |  | Standard A Lamp | 1 | 70 | Living Room | 2440013 | Living Room | 0.04008%
24400 | 13 | 2 |  | Manual | 1 | Floor lamp | Incandescent |  | 3-Way Incandescent | 1 | 200 | Living Room | 2440013 | Living Room | 0.04008%
24400 | 14 | 1 |  | Manual | 1 | Wall Mount | Incandescent |  | Standard A Lamp | 6 | 60 | Bathroom | 2440014 | Bathroom | 0.04008%
24400 | 15 | 1 |  | Manual | 1 | Ceiling Fan | Incandescent |  | Decorative | 3 | 40 | Master Bedroom | 2440015 | Master Bedroom | 0.04008%
24400 | 15 | 2 |  | Manual | 1 | Table | Incandescent |  | 3-Way Incandescent | 1 | 100 | Master Bedroom | 2440015 | Master Bedroom | 0.04008%
24400 | 15 | 3 |  | Manual | 1 | Table | Incandescent |  | Standard A Lamp | 1 | 60 | Master Bedroom | 2440015 | Master Bedroom | 0.04008%
24400 | 16 | 1 |  | Manual | 1 | Ceiling Fixture | Compact Fluorescent |  | Twist | 1 | 13 | Closet | 2440016 | Closet | 0.04008%
24400 | 17 | 1 |  | Manual | 1 | Ceiling Fixture | Halogen |  | Quartz Tube | 1 | 150 | Hall | 2440017 | Hall | 0.04008%
24401 | 1 | 1 |  | Manual | 4 | Ceiling Fixture | Linear Fluorescent | 48 | T-8 | 2 | 32 | Office | 244011 | Office | 0.04008%
24401 | 1 | 2 |  | Manual | 1 | Track | Incandescent |  | Reflector | 3 | 60 | Office | 244011 | Office | 0.04008%
24401 | 2 | 1 |  | Manual | 2 | Wall Mount | Incandescent |  | Standard A Lamp | 1 | 60 | Closet | 244012 | Closet | 0.04008%
24401 | 3 | 1 |  | Manual | 3 | Ceiling Fixture | Incandescent |  | Standard A Lamp | 2 | 60 | Other | 244013 | Other | 0.04008%
24401 | 3 | 2 |  | Manual | 1 | Table | Compact Fluorescent |  | Twist | 1 | 15 | Other | 244013 | Other | 0.04008%
24401 | 4 | 1 |  | Manual | 1 | Ceiling Fixture | Incandescent |  | Reflector | 2 | 60 | Bathroom | 244014 | Bathroom | 0.04008%
24401 | 5 | 1 |  | Manual | 2 | Ceiling Fixture | Incandescent |  | Standard A Lamp | 2 | 60 | Bedroom | 244015 | Bedroom | 0.04008%
24401 | 5 | 2 |  | Manual | 1 | Wall Mount | Incandescent |  | Globe | 5 | 40 | Bedroom | 244015 | Bedroom | 0.04008%
24401 | 6 | 1 |  | Manual | 1 | Ceiling Fixture | Incandescent |  | Standard A Lamp | 8 | 40 | Bathroom | 244016 | Bathroom | 0.04008%
24401 | 7 | 1 |  | Manual | 1 | Ceiling Fixture | Incandescent |  | Standard A Lamp | 1 | 60 | Bedroom | 244017 | Bedroom | 0.04008%
24401 | 7 | 2 |  | Manual | 1 | Table | Incandescent |  | Standard A Lamp | 1 | 60 | Bedroom | 244017 | Bedroom | 0.04008%
24401 | 8 | 1 |  | Manual | 1 | Ceiling Fixture | Incandescent |  | Standard A Lamp | 1 | 60 | Bathroom | 244018 | Bathroom | 0.04008%
24401 | 8 | 2 |  | Manual | 1 | Table | Incandescent |  | Standard A Lamp | 1 | 60 | Bathroom | 244018 | Bathroom | 0.04008%
24401 | 9 | 1 |  | Manual | 1 | Ceiling Fixture | Incandescent |  | Standard A Lamp | 2 | 60 | Bedroom | 244019 | Bedroom | 0.04008%
24401 | 10 | 1 |  | Manual | 1 | Ceiling Fixture | Incandescent |  | Standard A Lamp | 3 | 60 | Bedroom | 2440110 | Bedroom | 0.04008%
24401 | 11 | 1 |  | Manual | 4 | Table | Incandescent |  | Standard A Lamp | 1 | 60 | Family Room | 2440111 | Family Room | 0.04008%
24401 | 11 | 2 |  | Manual | 4 | Recessed Can | Incandescent |  | Reflector | 1 | 75 | Family Room | 2440111 | Family Room | 0.04008%
24401 | 11 | 3 |  | Manual | 1 | Floor lamp | Incandescent |  | Standard A Lamp | 2 | 60 | Family Room | 2440111 | Family Room | 0.04008%
24401 | 12 | 1 |  | Manual | 2 | Garage door opener | Incandescent |  | Standard A Lamp | 1 | 60 | Garage | 2440112 | Garage | 0.04008%
24401 | 12 | 2 |  | Manual | 4 | Ceiling Fixture | Incandescent |  | Standard A Lamp | 1 | 60 | Garage | 2440112 | Garage | 0.04008%
24401 | 13 | 1 |  | Manual | 6 | Ceiling Fixture | Incandescent |  | Standard A Lamp | 2 | 40 | Hall | 2440113 | Hall | 0.04008%
24401 | 14 | 1 |  | Manual | 1 | Ceiling Fixture | Compact Fluorescent |  | Twist | 5 | 22 | Kitchen | 2440114 | Kitchen | 0.04008%
24401 | 14 | 2 |  | Manual | 1 | Ceiling Fixture | Incandescent |  | Standard A Lamp | 3 | 60 | Kitchen | 2440114 | Kitchen | 0.04008%
24401 | 14 | 3 |  | Manual | 6 | Recessed Can | Compact Fluorescent |  | Twist | 1 | 15 | Kitchen | 2440114 | Kitchen | 0.04008%
24401 | 15 | 1 |  | Manual | 2 | Ceiling Fixture | Incandescent |  | Standard A Lamp | 2 | 60 | Laundry Room | 2440115 | Laundry Room | 0.04008%
24401 | 16 | 1 |  | Manual | 4 | Recessed Can | Incandescent |  | Reflector | 1 | 60 | Living Room | 2440116 | Living Room | 0.04008%
24401 | 16 | 2 |  | Manual | 1 | Ceiling Fixture | Incandescent |  | Standard A Lamp | 2 | 60 | Living Room | 2440116 | Living Room | 0.04008%
24401 | 17 | 1 |  | Manual | 2 | Wall Mount | Incandescent |  | Globe | 6 | 40 | Bathroom | 2440117 | Bathroom | 0.04008%
24401 | 17 | 2 |  | Manual | 1 | Ceiling Fixture | Incandescent |  | Heat Lamp | 2 | 125 | Bathroom | 2440117 | Bathroom | 0.04008%
24401 | 18 | 1 |  | Manual | 2 | Table | Incandescent |  | Standard A Lamp | 1 | 60 | Master Bedroom | 2440118 | Master Bedroom | 0.04008%
24401 | 18 | 2 |  | Manual | 1 | Ceiling Fan | Incandescent |  | Standard A Lamp | 2 | 60 | Master Bedroom | 2440118 | Master Bedroom | 0.04008%
24401 | 19 | 1 |  | Manual | 2 | Ceiling Fixture | Incandescent |  | Standard A Lamp | 2 | 60 | Closet | 2440119 | Closet | 0.04008%
24401 | 20 | 1 |  | Manual | 4 | Ceiling Fixture | Linear Fluorescent | 48 | T-8 | 2 | 32 | Other | 2440120 | Other | 0.04008%
24401 | 20 | 2 |  | Manual | 2 | Recessed Can | Incandescent |  | Reflector | 1 | 75 | Other | 2440120 | Other | 0.04008%
24401 | 21 | 1 |  | Manual | 3 | Ceiling Fixture | Linear Fluorescent | 48 | T-8 | 4 | 32 | Other | 2440121 | Other | 0.04008%
24402 | 1 | 1 |  | Dimmer | 1 | Chandelier (Hanging) | Incandescent |  | Standard A Lamp | 7 | 60 | Dining Room | 244021 | Dining Room | 0.1084%
24402 | 2 | 1 |  | Manual | 1 | Chandelier (Hanging) | Incandescent |  | Mini base | 3 | 40 | Hall | 244022 | Hall | 0.1084%
24402 | 3 | 1 |  | Manual | 1 | Floor lamp | Incandescent |  | Standard A Lamp | 1 | 60 | Office | 244023 | Office | 0.1084%
24402 | 3 | 2 |  | Manual | 1 | Table | Incandescent |  | Standard A Lamp | 1 | 25 | Office | 244023 | Office | 0.1084%
24402 | 4 | 1 |  | Manual | 1 | Ceiling Fixture | Incandescent |  | Standard A Lamp | 1 | 60 | Bathroom | 244024 | Bathroom | 0.1084%
24402 | 4 | 2 |  | Manual | 1 | Wall Mount | Incandescent |  | Globe | 4 | 40 | Bathroom | 244024 | Bathroom | 0.1084%
24402 | 5 | 1 |  | Manual | 1 | Wall Mount | Incandescent |  | Standard A Lamp | 1 | 40 | Closet | 244025 | Closet | 0.1084%
24402 | 6 | 1 |  | Manual | 1 | Track | Compact Fluorescent |  | Twist | 3 | 15 | Kitchen | 244026 | Kitchen | 0.1084%
24402 | 6 | 2 |  | Manual | 1 | Track | Incandescent |  | Standard A Lamp | 3 | 60 | Kitchen | 244026 | Kitchen | 0.1084%
24402 | 7 | 1 |  | Manual | 1 | Floor lamp | Incandescent |  | Standard A Lamp | 1 | 60 | Living Room | 244027 | Living Room | 0.1084%
24402 | 7 | 2 |  | Manual | 1 | Floor lamp | Linear Fluorescent | 48 | Fluorescent Unknown | 1 | 27 | Living Room | 244027 | Living Room | 0.1084%
24402 | 7 | 3 |  | Manual | 1 | Wall Mount | Compact Fluorescent |  | Twist | 1 | 15 | Living Room | 244027 | Living Room | 0.1084%
24402 | 8 | 1 |  | Manual | 2 | Ceiling Fixture | Incandescent |  | Decorative | 1 | 60 | Hall | 244028 | Hall | 0.1084%
24402 | 9 | 1 |  | Manual | 1 | Ceiling Fixture | Incandescent |  | Standard A Lamp | 1 | 60 | Closet | 244029 | Closet | 0.1084%
24402 | 10 | 1 |  | Manual | 1 | Ceiling Fixture | Incandescent |  | Standard A Lamp | 1 | 60 | Bedroom | 2440210 | Bedroom | 0.1084%
24402 | 10 | 2 |  | Manual | 1 | Table | Halogen |  | PAR | 1 | 20 | Bedroom | 2440210 | Bedroom | 0.1084%
24402 | 11 | 1 |  | Manual | 1 | Ceiling Fixture | Compact Fluorescent |  | Twist | 1 | 15 | Master Bedroom | 2440211 | Master Bedroom | 0.1084%
24402 | 11 | 2 |  | Manual | 1 | Table | Incandescent |  | Mini base | 1 | 25 | Master Bedroom | 2440211 | Master Bedroom | 0.1084%
24402 | 12 | 1 |  | Manual | 1 | Ceiling Fixture | Incandescent |  | Standard A Lamp | 1 | 40 | Bathroom | 2440212 | Bathroom | 0.1084%
24402 | 12 | 2 |  | Manual | 1 | Wall Mount | Incandescent |  | Globe | 6 | 40 | Bathroom | 2440212 | Bathroom | 0.1084%
24402 | 13 | 1 |  | Manual | 1 | Ceiling Fixture | Incandescent |  | Standard A Lamp | 1 | 40 | Laundry Room | 2440213 | Laundry Room | 0.1084%
24408 | 1 | 1 |  | Manual | 1 | Wall Mount | Compact Fluorescent |  | Twist | 3 | 36 | Bathroom | 244081 | Bathroom | 0.04008%
24408 | 1 | 2 |  | Manual | 1 | Ceiling Fixture | Incandescent |  | Heat Lamp | 1 | 150 | Bathroom | 244081 | Bathroom | 0.04008%
24408 | 2 | 1 |  | Manual | 1 | Ceiling Fixture | Incandescent |  | Heat Lamp | 2 | 150 | Bathroom | 244082 | Bathroom | 0.04008%
24408 | 2 | 2 |  | Manual | 2 | Wall Mount | Compact Fluorescent |  | Twist | 2 | 13 | Bathroom | 244082 | Bathroom | 0.04008%
24408 | 3 | 1 |  | Manual | 1 | Wall Mount | Compact Fluorescent |  | Twist | 2 | 13 | Bathroom | 244083 | Bathroom | 0.04008%
24408 | 3 | 2 |  | Manual | 1 | Ceiling Fixture | Incandescent |  | Heat Lamp | 1 | 150 | Bathroom | 244083 | Bathroom | 0.04008%
24408 | 4 | 1 |  | Manual | 2 | Ceiling Fixture | Compact Fluorescent |  | Twist | 3 | 13 | Bedroom | 244084 | Bedroom | 0.04008%
24408 | 4 | 2 |  | Manual | 1 | Table | Incandescent |  | Standard A Lamp | 1 | 40 | Bedroom | 244084 | Bedroom | 0.04008%
24408 | 5 | 1 |  | Manual | 1 | Ceiling Fixture | Compact Fluorescent |  | Twist | 3 | 13 | Bedroom | 244085 | Bedroom | 0.04008%
24408 | 5 | 2 |  | Manual | 1 | Ceiling Fixture | Incandescent |  | Standard A Lamp | 1 | 60 | Bedroom | 244085 | Bedroom | 0.04008%
24408 | 6 | 1 |  | Manual | 1 | Ceiling Fan | Compact Fluorescent |  | Twist | 3 | 13 | Bedroom | 244086 | Bedroom | 0.04008%
24408 | 6 | 2 |  | Manual | 1 | Table | Incandescent |  | Standard A Lamp | 1 | 75 | Bedroom | 244086 | Bedroom | 0.04008%
24408 | 7 | 1 |  | Manual | 1 | Ceiling Fixture | Compact Fluorescent |  | Twist | 1 | 13 | Closet | 244087 | Closet | 0.04008%
24408 | 8 | 1 |  | Manual | 1 | Ceiling Fixture | Compact Fluorescent |  | Twist | 5 | 13 | Living Room | 244088 | Living Room | 0.04008%
24408 | 8 | 2 |  | Manual | 2 | Ceiling Fixture | Compact Fluorescent |  | Twist | 1 | 13 | Living Room | 244088 | Living Room | 0.04008%
24408 | 8 | 3 |  | Manual | 1 | Ceiling Fan | Compact Fluorescent |  | Twist | 5 | 13 | Living Room | 244088 | Living Room | 0.04008%
24408 | 9 | 1 |  | Manual | 5 | Ceiling Fixture | Linear Fluorescent | 48 | T-12 | 2 | 40 | Garage | 244089 | Garage | 0.04008%
24408 | 9 | 2 |  | Manual | 2 | Ceiling Fixture | Incandescent |  | Standard A Lamp | 2 | 60 | Garage | 244089 | Garage | 0.04008%
24408 | 10 | 1 |  | Manual | 2 | Ceiling Fixture | Compact Fluorescent |  | Twist | 2 | 13 | Hall | 2440810 | Hall | 0.04008%
24408 | 11 | 1 |  | Manual | 4 | Ceiling Fixture | Linear Fluorescent | 48 | T-12 | 2 | 40 | Kitchen | 2440811 | Kitchen | 0.04008%
24408 | 11 | 2 |  | Manual | 1 | Ceiling Fixture | Incandescent |  | Decorative | 6 | 40 | Kitchen | 2440811 | Kitchen | 0.04008%
24408 | 11 | 3 |  | Manual | 1 | Ceiling Fixture | Compact Fluorescent |  | Twist | 3 | 13 | Kitchen | 2440811 | Kitchen | 0.04008%
24408 | 11 | 4 |  | Manual | 1 | Table | Incandescent |  | Standard A Lamp | 1 | 75 | Kitchen | 2440811 | Kitchen | 0.04008%
24408 | 12 | 1 |  | Manual | 1 | Ceiling Fixture | Compact Fluorescent |  | Twist | 1 | 15 | Laundry Room | 2440812 | Laundry Room | 0.04008%
24408 | 13 | 1 |  | Manual | 1 | Ceiling Fixture | Compact Fluorescent |  | Twist | 2 | 13 | Living Room | 2440813 | Living Room | 0.04008%
24408 | 13 | 2 |  | Manual | 2 | Table | Compact Fluorescent |  | Twist | 1 | 13 | Living Room | 2440813 | Living Room | 0.04008%
24408 | 14 | 1 |  | Manual | 1 | Ceiling Fixture | Compact Fluorescent |  | Twist | 2 | 13 | Other | 2440814 | Other | 0.04008%
24410 | 1 | 1 |  | Manual | 1 | Wall Mount | Compact Fluorescent |  | Globe | 3 | 7 | Bathroom | 244101 | Bathroom | 0.02845%
24410 | 1 | 2 |  | Manual | 1 | Ceiling Fixture | Compact Fluorescent |  | Twist | 1 | 15 | Bathroom | 244101 | Bathroom | 0.02845%
24410 | 1 | 3 |  | Manual | 1 | Ceiling Fixture | Incandescent |  | Standard A Lamp | 1 | 60 | Bathroom | 244101 | Bathroom | 0.02845%
24410 | 2 | 1 |  | Manual | 1 | Table | Compact Fluorescent |  | Twist | 1 | 7 | Bedroom | 244102 | Bedroom | 0.02845%
24410 | 2 | 2 |  | Manual | 1 | Ceiling Fixture | Incandescent |  | Standard A Lamp | 2 | 75 | Bedroom | 244102 | Bedroom | 0.02845%
24410 | 3 | 1 |  | Manual | 1 | Ceiling Fixture | Incandescent |  | Standard A Lamp | 2 | 100 | Bedroom | 244103 | Bedroom | 0.02845%
24410 | 3 | 2 |  | Manual | 1 | Table | Compact Fluorescent |  | Twist | 1 | 7 | Bedroom | 244103 | Bedroom | 0.02845%
24410 | 4 | 1 |  | Manual | 4 | Recessed Can | Incandescent |  | Reflector | 1 | 75 | Hall | 244104 | Hall | 0.02845%
24410 | 5 | 1 |  | Manual | 1 | Ceiling Fixture | Incandescent |  | Standard A Lamp | 1 | 70 | Other | 244105 | Other | 0.02845%
24410 | 6 | 1 |  | Manual | 1 | Floor lamp | Compact Fluorescent |  | Twist | 1 | 22 | Family Room | 244106 | Family Room | 0.02845%
24410 | 6 | 2 |  | Manual | 12 | Recessed Can | Incandescent |  | Reflector | 1 | 65 | Family Room | 244106 | Family Room | 0.02845%
24410 | 6 | 3 |  | Manual | 1 | Table | Compact Fluorescent |  | Twist | 2 | 15 | Family Room | 244106 | Family Room | 0.02845%
24410 | 6 | 4 |  | Manual | 1 | Table | Incandescent |  | Standard A Lamp | 1 | 100 | Family Room | 244106 | Family Room | 0.02845%
24410 | 7 | 1 |  | Manual | 3 | Ceiling Fixture | Incandescent |  | Standard A Lamp | 1 | 40 | Closet | 244107 | Closet | 0.02845%
24410 | 8 | 1 |  | Manual | 1 | Ceiling Fixture | Incandescent |  | Heat Lamp | 1 | 500 | Bedroom | 244108 | Bedroom | 0.02845%
24410 | 8 | 2 |  | Manual | 2 | Ceiling Fixture | Compact Fluorescent |  | Twist | 1 | 15 | Bedroom | 244108 | Bedroom | 0.02845%
24410 | 9 | 1 |  | Manual | 1 | Table | Incandescent |  | 3-Way Incandescent | 1 | 75 | Bedroom | 244109 | Bedroom | 0.02845%
24410 | 9 | 2 |  | Manual | 1 | Ceiling Fixture | Compact Fluorescent |  | Twist | 2 | 15 | Bedroom | 244109 | Bedroom | 0.02845%
24410 | 10 | 1 |  | Manual | 1 | Wall Mount | Compact Fluorescent |  | Twist | 2 | 15 | Bathroom | 2441010 | Bathroom | 0.02845%
24410 | 11 | 1 |  | Manual | 2 | Chandelier (Hanging) | Compact Fluorescent |  | Twist | 1 | 22 | Hall | 2441011 | Hall | 0.02845%
24410 | 11 | 2 |  | Manual | 1 | Ceiling Fixture | Incandescent |  | Standard A Lamp | 1 | 100 | Hall | 2441011 | Hall | 0.02845%
24410 | 12 | 1 |  | Manual | 1 | Chandelier (Hanging) | Incandescent |  | Standard A Lamp | 1 | 60 | Kitchen | 2441012 | Kitchen | 0.02845%
24410 | 12 | 2 |  | Manual | 3 | Ceiling Fixture | Compact Fluorescent |  | Twist | 2 | 15 | Kitchen | 2441012 | Kitchen | 0.02845%
24410 | 12 | 3 |  | Manual | 1 | Ceiling Fixture | Compact Fluorescent |  | Twist | 3 | 15 | Kitchen | 2441012 | Kitchen | 0.02845%
24410 | 12 | 4 |  | Manual | 1 | Wall Mount | Incandescent |  | Standard A Lamp | 2 | 40 | Kitchen | 2441012 | Kitchen | 0.02845%
24410 | 13 | 1 |  | Manual | 1 | Ceiling Fixture | Incandescent |  | Standard A Lamp | 1 | 60 | Laundry Room | 2441013 | Laundry Room | 0.02845%
24410 | 14 | 1 |  | Manual | 2 | Recessed Can | Incandescent |  | Reflector | 1 | 75 | Living Room | 2441014 | Living Room | 0.02845%
24410 | 14 | 2 |  | Manual | 2 | Table | Compact Fluorescent |  | Twist | 2 | 22 | Living Room | 2441014 | Living Room | 0.02845%
24410 | 14 | 3 |  | Manual | 2 | Wall Mount | Incandescent |  | Standard A Lamp | 1 | 75 | Living Room | 2441014 | Living Room | 0.02845%
24410 | 15 | 1 |  | Manual | 1 | Ceiling Fixture | Compact Fluorescent |  | Twist | 2 | 15 | Master Bedroom | 2441015 | Master Bedroom | 0.02845%
24410 | 15 | 2 |  | Manual | 1 | Table | Incandescent |  | Standard A Lamp | 1 | 60 | Master Bedroom | 2441015 | Master Bedroom | 0.02845%
24410 | 16 | 1 |  | Manual | 1 | Ceiling Fixture | Compact Fluorescent |  | Twist | 2 | 15 | Office | 2441016 | Office | 0.02845%
24410 | 17 | 1 |  | Manual | 4 | Ceiling Fixture | Compact Fluorescent |  | Twist | 1 | 22 | Garage | 2441017 | Garage | 0.02845%
24410 | 17 | 2 |  | Timer | 2 | Garage door opener | Compact Fluorescent |  | Twist | 1 | 15 | Garage | 2441017 | Garage | 0.02845%
24417 | 1 | 1 |  | Manual | 6 | Ceiling Fixture | Compact Fluorescent |  | Twist | 1 | 22 | Other | 244171 | Other | 0.04732%
24417 | 2 | 1 |  | Manual | 2 | Wall Mount | Compact Fluorescent |  | Twist | 1 | 15 | Bathroom | 244172 | Bathroom | 0.04732%
24417 | 3 | 1 |  | Manual | 1 | Ceiling Fixture | Incandescent |  | Standard A Lamp | 1 | 40 | Bedroom | 244173 | Bedroom | 0.04732%
24417 | 3 | 2 |  | Manual | 2 | Table | Compact Fluorescent |  | Twist | 1 | 15 | Bedroom | 244173 | Bedroom | 0.04732%
24417 | 4 | 1 |  | Manual | 1 | Ceiling Fan | Incandescent |  | Standard A Lamp | 1 | 60 | Bedroom | 244174 | Bedroom | 0.04732%
24417 | 5 | 1 |  | Manual | 1 | Ceiling Fixture | Incandescent |  | Standard A Lamp | 1 | 60 | Hall | 244175 | Hall | 0.04732%
24417 | 6 | 1 |  | Manual | 1 | Ceiling Fan | Incandescent |  | Decorative | 5 | 40 | Kitchen | 244176 | Kitchen | 0.04732%
24417 | 6 | 2 |  | Manual | 4 | Ceiling Fixture | Linear Fluorescent | 48 | T-12 | 1 | 40 | Kitchen | 244176 | Kitchen | 0.04732%
24417 | 6 | 3 |  | Manual | 1 | Recessed - other | Incandescent |  | Standard A Lamp | 1 | 60 | Kitchen | 244176 | Kitchen | 0.04732%
24417 | 6 | 4 |  | Manual | 1 | Ceiling Fixture | Incandescent |  | Standard A Lamp | 2 | 60 | Kitchen | 244176 | Kitchen | 0.04732%
24417 | 7 | 1 |  | Manual | 1 | Ceiling Fixture | Incandescent |  | Standard A Lamp | 2 | 60 | Living Room | 244177 | Living Room | 0.04732%
24417 | 7 | 2 |  | Manual | 2 | Table | Compact Fluorescent |  | Twist | 1 | 15 | Living Room | 244177 | Living Room | 0.04732%
24418 | 1 | 1 |  | Manual | 3 | Recessed Can | Incandescent |  | Reflector | 1 | 65 | Bathroom | 244181 | Bathroom | 0.02845%
24418 | 1 | 2 |  | Manual | 1 | Ceiling Fan | Incandescent |  | Standard A Lamp | 1 | 60 | Bathroom | 244181 | Bathroom | 0.02845%
24418 | 2 | 1 |  | Manual | 2 | Wall Mount | Incandescent |  | Standard A Lamp | 1 | 60 | Bathroom | 244182 | Bathroom | 0.02845%
24418 | 3 | 1 |  | Manual | 2 | Ceiling Fixture | Incandescent |  | Reflector | 1 | 65 | Other | 244183 | Other | 0.02845%
24418 | 4 | 1 |  | Manual | 9 | Recessed Can | Incandescent |  | Reflector | 1 | 65 | Family Room | 244184 | Family Room | 0.02845%
24418 | 5 | 1 |  | Manual | 2 | Ceiling Fixture | Incandescent |  | Standard A Lamp | 1 | 60 | Garage | 244185 | Garage | 0.02845%
24418 | 6 | 1 |  | Manual | 2 | Recessed Can | Incandescent |  | Reflector | 1 | 65 | Hall | 244186 | Hall | 0.02845%
24418 | 7 | 1 |  | Manual | 2 | Recessed Can | Incandescent |  | Reflector | 1 | 65 | Hall | 244187 | Hall | 0.02845%
24418 | 8 | 1 |  | Manual | 15 | Recessed Can | Incandescent |  | Reflector | 1 | 65 | Kitchen | 244188 | Kitchen | 0.02845%
24418 | 8 | 2 |  | Manual | 2 | Ceiling Fixture | Incandescent |  | Standard A Lamp | 1 | 100 | Kitchen | 244188 | Kitchen | 0.02845%
24418 | 9 | 1 |  | Manual | 1 | Ceiling Fixture | Linear Fluorescent | 48 | T-8 | 2 | 40 | Laundry Room | 244189 | Laundry Room | 0.02845%
24418 | 10 | 1 |  | Manual | 1 | Ceiling Fan | Compact Fluorescent |  | Twist | 2 | 15 | Living Room | 2441810 | Living Room | 0.02845%
24418 | 10 | 2 |  | Manual | 14 | Recessed Can | Incandescent |  | Reflector | 1 | 65 | Living Room | 2441810 | Living Room | 0.02845%
24418 | 11 | 1 |  | Manual | 10 | Recessed Can | Incandescent |  | Reflector | 1 | 60 | Bathroom | 2441811 | Bathroom | 0.02845%
24418 | 12 | 1 |  | Manual | 1 | Ceiling Fixture | Incandescent |  | Globe | 7 | 25 | Master Bedroom | 2441812 | Master Bedroom | 0.02845%
24418 | 12 | 2 |  | Manual | 2 | Table | Incandescent |  | Standard A Lamp | 1 | 60 | Master Bedroom | 2441812 | Master Bedroom | 0.02845%
24418 | 13 | 1 |  | Manual | 4 | Recessed Can | Incandescent |  | Reflector | 1 | 65 | Office | 2441813 | Office | 0.02845%
24418 | 14 | 1 |  | Manual | 3 | Ceiling Fixture | Linear Fluorescent | 48 | T-8 | 2 | 40 | Other | 2441814 | Other | 0.02845%
24418 | 14 | 2 |  | Manual | 1 | Garage door opener | Incandescent |  | Standard A Lamp | 1 | 60 | Other | 2441814 | Other | 0.02845%
24419 | 1 | 1 |  | Manual | 1 | Wall Mount | Incandescent |  | Globe | 4 | 40 | Bathroom | 244191 | Bathroom | 0.04008%
24419 | 2 | 1 |  | Manual | 1 | Ceiling Fan | Incandescent |  | Standard A Lamp | 3 | 60 | Bedroom | 244192 | Bedroom | 0.04008%
24419 | 2 | 2 |  | Manual | 1 | Table | Incandescent |  | 3-Way Incandescent | 1 | 100 | Bedroom | 244192 | Bedroom | 0.04008%
24419 | 3 | 1 |  | Manual | 1 | Chandelier (Hanging) | Incandescent |  | Standard A Lamp | 5 | 60 | Dining Room | 244193 | Dining Room | 0.04008%
24419 | 4 | 1 |  | Dimmer | 2 | Chandelier (Hanging) | Incandescent |  | Globe | 1 | 100 | Family Room | 244194 | Family Room | 0.04008%
24419 | 4 | 2 |  | Manual | 1 | Ceiling Fixture | Incandescent |  | Standard A Lamp | 2 | 60 | Family Room | 244194 | Family Room | 0.04008%
24419 | 5 | 1 |  | Manual | 1 | Ceiling Fixture | Incandescent |  | Standard A Lamp | 1 | 60 | Hall | 244195 | Hall | 0.04008%
24419 | 6 | 1 |  | Manual | 1 | High bay | Linear Fluorescent | 48 | T-5 | 2 | 15 | Garage | 244196 | Garage | 0.04008%
24419 | 6 | 2 |  | Manual | 1 | High bay | Linear Fluorescent | 48 | T-12 | 2 | 40 | Garage | 244196 | Garage | 0.04008%
24419 | 7 | 1 |  | Manual | 2 | Ceiling Fixture | Incandescent |  | Standard A Lamp | 1 | 60 | Hall | 244197 | Hall | 0.04008%
24419 | 8 | 1 |  | Manual | 1 | Track | Halogen |  | MR | 4 | 50 | Kitchen | 244198 | Kitchen | 0.04008%
24419 | 8 | 2 |  | Manual | 1 | Recessed Can | Incandescent |  | Reflector | 1 | 65 | Kitchen | 244198 | Kitchen | 0.04008%
24419 | 9 | 1 |  | Manual | 1 | Floor lamp | Incandescent |  | Standard A Lamp | 1 | 60 | Living Room | 244199 | Living Room | 0.04008%
24419 | 9 | 2 |  | Manual | 1 | Floor lamp | Compact Fluorescent |  | Twist | 1 | 14 | Living Room | 244199 | Living Room | 0.04008%
24419 | 9 | 3 |  | Manual | 1 | Table | Compact Fluorescent |  | Twist | 1 | 23 | Living Room | 244199 | Living Room | 0.04008%
24419 | 10 | 1 |  | Manual | 1 | Wall Mount | Compact Fluorescent |  | Twist | 6 | 13 | Bathroom | 2441910 | Bathroom | 0.04008%
24419 | 11 | 1 |  | Manual | 1 | Ceiling Fan | Incandescent |  | Standard A Lamp | 1 | 75 | Master Bedroom | 2441911 | Master Bedroom | 0.04008%
24419 | 12 | 1 |  | Manual | 1 | Ceiling Fan | Incandescent |  | Standard A Lamp | 1 | 75 | Office | 2441912 | Office | 0.04008%
24419 | 12 | 2 |  | Manual | 1 | Table | Linear Fluorescent | 12 | T-5 | 2 | 18 | Office | 2441912 | Office | 0.04008%
24436 | 1 | 1 |  | Dimmer | 4 | Recessed Can | Incandescent |  | Reflector | 1 | 75 | Living Room | 244361 | Living Room | 0.05169%
24436 | 1 | 2 |  | Manual | 1 | Floor lamp | Incandescent |  | Standard A Lamp | 1 | 100 | Living Room | 244361 | Living Room | 0.05169%
24436 | 1 | 3 |  | Manual | 1 | Table | Incandescent |  | Standard A Lamp | 1 | 200 | Living Room | 244361 | Living Room | 0.05169%
24436 | 1 | 4 |  | Manual | 2 | Table | Incandescent |  | Standard A Lamp | 1 | 100 | Living Room | 244361 | Living Room | 0.05169%
24436 | 2 | 1 |  | Manual | 1 | Ceiling Fixture | Incandescent |  | Standard A Lamp | 3 | 60 | Office | 244362 | Office | 0.05169%
24436 | 2 | 2 |  | Manual | 1 | Table | Incandescent |  | Standard A Lamp | 1 | 60 | Office | 244362 | Office | 0.05169%
24436 | 2 | 3 |  | Manual | 1 | Table | Compact Fluorescent |  | Pin base | 1 | 15 | Office | 244362 | Office | 0.05169%
24436 | 3 | 1 |  | Manual | 2 | Ceiling Fixture | Linear Fluorescent | 48 | T-4 | 1 | 40 | Laundry Room | 244363 | Laundry Room | 0.05169%
24436 | 4 | 1 |  | Manual | 3 | Ceiling Fixture | Linear Fluorescent | 48 | T-4 | 4 | 40 | Garage | 244364 | Garage | 0.05169%
24436 | 4 | 2 |  | Manual | 1 | Ceiling Fixture | Incandescent |  | Standard A Lamp | 1 | 52 | Garage | 244364 | Garage | 0.05169%
24436 | 4 | 3 |  | Manual | 2 | Garage door opener | Incandescent |  | Standard A Lamp | 1 | 40 | Garage | 244364 | Garage | 0.05169%
24436 | 4 | 4 |  | Manual | 1 | Other | Incandescent |  | Standard A Lamp | 1 | 60 | Garage | 244364 | Garage | 0.05169%
24436 | 5 | 1 |  | Manual | 8 | Ceiling Fixture | Linear Fluorescent | 48 | T-12 | 4 | 60 | Garage | 244365 | Garage | 0.05169%
24436 | 5 | 2 |  | Manual | 2 | Ceiling Fixture | Linear Fluorescent | 48 | T-4 | 2 | 40 | Garage | 244365 | Garage | 0.05169%
24436 | 6 | 1 |  | Manual | 1 | Ceiling Fixture | Linear Fluorescent | 48 | T-4 | 4 | 40 | Other | 244366 | Other | 0.05169%
24436 | 7 | 1 |  | Manual | 1 | Wall Mount | Incandescent |  | Standard A Lamp | 1 | 75 | Other | 244367 | Other | 0.05169%
24436 | 8 | 1 |  | Manual | 2 | Ceiling Fixture | Linear Fluorescent | 48 | T-4 | 2 | 40 | Other | 244368 | Other | 0.05169%
24436 | 9 | 1 |  | Dimmer | 1 | Ceiling Fixture | Incandescent |  | Mini base | 6 | 60 | Dining Room | 244369 | Dining Room | 0.05169%
24436 | 9 | 2 |  | Dimmer | 1 | Ceiling Fixture | Incandescent |  | Standard A Lamp | 1 | 75 | Dining Room | 244369 | Dining Room | 0.05169%
24436 | 10 | 1 |  | Dimmer | 7 | Recessed Can | Incandescent |  | Reflector | 1 | 75 | Kitchen | 2443610 | Kitchen | 0.05169%
24436 | 10 | 2 |  | Manual | 4 | Other | Linear Fluorescent | 12 | T-5 | 1 | 16 | Kitchen | 2443610 | Kitchen | 0.05169%
24436 | 10 | 3 |  | Manual | 1 | Other | Incandescent |  | Standard A Lamp | 1 | 60 | Kitchen | 2443610 | Kitchen | 0.05169%
24436 | 11 | 1 |  | Manual | 1 | Ceiling Fixture | Incandescent |  | Decorative | 3 | 25 | Hall | 2443611 | Hall | 0.05169%
24436 | 12 | 1 |  | Manual | 1 | Wall Mount | Incandescent |  | Globe | 5 | 25 | Bathroom | 2443612 | Bathroom | 0.05169%
24436 | 12 | 2 |  | Manual | 1 | Ceiling Fixture | Other |  | Other | 1 | 60 | Bathroom | 2443612 | Bathroom | 0.05169%
24436 | 13 | 1 |  | Manual | 1 | Ceiling Fixture | Compact Fluorescent |  | Twist | 3 | 15 | Master Bedroom | 2443613 | Master Bedroom | 0.05169%
24436 | 13 | 2 |  | Manual | 1 | Table | Halogen |  | MR | 1 | 50 | Master Bedroom | 2443613 | Master Bedroom | 0.05169%
24436 | 13 | 3 |  | Manual | 1 | Table | Incandescent |  | Standard A Lamp | 1 | 100 | Master Bedroom | 2443613 | Master Bedroom | 0.05169%
24436 | 14 | 1 |  | Manual | 1 | Wall Mount | Incandescent |  | Standard A Lamp | 2 | 65 | Bathroom | 2443614 | Bathroom | 0.05169%
24436 | 15 | 1 |  | Manual | 1 | Ceiling Fixture | Incandescent |  | Decorative | 1 | 25 | Hall | 2443615 | Hall | 0.05169%
24436 | 16 | 1 |  | Manual | 2 | Ceiling Fixture | Linear Fluorescent | 24 | T-4 | 1 | 40 | Closet | 2443616 | Closet | 0.05169%
24445 | 1 | 1 |  | Manual | 1 | Ceiling Fixture | Incandescent |  | Standard A Lamp | 1 | 75 | Bathroom | 244451 | Bathroom | 0.04732%
24445 | 2 | 1 |  | Manual | 1 | Ceiling Fixture | Incandescent |  | Standard A Lamp | 4 | 60 | Bathroom | 244452 | Bathroom | 0.04732%
24445 | 2 | 2 |  | Manual | 1 | Ceiling Fixture | Incandescent |  | Standard A Lamp | 1 | 100 | Bathroom | 244452 | Bathroom | 0.04732%
24445 | 3 | 1 |  | Manual | 1 | Ceiling Fixture | Incandescent |  | Standard A Lamp | 2 | 40 | Bedroom | 244453 | Bedroom | 0.04732%
24445 | 4 | 1 |  | Manual | 1 | Table | Incandescent |  | Standard A Lamp | 3 | 40 | Bedroom | 244454 | Bedroom | 0.04732%
24445 | 5 | 1 |  | Manual | 1 | Table | Compact Fluorescent |  | Twist | 1 | 22 | Bedroom | 244455 | Bedroom | 0.04732%
24445 | 6 | 1 |  | Manual | 1 | Chandelier (Hanging) | Incandescent |  | Mini base | 4 | 40 | Dining Room | 244456 | Dining Room | 0.04732%
24445 | 7 | 1 |  | Manual | 1 | Chandelier (Hanging) | Compact Fluorescent |  | Twist | 1 | 22 | Other | 244457 | Other | 0.04732%
24445 | 8 | 1 |  | Manual | 2 | Ceiling Fixture | Compact Fluorescent |  | Twist | 2 | 20 | Family Room | 244458 | Family Room | 0.04732%
24445 | 9 | 1 |  | Manual | 3 | Ceiling Fixture | Linear Fluorescent | 48 | T-8 | 2 | 32 | Garage | 244459 | Garage | 0.04732%
24445 | 9 | 2 |  | Timer | 1 | Garage door opener | Incandescent |  | Standard A Lamp | 1 | 40 | Garage | 244459 | Garage | 0.04732%
24445 | 9 | 3 |  | Manual | 1 | Chandelier (Hanging) | Incandescent |  | Standard A Lamp | 1 | 75 | Garage | 244459 | Garage | 0.04732%
24445 | 10 | 1 |  | Manual | 1 | Ceiling Fixture | Incandescent |  | Standard A Lamp | 1 | 60 | Hall | 2444510 | Hall | 0.04732%
24445 | 11 | 1 |  | Manual | 1 | Ceiling Fixture | Incandescent |  | Standard A Lamp | 1 | 75 | Hall | 2444511 | Hall | 0.04732%
24445 | 12 | 1 |  | Manual | 2 | Ceiling Fixture | Linear Fluorescent | 48 | T-8 | 2 | 32 | Kitchen | 2444512 | Kitchen | 0.04732%
24445 | 12 | 2 |  | Manual | 1 | Architectural | Incandescent |  | Standard A Lamp | 1 | 60 | Kitchen | 2444512 | Kitchen | 0.04732%
24445 | 13 | 1 |  | Manual | 1 | Ceiling Fixture | Incandescent |  | Standard A Lamp | 1 | 75 | Laundry Room | 2444513 | Laundry Room | 0.04732%
24445 | 14 | 1 |  | Manual | 1 | Table | Incandescent |  | Standard A Lamp | 3 | 65 | Living Room | 2444514 | Living Room | 0.04732%
24445 | 14 | 2 |  | Manual | 1 | Table | Compact Fluorescent |  | Twist | 1 | 22 | Living Room | 2444514 | Living Room | 0.04732%
24445 | 15 | 1 |  | Manual | 1 | Table | Incandescent |  | Standard A Lamp | 1 | 40 | Bedroom | 2444515 | Bedroom | 0.04732%
24445 | 15 | 2 |  | Manual | 1 | Table | Compact Fluorescent |  | Twist | 1 | 15 | Bedroom | 2444515 | Bedroom | 0.04732%
24445 | 15 | 3 |  | Manual | 1 | Floor lamp | Compact Fluorescent |  | Twist | 1 | 22 | Bedroom | 2444515 | Bedroom | 0.04732%
24451 | 1 | 1 |  | Manual | 3 | Wall Mount | Halogen |  | Quartz Tube | 1 | 50 | Bathroom | 244511 | Bathroom | 0.05169%
24451 | 2 | 1 |  | Manual | 1 | Wall Mount | Incandescent |  | Standard A Lamp | 3 | 60 | Bathroom | 244512 | Bathroom | 0.05169%
24451 | 3 | 1 |  | Manual | 1 | Ceiling Fixture | Compact Fluorescent |  | Twist | 3 | 15 | Master Bedroom | 244513 | Master Bedroom | 0.05169%
24451 | 4 | 1 |  | Manual | 1 | Ceiling Fixture | Incandescent |  | Standard A Lamp | 1 | 60 | Bedroom | 244514 | Bedroom | 0.05169%
24451 | 5 | 1 |  | Manual | 1 | Ceiling Fixture | Incandescent |  | Standard A Lamp | 1 | 60 | Bedroom | 244515 | Bedroom | 0.05169%
24451 | 5 | 2 |  | Manual | 1 | Ceiling Fixture | Incandescent |  | Standard A Lamp | 1 | 60 | Bedroom | 244515 | Bedroom | 0.05169%
24451 | 6 | 1 |  | Dimmer | 1 | Ceiling Fan | Compact Fluorescent |  | Twist | 2 | 15 | Dining Room | 244516 | Dining Room | 0.05169%
24451 | 6 | 2 |  | Dimmer | 1 | Ceiling Fan | Incandescent |  | Standard A Lamp | 1 | 60 | Dining Room | 244516 | Dining Room | 0.05169%
24451 | 7 | 1 |  | Manual | 1 | Ceiling Fixture | Linear Fluorescent | 48 | T-12 | 1 | 40 | Garage | 244517 | Garage | 0.05169%
24451 | 7 | 2 |  | Manual | 1 | Garage door opener | Incandescent |  | Standard A Lamp | 2 | 60 | Garage | 244517 | Garage | 0.05169%
24451 | 8 | 1 |  | Manual | 2 | Ceiling Fixture | Compact Fluorescent |  | Twist | 1 | 15 | Hall | 244518 | Hall | 0.05169%
24451 | 9 | 1 |  | Manual | 2 | Ceiling Fixture | Compact Fluorescent |  | Twist | 1 | 15 | Kitchen | 244519 | Kitchen | 0.05169%
24451 | 9 | 2 |  | Manual | 1 | Wall Mount | Compact Fluorescent |  | Twist | 3 | 15 | Kitchen | 244519 | Kitchen | 0.05169%
24451 | 10 | 1 |  | Manual | 1 | Torchiere | Compact Fluorescent |  | Twist | 1 | 15 | Living Room | 2445110 | Living Room | 0.05169%
24451 | 10 | 2 |  | Manual | 1 | Table | Compact Fluorescent |  | Straight Tube | 1 | 7 | Living Room | 2445110 | Living Room | 0.05169%
24451 | 10 | 3 |  | Manual | 1 | Wall Mount | Incandescent |  | Other | 25 | 1 | Living Room | 2445110 | Living Room | 0.05169%
24456 | 1 | 1 |  | Manual | 2 | Wall Mount | Compact Fluorescent |  | Twist | 2 | 15 | Bathroom | 244561 | Bathroom | 0.05296%
24456 | 1 | 2 |  | Manual | 1 | Recessed Can | Incandescent |  | Reflector | 1 | 65 | Bathroom | 244561 | Bathroom | 0.05296%
24456 | 2 | 1 |  | Manual | 1 | Recessed Can | Incandescent |  | Reflector | 1 | 65 | Bathroom | 244562 | Bathroom | 0.05296%
24456 | 2 | 2 |  | Manual | 1 | Wall Mount | Compact Fluorescent |  | Twist | 3 | 28 | Bathroom | 244562 | Bathroom | 0.05296%
24456 | 3 | 1 |  | Manual | 1 | Ceiling Fixture | Incandescent |  | Standard A Lamp | 2 | 60 | Bedroom | 244563 | Bedroom | 0.05296%
24456 | 3 | 2 |  | Manual | 1 | Floor lamp | Incandescent |  | Decorative | 3 | 25 | Bedroom | 244563 | Bedroom | 0.05296%
24456 | 4 | 1 |  | Manual | 2 | Table | Incandescent |  | Standard A Lamp | 2 | 60 | Bedroom | 244564 | Bedroom | 0.05296%
24456 | 4 | 2 |  | Manual | 1 | Ceiling Fixture | Incandescent |  | Standard A Lamp | 2 | 60 | Bedroom | 244564 | Bedroom | 0.05296%
24456 | 5 | 1 |  | Manual | 1 | Ceiling Fixture | Linear Fluorescent | 24 | T-8 | 2 | 60 | Closet | 244565 | Closet | 0.05296%
24456 | 6 | 1 |  | Manual | 2 | Ceiling Fixture | Compact Fluorescent |  | Twist | 1 | 15 | Garage | 244566 | Garage | 0.05296%
24456 | 6 | 2 |  | Manual | 2 | Garage door opener | Compact Fluorescent |  | Twist | 1 | 15 | Garage | 244566 | Garage | 0.05296%
24456 | 7 | 1 |  | Manual | 1 | Chandelier (Hanging) | Compact Fluorescent |  | Twist | 1 | 22 | Hall | 244567 | Hall | 0.05296%
24456 | 8 | 1 |  | Manual | 2 | Recessed Can | Incandescent |  | Reflector | 1 | 65 | Hall | 244568 | Hall | 0.05296%
24456 | 9 | 1 |  | Manual | 3 | Chandelier (Hanging) | Incandescent |  | Standard A Lamp | 1 | 60 | Hall | 244569 | Hall | 0.05296%
24456 | 10 | 1 |  | Manual | 16 | Recessed Can | Incandescent |  | Reflector | 1 | 65 | Living Room | 2445610 | Living Room | 0.05296%
24456 | 10 | 2 |  | Manual | 1 | Chandelier (Hanging) | Incandescent |  | Mini base | 5 | 60 | Living Room | 2445610 | Living Room | 0.05296%
24456 | 11 | 1 |  | Manual | 1 | Ceiling Fixture | Linear Fluorescent | 48 | T-8 | 2 | 60 | Laundry Room | 2445611 | Laundry Room | 0.05296%
24456 | 12 | 1 |  | Manual | 1 | Chandelier (Hanging) | Incandescent |  | Standard A Lamp | 3 | 60 | Master Bedroom | 2445612 | Master Bedroom | 0.05296%
24456 | 12 | 2 |  | Manual | 4 | Wall Mount | Compact Fluorescent |  | Twist | 1 | 15 | Master Bedroom | 2445612 | Master Bedroom | 0.05296%
24456 | 12 | 3 |  | Manual | 2 | Recessed Can | Incandescent |  | Reflector | 1 | 65 | Master Bedroom | 2445612 | Master Bedroom | 0.05296%
24456 | 13 | 1 |  | Manual | 1 | Ceiling Fixture | Linear Fluorescent | 48 | T-8 | 2 | 60 | Closet | 2445613 | Closet | 0.05296%
24462 | 1 | 1 |  | Manual | 1 | Ceiling Fixture | Incandescent |  | Standard A Lamp | 2 | 60 | Family Room | 244621 | Family Room | 0.09408%
24462 | 2 | 1 |  | Manual | 1 | Ceiling Fixture | Compact Fluorescent |  | Twist | 1 | 15 | Hall | 244622 | Hall | 0.09408%
24462 | 3 | 1 |  | Manual | 1 | Ceiling Fixture | Incandescent |  | Standard A Lamp | 2 | 60 | Bedroom | 244623 | Bedroom | 0.09408%
24462 | 3 | 2 |  | Manual | 1 | Table | Incandescent |  | Standard A Lamp | 1 | 60 | Bedroom | 244623 | Bedroom | 0.09408%
24462 | 4 | 1 |  | Manual | 1 | Ceiling Fixture | Incandescent |  | Standard A Lamp | 1 | 60 | Bedroom | 244624 | Bedroom | 0.09408%
24462 | 4 | 2 |  | Manual | 1 | Table | Incandescent |  | Standard A Lamp | 1 | 75 | Bedroom | 244624 | Bedroom | 0.09408%
24462 | 5 | 1 |  | Manual | 1 | Wall Mount | Incandescent |  | Globe | 6 | 40 | Bedroom | 244625 | Bedroom | 0.09408%
24462 | 6 | 1 |  | Manual | 1 | Chandelier (Hanging) | Incandescent |  | Decorative | 5 | 60 | Kitchen | 244626 | Kitchen | 0.09408%
24462 | 6 | 2 |  | Manual | 1 | Ceiling Fixture | Linear Fluorescent | 48 | T-12 | 2 | 40 | Kitchen | 244626 | Kitchen | 0.09408%
24462 | 6 | 3 |  | Manual | 1 | Ceiling Fixture | Linear Fluorescent | 24 | T-12 | 1 | 20 | Kitchen | 244626 | Kitchen | 0.09408%
24462 | 6 | 4 |  | Manual | 2 | Recessed Can | Incandescent |  | Reflector | 1 | 50 | Kitchen | 244626 | Kitchen | 0.09408%
24462 | 7 | 1 |  | Manual | 1 | Ceiling Fixture | Incandescent |  | Standard A Lamp | 3 | 60 | Laundry Room | 244627 | Laundry Room | 0.09408%
24462 | 8 | 1 |  | Manual | 1 | Track | Incandescent |  | Reflector | 3 | 50 | Living Room | 244628 | Living Room | 0.09408%
24462 | 8 | 2 |  | Manual | 1 | Table | Incandescent |  | Standard A Lamp | 1 | 150 | Living Room | 244628 | Living Room | 0.09408%
24462 | 8 | 3 |  | Manual | 1 | Table | Compact Fluorescent |  | Twist | 1 | 22 | Living Room | 244628 | Living Room | 0.09408%
24462 | 8 | 4 |  | Manual | 1 | Floor lamp | Compact Fluorescent |  | Twist | 1 | 22 | Living Room | 244628 | Living Room | 0.09408%
24462 | 8 | 5 |  | Manual | 1 | Ceiling Fixture | Compact Fluorescent |  | Twist | 1 | 15 | Living Room | 244628 | Living Room | 0.09408%
24462 | 9 | 1 |  | Manual | 2 | Ceiling Fixture | Linear Fluorescent | 48 | T-12 | 2 | 40 | Office | 244629 | Office | 0.09408%
24462 | 10 | 1 |  | Manual | 1 | Ceiling Fan | Incandescent |  | Standard A Lamp | 1 | 60 | Bedroom | 2446210 | Bedroom | 0.09408%
24462 | 10 | 2 |  | Manual | 1 | Table | Incandescent |  | Standard A Lamp | 1 | 60 | Bedroom | 2446210 | Bedroom | 0.09408%
24462 | 11 | 1 |  | Manual | 1 | Wall Mount | Incandescent |  | Standard A Lamp | 3 | 60 | Bathroom | 2446211 | Bathroom | 0.09408%
24462 | 12 | 1 |  | Manual | 1 | Ceiling Fixture | Incandescent |  | Standard A Lamp | 1 | 60 | Bedroom | 2446212 | Bedroom | 0.09408%
24467 | 1 | 1 |  | Manual | 1 | Wall Mount | Compact Fluorescent |  | Twist | 3 | 15 | Bathroom | 244671 | Bathroom | 0.04008%
24467 | 2 | 1 |  | Manual | 1 | Wall Mount | Compact Fluorescent |  | Twist | 3 | 15 | Bathroom | 244672 | Bathroom | 0.04008%
24467 | 3 | 1 |  | Manual | 1 | Ceiling Fixture | Compact Fluorescent |  | Twist | 2 | 15 | Bedroom | 244673 | Bedroom | 0.04008%
24467 | 3 | 2 |  | Manual | 1 | Floor lamp | Compact Fluorescent |  | Twist | 3 | 15 | Bedroom | 244673 | Bedroom | 0.04008%
24467 | 4 | 1 |  | Manual | 1 | Ceiling Fixture | Compact Fluorescent |  | Twist | 1 | 22 | Bedroom | 244674 | Bedroom | 0.04008%
24467 | 4 | 2 |  | Manual | 1 | Table | Compact Fluorescent |  | Twist | 1 | 15 | Bedroom | 244674 | Bedroom | 0.04008%
24467 | 5 | 1 |  | Manual | 1 | Chandelier (Hanging) | Compact Fluorescent |  | Twist | 2 | 22 | Dining Room | 244675 | Dining Room | 0.04008%
24467 | 6 | 1 |  | Manual | 2 | Ceiling Fixture | Compact Fluorescent |  | Twist | 2 | 15 | Hall | 244676 | Hall | 0.04008%
24467 | 7 | 1 |  | Manual | 1 | Ceiling Fixture | Compact Fluorescent |  | A shape bulb | 2 | 22 | Family Room | 244677 | Family Room | 0.04008%
24467 | 7 | 2 |  | Manual | 2 | Table | Compact Fluorescent |  | Twist | 1 | 22 | Family Room | 244677 | Family Room | 0.04008%
24467 | 8 | 1 |  | Manual | 5 | Low bay | Linear Fluorescent | 48 | T-8 | 2 | 32 | Garage | 244678 | Garage | 0.04008%
24467 | 9 | 1 |  | Manual | 1 | Ceiling Fixture | Compact Fluorescent |  | Twist | 1 | 15 | Hall | 244679 | Hall | 0.04008%
24467 | 9 | 2 |  | Manual | 1 | Wall Mount | Incandescent |  | Decorative | 2 | 40 | Hall | 244679 | Hall | 0.04008%
24467 | 10 | 1 |  | Manual | 4 | Chandelier (Hanging) | Compact Fluorescent |  | Twist | 1 | 22 | Kitchen | 2446710 | Kitchen | 0.04008%
24467 | 10 | 2 |  | Manual | 7 | Recessed Can | Compact Fluorescent |  | Reflector | 1 | 15 | Kitchen | 2446710 | Kitchen | 0.04008%
24467 | 11 | 1 |  | Manual | 2 | Table | Compact Fluorescent |  | Twist | 2 | 22 | Living Room | 2446711 | Living Room | 0.04008%
24467 | 11 | 2 |  | Manual | 4 | Wall Mount | Incandescent |  | Decorative | 2 | 40 | Living Room | 2446711 | Living Room | 0.04008%
24467 | 11 | 3 |  | Manual | 1 | Track | Incandescent |  | Reflector | 3 | 75 | Living Room | 2446711 | Living Room | 0.04008%
24467 | 12 | 1 |  | Manual | 2 | Wall Mount | Compact Fluorescent |  | Twist | 2 | 15 | Bathroom | 2446712 | Bathroom | 0.04008%
24467 | 12 | 2 |  | Manual | 1 | Recessed - other | Incandescent |  | Reflector | 1 | 65 | Bathroom | 2446712 | Bathroom | 0.04008%
24467 | 12 | 3 |  | Manual | 1 | Ceiling Fixture | Incandescent |  | Heat Lamp | 1 | 125 | Bathroom | 2446712 | Bathroom | 0.04008%
24467 | 13 | 1 |  | Manual | 2 | Recessed Can | Halogen |  | PAR | 1 | 30 | Master Bedroom | 2446713 | Master Bedroom | 0.04008%
24467 | 13 | 2 |  | Manual | 2 | Table | Incandescent |  | Decorative | 1 | 60 | Master Bedroom | 2446713 | Master Bedroom | 0.04008%
24467 | 13 | 3 |  | Manual | 1 | Ceiling Fixture | Compact Fluorescent |  | Twist | 2 | 15 | Master Bedroom | 2446713 | Master Bedroom | 0.04008%
24467 | 14 | 1 |  | Manual | 1 | Ceiling Fixture | Incandescent |  | Standard A Lamp | 1 | 60 | Closet | 2446714 | Closet | 0.04008%
24467 | 15 | 1 |  | Manual | 1 | Ceiling Fixture | Compact Fluorescent |  | Reflector | 3 | 22 | Bedroom | 2446715 | Bedroom | 0.04008%
24467 | 16 | 1 |  | Manual | 1 | Ceiling Fixture | Compact Fluorescent |  | Twist | 1 | 28 | Closet | 2446716 | Closet | 0.04008%
24467 | 17 | 1 |  | Manual | 2 | Wall Mount | Compact Fluorescent |  | Twist | 1 | 22 | Hall | 2446717 | Hall | 0.04008%
24467 | 18 | 1 |  | Manual | 1 | Ceiling Fixture | Linear Fluorescent | 48 | T-8 | 2 | 32 | Laundry Room | 2446718 | Laundry Room | 0.04008%
24479 | 1 | 1 |  | Manual | 1 | Ceiling Fixture | Compact Fluorescent |  | Twist | 1 | 15 | Bathroom | 244791 | Bathroom | 0.2054%
24479 | 1 | 2 |  | Manual | 1 | Wall Mount | Compact Fluorescent |  | Twist | 3 | 15 | Bathroom | 244791 | Bathroom | 0.2054%
24479 | 2 | 1 |  | Manual | 1 | Ceiling Fixture | Compact Fluorescent |  | Twist | 1 | 15 | Bedroom | 244792 | Bedroom | 0.2054%
24479 | 2 | 2 |  | Manual | 2 | Table | Compact Fluorescent |  | Twist | 1 | 15 | Bedroom | 244792 | Bedroom | 0.2054%
24479 | 3 | 1 |  | Manual | 1 | Ceiling Fan | Compact Fluorescent |  | Twist | 3 | 15 | Bedroom | 244793 | Bedroom | 0.2054%
24479 | 3 | 2 |  | Manual | 2 | Table | Incandescent |  | Standard A Lamp | 1 | 60 | Bedroom | 244793 | Bedroom | 0.2054%
24479 | 4 | 1 |  | Manual | 1 | Ceiling Fixture | Compact Fluorescent |  | Circline (Screw Base) | 1 | 22 | Hall | 244794 | Hall | 0.2054%
24479 | 5 | 1 |  | Manual | 2 | Ceiling Fixture | Compact Fluorescent |  | Twist | 2 | 15 | Kitchen | 244795 | Kitchen | 0.2054%
24479 | 5 | 2 |  | Manual | 1 | Ceiling Fixture | Halogen |  | PAR | 3 | 30 | Kitchen | 244795 | Kitchen | 0.2054%
24479 | 6 | 1 |  | Manual | 1 | Ceiling Fixture | Halogen |  | PAR | 3 | 30 | Laundry Room | 244796 | Laundry Room | 0.2054%
24479 | 7 | 1 |  | Manual | 1 | Ceiling Fan | Compact Fluorescent |  | Twist | 3 | 15 | Living Room | 244797 | Living Room | 0.2054%
24479 | 8 | 1 |  | Manual | 2 | Ceiling Fixture | Compact Fluorescent |  | Twist | 1 | 15 | Other | 244798 | Other | 0.2054%
24488 | 1 | 1 |  | Manual | 3 | Ceiling Fixture | Compact Fluorescent |  | Twist | 2 | 15 | Kitchen | 244881 | Kitchen | 0.05169%
24488 | 2 | 1 |  | Manual | 1 | Ceiling Fixture | Compact Fluorescent |  | Twist | 2 | 15 | Family Room | 244882 | Family Room | 0.05169%
24488 | 2 | 2 |  | Manual | 1 | Table | Incandescent |  | Standard A Lamp | 1 | 25 | Family Room | 244882 | Family Room | 0.05169%
24488 | 3 | 1 |  | Manual | 1 | Ceiling Fixture | Incandescent |  | Standard A Lamp | 2 | 75 | Bedroom | 244883 | Bedroom | 0.05169%
24488 | 3 | 2 |  | Manual | 1 | Table | Incandescent |  | Standard A Lamp | 1 | 60 | Bedroom | 244883 | Bedroom | 0.05169%
24488 | 4 | 1 |  | Manual | 1 | Ceiling Fixture | Incandescent |  | Standard A Lamp | 2 | 60 | Bedroom | 244884 | Bedroom | 0.05169%
24488 | 4 | 2 |  | Manual | 1 | Table | Incandescent |  | Standard A Lamp | 1 | 60 | Bedroom | 244884 | Bedroom | 0.05169%
24488 | 5 | 1 |  | Manual | 1 | Ceiling Fixture | Incandescent |  | Standard A Lamp | 1 | 60 | Hall | 244885 | Hall | 0.05169%
24488 | 6 | 1 |  | Manual | 1 | Ceiling Fixture | Incandescent |  | Standard A Lamp | 2 | 60 | Bedroom | 244886 | Bedroom | 0.05169%
24488 | 6 | 2 |  | Manual | 2 | Table | Incandescent |  | Mini base | 3 | 25 | Bedroom | 244886 | Bedroom | 0.05169%
24488 | 7 | 1 |  | Manual | 2 | Wall Mount | Incandescent |  | Globe | 3 | 40 | Bathroom | 244887 | Bathroom | 0.05169%
24488 | 7 | 2 |  | Manual | 1 | Ceiling Fixture | Incandescent |  | Heat Lamp | 1 | 150 | Bathroom | 244887 | Bathroom | 0.05169%
24488 | 8 | 1 |  | Manual | 1 | Table | Incandescent |  | Standard A Lamp | 1 | 75 | Bedroom | 244888 | Bedroom | 0.05169%
24488 | 8 | 2 |  | Manual | 1 | Ceiling Fixture | Incandescent |  | Standard A Lamp | 2 | 60 | Bedroom | 244888 | Bedroom | 0.05169%
24488 | 9 | 1 |  | Manual | 1 | Ceiling Fixture | Incandescent |  | Standard A Lamp | 2 | 60 | Master Bedroom | 244889 | Master Bedroom | 0.05169%
24488 | 10 | 1 |  | Manual | 1 | Ceiling Fixture | Incandescent |  | Standard A Lamp | 1 | 40 | Closet | 2448810 | Closet | 0.05169%
24488 | 11 | 1 |  | Manual | 1 | Wall Mount | Incandescent |  | Globe | 8 | 40 | Bathroom | 2448811 | Bathroom | 0.05169%
24488 | 11 | 2 |  | Manual | 1 | Ceiling Fixture | Incandescent |  | Heat Lamp | 1 | 150 | Bathroom | 2448811 | Bathroom | 0.05169%
24488 | 12 | 1 |  | Manual | 1 | Ceiling Fixture | Compact Fluorescent |  | Twist | 1 | 22 | Laundry Room | 2448812 | Laundry Room | 0.05169%
24488 | 13 | 1 |  | Manual | 6 | Ceiling Fixture | Linear Fluorescent | 48 | T-8 | 4 | 40 | Garage | 2448813 | Garage | 0.05169%
24488 | 13 | 2 |  | Manual | 2 | Garage door opener | Compact Fluorescent |  | Twist | 1 | 15 | Garage | 2448813 | Garage | 0.05169%
24488 | 14 | 1 |  | Manual | 1 | Wall Mount | Incandescent |  | Decorative | 3 | 40 | Bathroom | 2448814 | Bathroom | 0.05169%
24488 | 15 | 1 |  | Manual | 2 | Ceiling Fixture | Incandescent |  | Standard A Lamp | 1 | 60 | Hall | 2448815 | Hall | 0.05169%
24488 | 16 | 1 |  | Manual | 1 | Ceiling Fixture | Incandescent |  | Decorative | 1 | 100 | Dining Room | 2448816 | Dining Room | 0.05169%
24488 | 17 | 1 |  | Manual | 1 | Chandelier (Hanging) | Incandescent |  | Standard A Lamp | 5 | 75 | Family Room | 2448817 | Family Room | 0.05169%
24488 | 18 | 1 |  | Manual | 1 | Ceiling Fixture | Incandescent |  | Standard A Lamp | 2 | 75 | Other | 2448818 | Other | 0.05169%
24488 | 19 | 1 |  | Manual | 1 | Ceiling Fixture | Compact Fluorescent |  | Twist | 2 | 15 | Living Room | 2448819 | Living Room | 0.05169%
24488 | 19 | 2 |  | Manual | 1 | Floor lamp | Halogen |  | Quartz Tube | 1 | 300 | Living Room | 2448819 | Living Room | 0.05169%
24488 | 20 | 1 |  | Manual | 1 | Chandelier (Hanging) | Incandescent |  | Standard A Lamp | 3 | 100 | Hall | 2448820 | Hall | 0.05169%
24495 | 1 | 1 |  | Dimmer | 1 | Chandelier (Hanging) | Incandescent |  | Standard A Lamp | 5 | 40 | Dining Room | 244951 | Dining Room | 0.1084%
24495 | 2 | 1 |  | Manual | 1 | Ceiling Fan | Compact Fluorescent |  | Twist | 1 | 9 | Family Room | 244952 | Family Room | 0.1084%
24495 | 3 | 1 |  | Manual | 1 | Ceiling Fixture | Compact Fluorescent |  | Twist | 1 | 18 | Garage | 244953 | Garage | 0.1084%
24495 | 3 | 2 |  | Manual | 2 | Ceiling Fixture | Linear Fluorescent | 48 | T-12 | 2 | 40 | Garage | 244953 | Garage | 0.1084%
24495 | 4 | 1 |  | Manual | 1 | Table | Incandescent |  | Clear | 1 | 60 | Bedroom | 244954 | Bedroom | 0.1084%
24495 | 4 | 2 |  | Manual | 1 | Floor lamp | Compact Fluorescent |  | Twist | 1 | 20 | Bedroom | 244954 | Bedroom | 0.1084%
24495 | 4 | 3 |  | Manual | 1 | Torchiere | Compact Fluorescent |  | Twist | 1 | 20 | Bedroom | 244954 | Bedroom | 0.1084%
24495 | 5 | 1 |  | Manual | 1 | Ceiling Fixture | Compact Fluorescent |  | Twist | 2 | 9 | Hall | 244955 | Hall | 0.1084%
24495 | 5 | 2 |  | Manual | 1 | Ceiling Fixture | Incandescent |  | Standard A Lamp | 1 | 40 | Hall | 244955 | Hall | 0.1084%
24495 | 5 | 3 |  | Manual | 2 | Ceiling Fixture | Compact Fluorescent |  | Twist | 1 | 13 | Hall | 244955 | Hall | 0.1084%
24495 | 6 | 1 |  | Manual | 1 | Wall Mount | Compact Fluorescent |  | A shape bulb | 4 | 15 | Bathroom | 244956 | Bathroom | 0.1084%
24495 | 7 | 1 |  | Manual | 1 | Ceiling Fixture | Linear Fluorescent | 48 | T-12 | 2 | 40 | Kitchen | 244957 | Kitchen | 0.1084%
24495 | 7 | 2 |  | Manual | 1 | Ceiling Fixture | Linear Fluorescent | 48 | T-12 | 4 | 40 | Kitchen | 244957 | Kitchen | 0.1084%
24495 | 7 | 3 |  | Manual | 1 | Other | Linear Fluorescent | 12 | T-8 | 1 | 8 | Kitchen | 244957 | Kitchen | 0.1084%
24495 | 8 | 1 |  | Manual | 1 | Wall Mount | Linear Fluorescent | 12 | T-5 | 1 | 8 | Laundry Room | 244958 | Laundry Room | 0.1084%
24495 | 9 | 1 |  | Manual | 1 | Torchiere | Compact Fluorescent |  | Twist | 1 | 15 | Living Room | 244959 | Living Room | 0.1084%
24495 | 10 | 1 |  | Manual | 1 | Ceiling Fixture | Compact Fluorescent |  | Twist | 1 | 9 | Bathroom | 2449510 | Bathroom | 0.1084%
24495 | 11 | 1 |  | Dimmer | 1 | Torchiere | Compact Fluorescent |  | Pin base | 1 | 22 | Master Bedroom | 2449511 | Master Bedroom | 0.1084%
24495 | 11 | 2 |  | Manual | 1 | Table | Other |  | LED Interior | 1 | 3 | Master Bedroom | 2449511 | Master Bedroom | 0.1084%
24495 | 11 | 3 |  | Manual | 1 | Torchiere | Compact Fluorescent |  | Twist | 1 | 13 | Master Bedroom | 2449511 | Master Bedroom | 0.1084%
24495 | 11 | 4 |  | Manual | 1 | Floor lamp | Compact Fluorescent |  | Twist | 1 | 14 | Master Bedroom | 2449511 | Master Bedroom | 0.1084%
24495 | 11 | 5 |  | Manual | 1 | Table | Halogen |  | MR | 1 | 35 | Master Bedroom | 2449511 | Master Bedroom | 0.1084%
24495 | 12 | 1 |  | Dimmer | 1 | Wall Mount | Incandescent |  | Globe | 5 | 40 | Closet | 2449512 | Closet | 0.1084%
24495 | 12 | 2 |  | Dimmer | 1 | Ceiling Fixture | Incandescent |  | Clear | 1 | 100 | Closet | 2449512 | Closet | 0.1084%
24495 | 13 | 1 |  | Manual | 1 | Torchiere | Compact Fluorescent |  | Twist | 2 | 13 | Office | 2449513 | Office | 0.1084%
24495 | 13 | 2 |  | Manual | 1 | Torchiere | Compact Fluorescent |  | Twist | 1 | 20 | Office | 2449513 | Office | 0.1084%
24495 | 13 | 3 |  | Manual | 1 | Torchiere | Compact Fluorescent |  | Twist | 2 | 14 | Office | 2449513 | Office | 0.1084%
24495 | 13 | 4 |  | Manual | 2 | Table | Other |  | LED Interior | 1 | 3 | Office | 2449513 | Office | 0.1084%
24495 | 14 | 1 |  | Manual | 1 | Wall Mount | Compact Fluorescent |  | Twist | 3 | 13 | Bathroom | 2449514 | Bathroom | 0.1084%
24499 | 1 | 1 |  | Manual | 1 | Ceiling Fixture | Incandescent |  | Standard A Lamp | 1 | 75 | Bathroom | 244991 | Bathroom | 0.02963%
24499 | 2 | 1 |  | Manual | 1 | Ceiling Fan | Incandescent |  | Decorative | 2 | 60 | Bedroom | 244992 | Bedroom | 0.02963%
24499 | 4 | 1 |  | Manual | 1 | Ceiling Fixture | Linear Fluorescent | 48 | T-12 | 2 | 40 | Kitchen | 244994 | Kitchen | 0.02963%
24499 | 5 | 1 |  | Manual | 1 | Ceiling Fixture | Incandescent |  | Standard A Lamp | 1 | 60 | Laundry Room | 244995 | Laundry Room | 0.02963%
24499 | 6 | 1 |  | Manual | 1 | Ceiling Fan | Incandescent |  | Standard A Lamp | 1 | 60 | Living Room | 244996 | Living Room | 0.02963%
24500 | 1 | 1 |  | Manual | 1 | Chandelier (Hanging) | Incandescent |  | Standard A Lamp | 1 | 60 | Dining Room | 245001 | Dining Room | 0.02963%
24500 | 1 | 2 |  | Dimmer | 1 | Chandelier (Hanging) | Incandescent |  | Mini base | 5 | 25 | Dining Room | 245001 | Dining Room | 0.02963%
24500 | 2 | 1 |  | Manual | 1 | Recessed - other | Incandescent |  | Standard A Lamp | 1 | 100 | Bedroom | 245002 | Bedroom | 0.02963%
24500 | 3 | 1 |  | Manual | 1 | Ceiling Fixture | Compact Fluorescent |  | Twist | 2 | 15 | Hall | 245003 | Hall | 0.02963%
24500 | 4 | 1 |  | Manual | 1 | Ceiling Fixture | Incandescent |  | Standard A Lamp | 2 | 75 | Bedroom | 245004 | Bedroom | 0.02963%
24500 | 5 | 1 |  | Manual | 2 | Recessed Can | Incandescent |  | Standard A Lamp | 2 | 40 | Laundry Room | 245005 | Laundry Room | 0.02963%
24500 | 5 | 2 |  | Manual | 1 | Ceiling Fixture | Compact Fluorescent |  | A shape bulb | 1 | 15 | Laundry Room | 245005 | Laundry Room | 0.02963%
24500 | 5 | 3 |  | Manual | 1 | Ceiling Fixture | Incandescent |  | Standard A Lamp | 1 | 75 | Laundry Room | 245005 | Laundry Room | 0.02963%
24500 | 6 | 1 |  | Dimmer | 1 | Ceiling Fan | Incandescent |  | Decorative | 3 | 40 | Living Room | 245006 | Living Room | 0.02963%
24500 | 6 | 2 |  | Manual | 2 | Chandelier (Hanging) | Compact Fluorescent |  | Twist | 2 | 15 | Living Room | 245006 | Living Room | 0.02963%
24500 | 6 | 3 |  | Manual | 2 | Table | Incandescent |  | Standard A Lamp | 1 | 25 | Living Room | 245006 | Living Room | 0.02963%
24500 | 7 | 1 |  | Manual | 1 | Ceiling Fixture | Incandescent |  | Standard A Lamp | 2 | 75 | Bedroom | 245007 | Bedroom | 0.02963%
24500 | 7 | 2 |  | Manual | 2 | Table | Incandescent |  | Standard A Lamp | 1 | 25 | Bedroom | 245007 | Bedroom | 0.02963%
24500 | 8 | 1 |  | Manual | 1 | Ceiling Fixture | Incandescent |  | Standard A Lamp | 2 | 60 | Bathroom | 245008 | Bathroom | 0.02963%
24500 | 8 | 2 |  | Manual | 2 | Wall Mount | Linear Fluorescent | 24 | T-12 | 1 | 20 | Bathroom | 245008 | Bathroom | 0.02963%
24500 | 9 | 1 |  | Manual | 1 | Ceiling Fixture | Incandescent |  | Standard A Lamp | 1 | 40 | Hall | 245009 | Hall | 0.02963%
24500 | 10 | 1 |  | Manual | 1 | Ceiling Fixture | Compact Fluorescent |  | Pin base | 2 | 22 | Office | 2450010 | Office | 0.02963%
24500 | 10 | 2 |  | Manual | 1 | Table | Incandescent |  | Standard A Lamp | 1 | 40 | Office | 2450010 | Office | 0.02963%
24500 | 11 | 1 |  | Manual | 1 | Ceiling Fixture | Compact Fluorescent |  | Pin base | 2 | 22 | Kitchen | 2450011 | Kitchen | 0.02963%
24500 | 12 | 1 |  | Manual | 1 | Ceiling Fixture | Incandescent |  | Standard A Lamp | 1 | 40 | Hall | 2450012 | Hall | 0.02963%
24500 | 13 | 1 |  | Manual | 1 | Recessed - other | Incandescent |  | Standard A Lamp | 1 | 40 | Bedroom | 2450013 | Bedroom | 0.02963%
24510 | 1 | 1 |  | Manual | 1 | Wall Mount | Incandescent |  | Globe | 3 | 40 | Bathroom | 245101 | Bathroom | 0.04732%
24510 | 1 | 2 |  | Manual | 1 | Recessed Can | Incandescent |  | Reflector | 1 | 75 | Bathroom | 245101 | Bathroom | 0.04732%
24510 | 1 | 3 |  | Manual | 1 | Ceiling Fixture | Incandescent |  | Heat Lamp | 1 | 150 | Bathroom | 245101 | Bathroom | 0.04732%
24510 | 2 | 1 |  | Manual | 1 | Ceiling Fixture | Compact Fluorescent |  | Twist | 1 | 15 | Bathroom | 245102 | Bathroom | 0.04732%
24510 | 2 | 2 |  | Manual | 1 | Wall Mount | Incandescent |  | Globe | 3 | 40 | Bathroom | 245102 | Bathroom | 0.04732%
24510 | 3 | 1 |  | Manual | 1 | Table | Incandescent |  | 3-Way Incandescent | 1 | 90 | Bedroom | 245103 | Bedroom | 0.04732%
24510 | 3 | 2 |  | Manual | 1 | Ceiling Fixture | Compact Fluorescent |  | Twist | 3 | 22 | Bedroom | 245103 | Bedroom | 0.04732%
24510 | 4 | 1 |  | Manual | 1 | Ceiling Fixture | Linear Fluorescent | 48 | T-12 | 2 | 40 | Bedroom | 245104 | Bedroom | 0.04732%
24510 | 5 | 1 |  | Manual | 1 | Ceiling Fixture | Linear Fluorescent | 48 | T-8 | 2 | 32 | Bedroom | 245105 | Bedroom | 0.04732%
24510 | 6 | 1 |  | Manual | 1 | Ceiling Fixture | Linear Fluorescent | 48 | T-8 | 2 | 40 | Bedroom | 245106 | Bedroom | 0.04732%
24510 | 7 | 1 |  | Manual | 3 | Ceiling Fixture | Incandescent |  | Reflector | 1 | 75 | Hall | 245107 | Hall | 0.04732%
24510 | 8 | 1 |  | Manual | 2 | Ceiling Fixture | Linear Fluorescent | 36 | T-12 | 2 | 40 | Kitchen | 245108 | Kitchen | 0.04732%
24510 | 9 | 1 |  | Manual | 1 | Ceiling Fixture | Linear Fluorescent | 48 | T-12 | 2 | 40 | Living Room | 245109 | Living Room | 0.04732%
24510 | 9 | 2 |  | Manual | 2 | Table | Compact Fluorescent |  | Twist | 1 | 22 | Living Room | 245109 | Living Room | 0.04732%
24510 | 10 | 1 |  | Manual | 1 | Chandelier (Hanging) | Incandescent |  | Decorative | 3 | 40 | Closet | 2451010 | Closet | 0.04732%
24510 | 11 | 1 |  | Manual | 3 | Ceiling Fixture | Incandescent |  | Standard A Lamp | 1 | 60 | Garage | 2451011 | Garage | 0.04732%
24510 | 12 | 1 |  | Manual | 1 | Recessed Can | Incandescent |  | Reflector | 1 | 75 | Hall | 2451012 | Hall | 0.04732%
24510 | 13 | 1 |  | Manual | 3 | Ceiling Fixture | Linear Fluorescent | 40 | T-12 | 2 | 32 | Kitchen | 2451013 | Kitchen | 0.04732%
24510 | 14 | 1 |  | Manual | 2 | Table | Incandescent |  | Standard A Lamp | 1 | 100 | Living Room | 2451014 | Living Room | 0.04732%
24510 | 15 | 1 |  | Manual | 1 | Ceiling Fixture | Linear Fluorescent | 48 | T-12 | 1 | 40 | Bathroom | 2451015 | Bathroom | 0.04732%
24510 | 15 | 2 |  | Manual | 1 | Ceiling Fixture | Incandescent |  | Reflector | 1 | 75 | Bathroom | 2451015 | Bathroom | 0.04732%
24510 | 15 | 3 |  | Manual | 1 | Ceiling Fixture | Incandescent |  | Heat Lamp | 1 | 150 | Bathroom | 2451015 | Bathroom | 0.04732%
24510 | 16 | 1 |  | Manual | 1 | Ceiling Fixture | Incandescent |  | Standard A Lamp | 1 | 60 | Master Bedroom | 2451016 | Master Bedroom | 0.04732%
24510 | 16 | 2 |  | Manual | 2 | Recessed Can | Incandescent |  | Reflector | 1 | 60 | Master Bedroom | 2451016 | Master Bedroom | 0.04732%
24510 | 17 | 1 |  | Manual | 2 | Ceiling Fixture | Linear Fluorescent | 48 | T-8 | 2 | 40 | Closet | 2451017 | Closet | 0.04732%
24510 | 18 | 1 |  | Manual | 2 | Ceiling Fixture | Linear Fluorescent | 48 | T-12 | 2 | 32 | Other | 2451018 | Other | 0.04732%
24521 | 1 | 1 |  | Manual | 1 | Wall Mount | Incandescent |  | Standard A Lamp | 2 | 65 | Bathroom | 245211 | Bathroom | 0.05296%
24521 | 2 | 1 |  | Manual | 2 | Chandelier (Hanging) | Compact Fluorescent |  | Decorative | 5 | 22 | Bedroom | 245212 | Bedroom | 0.05296%
24521 | 2 | 2 |  | Manual | 4 | Table | Compact Fluorescent |  | Twist | 1 | 22 | Bedroom | 245212 | Bedroom | 0.05296%
24521 | 3 | 1 |  | Manual | 1 | Ceiling Fixture | Incandescent |  | Standard A Lamp | 1 | 65 | Hall | 245213 | Hall | 0.05296%
24521 | 4 | 1 |  | Manual | 2 | Chandelier (Hanging) | Incandescent |  | Globe | 1 | 75 | Kitchen | 245214 | Kitchen | 0.05296%
24521 | 5 | 1 |  | Manual | 2 | Floor lamp | Compact Fluorescent |  | Twist | 2 | 22 | Living Room | 245215 | Living Room | 0.05296%
24521 | 5 | 2 |  | Manual | 1 | Chandelier (Hanging) | Incandescent |  | Globe | 1 | 75 | Living Room | 245215 | Living Room | 0.05296%
24521 | 6 | 1 |  | Manual | 1 | Chandelier (Hanging) | Compact Fluorescent |  | Twist | 2 | 22 | Office | 245216 | Office | 0.05296%
24522 | 1 | 1 |  | Manual | 1 | Ceiling Fixture | Compact Fluorescent |  | Twist | 1 | 15 | Hall | 245221 | Hall | 0.05169%
24522 | 2 | 1 |  | Manual | 1 | Ceiling Fixture | Compact Fluorescent |  | Twist | 1 | 15 | Bathroom | 245222 | Bathroom | 0.05169%
24522 | 3 | 1 |  | Manual | 1 | Wall Mount | Incandescent |  | Globe | 3 | 60 | Bathroom | 245223 | Bathroom | 0.05169%
24522 | 4 | 1 |  | Manual | 1 | Ceiling Fixture | Compact Fluorescent |  | Twist | 1 | 15 | Bedroom | 245224 | Bedroom | 0.05169%
24522 | 4 | 2 |  | Manual | 1 | Wall Mount | Compact Fluorescent |  | Twist | 1 | 13 | Bedroom | 245224 | Bedroom | 0.05169%
24522 | 5 | 1 |  | Manual | 1 | Chandelier (Hanging) | Compact Fluorescent |  | Twist | 1 | 15 | Bedroom | 245225 | Bedroom | 0.05169%
24522 | 6 | 1 |  | Manual | 2 | Ceiling Fixture | Incandescent |  | Standard A Lamp | 1 | 40 | Closet | 245226 | Closet | 0.05169%
24522 | 6 | 2 |  | Manual | 1 | Wall Mount | Incandescent |  | Standard A Lamp | 1 | 40 | Closet | 245226 | Closet | 0.05169%
24522 | 7 | 1 |  | Manual | 1 | Ceiling Fixture | Compact Fluorescent |  | Twist | 4 | 15 | Office | 245227 | Office | 0.05169%
24522 | 8 | 1 |  | Manual | 1 | Ceiling Fixture | Compact Fluorescent |  | Twist | 1 | 15 | Dining Room | 245228 | Dining Room | 0.05169%
24522 | 9 | 1 |  | Manual | 1 | Ceiling Fixture | Compact Fluorescent |  | Twist | 1 | 15 | Hall | 245229 | Hall | 0.05169%
24522 | 10 | 1 |  | Manual | 1 | Ceiling Fan | Compact Fluorescent |  | Twist | 4 | 15 | Kitchen | 2452210 | Kitchen | 0.05169%
24522 | 10 | 2 |  | Manual | 1 | Ceiling Fixture | Compact Fluorescent |  | Twist | 1 | 15 | Kitchen | 2452210 | Kitchen | 0.05169%
24522 | 11 | 1 |  | Manual | 1 | Ceiling Fixture | Incandescent |  | Standard A Lamp | 1 | 75 | Dining Room | 2452211 | Dining Room | 0.05169%
24522 | 11 | 2 |  | Manual | 1 | Ceiling Fixture | Compact Fluorescent |  | Twist | 3 | 15 | Dining Room | 2452211 | Dining Room | 0.05169%
24522 | 12 | 1 |  | Manual | 2 | Table | Compact Fluorescent |  | Twist | 1 | 15 | Living Room | 2452212 | Living Room | 0.05169%
24522 | 12 | 2 |  | None | 3 | Other | Compact Fluorescent |  | Other | 1 | 7 | Living Room | 2452212 | Living Room | 0.05169%
24522 | 13 | 1 |  | Manual | 1 | Ceiling Fan | Incandescent |  | Standard A Lamp | 1 | 40 | Bedroom | 2452213 | Bedroom | 0.05169%
24522 | 14 | 1 |  | Manual | 1 | Ceiling Fan | Incandescent |  | Standard A Lamp | 1 | 40 | Other | 2452214 | Other | 0.05169%
24522 | 15 | 1 |  | Manual | 3 | Ceiling Fixture | Linear Fluorescent | 48 | T-12 | 2 | 40 | Other | 2452215 | Other | 0.05169%
24522 | 16 | 1 |  | Manual | 1 | Chandelier (Hanging) | Compact Fluorescent |  | Twist | 1 | 15 | Hall | 2452216 | Hall | 0.05169%
24524 | 1 | 1 |  | Manual | 1 | Wall Mount | Linear Fluorescent | 48 | T-8 | 1 | 32 | Bathroom | 245241 | Bathroom | 0.04784%
24524 | 2 | 1 |  | Manual | 1 | Ceiling Fixture | Compact Fluorescent |  | Circline (Screw Base) | 1 | 28 | Bedroom | 245242 | Bedroom | 0.04784%
24524 | 2 | 2 |  | Manual | 2 | Floor lamp | Compact Fluorescent |  | Twist | 1 | 15 | Bedroom | 245242 | Bedroom | 0.04784%
24524 | 3 | 1 |  | Manual | 1 | Ceiling Fixture | Compact Fluorescent |  | Twist | 3 | 15 | Dining Room | 245243 | Dining Room | 0.04784%
24524 | 4 | 1 |  | Manual | 6 | Ceiling Fixture | Linear Fluorescent | 48 | T-8 | 2 | 32 | Garage | 245244 | Garage | 0.04784%
24524 | 4 | 2 |  | Manual | 1 | Wall Mount | Compact Fluorescent |  | Pin base | 2 | 15 | Garage | 245244 | Garage | 0.04784%
24524 | 5 | 1 |  | Manual | 1 | Track | Compact Fluorescent |  | Pin base | 4 | 15 | Hall | 245245 | Hall | 0.04784%
24524 | 6 | 1 |  | Manual | 1 | Ceiling Fixture | Linear Fluorescent | 48 | T-8 | 4 | 32 | Kitchen | 245246 | Kitchen | 0.04784%
24524 | 7 | 1 |  | Manual | 1 | Ceiling Fixture | Compact Fluorescent |  | Circline (Screw Base) | 1 | 28 | Laundry Room | 245247 | Laundry Room | 0.04784%
24524 | 8 | 1 |  | Manual | 1 | Ceiling Fan | Compact Fluorescent |  | Twist | 4 | 15 | Living Room | 245248 | Living Room | 0.04784%
24524 | 9 | 1 |  | Manual | 1 | Ceiling Fixture | Compact Fluorescent |  | Circline (Screw Base) | 1 | 28 | Master Bedroom | 245249 | Master Bedroom | 0.04784%
24524 | 9 | 2 |  | Manual | 2 | Table | Incandescent |  | Standard A Lamp | 1 | 40 | Master Bedroom | 245249 | Master Bedroom | 0.04784%
24533 | 1 | 1 |  | Manual | 1 | Wall Mount | Incandescent |  | Standard A Lamp | 3 | 100 | Bathroom | 245331 | Bathroom | 0.04008%
24533 | 2 | 1 |  | Manual | 2 | Table | Incandescent |  | Standard A Lamp | 1 | 100 | Bedroom | 245332 | Bedroom | 0.04008%
24533 | 3 | 1 |  | Manual | 1 | Floor lamp | Incandescent |  | Standard A Lamp | 1 | 100 | Family Room | 245333 | Family Room | 0.04008%
24533 | 3 | 2 |  | Manual | 1 | Table | Incandescent |  | Standard A Lamp | 1 | 75 | Family Room | 245333 | Family Room | 0.04008%
24533 | 3 | 3 |  | Manual | 2 | Architectural | Incandescent |  | Standard A Lamp | 2 | 60 | Family Room | 245333 | Family Room | 0.04008%
24533 | 4 | 1 |  | Manual | 1 | Floor lamp | Compact Fluorescent |  | Twist | 1 | 28 | Dining Room | 245334 | Dining Room | 0.04008%
24533 | 5 | 1 |  | Manual | 1 | Wall Mount | Incandescent |  | Standard A Lamp | 1 | 75 | Hall | 245335 | Hall | 0.04008%
24533 | 6 | 1 |  | Manual | 1 | Floor lamp | Compact Fluorescent |  | Twist | 1 | 22 | Family Room | 245336 | Family Room | 0.04008%
24533 | 6 | 2 |  | Manual | 2 | Table | Incandescent |  | Standard A Lamp | 1 | 100 | Family Room | 245336 | Family Room | 0.04008%
24533 | 7 | 1 |  | Manual | 1 | Wall Mount | Incandescent |  | Standard A Lamp | 2 | 100 | Bathroom | 245337 | Bathroom | 0.04008%
24533 | 8 | 1 |  | Manual | 1 | Table | Incandescent |  | Standard A Lamp | 1 | 100 | Bedroom | 245338 | Bedroom | 0.04008%
24533 | 9 | 1 |  | Manual | 2 | Recessed Can | Compact Fluorescent |  | Twist | 1 | 22 | Hall | 245339 | Hall | 0.04008%
24533 | 10 | 1 |  | Manual | 1 | Recessed Can | Compact Fluorescent |  | Twist | 1 | 15 | Kitchen | 2453310 | Kitchen | 0.04008%
24533 | 11 | 1 |  | Manual | 1 | Chandelier (Hanging) | Incandescent |  | Standard A Lamp | 3 | 60 | Living Room | 2453311 | Living Room | 0.04008%
24533 | 11 | 2 |  | Manual | 1 | Table | Incandescent |  | Standard A Lamp | 1 | 100 | Living Room | 2453311 | Living Room | 0.04008%
24533 | 12 | 1 |  | Manual | 2 | Wall Mount | Incandescent |  | Standard A Lamp | 1 | 100 | Master Bedroom | 2453312 | Master Bedroom | 0.04008%
24533 | 13 | 1 |  | Manual | 1 | Ceiling Fixture | Incandescent |  | Standard A Lamp | 1 | 60 | Office | 2453313 | Office | 0.04008%
24533 | 13 | 2 |  | Manual | 1 | Table | Incandescent |  | Decorative | 1 | 60 | Office | 2453313 | Office | 0.04008%
24533 | 14 | 1 |  | Manual | 1 | Chandelier (Hanging) | Incandescent |  | Standard A Lamp | 2 | 100 | Laundry Room | 2453314 | Laundry Room | 0.04008%
24536 | 1 | 1 |  | Manual | 5 | Ceiling Fixture | Incandescent |  | Standard A Lamp | 1 | 100 | Other | 245361 | Other | 0.02963%
24536 | 2 | 1 |  | Manual | 1 | Ceiling Fixture | Incandescent |  | Standard A Lamp | 1 | 60 | Bathroom | 245362 | Bathroom | 0.02963%
24536 | 2 | 2 |  | Manual | 1 | Wall Mount | Incandescent |  | Standard A Lamp | 1 | 60 | Bathroom | 245362 | Bathroom | 0.02963%
24536 | 3 | 1 |  | Manual | 1 | Ceiling Fixture | Incandescent |  | Standard A Lamp | 2 | 60 | Bedroom | 245363 | Bedroom | 0.02963%
24536 | 4 | 1 |  | Manual | 1 | Ceiling Fixture | Incandescent |  | Standard A Lamp | 2 | 60 | Bedroom | 245364 | Bedroom | 0.02963%
24536 | 5 | 1 |  | Manual | 1 | Ceiling Fan | Incandescent |  | Standard A Lamp | 1 | 60 | Dining Room | 245365 | Dining Room | 0.02963%
24536 | 6 | 1 |  | Manual | 1 | Ceiling Fixture | Incandescent |  | Standard A Lamp | 2 | 60 | Hall | 245366 | Hall | 0.02963%
24536 | 7 | 1 |  | Manual | 1 | Ceiling Fixture | Linear Fluorescent | 48 | T-12 | 2 | 40 | Kitchen | 245367 | Kitchen | 0.02963%
24536 | 7 | 2 |  | Manual | 1 | Ceiling Fixture | Incandescent |  | Standard A Lamp | 1 | 60 | Kitchen | 245367 | Kitchen | 0.02963%
24536 | 8 | 1 |  | Manual | 1 | Table | Compact Fluorescent |  | A shape bulb | 1 | 22 | Laundry Room | 245368 | Laundry Room | 0.02963%
24540 | 1 | 1 |  | Manual | 2 | Ceiling Fixture | Linear Fluorescent | 48 | T-8 | 2 | 16 | Other | 245401 | Other | 0.04008%
24540 | 1 | 2 |  | Manual | 1 | Wall Mount | Incandescent |  | Heat Lamp | 1 | 250 | Other | 245401 | Other | 0.04008%
24540 | 2 | 1 |  | Manual | 1 | Wall Mount | Incandescent |  | Clear | 8 | 40 | Bathroom | 245402 | Bathroom | 0.04008%
24540 | 2 | 2 |  | Manual | 3 | Recessed Can | Incandescent |  | Reflector | 1 | 60 | Bathroom | 245402 | Bathroom | 0.04008%
24540 | 3 | 1 |  | Manual | 1 | Ceiling Fixture | Linear Fluorescent | 48 | T-8 | 4 | 16 | Closet | 245403 | Closet | 0.04008%
24540 | 4 | 1 |  | Manual | 1 | Ceiling Fan | Incandescent |  | Standard A Lamp | 1 | 60 | Dining Room | 245404 | Dining Room | 0.04008%
24540 | 4 | 2 |  | Manual | 1 | Recessed Can | Incandescent |  | Standard A Lamp | 1 | 60 | Dining Room | 245404 | Dining Room | 0.04008%
24540 | 5 | 1 |  | Manual | 3 | Ceiling Fixture | Incandescent |  | Standard A Lamp | 2 | 60 | Other | 245405 | Other | 0.04008%
24540 | 5 | 2 |  | Manual | 1 | Chandelier (Hanging) | Incandescent |  | Standard A Lamp | 1 | 60 | Other | 245405 | Other | 0.04008%
24540 | 5 | 3 |  | Manual | 1 | Ceiling Fixture | Compact Fluorescent |  | Twist | 1 | 15 | Other | 245405 | Other | 0.04008%
24540 | 6 | 1 |  | Manual | 3 | Recessed Can | Incandescent |  | Reflector | 1 | 60 | Hall | 245406 | Hall | 0.04008%
24540 | 7 | 1 |  | Manual | 5 | Recessed Can | Incandescent |  | Reflector | 1 | 60 | Kitchen | 245407 | Kitchen | 0.04008%
24540 | 7 | 2 |  | Manual | 1 | Ceiling Fan | Incandescent |  | Clear | 1 | 25 | Kitchen | 245407 | Kitchen | 0.04008%
24540 | 8 | 1 |  | Manual | 4 | Recessed Can | Incandescent |  | Reflector | 1 | 60 | Living Room | 245408 | Living Room | 0.04008%
24540 | 8 | 2 |  | Manual | 2 | Table | Incandescent |  | Standard A Lamp | 1 | 60 | Living Room | 245408 | Living Room | 0.04008%
24540 | 8 | 3 |  | Manual | 2 | Floor lamp | Incandescent |  | Standard A Lamp | 1 | 60 | Living Room | 245408 | Living Room | 0.04008%
24540 | 8 | 4 |  | Manual | 24 | Wall Mount | Other |  | LED Interior | 1 | 12 | Living Room | 245408 | Living Room | 0.04008%
24540 | 9 | 1 |  | Manual | 7 | Recessed Can | Incandescent |  | Reflector | 1 | 60 | Master Bedroom | 245409 | Master Bedroom | 0.04008%
24540 | 10 | 1 |  | Manual | 1 | Recessed Can | Incandescent |  | Reflector | 1 | 60 | Hall | 2454010 | Hall | 0.04008%
24540 | 11 | 1 |  | Manual | 1 | Ceiling Fan | Incandescent |  | Standard A Lamp | 2 | 60 | Bedroom | 2454011 | Bedroom | 0.04008%
24540 | 11 | 2 |  | Manual | 2 | Table | Incandescent |  | Standard A Lamp | 2 | 60 | Bedroom | 2454011 | Bedroom | 0.04008%
24547 | 1 | 1 |  | Manual | 2 | Ceiling Fixture | Incandescent |  | Standard A Lamp | 1 | 40 | Bathroom | 245471 | Bathroom | 0.02845%
24547 | 2 | 1 |  | Manual | 1 | Ceiling Fixture | Incandescent |  | Standard A Lamp | 3 | 60 | Bedroom | 245472 | Bedroom | 0.02845%
24547 | 2 | 2 |  | Manual | 1 | Ceiling Fixture | Incandescent |  | Standard A Lamp | 1 | 40 | Bedroom | 245472 | Bedroom | 0.02845%
24547 | 2 | 3 |  | Manual | 1 | Wall Mount | Incandescent |  | Globe | 4 | 40 | Bedroom | 245472 | Bedroom | 0.02845%
24547 | 3 | 1 |  | Manual | 1 | Ceiling Fan | Incandescent |  | Standard A Lamp | 1 | 60 | Bedroom | 245473 | Bedroom | 0.02845%
24547 | 3 | 2 |  | Manual | 1 | Ceiling Fixture | Incandescent |  | Globe | 2 | 25 | Bedroom | 245473 | Bedroom | 0.02845%
24547 | 4 | 1 |  | Manual | 2 | Ceiling Fixture | Incandescent |  | Standard A Lamp | 4 | 60 | Family Room | 245474 | Family Room | 0.02845%
24547 | 4 | 2 |  | Manual | 2 | Floor lamp | Linear Fluorescent | 72 | Fluorescent Unknown | 2 | 20 | Family Room | 245474 | Family Room | 0.02845%
24547 | 4 | 3 |  | Manual | 1 | Table | Incandescent |  | Standard A Lamp | 1 | 60 | Family Room | 245474 | Family Room | 0.02845%
24547 | 5 | 1 |  | Manual | 2 | Recessed Can | Incandescent |  | Reflector | 1 | 75 | Family Room | 245475 | Family Room | 0.02845%
24547 | 5 | 2 |  | Manual | 1 | Table | Incandescent |  | Standard A Lamp | 1 | 60 | Family Room | 245475 | Family Room | 0.02845%
24547 | 5 | 3 |  | Manual | 1 | Ceiling Fixture | Incandescent |  | Reflector | 3 | 60 | Family Room | 245475 | Family Room | 0.02845%
24547 | 5 | 4 |  | Manual | 1 | Wall Mount | Incandescent |  | Standard A Lamp | 2 | 60 | Family Room | 245475 | Family Room | 0.02845%
24547 | 6 | 1 |  | Manual | 2 | Ceiling Fixture | Linear Fluorescent | 48 | T-4 | 2 | 40 | Garage | 245476 | Garage | 0.02845%
24547 | 7 | 1 |  | Manual | 2 | Ceiling Fixture | Incandescent |  | Reflector | 1 | 40 | Bedroom | 245477 | Bedroom | 0.02845%
24547 | 8 | 1 |  | Manual | 1 | Ceiling Fan | Compact Fluorescent |  | Twist | 4 | 15 | Dining Room | 245478 | Dining Room | 0.02845%
24547 | 8 | 2 |  | Manual | 1 | Ceiling Fixture | Linear Fluorescent | 30 | T-4 | 4 | 20 | Dining Room | 245478 | Dining Room | 0.02845%
24547 | 9 | 1 |  | Manual | 1 | Ceiling Fixture | Incandescent |  | Standard A Lamp | 3 | 60 | Office | 245479 | Office | 0.02845%
24547 | 10 | 1 |  | Manual | 1 | Ceiling Fixture | Incandescent |  | Standard A Lamp | 3 | 60 | Bedroom | 2454710 | Bedroom | 0.02845%
24547 | 10 | 2 |  | Manual | 1 | Table | Incandescent |  | Standard A Lamp | 1 | 60 | Bedroom | 2454710 | Bedroom | 0.02845%
24547 | 11 | 1 |  | Manual | 4 | Ceiling Fixture | Incandescent |  | Standard A Lamp | 1 | 60 | Garage | 2454711 | Garage | 0.02845%
24547 | 11 | 2 |  | Manual | 2 | Garage door opener | Incandescent |  | Clear | 2 | 40 | Garage | 2454711 | Garage | 0.02845%
24547 | 12 | 1 |  | Manual | 2 | Ceiling Fixture | Incandescent |  | Standard A Lamp | 1 | 60 | Other | 2454712 | Other | 0.02845%
24550 | 1 | 1 |  | Manual | 1 | Wall Mount | Incandescent |  | Standard A Lamp | 4 | 60 | Bathroom | 245501 | Bathroom | 0.2054%
24550 | 2 | 1 |  | Manual | 1 | Ceiling Fixture | Incandescent |  | Standard A Lamp | 2 | 60 | Hall | 245502 | Hall | 0.2054%
24550 | 3 | 1 |  | Manual | 2 | Ceiling Fixture | Incandescent |  | Standard A Lamp | 1 | 65 | Garage | 245503 | Garage | 0.2054%
24550 | 4 | 1 |  | Manual | 1 | Recessed Can | Incandescent |  | Reflector | 1 | 65 | Hall | 245504 | Hall | 0.2054%
24550 | 5 | 1 |  | Manual | 1 | Chandelier (Hanging) | Incandescent |  | Globe | 1 | 100 | Kitchen | 245505 | Kitchen | 0.2054%
24550 | 5 | 2 |  | Manual | 3 | Recessed Can | Incandescent |  | Reflector | 1 | 65 | Kitchen | 245505 | Kitchen | 0.2054%
24550 | 6 | 1 |  | Manual | 1 | Table | Incandescent |  | 3-Way Incandescent | 1 | 100 | Living Room | 245506 | Living Room | 0.2054%
24550 | 6 | 2 |  | Manual | 1 | Table | Compact Fluorescent |  | Twist | 1 | 22 | Living Room | 245506 | Living Room | 0.2054%
24550 | 6 | 3 |  | Manual | 1 | Floor lamp | Incandescent |  | Standard A Lamp | 4 | 90 | Living Room | 245506 | Living Room | 0.2054%
24550 | 6 | 4 |  | Manual | 1 | Recessed Can | Incandescent |  | Reflector | 1 | 65 | Living Room | 245506 | Living Room | 0.2054%
24550 | 7 | 1 |  | Manual | 1 | Ceiling Fan | Incandescent |  | Standard A Lamp | 3 | 60 | Master Bedroom | 245507 | Master Bedroom | 0.2054%
24550 | 7 | 2 |  | Manual | 2 | Table | Incandescent |  | Standard A Lamp | 1 | 100 | Master Bedroom | 245507 | Master Bedroom | 0.2054%
24550 | 7 | 3 |  | Manual | 1 | Table | Incandescent |  | Standard A Lamp | 1 | 40 | Master Bedroom | 245507 | Master Bedroom | 0.2054%
24550 | 7 | 4 |  | Manual | 1 | Table | Incandescent |  | Standard A Lamp | 1 | 150 | Master Bedroom | 245507 | Master Bedroom | 0.2054%
24550 | 8 | 1 |  | Manual | 1 | Wall Mount | Incandescent |  | Standard A Lamp | 4 | 40 | Bathroom | 245508 | Bathroom | 0.2054%
24550 | 9 | 1 |  | Manual | 1 | Recessed Can | Incandescent |  | Reflector | 1 | 60 | Closet | 245509 | Closet | 0.2054%
24550 | 10 | 1 |  | Manual | 1 | Ceiling Fixture | Incandescent |  | Standard A Lamp | 2 | 75 | Office | 2455010 | Office | 0.2054%
24550 | 10 | 2 |  | Manual | 1 | Floor lamp | Compact Fluorescent |  | Twist | 1 | 28 | Office | 2455010 | Office | 0.2054%
24550 | 11 | 1 |  | Manual | 1 | Ceiling Fixture | Incandescent |  | Standard A Lamp | 3 | 65 | Bedroom | 2455011 | Bedroom | 0.2054%
24551 | 1 | 1 |  | Manual | 2 | Chandelier (Hanging) | Incandescent |  | Standard A Lamp | 1 | 65 | Bathroom | 245511 | Bathroom | 0.05296%
24551 | 1 | 2 |  | Manual | 1 | Ceiling Fixture | Incandescent |  | Standard A Lamp | 1 | 60 | Bathroom | 245511 | Bathroom | 0.05296%
24551 | 2 | 1 |  | Manual | 1 | Ceiling Fixture | Compact Fluorescent |  | A shape bulb | 1 | 22 | Bedroom | 245512 | Bedroom | 0.05296%
24551 | 2 | 2 |  | Manual | 1 | Table | Compact Fluorescent |  | Twist | 1 | 7 | Bedroom | 245512 | Bedroom | 0.05296%
24551 | 3 | 1 |  | Manual | 1 | Ceiling Fixture | Incandescent |  | Standard A Lamp | 1 | 60 | Bedroom | 245513 | Bedroom | 0.05296%
24551 | 4 | 1 |  | Manual | 1 | Ceiling Fixture | Incandescent |  | Standard A Lamp | 1 | 100 | Closet | 245514 | Closet | 0.05296%
24551 | 5 | 1 |  | Manual | 3 | Ceiling Fixture | Linear Fluorescent | 48 | T-8 | 2 | 32 | Other | 245515 | Other | 0.05296%
24551 | 6 | 1 |  | Manual | 1 | Ceiling Fixture | Incandescent |  | Standard A Lamp | 4 | 100 | Office | 245516 | Office | 0.05296%
24551 | 7 | 1 |  | Manual | 2 | Ceiling Fixture | Incandescent |  | Standard A Lamp | 1 | 60 | Family Room | 245517 | Family Room | 0.05296%
24551 | 8 | 1 |  | Manual | 1 | Ceiling Fixture | Incandescent |  | Standard A Lamp | 2 | 60 | Other | 245518 | Other | 0.05296%
24551 | 9 | 1 |  | Manual | 1 | Chandelier (Hanging) | Compact Fluorescent |  | Twist | 9 | 22 | Dining Room | 245519 | Dining Room | 0.05296%
24551 | 10 | 1 |  | Manual | 3 | Recessed Can | Compact Fluorescent |  | Twist | 1 | 28 | Hall | 2455110 | Hall | 0.05296%
24551 | 11 | 1 |  | Manual | 3 | Chandelier (Hanging) | Compact Fluorescent |  | Twist | 2 | 22 | Kitchen | 2455111 | Kitchen | 0.05296%
24551 | 12 | 1 |  | Manual | 1 | Floor lamp | Compact Fluorescent |  | Twist | 1 | 28 | Living Room | 2455112 | Living Room | 0.05296%
24551 | 12 | 2 |  | Manual | 1 | Table | Compact Fluorescent |  | Twist | 1 | 15 | Living Room | 2455112 | Living Room | 0.05296%
24551 | 12 | 3 |  | Manual | 1 | Ceiling Fixture | Compact Fluorescent |  | Reflector | 2 | 28 | Living Room | 2455112 | Living Room | 0.05296%
24551 | 13 | 1 |  | Manual | 2 | Wall Mount | Compact Fluorescent |  | Twist | 3 | 15 | Bathroom | 2455113 | Bathroom | 0.05296%
24551 | 13 | 2 |  | Manual | 1 | Recessed Can | Incandescent |  | Heat Lamp | 1 | 125 | Bathroom | 2455113 | Bathroom | 0.05296%
24551 | 14 | 1 |  | Manual | 1 | Ceiling Fixture | Compact Fluorescent |  | Twist | 3 | 22 | Master Bedroom | 2455114 | Master Bedroom | 0.05296%
24553 | 1 | 1 |  | Manual | 1 | Wall Mount | Incandescent |  | Standard A Lamp | 1 | 75 | Bathroom | 245531 | Bathroom | 0.04784%
24553 | 1 | 2 |  | Manual | 1 | Wall Mount | Compact Fluorescent |  | Twist | 1 | 15 | Bathroom | 245531 | Bathroom | 0.04784%
24553 | 2 | 1 |  | Manual | 1 | Ceiling Fixture | Incandescent |  | Standard A Lamp | 1 | 75 | Bedroom | 245532 | Bedroom | 0.04784%
24553 | 2 | 2 |  | Manual | 1 | Table | Incandescent |  | Standard A Lamp | 1 | 75 | Bedroom | 245532 | Bedroom | 0.04784%
24553 | 3 | 1 |  | Manual | 1 | Ceiling Fixture | Incandescent |  | Standard A Lamp | 1 | 75 | Bedroom | 245533 | Bedroom | 0.04784%
24553 | 4 | 1 |  | Manual | 1 | Ceiling Fan | Compact Fluorescent |  | Twist | 2 | 22 | Dining Room | 245534 | Dining Room | 0.04784%
24553 | 4 | 2 |  | Dimmer | 1 | Chandelier (Hanging) | Incandescent |  | Standard A Lamp | 1 | 75 | Dining Room | 245534 | Dining Room | 0.04784%
24553 | 5 | 1 |  | Manual | 1 | Ceiling Fixture | Incandescent |  | Standard A Lamp | 1 | 75 | Family Room | 245535 | Family Room | 0.04784%
24553 | 5 | 2 |  | Manual | 1 | Table | Compact Fluorescent |  | Twist | 1 | 22 | Family Room | 245535 | Family Room | 0.04784%
24553 | 6 | 1 |  | Manual | 3 | Ceiling Fixture | Incandescent |  | Standard A Lamp | 1 | 100 | Garage | 245536 | Garage | 0.04784%
24553 | 6 | 2 |  | Manual | 1 | Ceiling Fixture | Linear Fluorescent | 48 | T-12 | 2 | 40 | Garage | 245536 | Garage | 0.04784%
24553 | 7 | 1 |  | Manual | 2 | Ceiling Fixture | Incandescent |  | Standard A Lamp | 2 | 75 | Kitchen | 245537 | Kitchen | 0.04784%
24553 | 8 | 1 |  | Manual | 1 | Ceiling Fixture | Incandescent |  | Decorative | 3 | 40 | Laundry Room | 245538 | Laundry Room | 0.04784%
24553 | 9 | 1 |  | Manual | 2 | Ceiling Fixture | Incandescent |  | Standard A Lamp | 2 | 75 | Master Bedroom | 245539 | Master Bedroom | 0.04784%
24553 | 9 | 2 |  | Manual | 1 | Table | Incandescent |  | Standard A Lamp | 1 | 75 | Master Bedroom | 245539 | Master Bedroom | 0.04784%
24553 | 9 | 3 |  | Manual | 1 | Floor lamp | Compact Fluorescent |  | Twist | 1 | 15 | Master Bedroom | 245539 | Master Bedroom | 0.04784%
24553 | 9 | 4 |  | Manual | 1 | Table | Compact Fluorescent |  | Twist | 1 | 15 | Master Bedroom | 245539 | Master Bedroom | 0.04784%
24553 | 10 | 1 |  | Motion | 1 | Wall Mount | Incandescent |  | Standard A Lamp | 1 | 75 | Other | 2455310 | Other | 0.04784%
24553 | 10 | 2 |  | Motion | 1 | Wall Mount | Compact Fluorescent |  | Reflector | 1 | 22 | Other | 2455310 | Other | 0.04784%
24553 | 11 | 1 |  | Manual | 1 | Wall Mount | Incandescent |  | Standard A Lamp | 1 | 75 | Closet | 2455311 | Closet | 0.04784%
24553 | 12 | 1 |  | Manual | 1 | Ceiling Fixture | Incandescent |  | Standard A Lamp | 2 | 75 | Other | 2455312 | Other | 0.04784%
24553 | 13 | 1 |  | Manual | 1 | Ceiling Fixture | Incandescent |  | Standard A Lamp | 1 | 100 | Other | 2455313 | Other | 0.04784%
24559 | 1 | 1 |  | Manual | 1 | Ceiling Fixture | Incandescent |  | Standard A Lamp | 3 | 60 | Bathroom | 245591 | Bathroom | 0.05296%
24559 | 1 | 2 |  | Manual | 1 | Wall Mount | Incandescent |  | Globe | 6 | 40 | Bathroom | 245591 | Bathroom | 0.05296%
24559 | 2 | 1 |  | Manual | 1 | Ceiling Fixture | Incandescent |  | Standard A Lamp | 1 | 40 | Bedroom | 245592 | Bedroom | 0.05296%
24559 | 2 | 2 |  | Manual | 1 | Ceiling Fan | Incandescent |  | Decorative | 4 | 60 | Bedroom | 245592 | Bedroom | 0.05296%
24559 | 2 | 3 |  | Manual | 2 | Table | Incandescent |  | 3-Way Incandescent | 1 | 70 | Bedroom | 245592 | Bedroom | 0.05296%
24559 | 3 | 1 |  | Manual | 1 | Ceiling Fan | Incandescent |  | Decorative | 4 | 60 | Bedroom | 245593 | Bedroom | 0.05296%
24559 | 4 | 1 |  | Manual | 1 | Ceiling Fan | Incandescent |  | Standard A Lamp | 1 | 60 | Bathroom | 245594 | Bathroom | 0.05296%
24559 | 4 | 2 |  | Manual | 1 | Wall Mount | Incandescent |  | Globe | 5 | 40 | Bathroom | 245594 | Bathroom | 0.05296%
24559 | 5 | 1 |  | Manual | 1 | Ceiling Fixture | Incandescent |  | Standard A Lamp | 1 | 60 | Closet | 245595 | Closet | 0.05296%
24559 | 6 | 1 |  | Manual | 1 | Chandelier (Hanging) | Incandescent |  | Standard A Lamp | 5 | 40 | Dining Room | 245596 | Dining Room | 0.05296%
24559 | 7 | 1 |  | Manual | 1 | Ceiling Fixture | Linear Fluorescent | 48 | T-12 | 2 | 40 | Bathroom | 245597 | Bathroom | 0.05296%
24559 | 7 | 2 |  | Manual | 2 | Wall Mount | Incandescent |  | Globe | 3 | 40 | Bathroom | 245597 | Bathroom | 0.05296%
24559 | 8 | 1 |  | Manual | 1 | Ceiling Fixture | Incandescent |  | Standard A Lamp | 1 | 40 | Bedroom | 245598 | Bedroom | 0.05296%
24559 | 9 | 1 |  | Manual | 1 | Ceiling Fixture | Incandescent |  | Standard A Lamp | 2 | 60 | Bedroom | 245599 | Bedroom | 0.05296%
24559 | 10 | 1 |  | Manual | 12 | Ceiling Fixture | Linear Fluorescent | 24 | T-12 | 2 | 20 | Family Room | 2455910 | Family Room | 0.05296%
24559 | 10 | 2 |  | Manual | 4 | Table | Incandescent |  | Standard A Lamp | 1 | 70 | Family Room | 2455910 | Family Room | 0.05296%
24559 | 11 | 1 |  | Manual | 1 | Ceiling Fixture | Linear Fluorescent | 48 | T-12 | 2 | 32 | Other | 2455911 | Other | 0.05296%
24559 | 12 | 1 |  | Manual | 1 | Ceiling Fixture | Incandescent |  | Standard A Lamp | 1 | 100 | Other | 2455912 | Other | 0.05296%
24559 | 13 | 1 |  | Manual | 1 | Ceiling Fixture | Linear Fluorescent | 48 | T-12 | 2 | 40 | Garage | 2455913 | Garage | 0.05296%
24559 | 13 | 2 |  | Manual | 2 | Ceiling Fixture | Incandescent |  | Standard A Lamp | 1 | 100 | Garage | 2455913 | Garage | 0.05296%
24559 | 14 | 1 |  | Manual | 1 | Ceiling Fixture | Incandescent |  | Standard A Lamp | 1 | 60 | Hall | 2455914 | Hall | 0.05296%
24559 | 15 | 1 |  | Manual | 1 | Ceiling Fixture | Linear Fluorescent | 48 | T-12 | 2 | 45 | Kitchen | 2455915 | Kitchen | 0.05296%
24559 | 15 | 2 |  | Manual | 2 | Wall Mount | Incandescent |  | Standard A Lamp | 1 | 40 | Kitchen | 2455915 | Kitchen | 0.05296%
24559 | 15 | 3 |  | Manual | 1 | Chandelier (Hanging) | Compact Fluorescent |  | Twist | 3 | 22 | Kitchen | 2455915 | Kitchen | 0.05296%
24559 | 16 | 1 |  | Manual | 1 | Ceiling Fixture | Incandescent |  | Standard A Lamp | 1 | 100 | Laundry Room | 2455916 | Laundry Room | 0.05296%
24559 | 17 | 1 |  | Manual | 4 | Table | Incandescent |  | 3-Way Incandescent | 1 | 70 | Living Room | 2455917 | Living Room | 0.05296%
24559 | 17 | 2 |  | Manual | 1 | Floor lamp | Incandescent |  | 3-Way Incandescent | 1 | 70 | Living Room | 2455917 | Living Room | 0.05296%
24559 | 17 | 3 |  | Manual | 2 | Ceiling Fixture | Incandescent |  | Standard A Lamp | 1 | 40 | Living Room | 2455917 | Living Room | 0.05296%
24563 | 1 | 1 |  | Manual | 1 | Wall Mount | Compact Fluorescent |  | Twist | 4 | 15 | Bathroom | 245631 | Bathroom | 0.09408%
24563 | 2 | 1 |  | Manual | 1 | Ceiling Fixture | Compact Fluorescent |  | Twist | 3 | 15 | Bedroom | 245632 | Bedroom | 0.09408%
24563 | 3 | 1 |  | Manual | 1 | Chandelier (Hanging) | Incandescent |  | Clear | 3 | 40 | Bedroom | 245633 | Bedroom | 0.09408%
24563 | 3 | 2 |  | Manual | 2 | Table | Incandescent |  | Standard A Lamp | 1 | 60 | Bedroom | 245633 | Bedroom | 0.09408%
24563 | 4 | 1 |  | Dimmer | 1 | Chandelier (Hanging) | Incandescent |  | Standard A Lamp | 4 | 60 | Dining Room | 245634 | Dining Room | 0.09408%
24563 | 5 | 1 |  | Manual | 2 | Table | Incandescent |  | 3-Way Incandescent | 1 | 75 | Family Room | 245635 | Family Room | 0.09408%
24563 | 5 | 2 |  | Manual | 2 | Table | Incandescent |  | Decorative | 2 | 25 | Family Room | 245635 | Family Room | 0.09408%
24563 | 5 | 3 |  | Manual | 1 | Floor lamp | Incandescent |  | Standard A Lamp | 1 | 75 | Family Room | 245635 | Family Room | 0.09408%
24563 | 6 | 1 |  | Manual | 1 | Ceiling Fixture | Incandescent |  | Clear | 4 | 25 | Hall | 245636 | Hall | 0.09408%
24563 | 6 | 2 |  | Manual | 1 | Track | Incandescent |  | Reflector | 3 | 40 | Hall | 245636 | Hall | 0.09408%
24563 | 6 | 3 |  | Manual | 2 | Ceiling Fixture | Incandescent |  | Standard A Lamp | 1 | 60 | Hall | 245636 | Hall | 0.09408%
24563 | 7 | 1 |  | Manual | 3 | Ceiling Fixture | Linear Fluorescent | 48 | T-12 | 2 | 40 | Kitchen | 245637 | Kitchen | 0.09408%
24563 | 8 | 1 |  | Manual | 1 | Ceiling Fixture | Incandescent |  | Standard A Lamp | 1 | 40 | Laundry Room | 245638 | Laundry Room | 0.09408%
24563 | 9 | 2 |  | Manual | 2 | Table | Compact Fluorescent |  | Twist | 1 | 15 | Living Room | 245639 | Living Room | 0.09408%
24563 | 10 | 1 |  | Manual | 5 | Wall Mount | Compact Fluorescent |  | A shape bulb | 5 | 15 | Bathroom | 2456310 | Bathroom | 0.09408%
24563 | 11 | 1 |  | Manual | 1 | Ceiling Fixture | Compact Fluorescent |  | Twist | 1 | 15 | Master Bedroom | 2456311 | Master Bedroom | 0.09408%
24563 | 11 | 2 |  | Manual | 2 | Table | Compact Fluorescent |  | Twist | 1 | 15 | Master Bedroom | 2456311 | Master Bedroom | 0.09408%
24563 | 12 | 1 |  | Manual | 3 | Ceiling Fixture | Linear Fluorescent | 48 | T-12 | 2 | 40 | Garage | 2456312 | Garage | 0.09408%
24572 | 1 | 1 |  | Manual | 1 | Ceiling Fixture | Incandescent |  | Standard A Lamp | 2 | 60 | Living Room | 245721 | Living Room | 0.1084%
24572 | 1 | 2 |  | Manual | 1 | Floor lamp | Incandescent |  | 3-Way Incandescent | 1 | 100 | Living Room | 245721 | Living Room | 0.1084%
24572 | 2 | 1 |  | Manual | 2 | Ceiling Fixture | Incandescent |  | Standard A Lamp | 2 | 60 | Dining Room | 245722 | Dining Room | 0.1084%
24572 | 3 | 1 |  | Manual | 1 | Ceiling Fixture | Incandescent |  | Standard A Lamp | 2 | 60 | Kitchen | 245723 | Kitchen | 0.1084%
24572 | 3 | 2 |  | Manual | 1 | Other | Incandescent |  | Standard A Lamp | 1 | 40 | Kitchen | 245723 | Kitchen | 0.1084%
24572 | 4 | 1 |  | Manual | 1 | Ceiling Fixture | Incandescent |  | Standard A Lamp | 1 | 60 | Hall | 245724 | Hall | 0.1084%
24572 | 5 | 1 |  | Manual | 1 | Ceiling Fixture | Incandescent |  | Standard A Lamp | 1 | 60 | Bedroom | 245725 | Bedroom | 0.1084%
24572 | 5 | 2 |  | Manual | 1 | Table | Incandescent |  | Clear | 1 | 40 | Bedroom | 245725 | Bedroom | 0.1084%
24572 | 6 | 1 |  | Manual | 1 | Wall Mount | Compact Fluorescent |  | Twist | 3 | 15 | Bathroom | 245726 | Bathroom | 0.1084%
24572 | 7 | 1 |  | Manual | 1 | Ceiling Fixture | Incandescent |  | Standard A Lamp | 1 | 60 | Bedroom | 245727 | Bedroom | 0.1084%
24572 | 8 | 1 |  | Manual | 1 | Ceiling Fixture | Incandescent |  | Standard A Lamp | 1 | 60 | Bedroom | 245728 | Bedroom | 0.1084%
24594 | 1 | 1 |  | Manual | 1 | Ceiling Fixture | Incandescent |  | Globe | 1 | 60 | Other | 245941 | Other | 0.04008%
24594 | 1 | 2 |  | Manual | 3 | Ceiling Fixture | Compact Fluorescent |  | Twist | 1 | 22 | Other | 245941 | Other | 0.04008%
24594 | 2 | 1 |  | Manual | 1 | Ceiling Fixture | Incandescent |  | Standard A Lamp | 1 | 60 | Bathroom | 245942 | Bathroom | 0.04008%
24594 | 2 | 2 |  | Manual | 1 | Wall Mount | Incandescent |  | Standard A Lamp | 1 | 60 | Bathroom | 245942 | Bathroom | 0.04008%
24594 | 3 | 1 |  | Manual | 1 | Ceiling Fixture | Incandescent |  | Standard A Lamp | 1 | 60 | Laundry Room | 245943 | Laundry Room | 0.04008%
24594 | 3 | 2 |  | Manual | 1 | Wall Mount | Incandescent |  | Standard A Lamp | 1 | 60 | Laundry Room | 245943 | Laundry Room | 0.04008%
24594 | 4 | 1 |  | Manual | 1 | Chandelier (Hanging) | Incandescent |  | Standard A Lamp | 1 | 60 | Bathroom | 245944 | Bathroom | 0.04008%
24594 | 4 | 2 |  | Manual | 2 | Table | Incandescent |  | Standard A Lamp | 1 | 40 | Bathroom | 245944 | Bathroom | 0.04008%
24594 | 5 | 1 |  | Manual | 1 | Chandelier (Hanging) | Incandescent |  | Standard A Lamp | 1 | 60 | Family Room | 245945 | Family Room | 0.04008%
24594 | 5 | 2 |  | Manual | 1 | Floor lamp | Incandescent |  | Decorative | 1 | 75 | Family Room | 245945 | Family Room | 0.04008%
24594 | 5 | 3 |  | Manual | 1 | Floor lamp | Incandescent |  | Standard A Lamp | 1 | 15 | Family Room | 245945 | Family Room | 0.04008%
24594 | 5 | 4 |  | Manual | 1 | Table | Incandescent |  | Standard A Lamp | 1 | 60 | Family Room | 245945 | Family Room | 0.04008%
24594 | 5 | 5 |  | Manual | 1 | Floor lamp | Incandescent |  | Standard A Lamp | 1 | 60 | Family Room | 245945 | Family Room | 0.04008%
24594 | 6 | 1 |  | Manual | 1 | Ceiling Fixture | Compact Fluorescent |  | Twist | 1 | 22 | Hall | 245946 | Hall | 0.04008%
24594 | 6 | 2 |  | Manual | 1 | Ceiling Fixture | Compact Fluorescent |  | Twist | 1 | 15 | Hall | 245946 | Hall | 0.04008%
24594 | 7 | 1 |  | Manual | 2 | Recessed Can | Incandescent |  | Reflector | 1 | 65 | Kitchen | 245947 | Kitchen | 0.04008%
24594 | 7 | 2 |  | Manual | 3 | Recessed Can | Linear Fluorescent | 48 | T-8 | 1 | 32 | Kitchen | 245947 | Kitchen | 0.04008%
24594 | 8 | 1 |  | Manual | 1 | Floor lamp | Incandescent |  | 3-Way Incandescent | 1 | 100 | Living Room | 245948 | Living Room | 0.04008%
24594 | 8 | 2 |  | Dimmer | 1 | Chandelier (Hanging) | Incandescent |  | Decorative | 1 | 40 | Living Room | 245948 | Living Room | 0.04008%
24594 | 8 | 3 |  | Manual | 1 | Floor lamp | Incandescent |  | Decorative | 2 | 40 | Living Room | 245948 | Living Room | 0.04008%
24594 | 8 | 4 |  | Manual | 1 | Floor lamp | Compact Fluorescent |  | Twist | 1 | 7 | Living Room | 245948 | Living Room | 0.04008%
24594 | 8 | 5 |  | Manual | 1 | Table | Incandescent |  | 3-Way Incandescent | 1 | 75 | Living Room | 245948 | Living Room | 0.04008%
24594 | 8 | 6 |  | Manual | 1 | Floor lamp | Incandescent |  | Decorative | 3 | 40 | Living Room | 245948 | Living Room | 0.04008%
24594 | 8 | 7 |  | Manual | 1 | Wall Mount | Incandescent |  | Standard A Lamp | 1 | 60 | Living Room | 245948 | Living Room | 0.04008%
24594 | 9 | 1 |  | Manual | 1 | Ceiling Fixture | Incandescent |  | Standard A Lamp | 1 | 60 | Bathroom | 245949 | Bathroom | 0.04008%
24594 | 10 | 1 |  | Manual | 1 | Table | Incandescent |  | 3-Way Incandescent | 1 | 100 | Bedroom | 2459410 | Bedroom | 0.04008%
24594 | 10 | 2 |  | Manual | 1 | Table | Incandescent |  | Standard A Lamp | 1 | 75 | Bedroom | 2459410 | Bedroom | 0.04008%
24594 | 10 | 3 |  | Manual | 1 | Track | Halogen |  | MR | 1 | 75 | Bedroom | 2459410 | Bedroom | 0.04008%
24594 | 10 | 4 |  | Manual | 1 | Ceiling Fan | Incandescent |  | Standard A Lamp | 3 | 60 | Bedroom | 2459410 | Bedroom | 0.04008%
24594 | 11 | 1 |  | Manual | 1 | Track | Halogen |  | MR | 4 | 75 | Office | 2459411 | Office | 0.04008%
24594 | 12 | 1 |  | Manual | 1 | Ceiling Fixture | Incandescent |  | Globe | 1 | 60 | Other | 2459412 | Other | 0.04008%
24594 | 12 | 2 |  | Manual | 1 | Table | Incandescent |  | Standard A Lamp | 1 | 60 | Other | 2459412 | Other | 0.04008%
24607 | 1 | 1 |  | Manual | 2 | Ceiling Fixture | Incandescent |  | Standard A Lamp | 1 | 100 | Garage | 246071 | Garage | 0.02963%
24607 | 2 | 1 |  | Manual | 2 | Ceiling Fixture | Incandescent |  | Standard A Lamp | 2 | 60 | Kitchen | 246072 | Kitchen | 0.02963%
24607 | 2 | 2 |  | Manual | 1 | Chandelier (Hanging) | Incandescent |  | Decorative | 5 | 60 | Kitchen | 246072 | Kitchen | 0.02963%
24607 | 2 | 3 |  | Manual | 1 | Ceiling Fixture | Incandescent |  | Standard A Lamp | 3 | 60 | Kitchen | 246072 | Kitchen | 0.02963%
24607 | 2 | 4 |  | Manual | 1 | Ceiling Fixture | Incandescent |  | Standard A Lamp | 1 | 60 | Kitchen | 246072 | Kitchen | 0.02963%
24607 | 3 | 1 |  | Manual | 1 | Ceiling Fixture | Incandescent |  | Standard A Lamp | 1 | 60 | Bedroom | 246073 | Bedroom | 0.02963%
24607 | 4 | 1 |  | Manual | 1 | Ceiling Fan | Incandescent |  | Standard A Lamp | 1 | 60 | Bedroom | 246074 | Bedroom | 0.02963%
24607 | 5 | 1 |  | Manual | 1 | Ceiling Fixture | Incandescent |  | Standard A Lamp | 1 | 60 | Bathroom | 246075 | Bathroom | 0.02963%
24607 | 5 | 2 |  | Manual | 1 | Wall Mount | Incandescent |  | Decorative | 2 | 40 | Bathroom | 246075 | Bathroom | 0.02963%
24607 | 5 | 3 |  | Photo | 1 | Other | Incandescent |  | Mini base | 1 | 25 | Bathroom | 246075 | Bathroom | 0.02963%
24607 | 6 | 1 |  | Dimmer | 2 | Ceiling Fan | Incandescent |  | Standard A Lamp | 4 | 60 | Living Room | 246076 | Living Room | 0.02963%
24607 | 6 | 2 |  | Manual | 1 | Floor lamp | Incandescent |  | Standard A Lamp | 1 | 100 | Living Room | 246076 | Living Room | 0.02963%
24607 | 7 | 1 |  | Dimmer | 1 | Chandelier (Hanging) | Incandescent |  | Standard A Lamp | 5 | 60 | Bedroom | 246077 | Bedroom | 0.02963%
24607 | 7 | 2 |  | Manual | 1 | Floor lamp | Incandescent |  | Standard A Lamp | 1 | 150 | Bedroom | 246077 | Bedroom | 0.02963%
24607 | 7 | 3 |  | Photo | 1 | Other | Incandescent |  | Mini base | 1 | 25 | Bedroom | 246077 | Bedroom | 0.02963%
24607 | 8 | 1 |  | Manual | 1 | Ceiling Fixture | Incandescent |  | Standard A Lamp | 1 | 60 | Hall | 246078 | Hall | 0.02963%
24614 | 1 | 1 |  | Manual | 1 | Wall Mount | Incandescent |  | Globe | 4 | 40 | Bathroom | 246141 | Bathroom | 0.05169%
24614 | 2 | 1 |  | Manual | 1 | Ceiling Fan | Compact Fluorescent |  | Twist | 1 | 23 | Bedroom | 246142 | Bedroom | 0.05169%
24614 | 3 | 1 |  | Manual | 1 | Floor lamp | Compact Fluorescent |  | Twist | 1 | 13 | Living Room | 246143 | Living Room | 0.05169%
24614 | 4 | 1 |  | Manual | 2 | Ceiling Fixture | Compact Fluorescent |  | Twist | 1 | 23 | Garage | 246144 | Garage | 0.05169%
24614 | 4 | 2 |  | Manual | 1 | Ceiling Fixture | Compact Fluorescent |  | Twist | 1 | 13 | Garage | 246144 | Garage | 0.05169%
24614 | 5 | 1 |  | Manual | 3 | Ceiling Fixture | Compact Fluorescent |  | Twist | 1 | 23 | Hall | 246145 | Hall | 0.05169%
24614 | 6 | 1 |  | Manual | 1 | Ceiling Fixture | Compact Fluorescent |  | Twist | 3 | 9 | Bedroom | 246146 | Bedroom | 0.05169%
24614 | 7 | 1 |  | Manual | 1 | Ceiling Fan | Compact Fluorescent |  | Twist | 2 | 23 | Kitchen | 246147 | Kitchen | 0.05169%
24614 | 7 | 2 |  | Manual | 1 | Chandelier (Hanging) | Compact Fluorescent |  | Twist | 3 | 23 | Kitchen | 246147 | Kitchen | 0.05169%
24614 | 8 | 1 |  | Manual | 1 | Floor lamp | Incandescent |  | Standard A Lamp | 3 | 60 | Living Room | 246148 | Living Room | 0.05169%
24614 | 8 | 2 |  | Manual | 1 | Floor lamp | Compact Fluorescent |  | Twist | 2 | 13 | Living Room | 246148 | Living Room | 0.05169%
24614 | 8 | 3 |  | Manual | 1 | Chandelier (Hanging) | Incandescent |  | Mini base | 1 | 60 | Living Room | 246148 | Living Room | 0.05169%
24614 | 9 | 1 |  | Manual | 1 | Wall Mount | Incandescent |  | Globe | 4 | 40 | Bathroom | 246149 | Bathroom | 0.05169%
24614 | 9 | 2 |  | Manual | 1 | Ceiling Fixture | Compact Fluorescent |  | Twist | 1 | 13 | Bathroom | 246149 | Bathroom | 0.05169%
24614 | 10 | 1 |  | Manual | 1 | Ceiling Fan | Compact Fluorescent |  | Twist | 1 | 23 | Master Bedroom | 2461410 | Master Bedroom | 0.05169%
24614 | 10 | 2 |  | Manual | 2 | Floor lamp | Other |  | LED Interior | 1 | 12 | Master Bedroom | 2461410 | Master Bedroom | 0.05169%
24614 | 11 | 1 |  | Manual | 1 | Ceiling Fixture | Compact Fluorescent |  | Twist | 1 | 13 | Office | 2461411 | Office | 0.05169%
24622 | 1 | 1 |  | Manual | 3 | Ceiling Fixture | Incandescent |  | Standard A Lamp | 1 | 60 | Other | 246221 | Other | 0.05296%
24622 | 2 | 1 |  | Manual | 1 | Wall Mount | Compact Fluorescent |  | Twist | 2 | 22 | Bathroom | 246222 | Bathroom | 0.05296%
24622 | 3 | 1 |  | Manual | 1 | Ceiling Fixture | Compact Fluorescent |  | Twist | 1 | 22 | Bedroom | 246223 | Bedroom | 0.05296%
24622 | 3 | 2 |  | Manual | 1 | Table | Compact Fluorescent |  | Twist | 1 | 22 | Bedroom | 246223 | Bedroom | 0.05296%
24622 | 4 | 1 |  | Manual | 1 | Ceiling Fixture | Compact Fluorescent |  | Twist | 1 | 22 | Hall | 246224 | Hall | 0.05296%
24622 | 5 | 1 |  | Manual | 1 | Ceiling Fixture | Incandescent |  | Standard A Lamp | 1 | 60 | Hall | 246225 | Hall | 0.05296%
24622 | 6 | 1 |  | Dimmer | 1 | Ceiling Fixture | Incandescent |  | Standard A Lamp | 1 | 60 | Kitchen | 246226 | Kitchen | 0.05296%
24622 | 7 | 1 |  | Manual | 1 | Ceiling Fixture | Incandescent |  | Standard A Lamp | 3 | 65 | Living Room | 246227 | Living Room | 0.05296%
24623 | 1 | 1 |  | Manual | 1 | Track | Halogen |  | PAR | 1 | 100 | Other | 246231 | Other | 0.04008%
24623 | 2 | 1 |  | Manual | 1 | Chandelier (Hanging) | Incandescent |  | Standard A Lamp | 5 | 60 | Dining Room | 246232 | Dining Room | 0.04008%
24623 | 3 | 1 |  | Manual | 2 | Chandelier (Hanging) | Incandescent |  | Standard A Lamp | 1 | 60 | Bathroom | 246233 | Bathroom | 0.04008%
24623 | 4 | 1 |  | Manual | 1 | Ceiling Fixture | Incandescent |  | Standard A Lamp | 2 | 60 | Hall | 246234 | Hall | 0.04008%
24623 | 5 | 1 |  | Manual | 2 | Torchiere | Halogen |  | Quartz Tube | 1 | 100 | Family Room | 246235 | Family Room | 0.04008%
24623 | 5 | 2 |  | Manual | 1 | Ceiling Fixture | Incandescent |  | Standard A Lamp | 2 | 60 | Family Room | 246235 | Family Room | 0.04008%
24623 | 6 | 1 |  | Manual | 6 | Ceiling Fixture | Linear Fluorescent | 48 | T-12 | 2 | 40 | Garage | 246236 | Garage | 0.04008%
24623 | 6 | 2 |  | Manual | 1 | Garage door opener | Incandescent |  | Standard A Lamp | 1 | 60 | Garage | 246236 | Garage | 0.04008%
24623 | 7 | 1 |  | Manual | 2 | Chandelier (Hanging) | Incandescent |  | Decorative | 1 | 40 | Kitchen | 246237 | Kitchen | 0.04008%
24623 | 7 | 2 |  | Manual | 6 | Recessed Can | Compact Fluorescent |  | Twist | 1 | 14 | Kitchen | 246237 | Kitchen | 0.04008%
24623 | 7 | 3 |  | Manual | 2 | Recessed Can | Halogen |  | PAR | 1 | 75 | Kitchen | 246237 | Kitchen | 0.04008%
24623 | 7 | 4 |  | Manual | 1 | Chandelier (Hanging) | Compact Fluorescent |  | Twist | 4 | 23 | Kitchen | 246237 | Kitchen | 0.04008%
24623 | 8 | 1 |  | Manual | 1 | Ceiling Fixture | Compact Fluorescent |  | Twist | 2 | 23 | Laundry Room | 246238 | Laundry Room | 0.04008%
24623 | 9 | 1 |  | Manual | 2 | Floor lamp | Incandescent |  | 3-Way Incandescent | 1 | 150 | Living Room | 246239 | Living Room | 0.04008%
24623 | 10 | 1 |  | Manual | 1 | Ceiling Fixture | Incandescent |  | Standard A Lamp | 1 | 60 | Bathroom | 2462310 | Bathroom | 0.04008%
24623 | 11 | 1 |  | Manual | 3 | Chandelier (Hanging) | Incandescent |  | Standard A Lamp | 1 | 60 | Master Bedroom | 2462311 | Master Bedroom | 0.04008%
24623 | 11 | 2 |  | Manual | 1 | Torchiere | Incandescent |  | Decorative | 1 | 40 | Master Bedroom | 2462311 | Master Bedroom | 0.04008%
24623 | 11 | 3 |  | Dimmer | 1 | Ceiling Fan | Incandescent |  | Standard A Lamp | 1 | 60 | Master Bedroom | 2462311 | Master Bedroom | 0.04008%
24623 | 12 | 1 |  | Manual | 1 | Ceiling Fixture | Incandescent |  | Standard A Lamp | 1 | 40 | Closet | 2462312 | Closet | 0.04008%
24623 | 13 | 1 |  | Manual | 2 | Chandelier (Hanging) | Incandescent |  | Standard A Lamp | 1 | 60 | Bathroom | 2462313 | Bathroom | 0.04008%
24623 | 14 | 1 |  | Manual | 1 | Ceiling Fixture | Incandescent |  | Standard A Lamp | 3 | 40 | Bedroom | 2462314 | Bedroom | 0.04008%
24623 | 15 | 1 |  | Manual | 1 | Torchiere | Compact Fluorescent |  | Twist | 1 | 23 | Bedroom | 2462315 | Bedroom | 0.04008%
24623 | 15 | 2 |  | Manual | 1 | Floor lamp | Halogen |  | Quartz Tube | 1 | 100 | Bedroom | 2462315 | Bedroom | 0.04008%
24623 | 16 | 1 |  | Manual | 1 | Floor lamp | Compact Fluorescent |  | Twist | 1 | 23 | Bedroom | 2462316 | Bedroom | 0.04008%
24623 | 17 | 1 |  | Manual | 1 | Ceiling Fixture | Compact Fluorescent |  | Twist | 2 | 23 | Hall | 2462317 | Hall | 0.04008%
24647 | 1 | 1 |  | Manual | 1 | Ceiling Fan | Incandescent |  | Standard A Lamp | 1 | 60 | Living Room | 246471 | Living Room | 0.04732%
24647 | 1 | 2 |  | Manual | 3 | Table | Incandescent |  | Standard A Lamp | 1 | 60 | Living Room | 246471 | Living Room | 0.04732%
24647 | 1 | 3 |  | Manual | 1 | Table | Compact Fluorescent |  | Twist | 1 | 15 | Living Room | 246471 | Living Room | 0.04732%
24647 | 2 | 1 |  | Manual | 1 | Table | Incandescent |  | Standard A Lamp | 1 | 60 | Bedroom | 246472 | Bedroom | 0.04732%
24647 | 3 | 1 |  | Manual | 3 | Ceiling Fixture | Incandescent |  | Standard A Lamp | 1 | 60 | Other | 246473 | Other | 0.04732%
24647 | 4 | 1 |  | Manual | 1 | Ceiling Fixture | Incandescent |  | Standard A Lamp | 1 | 60 | Garage | 246474 | Garage | 0.04732%
24647 | 5 | 1 |  | Manual | 1 | Ceiling Fixture | Incandescent |  | Standard A Lamp | 1 | 60 | Dining Room | 246475 | Dining Room | 0.04732%
24647 | 6 | 1 |  | Manual | 1 | Ceiling Fixture | Incandescent |  | Standard A Lamp | 1 | 60 | Kitchen | 246476 | Kitchen | 0.04732%
24647 | 7 | 1 |  | Manual | 1 | Ceiling Fixture | Incandescent |  | Standard A Lamp | 2 | 60 | Bedroom | 246477 | Bedroom | 0.04732%
24647 | 8 | 1 |  | Manual | 1 | Ceiling Fixture | Incandescent |  | Standard A Lamp | 1 | 60 | Hall | 246478 | Hall | 0.04732%
24647 | 9 | 1 |  | Manual | 1 | Ceiling Fixture | Incandescent |  | Standard A Lamp | 2 | 60 | Bedroom | 246479 | Bedroom | 0.04732%
24647 | 9 | 2 |  | Manual | 1 | Table | Incandescent |  | Standard A Lamp | 1 | 40 | Bedroom | 246479 | Bedroom | 0.04732%
24647 | 10 | 1 |  | Manual | 1 | Ceiling Fixture | Incandescent |  | Standard A Lamp | 1 | 60 | Bathroom | 2464710 | Bathroom | 0.04732%
24647 | 11 | 1 |  | Manual | 1 | Ceiling Fixture | Incandescent |  | Standard A Lamp | 1 | 60 | Hall | 2464711 | Hall | 0.04732%
24647 | 12 | 1 |  | Manual | 1 | Chandelier (Hanging) | Incandescent |  | Standard A Lamp | 1 | 60 | Bedroom | 2464712 | Bedroom | 0.04732%
24655 | 1 | 1 |  | Manual | 1 | Wall Mount | Incandescent |  | Standard A Lamp | 1 | 60 | Bathroom | 246551 | Bathroom | 0.02845%
24655 | 2 | 1 |  | Manual | 1 | Ceiling Fixture | Incandescent |  | Standard A Lamp | 1 | 60 | Bedroom | 246552 | Bedroom | 0.02845%
24655 | 3 | 1 |  | Manual | 1 | Ceiling Fixture | Incandescent |  | Standard A Lamp | 1 | 60 | Bedroom | 246553 | Bedroom | 0.02845%
24655 | 4 | 1 |  | Manual | 1 | Ceiling Fixture | Incandescent |  | Standard A Lamp | 1 | 60 | Kitchen | 246554 | Kitchen | 0.02845%
24655 | 5 | 1 |  | Manual | 1 | Ceiling Fixture | Incandescent |  | Standard A Lamp | 1 | 60 | Laundry Room | 246555 | Laundry Room | 0.02845%
24655 | 6 | 1 |  | Manual | 2 | Chandelier (Hanging) | Incandescent |  | Standard A Lamp | 1 | 60 | Living Room | 246556 | Living Room | 0.02845%
24655 | 7 | 1 |  | Manual | 3 | Ceiling Fixture | Compact Fluorescent |  | Twist | 1 | 15 | Bedroom | 246557 | Bedroom | 0.02845%
24655 | 8 | 1 |  | Manual | 1 | Ceiling Fixture | Incandescent |  | Standard A Lamp | 1 | 60 | Bathroom | 246558 | Bathroom | 0.02845%
24662 | 1 | 1 |  | Manual | 1 | Ceiling Fan | Compact Fluorescent |  | Twist | 3 | 15 | Master Bedroom | 246621 | Master Bedroom | 0.05169%
24662 | 1 | 2 |  | Manual | 2 | Table | Compact Fluorescent |  | Twist | 1 | 15 | Master Bedroom | 246621 | Master Bedroom | 0.05169%
24662 | 2 | 1 |  | Manual | 1 | Ceiling Fan | Compact Fluorescent |  | Circline (Screw Base) | 1 | 22 | Bedroom | 246622 | Bedroom | 0.05169%
24662 | 2 | 2 |  | Manual | 2 | Wall Mount | Incandescent |  | Standard A Lamp | 1 | 40 | Bedroom | 246622 | Bedroom | 0.05169%
24662 | 2 | 3 |  | Manual | 2 | Table | Incandescent |  | Standard A Lamp | 1 | 60 | Bedroom | 246622 | Bedroom | 0.05169%
24662 | 2 | 4 |  | Manual | 1 | Floor lamp | Incandescent |  | 3-Way Incandescent | 1 | 100 | Bedroom | 246622 | Bedroom | 0.05169%
24662 | 3 | 1 |  | Manual | 1 | Ceiling Fixture | Linear Fluorescent | 48 | T-12 | 1 | 40 | Laundry Room | 246623 | Laundry Room | 0.05169%
24662 | 4 | 1 |  | Manual | 1 | Table | Compact Fluorescent |  | Mini base | 3 | 7 | Living Room | 246624 | Living Room | 0.05169%
24662 | 5 | 1 |  | Manual | 2 | Wall Mount | Incandescent |  | Globe | 5 | 40 | Bathroom | 246625 | Bathroom | 0.05169%
24662 | 6 | 1 |  | Manual | 1 | Ceiling Fixture | Incandescent |  | Standard A Lamp | 1 | 60 | Closet | 246626 | Closet | 0.05169%
24662 | 7 | 1 |  | Manual | 1 | Ceiling Fixture | Incandescent |  | Standard A Lamp | 1 | 40 | Closet | 246627 | Closet | 0.05169%
24662 | 8 | 1 |  | Manual | 1 | Ceiling Fixture | Incandescent |  | Decorative | 2 | 40 | Hall | 246628 | Hall | 0.05169%
24662 | 9 | 1 |  | Manual | 1 | Chandelier (Hanging) | Compact Fluorescent |  | Mini base | 5 | 7 | Dining Room | 246629 | Dining Room | 0.05169%
24662 | 9 | 2 |  | Manual | 2 | Wall Mount | Incandescent |  | Mini base | 1 | 25 | Dining Room | 246629 | Dining Room | 0.05169%
24662 | 10 | 1 |  | Manual | 1 | Ceiling Fan | Incandescent |  | Standard A Lamp | 1 | 40 | Kitchen | 2466210 | Kitchen | 0.05169%
24662 | 10 | 2 |  | Manual | 2 | Ceiling Fixture | Linear Fluorescent | 48 | T-12 | 2 | 40 | Kitchen | 2466210 | Kitchen | 0.05169%
24662 | 10 | 3 |  | Manual | 1 | Ceiling Fixture | Compact Fluorescent |  | Mini base | 2 | 7 | Kitchen | 2466210 | Kitchen | 0.05169%
24662 | 11 | 1 |  | Manual | 1 | Ceiling Fixture | Compact Fluorescent |  | Twist | 2 | 15 | Hall | 2466211 | Hall | 0.05169%
24662 | 12 | 1 |  | Manual | 1 | Wall Mount | Compact Fluorescent |  | Twist | 5 | 15 | Bathroom | 2466212 | Bathroom | 0.05169%
24662 | 12 | 2 |  | Manual | 1 | Ceiling Fixture | Incandescent |  | Standard A Lamp | 1 | 40 | Bathroom | 2466212 | Bathroom | 0.05169%
24662 | 13 | 1 |  | Manual | 1 | Ceiling Fixture | Compact Fluorescent |  | Circline (Screw Base) | 1 | 22 | Office | 2466213 | Office | 0.05169%
24662 | 13 | 2 |  | Manual | 1 | Table | Incandescent |  | 3-Way Incandescent | 1 | 100 | Office | 2466213 | Office | 0.05169%
24671 | 1 | 1 |  | Manual | 1 | Wall Mount | Incandescent |  | Globe | 6 | 60 | Bathroom | 246711 | Bathroom | 0.04784%
24671 | 1 | 2 |  | Manual | 1 | Table | Incandescent |  | Decorative | 1 | 40 | Bathroom | 246711 | Bathroom | 0.04784%
24671 | 2 | 1 |  | Manual | 1 | Ceiling Fixture | Incandescent |  | Standard A Lamp | 2 | 60 | Master Bedroom | 246712 | Master Bedroom | 0.04784%
24671 | 3 | 1 |  | Manual | 1 | Ceiling Fixture | Incandescent |  | Standard A Lamp | 2 | 60 | Bathroom | 246713 | Bathroom | 0.04784%
24671 | 4 | 1 |  | Manual | 1 | Garage door opener | Incandescent |  | Standard A Lamp | 2 | 60 | Garage | 246714 | Garage | 0.04784%
24671 | 5 | 1 |  | Manual | 3 | Recessed Can | Compact Fluorescent |  | Reflector | 1 | 15 | Hall | 246715 | Hall | 0.04784%
24671 | 5 | 2 |  | Manual | 2 | Table | Incandescent |  | Standard A Lamp | 1 | 90 | Hall | 246715 | Hall | 0.04784%
24671 | 6 | 1 |  | Manual | 5 | Recessed Can | Compact Fluorescent |  | Reflector | 1 | 15 | Kitchen | 246716 | Kitchen | 0.04784%
24671 | 6 | 2 |  | Manual | 2 | Recessed Can | Incandescent |  | Reflector | 1 | 65 | Kitchen | 246716 | Kitchen | 0.04784%
24671 | 7 | 1 |  | Manual | 5 | Recessed Can | Incandescent |  | Reflector | 1 | 65 | Living Room | 246717 | Living Room | 0.04784%
24671 | 7 | 2 |  | Manual | 2 | Table | Incandescent |  | Standard A Lamp | 1 | 60 | Living Room | 246717 | Living Room | 0.04784%
24671 | 8 | 1 |  | Manual | 1 | Wall Mount | Incandescent |  | Globe | 7 | 60 | Bathroom | 246718 | Bathroom | 0.04784%
24671 | 8 | 2 |  | Manual | 1 | Recessed Can | Incandescent |  | Reflector | 1 | 65 | Bathroom | 246718 | Bathroom | 0.04784%
24671 | 9 | 1 |  | Manual | 2 | Recessed Can | Incandescent |  | Reflector | 1 | 65 | Master Bedroom | 246719 | Master Bedroom | 0.04784%
24671 | 9 | 2 |  | Manual | 2 | Table | Incandescent |  | Standard A Lamp | 2 | 60 | Master Bedroom | 246719 | Master Bedroom | 0.04784%
24671 | 10 | 1 |  | Manual | 1 | Ceiling Fixture | Incandescent |  | Standard A Lamp | 2 | 60 | Closet | 2467110 | Closet | 0.04784%
24672 | 1 | 1 |  | Manual | 1 | Wall Mount | Incandescent |  | Clear | 3 | 60 | Bathroom | 246721 | Bathroom | 0.09408%
24672 | 1 | 2 |  | Manual | 1 | Recessed Can | Incandescent |  | Heat Lamp | 1 | 250 | Bathroom | 246721 | Bathroom | 0.09408%
24672 | 2 | 1 |  | Manual | 1 | Wall Mount | Incandescent |  | Globe | 4 | 40 | Bathroom | 246722 | Bathroom | 0.09408%
24672 | 3 | 1 |  | Manual | 1 | Ceiling Fixture | Incandescent |  | Standard A Lamp | 3 | 60 | Office | 246723 | Office | 0.09408%
24672 | 3 | 2 |  | Manual | 2 | Track | Incandescent |  | Reflector | 3 | 50 | Office | 246723 | Office | 0.09408%
24672 | 3 | 3 |  | Manual | 1 | Table | Incandescent |  | Standard A Lamp | 1 | 60 | Office | 246723 | Office | 0.09408%
24672 | 4 | 1 |  | Manual | 7 | Ceiling Fixture | Compact Fluorescent |  | Twist | 2 | 15 | Family Room | 246724 | Family Room | 0.09408%
24672 | 4 | 2 |  | Manual | 3 | Architectural | Incandescent |  | Decorative | 1 | 25 | Family Room | 246724 | Family Room | 0.09408%
24672 | 5 | 1 |  | Manual | 4 | Ceiling Fixture | Linear Fluorescent | 48 | T-12 | 2 | 40 | Other | 246725 | Other | 0.09408%
24672 | 5 | 2 |  | Manual | 6 | Ceiling Fixture | Incandescent |  | Standard A Lamp | 1 | 60 | Other | 246725 | Other | 0.09408%
24672 | 6 | 1 |  | Manual | 1 | Wall Mount | Incandescent |  | Globe | 3 | 40 | Bathroom | 246726 | Bathroom | 0.09408%
24672 | 7 | 1 |  | Manual | 1 | Ceiling Fixture | Incandescent |  | Standard A Lamp | 2 | 60 | Bedroom | 246727 | Bedroom | 0.09408%
24672 | 7 | 2 |  | Manual | 1 | Table | Incandescent |  | Decorative | 1 | 40 | Bedroom | 246727 | Bedroom | 0.09408%
24672 | 8 | 1 |  | Manual | 1 | Ceiling Fixture | Linear Fluorescent | 48 | T-12 | 2 | 40 | Closet | 246728 | Closet | 0.09408%
24672 | 9 | 1 |  | Manual | 1 | Ceiling Fan | Incandescent |  | Standard A Lamp | 3 | 60 | Master Bedroom | 246729 | Master Bedroom | 0.09408%
24672 | 9 | 2 |  | Manual | 4 | Recessed Can | Incandescent |  | Reflector | 1 | 65 | Master Bedroom | 246729 | Master Bedroom | 0.09408%
24672 | 10 | 1 |  | Manual | 1 | Chandelier (Hanging) | Incandescent |  | Standard A Lamp | 5 | 60 | Dining Room | 2467210 | Dining Room | 0.09408%
24672 | 11 | 1 |  | Manual | 2 | Chandelier (Hanging) | Incandescent |  | Standard A Lamp | 3 | 60 | Kitchen | 2467211 | Kitchen | 0.09408%
24672 | 11 | 2 |  | Manual | 1 | Architectural | Incandescent |  | Standard A Lamp | 2 | 40 | Kitchen | 2467211 | Kitchen | 0.09408%
24672 | 11 | 3 |  | Manual | 5 | Recessed Can | Incandescent |  | Reflector | 1 | 65 | Kitchen | 2467211 | Kitchen | 0.09408%
24672 | 12 | 1 |  | Manual | 4 | Recessed Can | Incandescent |  | Reflector | 1 | 65 | Living Room | 2467212 | Living Room | 0.09408%
24672 | 12 | 2 |  | Manual | 1 | Floor lamp | Incandescent |  | 3-Way Incandescent | 1 | 100 | Living Room | 2467212 | Living Room | 0.09408%
24672 | 13 | 1 |  | Manual | 3 | Chandelier (Hanging) | Incandescent |  | Standard A Lamp | 1 | 60 | Hall | 2467213 | Hall | 0.09408%
24672 | 13 | 2 |  | Manual | 2 | Ceiling Fixture | Incandescent |  | Standard A Lamp | 2 | 60 | Hall | 2467213 | Hall | 0.09408%
24672 | 14 | 1 |  | Manual | 1 | Ceiling Fixture | Incandescent |  | Standard A Lamp | 3 | 60 | Laundry Room | 2467214 | Laundry Room | 0.09408%
24672 | 15 | 1 |  | Manual | 1 | Ceiling Fixture | Incandescent |  | Standard A Lamp | 2 | 60 | Bedroom | 2467215 | Bedroom | 0.09408%
24672 | 15 | 2 |  | Manual | 1 | Table | Incandescent |  | Standard A Lamp | 1 | 60 | Bedroom | 2467215 | Bedroom | 0.09408%
24684 | 1 | 1 |  | Manual | 1 | Ceiling Fixture | Compact Fluorescent |  | Twist | 2 | 23 | Bathroom | 246841 | Bathroom | 0.04732%
24684 | 2 | 1 |  | Manual | 1 | Ceiling Fixture | Incandescent |  | Standard A Lamp | 2 | 100 | Bathroom | 246842 | Bathroom | 0.04732%
24684 | 3 | 1 |  | Manual | 1 | Ceiling Fixture | Incandescent |  | Standard A Lamp | 1 | 100 | Bedroom | 246843 | Bedroom | 0.04732%
24684 | 4 | 1 |  | Manual | 1 | Ceiling Fixture | Compact Fluorescent |  | Twist | 2 | 13 | Bedroom | 246844 | Bedroom | 0.04732%
24684 | 5 | 1 |  | Manual | 1 | Ceiling Fixture | Compact Fluorescent |  | Twist | 2 | 13 | Bedroom | 246845 | Bedroom | 0.04732%
24684 | 5 | 2 |  | Manual | 1 | Floor lamp | Compact Fluorescent |  | Pin base | 1 | 27 | Bedroom | 246845 | Bedroom | 0.04732%
24684 | 6 | 1 |  | Manual | 1 | Ceiling Fixture | Compact Fluorescent |  | Twist | 3 | 13 | Dining Room | 246846 | Dining Room | 0.04732%
24684 | 7 | 1 |  | Manual | 1 | Ceiling Fixture | Compact Fluorescent |  | Twist | 1 | 13 | Hall | 246847 | Hall | 0.04732%
24684 | 8 | 1 |  | Manual | 2 | Ceiling Fixture | Compact Fluorescent |  | Twist | 1 | 13 | Family Room | 246848 | Family Room | 0.04732%
24684 | 9 | 1 |  | Manual | 1 | Ceiling Fixture | Compact Fluorescent |  | Twist | 1 | 27 | Other | 246849 | Other | 0.04732%
24684 | 10 | 1 |  | Manual | 1 | Ceiling Fixture | Compact Fluorescent |  | Twist | 1 | 13 | Hall | 2468410 | Hall | 0.04732%
24684 | 11 | 1 |  | Manual | 1 | Ceiling Fixture | Linear Fluorescent | 48 | T-8 | 4 | 32 | Kitchen | 2468411 | Kitchen | 0.04732%
24684 | 12 | 1 |  | Dimmer | 1 | Ceiling Fan | Incandescent |  | Standard A Lamp | 3 | 100 | Living Room | 2468412 | Living Room | 0.04732%
24684 | 12 | 2 |  | Manual | 1 | Table | Incandescent |  | Standard A Lamp | 1 | 100 | Living Room | 2468412 | Living Room | 0.04732%
24684 | 12 | 3 |  | Manual | 1 | Table | Compact Fluorescent |  | Twist | 1 | 23 | Living Room | 2468412 | Living Room | 0.04732%
24686 | 1 | 1 |  | Manual | 2 | Ceiling Fixture | Incandescent |  | Standard A Lamp | 1 | 60 | Other | 246861 | Other | 0.02845%
24686 | 2 | 1 |  | Manual | 1 | Ceiling Fixture | Compact Fluorescent |  | Twist | 1 | 15 | Bathroom | 246862 | Bathroom | 0.02845%
24686 | 2 | 2 |  | Manual | 1 | Wall Mount | Incandescent |  | Standard A Lamp | 1 | 40 | Bathroom | 246862 | Bathroom | 0.02845%
24686 | 3 | 1 |  | Manual | 1 | Ceiling Fixture | Incandescent |  | Standard A Lamp | 2 | 60 | Bedroom | 246863 | Bedroom | 0.02845%
24686 | 4 | 1 |  | Manual | 1 | Ceiling Fixture | Linear Fluorescent | 60 | T-8 | 2 | 40 | Hall | 246864 | Hall | 0.02845%
24686 | 5 | 1 |  | Manual | 1 | Ceiling Fixture | Linear Fluorescent | 60 | T-5 | 2 | 40 | Kitchen | 246865 | Kitchen | 0.02845%
24686 | 5 | 2 |  | Dimmer | 1 | Ceiling Fixture | Compact Fluorescent |  | Twist | 1 | 15 | Kitchen | 246865 | Kitchen | 0.02845%
24686 | 6 | 1 |  | Manual | 1 | Ceiling Fixture | Compact Fluorescent |  | Twist | 1 | 15 | Laundry Room | 246866 | Laundry Room | 0.02845%
24686 | 7 | 1 |  | Manual | 2 | Chandelier (Hanging) | Incandescent |  | Decorative | 5 | 40 | Living Room | 246867 | Living Room | 0.02845%
24686 | 7 | 2 |  | Manual | 3 | Floor lamp | Compact Fluorescent |  | A shape bulb | 1 | 15 | Living Room | 246867 | Living Room | 0.02845%
24686 | 8 | 1 |  | Manual | 1 | Ceiling Fixture | Incandescent |  | Standard A Lamp | 2 | 60 | Master Bedroom | 246868 | Master Bedroom | 0.02845%
24686 | 9 | 1 |  | Manual | 2 | Ceiling Fixture | Linear Fluorescent | 60 | T-5 | 2 | 40 | Office | 246869 | Office | 0.02845%
24689 | 1 | 1 |  | Manual | 1 | Ceiling Fixture | Incandescent |  | Standard A Lamp | 2 | 60 | Bedroom | 246891 | Bedroom | 0.04732%
24689 | 2 | 1 |  | Manual | 1 | Ceiling Fixture | Incandescent |  | Standard A Lamp | 2 | 60 | Bedroom | 246892 | Bedroom | 0.04732%
24689 | 3 | 1 |  | Manual | 1 | Chandelier (Hanging) | Incandescent |  | Standard A Lamp | 3 | 60 | Hall | 246893 | Hall | 0.04732%
24689 | 4 | 1 |  | Manual | 2 | Ceiling Fixture | Incandescent |  | Standard A Lamp | 2 | 60 | Living Room | 246894 | Living Room | 0.04732%
24689 | 5 | 1 |  | Manual | 1 | Chandelier (Hanging) | Incandescent |  | Clear | 5 | 60 | Dining Room | 246895 | Dining Room | 0.04732%
24689 | 6 | 1 |  | Manual | 1 | Ceiling Fixture | Linear Fluorescent | 48 | T-8 | 2 | 32 | Kitchen | 246896 | Kitchen | 0.04732%
24689 | 7 | 1 |  | Manual | 1 | Ceiling Fan | Incandescent |  | Clear | 2 | 60 | Living Room | 246897 | Living Room | 0.04732%
24689 | 7 | 2 |  | Manual | 2 | Table | Incandescent |  | Clear | 1 | 60 | Living Room | 246897 | Living Room | 0.04732%
24689 | 8 | 1 |  | Manual | 3 | Ceiling Fixture | Compact Fluorescent |  | Twist | 1 | 15 | Garage | 246898 | Garage | 0.04732%
24689 | 8 | 2 |  | Manual | 1 | Garage door opener | Incandescent |  | Standard A Lamp | 1 | 40 | Garage | 246898 | Garage | 0.04732%
24689 | 9 | 1 |  | Manual | 1 | Ceiling Fixture | Incandescent |  | Standard A Lamp | 2 | 60 | Bedroom | 246899 | Bedroom | 0.04732%
24689 | 10 | 1 |  | Manual | 1 | Ceiling Fan | Incandescent |  | Clear | 2 | 60 | Master Bedroom | 2468910 | Master Bedroom | 0.04732%
24689 | 10 | 2 |  | Manual | 2 | Table | Incandescent |  | Standard A Lamp | 1 | 60 | Master Bedroom | 2468910 | Master Bedroom | 0.04732%
24689 | 11 | 1 |  | Manual | 1 | Wall Mount | Incandescent |  | Clear | 4 | 100 | Bathroom | 2468911 | Bathroom | 0.04732%
24689 | 11 | 2 |  | Manual | 1 | Ceiling Fixture | Incandescent |  | Standard A Lamp | 2 | 75 | Bathroom | 2468911 | Bathroom | 0.04732%
24689 | 12 | 1 |  | Manual | 1 | Ceiling Fixture | Incandescent |  | Standard A Lamp | 1 | 75 | Closet | 2468912 | Closet | 0.04732%
24689 | 13 | 1 |  | Manual | 2 | Ceiling Fixture | Incandescent |  | Standard A Lamp | 2 | 60 | Hall | 2468913 | Hall | 0.04732%
24689 | 14 | 1 |  | Manual | 1 | Ceiling Fixture | Incandescent |  | Standard A Lamp | 2 | 60 | Laundry Room | 2468914 | Laundry Room | 0.04732%
24689 | 15 | 1 |  | Manual | 1 | Wall Mount | Incandescent |  | Clear | 3 | 40 | Bathroom | 2468915 | Bathroom | 0.04732%
24689 | 16 | 1 |  | Manual | 1 | Ceiling Fixture | Incandescent |  | Standard A Lamp | 2 | 75 | Family Room | 2468916 | Family Room | 0.04732%
24696 | 1 | 1 |  | Manual | 3 | Ceiling Fixture | Incandescent |  | Standard A Lamp | 1 | 60 | Other | 246961 | Other | 0.05169%
24696 | 2 | 1 |  | Manual | 1 | Wall Mount | Incandescent |  | Globe | 4 | 40 | Bathroom | 246962 | Bathroom | 0.05169%
24696 | 2 | 2 |  | Manual | 1 | Ceiling Fixture | Incandescent |  | Standard A Lamp | 1 | 60 | Bathroom | 246962 | Bathroom | 0.05169%
24696 | 3 | 1 |  | Manual | 1 | Ceiling Fixture | Incandescent |  | Standard A Lamp | 1 | 100 | Bedroom | 246963 | Bedroom | 0.05169%
24696 | 4 | 1 |  | Manual | 1 | Ceiling Fixture | Incandescent |  | Standard A Lamp | 2 | 60 | Bedroom | 246964 | Bedroom | 0.05169%
24696 | 5 | 1 |  | Manual | 1 | Ceiling Fixture | Incandescent |  | Standard A Lamp | 1 | 60 | Closet | 246965 | Closet | 0.05169%
24696 | 6 | 1 |  | Manual | 1 | Ceiling Fan | Incandescent |  | Standard A Lamp | 4 | 60 | Dining Room | 246966 | Dining Room | 0.05169%
24696 | 7 | 1 |  | Manual | 1 | Ceiling Fixture | Incandescent |  | Standard A Lamp | 1 | 100 | Hall | 246967 | Hall | 0.05169%
24696 | 8 | 1 |  | Manual | 5 | Recessed Can | Incandescent |  | Reflector | 1 | 65 | Kitchen | 246968 | Kitchen | 0.05169%
24696 | 8 | 2 |  | Manual | 1 | Architectural | Incandescent |  | Standard A Lamp | 1 | 40 | Kitchen | 246968 | Kitchen | 0.05169%
24696 | 9 | 1 |  | Dimmer | 1 | Ceiling Fixture | Incandescent |  | Standard A Lamp | 2 | 100 | Living Room | 246969 | Living Room | 0.05169%
24696 | 9 | 2 |  | Manual | 2 | Table | Incandescent |  | Standard A Lamp | 1 | 100 | Living Room | 246969 | Living Room | 0.05169%
24696 | 9 | 3 |  | Manual | 1 | Floor lamp | Incandescent |  | 3-Way Incandescent | 1 | 100 | Living Room | 246969 | Living Room | 0.05169%
24699 | 1 | 1 |  | Manual | 1 | Ceiling Fixture | Linear Fluorescent | 48 | T-12 | 4 | 40 | Bathroom | 246991 | Bathroom | 0.02845%
24699 | 2 | 1 |  | Manual | 1 | Ceiling Fixture | Incandescent |  | Standard A Lamp | 2 | 60 | Bedroom | 246992 | Bedroom | 0.02845%
24699 | 3 | 1 |  | Manual | 2 | Ceiling Fixture | Incandescent |  | Standard A Lamp | 1 | 60 | Laundry Room | 246993 | Laundry Room | 0.02845%
24699 | 4 | 1 |  | Manual | 1 | Ceiling Fixture | Incandescent |  | Standard A Lamp | 1 | 60 | Closet | 246994 | Closet | 0.02845%
24699 | 5 | 1 |  | Manual | 2 | Ceiling Fixture | Incandescent |  | Standard A Lamp | 1 | 75 | Hall | 246995 | Hall | 0.02845%
24699 | 6 | 1 |  | Manual | 1 | Ceiling Fixture | Incandescent |  | Standard A Lamp | 1 | 60 | Closet | 246996 | Closet | 0.02845%
24699 | 7 | 1 |  | Manual | 1 | Ceiling Fixture | Incandescent |  | Standard A Lamp | 2 | 60 | Bathroom | 246997 | Bathroom | 0.02845%
24699 | 7 | 2 |  | Manual | 1 | Wall Mount | Incandescent |  | Standard A Lamp | 1 | 60 | Bathroom | 246997 | Bathroom | 0.02845%
24699 | 8 | 1 |  | Manual | 1 | Ceiling Fan | Incandescent |  | Standard A Lamp | 2 | 65 | Bedroom | 246998 | Bedroom | 0.02845%
24699 | 9 | 1 |  | Manual | 1 | Ceiling Fan | Incandescent |  | Standard A Lamp | 1 | 60 | Dining Room | 246999 | Dining Room | 0.02845%
24699 | 10 | 1 |  | Manual | 1 | Wall Mount | Incandescent |  | Standard A Lamp | 1 | 60 | Hall | 2469910 | Hall | 0.02845%
24699 | 11 | 1 |  | Manual | 1 | Ceiling Fixture | Linear Fluorescent | 48 | T-12 | 2 | 40 | Kitchen | 2469911 | Kitchen | 0.02845%
24699 | 12 | 1 |  | Manual | 2 | Table | Incandescent |  | Standard A Lamp | 1 | 60 | Living Room | 2469912 | Living Room | 0.02845%
24706 | 1 | 1 |  | Manual | 1 | Ceiling Fixture | Compact Fluorescent |  | Twist | 1 | 15 | Bedroom | 247061 | Bedroom | 0.04008%
24706 | 1 | 2 |  | Manual | 1 | Table | Incandescent |  | Decorative | 1 | 25 | Bedroom | 247061 | Bedroom | 0.04008%
24706 | 1 | 3 |  | Manual | 1 | Table | Incandescent |  | Standard A Lamp | 1 | 60 | Bedroom | 247061 | Bedroom | 0.04008%
24706 | 2 | 1 |  | Manual | 1 | Ceiling Fixture | Incandescent |  | Standard A Lamp | 1 | 40 | Bathroom | 247062 | Bathroom | 0.04008%
24706 | 3 | 1 |  | Manual | 1 | Ceiling Fixture | Compact Fluorescent |  | Twist | 1 | 15 | Garage | 247063 | Garage | 0.04008%
24706 | 4 | 1 |  | Manual | 1 | Ceiling Fixture | Incandescent |  | Standard A Lamp | 1 | 40 | Kitchen | 247064 | Kitchen | 0.04008%
24706 | 4 | 2 |  | Manual | 1 | Ceiling Fixture | Compact Fluorescent |  | Twist | 1 | 15 | Kitchen | 247064 | Kitchen | 0.04008%
24706 | 5 | 1 |  | Manual | 1 | Ceiling Fixture | Incandescent |  | Standard A Lamp | 1 | 60 | Laundry Room | 247065 | Laundry Room | 0.04008%
24706 | 6 | 1 |  | Manual | 1 | Ceiling Fixture | Incandescent |  | Standard A Lamp | 2 | 40 | Living Room | 247066 | Living Room | 0.04008%
24706 | 6 | 2 |  | Manual | 1 | Track | Incandescent |  | Mini base | 3 | 25 | Living Room | 247066 | Living Room | 0.04008%
24706 | 7 | 1 |  | Manual | 1 | Ceiling Fixture | Incandescent |  | Standard A Lamp | 1 | 40 | Bedroom | 247067 | Bedroom | 0.04008%
24706 | 8 | 1 |  | Manual | 1 | Ceiling Fixture | Incandescent |  | Standard A Lamp | 1 | 40 | Bedroom | 247068 | Bedroom | 0.04008%
24706 | 8 | 2 |  | Manual | 2 | Table | Incandescent |  | Standard A Lamp | 1 | 60 | Bedroom | 247068 | Bedroom | 0.04008%
24706 | 9 | 1 |  | Manual | 1 | Ceiling Fixture | Incandescent |  | Standard A Lamp | 1 | 60 | Hall | 247069 | Hall | 0.04008%
24713 | 1 | 1 |  | Manual | 1 | Ceiling Fixture | Incandescent |  | Standard A Lamp | 1 | 40 | Other | 247131 | Other | 0.04784%
24713 | 2 | 1 |  | Manual | 1 | Ceiling Fixture | Incandescent |  | Standard A Lamp | 1 | 60 | Bedroom | 247132 | Bedroom | 0.04784%
24713 | 2 | 2 |  | Manual | 1 | Torchiere | Incandescent |  | Standard A Lamp | 1 | 150 | Bedroom | 247132 | Bedroom | 0.04784%
24713 | 3 | 1 |  | Manual | 2 | Wall Mount | Incandescent |  | Standard A Lamp | 2 | 60 | Bathroom | 247133 | Bathroom | 0.04784%
24713 | 4 | 1 |  | Manual | 1 | Ceiling Fan | Incandescent |  | Standard A Lamp | 1 | 60 | Bathroom | 247134 | Bathroom | 0.04784%
24713 | 5 | 1 |  | Manual | 1 | Chandelier (Hanging) | Compact Fluorescent |  | Twist | 1 | 15 | Dining Room | 247135 | Dining Room | 0.04784%
24713 | 5 | 2 |  | Manual | 1 | Table | Incandescent |  | Standard A Lamp | 2 | 60 | Dining Room | 247135 | Dining Room | 0.04784%
24713 | 5 | 3 |  | Manual | 1 | Wall Mount | Incandescent |  | Standard A Lamp | 1 | 75 | Dining Room | 247135 | Dining Room | 0.04784%
24713 | 5 | 4 |  | Manual | 2 | Recessed Can | Compact Fluorescent |  | Twist | 1 | 15 | Dining Room | 247135 | Dining Room | 0.04784%
24713 | 6 | 1 |  | Manual | 1 | Ceiling Fixture | Compact Fluorescent |  | Twist | 1 | 15 | Hall | 247136 | Hall | 0.04784%
24713 | 7 | 1 |  | Manual | 1 | Ceiling Fixture | Linear Fluorescent | 44 | T-12 | 2 | 32 | Garage | 247137 | Garage | 0.04784%
24713 | 7 | 2 |  | Manual | 1 | Ceiling Fixture | Incandescent |  | Heat Lamp | 1 | 150 | Garage | 247137 | Garage | 0.04784%
24713 | 7 | 3 |  | Manual | 1 | Ceiling Fixture | Incandescent |  | Standard A Lamp | 1 | 60 | Garage | 247137 | Garage | 0.04784%
24713 | 8 | 1 |  | Manual | 1 | Ceiling Fixture | Incandescent |  | Standard A Lamp | 1 | 60 | Hall | 247138 | Hall | 0.04784%
24713 | 9 | 1 |  | Manual | 1 | Track | Incandescent |  | Standard A Lamp | 1 | 75 | Kitchen | 247139 | Kitchen | 0.04784%
24713 | 9 | 2 |  | Manual | 1 | Track | Compact Fluorescent |  | Twist | 1 | 15 | Kitchen | 247139 | Kitchen | 0.04784%
24713 | 9 | 3 |  | Manual | 1 | Recessed Can | Compact Fluorescent |  | Twist | 1 | 15 | Kitchen | 247139 | Kitchen | 0.04784%
24713 | 10 | 1 |  | Manual | 2 | Table | Incandescent |  | Standard A Lamp | 1 | 60 | Living Room | 2471310 | Living Room | 0.04784%
24713 | 10 | 2 |  | Manual | 1 | Torchiere | Incandescent |  | Standard A Lamp | 1 | 60 | Living Room | 2471310 | Living Room | 0.04784%
24713 | 10 | 3 |  | Manual | 1 | Torchiere | Incandescent |  | Decorative | 1 | 40 | Living Room | 2471310 | Living Room | 0.04784%
24713 | 10 | 4 |  | Manual | 1 | Torchiere | Incandescent |  | Standard A Lamp | 3 | 40 | Living Room | 2471310 | Living Room | 0.04784%
24713 | 11 | 1 |  | Manual | 1 | Ceiling Fixture | Incandescent |  | Standard A Lamp | 2 | 40 | Master Bedroom | 2471311 | Master Bedroom | 0.04784%
24713 | 11 | 2 |  | Manual | 1 | Wall Mount | Incandescent |  | Standard A Lamp | 1 | 40 | Master Bedroom | 2471311 | Master Bedroom | 0.04784%
24713 | 11 | 3 |  | Manual | 1 | Table | Incandescent |  | Standard A Lamp | 1 | 40 | Master Bedroom | 2471311 | Master Bedroom | 0.04784%
24713 | 12 | 1 |  | Manual | 1 | Ceiling Fixture | Incandescent |  | Standard A Lamp | 2 | 60 | Other | 2471312 | Other | 0.04784%
24713 | 12 | 2 |  | Manual | 1 | Table | Incandescent |  | Standard A Lamp | 1 | 40 | Other | 2471312 | Other | 0.04784%
24713 | 13 | 1 |  | Manual | 1 | Ceiling Fixture | Incandescent |  | Mini base | 4 | 25 | Office | 2471313 | Office | 0.04784%
24713 | 13 | 2 |  | Manual | 1 | Table | Incandescent |  | Standard A Lamp | 1 | 60 | Office | 2471313 | Office | 0.04784%
24713 | 13 | 3 |  | Manual | 1 | Table | Compact Fluorescent |  | Twist | 1 | 15 | Office | 2471313 | Office | 0.04784%
24713 | 13 | 4 |  | Manual | 1 | Wall Mount | Incandescent |  | Standard A Lamp | 1 | 40 | Office | 2471313 | Office | 0.04784%
24713 | 14 | 1 |  | Manual | 1 | Table | Incandescent |  | Standard A Lamp | 1 | 60 | Other | 2471314 | Other | 0.04784%
24713 | 15 | 1 |  | Manual | 9 | Ceiling Fixture | Incandescent |  | Standard A Lamp | 2 | 25 | Other | 2471315 | Other | 0.04784%
24713 | 15 | 2 |  | Manual | 3 | Ceiling Fixture | Incandescent |  | Standard A Lamp | 1 | 25 | Other | 2471315 | Other | 0.04784%
24733 | 1 | 1 |  | Manual | 1 | Wall Mount | Incandescent |  | Globe | 6 | 40 | Bathroom | 247331 | Bathroom | 0.1084%
24733 | 2 | 1 |  | Manual | 1 | Recessed Can | Incandescent |  | Reflector | 1 | 65 | Hall | 247332 | Hall | 0.1084%
24733 | 3 | 1 |  | Manual | 2 | Recessed Can | Incandescent |  | Reflector | 1 | 65 | Dining Room | 247333 | Dining Room | 0.1084%
24733 | 4 | 1 |  | Manual | 2 | Wall Mount | Compact Fluorescent |  | A shape bulb | 1 | 22 | Garage | 247334 | Garage | 0.1084%
24733 | 5 | 1 |  | Manual | 1 | Recessed Can | Incandescent |  | Reflector | 1 | 65 | Hall | 247335 | Hall | 0.1084%
24733 | 6 | 1 |  | Manual | 2 | Recessed - other | Linear Fluorescent | 48 | T-12 | 2 | 40 | Kitchen | 247336 | Kitchen | 0.1084%
24733 | 7 | 1 |  | Manual | 3 | Table | Incandescent |  | 3-Way Incandescent | 1 | 150 | Living Room | 247337 | Living Room | 0.1084%
24733 | 8 | 1 |  | Manual | 1 | Wall Mount | Incandescent |  | Globe | 6 | 40 | Bathroom | 247338 | Bathroom | 0.1084%
24733 | 9 | 1 |  | Manual | 1 | Recessed Can | Incandescent |  | Reflector | 1 | 65 | Master Bedroom | 247339 | Master Bedroom | 0.1084%
24733 | 9 | 2 |  | Manual | 2 | Table | Incandescent |  | Standard A Lamp | 1 | 100 | Master Bedroom | 247339 | Master Bedroom | 0.1084%
24740 | 1 | 1 |  | Manual | 1 | Ceiling Fixture | Incandescent |  | Standard A Lamp | 1 | 60 | Bathroom | 247401 | Bathroom | 0.05296%
24740 | 1 | 2 |  | Manual | 1 | Wall Mount | Incandescent |  | Standard A Lamp | 1 | 60 | Bathroom | 247401 | Bathroom | 0.05296%
24740 | 2 | 1 |  | Manual | 1 | Ceiling Fixture | Incandescent |  | Standard A Lamp | 1 | 60 | Bathroom | 247402 | Bathroom | 0.05296%
24740 | 2 | 2 |  | Manual | 1 | Wall Mount | Incandescent |  | Standard A Lamp | 3 | 90 | Bathroom | 247402 | Bathroom | 0.05296%
24740 | 3 | 1 |  | Manual | 1 | Wall Mount | Incandescent |  | Clear | 3 | 25 | Bathroom | 247403 | Bathroom | 0.05296%
24740 | 3 | 2 |  | Manual | 2 | Ceiling Fixture | Incandescent |  | Standard A Lamp | 1 | 65 | Bathroom | 247403 | Bathroom | 0.05296%
24740 | 4 | 1 |  | Manual | 1 | Ceiling Fixture | Incandescent |  | Standard A Lamp | 3 | 60 | Bedroom | 247404 | Bedroom | 0.05296%
24740 | 4 | 2 |  | Manual | 2 | Table | Incandescent |  | Standard A Lamp | 1 | 40 | Bedroom | 247404 | Bedroom | 0.05296%
24740 | 5 | 1 |  | Manual | 1 | Ceiling Fixture | Incandescent |  | Standard A Lamp | 3 | 60 | Bedroom | 247405 | Bedroom | 0.05296%
24740 | 6 | 1 |  | Manual | 2 | Ceiling Fixture | Incandescent |  | Standard A Lamp | 1 | 65 | Hall | 247406 | Hall | 0.05296%
24740 | 7 | 1 |  | Manual | 1 | Track | Incandescent |  | Reflector | 6 | 75 | Family Room | 247407 | Family Room | 0.05296%
24740 | 7 | 2 |  | Manual | 3 | Recessed Can | Incandescent |  | Reflector | 1 | 75 | Family Room | 247407 | Family Room | 0.05296%
24740 | 8 | 1 |  | Photo/motion | 2 | Garage door opener | Incandescent |  | Standard A Lamp | 1 | 60 | Garage | 247408 | Garage | 0.05296%
24740 | 8 | 2 |  | Manual | 3 | Ceiling Fixture | Incandescent |  | Standard A Lamp | 1 | 60 | Garage | 247408 | Garage | 0.05296%
24740 | 9 | 1 |  | Manual | 1 | Ceiling Fixture | Linear Fluorescent | 48 | T-8 | 2 | 32 | Laundry Room | 247409 | Laundry Room | 0.05296%
24740 | 10 | 1 |  | Manual | 1 | Ceiling Fixture | Linear Fluorescent | 48 | T-8 | 2 | 32 | Living Room | 2474010 | Living Room | 0.05296%
24740 | 10 | 2 |  | Manual | 1 | Ceiling Fixture | Incandescent |  | Standard A Lamp | 1 | 60 | Living Room | 2474010 | Living Room | 0.05296%
24740 | 10 | 3 |  | Manual | 1 | Ceiling Fixture | Compact Fluorescent |  | Globe | 2 | 28 | Living Room | 2474010 | Living Room | 0.05296%
24740 | 10 | 4 |  | Manual | 2 | Table | Compact Fluorescent |  | Twist | 1 | 22 | Living Room | 2474010 | Living Room | 0.05296%
24740 | 10 | 5 |  | Manual | 1 | Floor lamp | Compact Fluorescent |  | Twist | 1 | 22 | Living Room | 2474010 | Living Room | 0.05296%
24740 | 11 | 1 |  | Manual | 4 | Table | Incandescent |  | Standard A Lamp | 1 | 90 | Master Bedroom | 2474011 | Master Bedroom | 0.05296%
24740 | 12 | 1 |  | Dimmer | 1 | Chandelier (Hanging) | Incandescent |  | Mini base | 5 | 25 | Other | 2474012 | Other | 0.05296%
24740 | 13 | 1 |  | Manual | 2 | Ceiling Fixture | Incandescent |  | Standard A Lamp | 1 | 60 | Hall | 2474013 | Hall | 0.05296%
24740 | 14 | 1 |  | Manual | 1 | Ceiling Fixture | Incandescent |  | Standard A Lamp | 4 | 60 | Office | 2474014 | Office | 0.05296%
24765 | 1 | 1 |  | Manual | 1 | Ceiling Fixture | Compact Fluorescent |  | Twist | 2 | 22 | Bedroom | 247651 | Bedroom | 0.02845%
24765 | 2 | 1 |  | Manual | 4 | Ceiling Fixture | Linear Fluorescent | 96 | T-12 | 2 | 60 | Garage | 247652 | Garage | 0.02845%
24765 | 2 | 2 |  | Timer | 1 | Garage door opener | Incandescent |  | Standard A Lamp | 1 | 60 | Garage | 247652 | Garage | 0.02845%
24765 | 3 | 1 |  | Manual | 2 | Ceiling Fixture | Linear Fluorescent | 48 | T-12 | 2 | 40 | Dining Room | 247653 | Dining Room | 0.02845%
24765 | 4 | 1 |  | Manual | 1 | Ceiling Fixture | Compact Fluorescent |  | Twist | 1 | 22 | Other | 247654 | Other | 0.02845%
24765 | 5 | 1 |  | Manual | 1 | Ceiling Fixture | Compact Fluorescent |  | Twist | 1 | 22 | Hall | 247655 | Hall | 0.02845%
24765 | 6 | 1 |  | Manual | 2 | Ceiling Fixture | Linear Fluorescent | 48 | T-12 | 2 | 40 | Kitchen | 247656 | Kitchen | 0.02845%
24765 | 7 | 1 |  | Manual | 1 | Ceiling Fixture | Compact Fluorescent |  | Twist | 1 | 22 | Laundry Room | 247657 | Laundry Room | 0.02845%
24765 | 8 | 1 |  | Manual | 1 | Ceiling Fixture | Compact Fluorescent |  | Twist | 5 | 15 | Living Room | 247658 | Living Room | 0.02845%
24765 | 8 | 2 |  | Manual | 2 | Table | Compact Fluorescent |  | Twist | 1 | 15 | Living Room | 247658 | Living Room | 0.02845%
24765 | 9 | 1 |  | Manual | 1 | Ceiling Fixture | Compact Fluorescent |  | Twist | 2 | 15 | Master Bedroom | 247659 | Master Bedroom | 0.02845%
24765 | 10 | 1 |  | Manual | 1 | Ceiling Fixture | Compact Fluorescent |  | Twist | 1 | 22 | Closet | 2476510 | Closet | 0.02845%
24765 | 11 | 1 |  | Manual | 1 | Ceiling Fixture | Compact Fluorescent |  | Twist | 4 | 15 | Office | 2476511 | Office | 0.02845%
24770 | 1 | 1 |  | Manual | 1 | Wall Mount | Incandescent |  | Standard A Lamp | 1 | 60 | Bathroom | 247701 | Bathroom | 0.09408%
24770 | 2 | 2 |  | Manual | 1 | Table | Incandescent |  | Standard A Lamp | 1 | 60 | Bedroom | 247702 | Bedroom | 0.09408%
24770 | 3 | 1 |  | Manual | 1 | Ceiling Fixture | Incandescent |  | Standard A Lamp | 2 | 60 | Bedroom | 247703 | Bedroom | 0.09408%
24770 | 4 | 1 |  | Manual | 1 | Ceiling Fixture | Incandescent |  | Standard A Lamp | 2 | 60 | Bedroom | 247704 | Bedroom | 0.09408%
24770 | 4 | 2 |  | Manual | 1 | Table | Compact Fluorescent |  | Twist | 1 | 15 | Bedroom | 247704 | Bedroom | 0.09408%
24770 | 5 | 1 |  | Manual | 1 | Ceiling Fan | Incandescent |  | Standard A Lamp | 3 | 60 | Other | 247705 | Other | 0.09408%
24770 | 6 | 1 |  | Manual | 3 | Ceiling Fixture | Incandescent |  | Standard A Lamp | 1 | 75 | Garage | 247706 | Garage | 0.09408%
24770 | 6 | 2 |  | Motion | 1 | Garage door opener | Incandescent |  | Standard A Lamp | 1 | 60 | Garage | 247706 | Garage | 0.09408%
24770 | 7 | 1 |  | Manual | 1 | Ceiling Fixture | Incandescent |  | Standard A Lamp | 2 | 60 | Hall | 247707 | Hall | 0.09408%
24770 | 8 | 1 |  | Manual | 1 | Ceiling Fixture | Incandescent |  | Standard A Lamp | 2 | 60 | Hall | 247708 | Hall | 0.09408%
24770 | 9 | 1 |  | Manual | 2 | Ceiling Fixture | Incandescent |  | Standard A Lamp | 2 | 60 | Kitchen | 247709 | Kitchen | 0.09408%
24770 | 9 | 2 |  | Manual | 1 | Chandelier (Hanging) | Incandescent |  | Standard A Lamp | 4 | 60 | Kitchen | 247709 | Kitchen | 0.09408%
24770 | 10 | 1 |  | Manual | 2 | Ceiling Fixture | Incandescent |  | Standard A Lamp | 2 | 60 | Laundry Room | 2477010 | Laundry Room | 0.09408%
24770 | 11 | 1 |  | Manual | 1 | Ceiling Fan | Incandescent |  | Standard A Lamp | 3 | 60 | Living Room | 2477011 | Living Room | 0.09408%
24770 | 11 | 2 |  | Manual | 1 | Ceiling Fixture | Incandescent |  | Standard A Lamp | 1 | 60 | Living Room | 2477011 | Living Room | 0.09408%
24770 | 12 | 1 |  | Manual | 1 | Recessed Can | Incandescent |  | Reflector | 1 | 65 | Bathroom | 2477012 | Bathroom | 0.09408%
24770 | 12 | 2 |  | Manual | 2 | Wall Mount | Compact Fluorescent |  | Twist | 3 | 15 | Bathroom | 2477012 | Bathroom | 0.09408%
24770 | 13 | 1 |  | Manual | 1 | Ceiling Fan | Incandescent |  | Standard A Lamp | 3 | 60 | Master Bedroom | 2477013 | Master Bedroom | 0.09408%
24770 | 13 | 2 |  | Manual | 1 | Table | Incandescent |  | Standard A Lamp | 1 | 60 | Master Bedroom | 2477013 | Master Bedroom | 0.09408%
24770 | 13 | 3 |  | Manual | 1 | Table | Compact Fluorescent |  | Twist | 1 | 15 | Master Bedroom | 2477013 | Master Bedroom | 0.09408%
24770 | 14 | 1 |  | Manual | 1 | Ceiling Fixture | Incandescent |  | Standard A Lamp | 2 | 60 | Closet | 2477014 | Closet | 0.09408%
24770 | 15 | 1 |  | Manual | 1 | Wall Mount | Incandescent |  | Standard A Lamp | 1 | 60 | Hall | 2477015 | Hall | 0.09408%
24781 | 1 | 1 |  | Manual | 1 | Track | Incandescent |  | Reflector | 2 | 65 | Other | 247811 | Other | 0.05169%
24781 | 1 | 2 |  | Manual | 1 | Architectural | Incandescent |  | Standard A Lamp | 1 | 100 | Other | 247811 | Other | 0.05169%
24781 | 2 | 1 |  | Manual | 1 | Wall Mount | Linear Fluorescent | 36 | T-12 | 1 | 30 | Bathroom | 247812 | Bathroom | 0.05169%
24781 | 3 | 1 |  | Manual | 1 | Table | Incandescent |  | Standard A Lamp | 1 | 60 | Bedroom | 247813 | Bedroom | 0.05169%
24781 | 3 | 2 |  | Manual | 1 | Track | Incandescent |  | Reflector | 2 | 60 | Bedroom | 247813 | Bedroom | 0.05169%
24781 | 4 | 1 |  | Manual | 1 | Table | Incandescent |  | 3-Way Incandescent | 1 | 140 | Bedroom | 247814 | Bedroom | 0.05169%
24781 | 4 | 2 |  | Manual | 1 | Wall Mount | Incandescent |  | Standard A Lamp | 1 | 60 | Bedroom | 247814 | Bedroom | 0.05169%
24781 | 4 | 3 |  | Manual | 2 | Table | Incandescent |  | Decorative | 1 | 40 | Bedroom | 247814 | Bedroom | 0.05169%
24781 | 5 | 1 |  | Manual | 2 | Ceiling Fixture | Compact Fluorescent |  | Twist | 3 | 22 | Other | 247815 | Other | 0.05169%
24781 | 6 | 1 |  | Manual | 1 | Chandelier (Hanging) | Incandescent |  | Globe | 1 | 100 | Dining Room | 247816 | Dining Room | 0.05169%
24781 | 7 | 1 |  | Manual | 1 | Table | Incandescent |  | Heat Lamp | 1 | 150 | Other | 247817 | Other | 0.05169%
24781 | 7 | 2 |  | Manual | 1 | Floor lamp | Incandescent |  | 3-Way Incandescent | 1 | 100 | Other | 247817 | Other | 0.05169%
24781 | 7 | 3 |  | Manual | 3 | Recessed - other | Incandescent |  | Reflector | 1 | 65 | Other | 247817 | Other | 0.05169%
24781 | 8 | 1 |  | Manual | 2 | Recessed Can | Incandescent |  | Reflector | 1 | 65 | Dining Room | 247818 | Dining Room | 0.05169%
24781 | 9 | 1 |  | Manual | 1 | Low bay | Linear Fluorescent | 22 | T-8 | 2 | 32 | Bathroom | 247819 | Bathroom | 0.05169%
24781 | 10 | 1 |  | Manual | 1 | Ceiling Fixture | Incandescent |  | Decorative | 3 | 40 | Hall | 2478110 | Hall | 0.05169%
24781 | 10 | 2 |  | Manual | 1 | Ceiling Fan | Incandescent |  | Decorative | 10 | 40 | Hall | 2478110 | Hall | 0.05169%
24781 | 11 | 1 |  | Manual | 1 | Garage door opener | Incandescent |  | Standard A Lamp | 2 | 60 | Garage | 2478111 | Garage | 0.05169%
24781 | 12 | 1 |  | Manual | 1 | Ceiling Fixture | Incandescent |  | Standard A Lamp | 1 | 60 | Hall | 2478112 | Hall | 0.05169%
24781 | 12 | 2 |  | Manual | 1 | Track | Incandescent |  | Reflector | 2 | 65 | Hall | 2478112 | Hall | 0.05169%
24781 | 13 | 1 |  | Manual | 4 | Ceiling Fixture | Linear Fluorescent | 48 | T-12 | 2 | 20 | Kitchen | 2478113 | Kitchen | 0.05169%
24781 | 13 | 2 |  | Manual | 2 | Low bay | Linear Fluorescent | 16 | T-8 | 1 | 20 | Kitchen | 2478113 | Kitchen | 0.05169%
24781 | 14 | 1 |  | Manual | 3 | Recessed Can | Incandescent |  | Reflector | 1 | 65 | Laundry Room | 2478114 | Laundry Room | 0.05169%
24781 | 15 | 1 |  | Dimmer | 2 | Track | Halogen |  | PAR | 3 | 125 | Living Room | 2478115 | Living Room | 0.05169%
24781 | 15 | 2 |  | Manual | 3 | Table | Incandescent |  | 3-Way Incandescent | 1 | 150 | Living Room | 2478115 | Living Room | 0.05169%
24781 | 16 | 1 |  | Manual | 1 | Wall Mount | Linear Fluorescent | 48 | Fluorescent Other | 1 | 40 | Bathroom | 2478116 | Bathroom | 0.05169%
24781 | 16 | 2 |  | Manual | 2 | Recessed Can | Incandescent |  | Reflector | 1 | 65 | Bathroom | 2478116 | Bathroom | 0.05169%
24781 | 17 | 1 |  | Manual | 1 | High bay | Linear Fluorescent | 48 | T-12 | 2 | 40 | Hall | 2478117 | Hall | 0.05169%
24781 | 18 | 1 |  | Manual | 1 | Floor lamp | Incandescent |  | 3-Way Incandescent | 1 | 150 | Master Bedroom | 2478118 | Master Bedroom | 0.05169%
24781 | 18 | 2 |  | Manual | 2 | Other | Incandescent |  | Reflector | 1 | 50 | Master Bedroom | 2478118 | Master Bedroom | 0.05169%
24781 | 18 | 3 |  | Manual | 1 | Low bay | Linear Fluorescent | 30 | T-12 | 1 | 40 | Master Bedroom | 2478118 | Master Bedroom | 0.05169%
24781 | 19 | 1 |  | Manual | 1 | Table | Other |  |  | 2 | 40 | Office | 2478119 | Office | 0.05169%
24781 | 19 | 2 |  | Manual | 2 | Recessed - other | Incandescent |  | Reflector | 1 | 65 | Office | 2478119 | Office | 0.05169%
24781 | 19 | 3 |  | Manual | 1 | Table | Incandescent |  | 3-Way Incandescent | 1 | 150 | Office | 2478119 | Office | 0.05169%
24781 | 20 | 1 |  | Manual | 1 | Architectural | Incandescent |  | Standard A Lamp | 1 | 60 | Closet | 2478120 | Closet | 0.05169%
24781 | 21 | 1 |  | Manual | 1 | Architectural | Compact Fluorescent |  | Twist | 1 | 28 | Other | 2478121 | Other | 0.05169%
24781 | 22 | 1 |  | Manual | 3 | Track | Incandescent |  | Reflector | 2 | 65 | Other | 2478122 | Other | 0.05169%
24781 | 22 | 2 |  | Manual | 1 | Track | Incandescent |  | Reflector | 3 | 65 | Other | 2478122 | Other | 0.05169%
24785 | 1 | 1 |  | Manual | 1 | Wall Mount | Incandescent |  | Globe | 6 | 40 | Bathroom | 247851 | Bathroom | 0.04732%
24785 | 2 | 1 |  | Manual | 1 | Ceiling Fixture | Incandescent |  | Standard A Lamp | 1 | 65 | Bedroom | 247852 | Bedroom | 0.04732%
24785 | 3 | 1 |  | Manual | 1 | Ceiling Fixture | Incandescent |  | Standard A Lamp | 1 | 60 | Bedroom | 247853 | Bedroom | 0.04732%
24785 | 3 | 2 |  | Manual | 1 | Table | Compact Fluorescent |  | Twist | 1 | 22 | Bedroom | 247853 | Bedroom | 0.04732%
24785 | 4 | 1 |  | Manual | 2 | Ceiling Fixture | Incandescent |  | Standard A Lamp | 1 | 60 | Hall | 247854 | Hall | 0.04732%
24785 | 5 | 1 |  | Manual | 1 | Ceiling Fixture | Linear Fluorescent | 48 | T-12 | 4 | 40 | Kitchen | 247855 | Kitchen | 0.04732%
24785 | 6 | 1 |  | Dimmer | 1 | Floor lamp | Compact Fluorescent |  | Twist | 1 | 15 | Living Room | 247856 | Living Room | 0.04732%
24785 | 6 | 2 |  | Manual | 1 | Table | Compact Fluorescent |  | Twist | 1 | 22 | Living Room | 247856 | Living Room | 0.04732%
24785 | 6 | 3 |  | Manual | 1 | Ceiling Fixture | Compact Fluorescent |  | Twist | 2 | 22 | Living Room | 247856 | Living Room | 0.04732%
24790 | 1 | 1 |  | Manual | 1 | Wall Mount | Incandescent |  | Standard A Lamp | 3 | 40 | Bathroom | 247901 | Bathroom | 0.05169%
24790 | 2 | 1 |  | Manual | 1 | Wall Mount | Incandescent |  | Globe | 8 | 60 | Bathroom | 247902 | Bathroom | 0.05169%
24790 | 2 | 2 |  | Manual | 1 | Recessed Can | Incandescent |  | Heat Lamp | 1 | 125 | Bathroom | 247902 | Bathroom | 0.05169%
24790 | 3 | 1 |  | Manual | 1 | Ceiling Fixture | Incandescent |  | Reflector | 3 | 65 | Bedroom | 247903 | Bedroom | 0.05169%
24790 | 3 | 2 |  | Manual | 1 | Table | Incandescent |  | Standard A Lamp | 1 | 75 | Bedroom | 247903 | Bedroom | 0.05169%
24790 | 4 | 1 |  | Manual | 1 | Ceiling Fixture | Incandescent |  | Reflector | 3 | 65 | Bedroom | 247904 | Bedroom | 0.05169%
24790 | 5 | 1 |  | Manual | 2 | Recessed Can | Compact Fluorescent |  | Twist | 1 | 15 | Dining Room | 247905 | Dining Room | 0.05169%
24790 | 6 | 1 |  | Dimmer | 1 | Chandelier (Hanging) | Incandescent |  | Mini base | 10 | 25 | Hall | 247906 | Hall | 0.05169%
24790 | 6 | 2 |  | Manual | 1 | Table | Compact Fluorescent |  | Twist | 1 | 15 | Hall | 247906 | Hall | 0.05169%
24790 | 7 | 1 |  | Manual | 2 | Recessed - other | Incandescent |  | Reflector | 1 | 65 | Family Room | 247907 | Family Room | 0.05169%
24790 | 7 | 2 |  | Manual | 2 | Floor lamp | Compact Fluorescent |  | Twist | 2 | 22 | Family Room | 247907 | Family Room | 0.05169%
24790 | 8 | 1 |  | Dimmer | 1 | Chandelier (Hanging) | Incandescent |  | Mini base | 8 | 25 | Dining Room | 247908 | Dining Room | 0.05169%
24790 | 9 | 1 |  | Manual | 4 | Ceiling Fixture | Incandescent |  | Reflector | 3 | 65 | Living Room | 247909 | Living Room | 0.05169%
24790 | 10 | 1 |  | Manual | 4 | Ceiling Fixture | Compact Fluorescent |  | Twist | 1 | 15 | Garage | 2479010 | Garage | 0.05169%
24790 | 11 | 1 |  | Dimmer | 7 | Recessed Can | Compact Fluorescent |  | Twist | 1 | 15 | Kitchen | 2479011 | Kitchen | 0.05169%
24790 | 12 | 1 |  | Manual | 1 | Ceiling Fixture | Incandescent |  | Standard A Lamp | 2 | 40 | Laundry Room | 2479012 | Laundry Room | 0.05169%
24790 | 13 | 1 |  | Manual | 6 | Recessed Can | Compact Fluorescent |  | Twist | 1 | 15 | Living Room | 2479013 | Living Room | 0.05169%
24790 | 13 | 2 |  | Manual | 1 | Table | Incandescent |  | Standard A Lamp | 1 | 60 | Living Room | 2479013 | Living Room | 0.05169%
24790 | 14 | 1 |  | Manual | 2 | Ceiling Fixture | Compact Fluorescent |  | Twist | 1 | 15 | Bathroom | 2479014 | Bathroom | 0.05169%
24790 | 15 | 1 |  | Manual | 1 | Wall Mount | Incandescent |  | Globe | 8 | 60 | Bathroom | 2479015 | Bathroom | 0.05169%
24790 | 15 | 2 |  | Manual | 2 | Recessed Can | Incandescent |  | Heat Lamp | 1 | 125 | Bathroom | 2479015 | Bathroom | 0.05169%
24790 | 16 | 1 |  | Manual | 1 | Ceiling Fan | Compact Fluorescent |  | Twist | 4 | 22 | Master Bedroom | 2479016 | Master Bedroom | 0.05169%
24790 | 16 | 2 |  | Manual | 2 | Table | Incandescent |  | Standard A Lamp | 1 | 60 | Master Bedroom | 2479016 | Master Bedroom | 0.05169%
24790 | 17 | 1 |  | Manual | 1 | Ceiling Fixture | Incandescent |  | Standard A Lamp | 3 | 25 | Closet | 2479017 | Closet | 0.05169%
24790 | 18 | 1 |  | Manual | 1 | Ceiling Fixture | Incandescent |  | Reflector | 3 | 65 | Office | 2479018 | Office | 0.05169%
24790 | 19 | 1 |  | Manual | 1 | Ceiling Fixture | Incandescent |  | Reflector | 3 | 65 | Bedroom | 2479019 | Bedroom | 0.05169%
24790 | 20 | 1 |  | Manual | 1 | Ceiling Fixture | Incandescent |  | Reflector | 3 | 65 | Bedroom | 2479020 | Bedroom | 0.05169%
24790 | 21 | 1 |  | Manual | 1 | Wall Mount | Incandescent |  | Globe | 8 | 60 | Bathroom | 2479021 | Bathroom | 0.05169%
24790 | 22 | 1 |  | Manual | 3 | Ceiling Fixture | Compact Fluorescent |  | Twist | 1 | 15 | Hall | 2479022 | Hall | 0.05169%
24795 | 1 | 1 |  | Manual | 1 | Wall Mount | Compact Fluorescent |  | Twist | 2 | 13 | Bathroom | 247951 | Bathroom | 0.05169%
24795 | 1 | 2 |  | Manual | 1 | Ceiling Fixture | Incandescent |  | Standard A Lamp | 1 | 60 | Bathroom | 247951 | Bathroom | 0.05169%
24795 | 2 | 1 |  | Manual | 1 | Ceiling Fixture | Incandescent |  | Standard A Lamp | 1 | 60 | Bedroom | 247952 | Bedroom | 0.05169%
24795 | 2 | 2 |  | Manual | 1 | Ceiling Fixture | Compact Fluorescent |  | Twist | 1 | 13 | Bedroom | 247952 | Bedroom | 0.05169%
24795 | 3 | 1 |  | Manual | 2 | Floor lamp | Compact Fluorescent |  | Twist | 1 | 9 | Dining Room | 247953 | Dining Room | 0.05169%
24795 | 3 | 2 |  | Manual | 1 | Floor lamp | Compact Fluorescent |  | Twist | 1 | 23 | Dining Room | 247953 | Dining Room | 0.05169%
24795 | 3 | 3 |  | Manual | 1 | Ceiling Fan | Incandescent |  | Standard A Lamp | 3 | 60 | Dining Room | 247953 | Dining Room | 0.05169%
24795 | 4 | 1 |  | Dimmer | 2 | Recessed Can | Incandescent |  | Reflector | 1 | 50 | Family Room | 247954 | Family Room | 0.05169%
24795 | 4 | 2 |  | Dimmer | 1 | Floor lamp | Incandescent |  | Globe | 1 | 40 | Family Room | 247954 | Family Room | 0.05169%
24795 | 4 | 3 |  | Manual | 1 | Floor lamp | Compact Fluorescent |  | Twist | 1 | 23 | Family Room | 247954 | Family Room | 0.05169%
24795 | 5 | 1 |  | Manual | 4 | Ceiling Fixture | Linear Fluorescent | 48 | T-12 | 4 | 40 | Garage | 247955 | Garage | 0.05169%
24795 | 5 | 2 |  | Manual | 1 | Floor lamp | Incandescent |  | Decorative | 1 | 40 | Garage | 247955 | Garage | 0.05169%
24795 | 5 | 3 |  | Manual | 1 | Ceiling Fixture | Incandescent |  | Standard A Lamp | 1 | 60 | Garage | 247955 | Garage | 0.05169%
24795 | 6 | 1 |  | Dimmer | 1 | Ceiling Fixture | Incandescent |  | Standard A Lamp | 1 | 75 | Hall | 247956 | Hall | 0.05169%
24795 | 7 | 1 |  | Manual | 1 | Ceiling Fan | Incandescent |  | Standard A Lamp | 1 | 60 | Bedroom | 247957 | Bedroom | 0.05169%
24795 | 8 | 1 |  | Manual | 11 | Wall Mount | Incandescent |  | Decorative | 1 | 25 | Kitchen | 247958 | Kitchen | 0.05169%
24795 | 8 | 2 |  | Manual | 7 | Recessed Can | Incandescent |  | Reflector | 1 | 65 | Kitchen | 247958 | Kitchen | 0.05169%
24795 | 9 | 1 |  | Manual | 1 | Floor lamp | Compact Fluorescent |  | Twist | 1 | 13 | Living Room | 247959 | Living Room | 0.05169%
24795 | 9 | 2 |  | Manual | 1 | Floor lamp | Compact Fluorescent |  | Twist | 1 | 23 | Living Room | 247959 | Living Room | 0.05169%
24795 | 10 | 1 |  | Manual | 3 | Wall Mount | Incandescent |  | Standard A Lamp | 1 | 60 | Bathroom | 2479510 | Bathroom | 0.05169%
24795 | 11 | 1 |  | Manual | 1 | Ceiling Fan | Incandescent |  | Decorative | 6 | 40 | Master Bedroom | 2479511 | Master Bedroom | 0.05169%
24795 | 12 | 1 |  | Manual | 1 | Floor lamp | Halogen |  | PAR | 1 | 100 | Office | 2479512 | Office | 0.05169%
24795 | 12 | 2 |  | Manual | 1 | Floor lamp | Compact Fluorescent |  | Twist | 1 | 23 | Office | 2479512 | Office | 0.05169%
24795 | 13 | 1 |  | Manual | 1 | Recessed Can | Compact Fluorescent |  | Reflector | 1 | 22 | Closet | 2479513 | Closet | 0.05169%
24807 | 1 | 1 |  | Manual | 1 | Ceiling Fixture | Compact Fluorescent |  | Twist | 2 | 23 | Bedroom | 248071 | Bedroom | 0.05169%
24807 | 1 | 2 |  | Manual | 1 | Floor lamp | Compact Fluorescent |  | Twist | 1 | 23 | Bedroom | 248071 | Bedroom | 0.05169%
24807 | 2 | 1 |  | Manual | 1 | Ceiling Fixture | Incandescent |  | Standard A Lamp | 1 | 40 | Bedroom | 248072 | Bedroom | 0.05169%
24807 | 3 | 1 |  | Manual | 1 | Chandelier (Hanging) | Incandescent |  | Globe | 10 | 40 | Dining Room | 248073 | Dining Room | 0.05169%
24807 | 4 | 1 |  | Manual | 1 | Ceiling Fixture | Incandescent |  | Standard A Lamp | 1 | 40 | Family Room | 248074 | Family Room | 0.05169%
24807 | 4 | 2 |  | Manual | 1 | Floor lamp | Incandescent |  | Standard A Lamp | 1 | 60 | Family Room | 248074 | Family Room | 0.05169%
24807 | 5 | 1 |  | Manual | 2 | Ceiling Fixture | Compact Fluorescent |  | Twist | 1 | 23 | Garage | 248075 | Garage | 0.05169%
24807 | 6 | 1 |  | Manual | 1 | Wall Mount | Incandescent |  | Globe | 4 | 40 | Bathroom | 248076 | Bathroom | 0.05169%
24807 | 7 | 1 |  | Manual | 2 | Ceiling Fixture | Incandescent |  | Decorative | 2 | 60 | Hall | 248077 | Hall | 0.05169%
24807 | 8 | 1 |  | Manual | 1 | Ceiling Fixture | Incandescent |  | Standard A Lamp | 1 | 60 | Bedroom | 248078 | Bedroom | 0.05169%
24807 | 8 | 2 |  | Manual | 1 | Ceiling Fixture | Compact Fluorescent |  | Twist | 1 | 23 | Bedroom | 248078 | Bedroom | 0.05169%
24807 | 9 | 1 |  | Manual | 3 | Ceiling Fixture | Linear Fluorescent | 48 | T-12 | 2 | 40 | Kitchen | 248079 | Kitchen | 0.05169%
24807 | 9 | 2 |  | Manual | 2 | Recessed Can | Incandescent |  | Reflector | 1 | 75 | Kitchen | 248079 | Kitchen | 0.05169%
24807 | 10 | 1 |  | Manual | 1 | Ceiling Fixture | Incandescent |  | Standard A Lamp | 1 | 60 | Laundry Room | 2480710 | Laundry Room | 0.05169%
24807 | 11 | 1 |  | Manual | 1 | Torchiere | Incandescent |  | Globe | 5 | 40 | Living Room | 2480711 | Living Room | 0.05169%
24807 | 11 | 2 |  | Manual | 1 | Torchiere | Halogen |  | Quartz Tube | 1 | 100 | Living Room | 2480711 | Living Room | 0.05169%
24807 | 12 | 1 |  | Manual | 1 | Wall Mount | Incandescent |  | Globe | 7 | 60 | Bathroom | 2480712 | Bathroom | 0.05169%
24807 | 12 | 2 |  | Manual | 1 | Ceiling Fixture | Incandescent |  | Heat Lamp | 1 | 75 | Bathroom | 2480712 | Bathroom | 0.05169%
24807 | 13 | 1 |  | Manual | 1 | Ceiling Fixture | Incandescent |  | Standard A Lamp | 2 | 40 | Master Bedroom | 2480713 | Master Bedroom | 0.05169%
24807 | 13 | 2 |  | Manual | 2 | Floor lamp | Incandescent |  | Standard A Lamp | 1 | 60 | Master Bedroom | 2480713 | Master Bedroom | 0.05169%
24807 | 14 | 1 |  | Manual | 1 | Ceiling Fixture | Linear Fluorescent | 48 | T-12 | 2 | 40 | Closet | 2480714 | Closet | 0.05169%
24807 | 15 | 1 |  | Manual | 1 | Wall Mount | Incandescent |  | Globe | 1 | 60 | Hall | 2480715 | Hall | 0.05169%
24807 | 16 | 1 |  | Manual | 1 | Wall Mount | Compact Fluorescent |  | Globe | 4 | 23 | Bathroom | 2480716 | Bathroom | 0.05169%
24807 | 17 | 1 |  | Manual | 2 | Ceiling Fixture | Compact Fluorescent |  | Twist | 1 | 13 | Hall | 2480717 | Hall | 0.05169%
24808 | 1 | 1 |  | Manual | 1 | Wall Mount | Incandescent |  | Standard A Lamp | 6 | 60 | Bathroom | 248081 | Bathroom | 0.09408%
24808 | 1 | 2 |  | Manual | 1 | Wall Mount | Incandescent |  | Standard A Lamp | 1 | 60 | Bathroom | 248081 | Bathroom | 0.09408%
24808 | 2 | 1 |  | Manual | 1 | Ceiling Fixture | Incandescent |  | Standard A Lamp | 2 | 65 | Bedroom | 248082 | Bedroom | 0.09408%
24808 | 3 | 1 |  | Manual | 1 | Ceiling Fixture | Incandescent |  | Standard A Lamp | 1 | 100 | Dining Room | 248083 | Dining Room | 0.09408%
24808 | 3 | 2 |  | Manual | 1 | Floor lamp | Compact Fluorescent |  | Straight Tube | 1 | 28 | Dining Room | 248083 | Dining Room | 0.09408%
24808 | 4 | 1 |  | Manual | 2 | Ceiling Fixture | Linear Fluorescent | 96 | T-12 | 2 | 75 | Garage | 248084 | Garage | 0.09408%
24808 | 4 | 2 |  | Manual | 1 | Garage door opener | Incandescent |  | Standard A Lamp | 1 | 60 | Garage | 248084 | Garage | 0.09408%
24808 | 5 | 1 |  | Manual | 1 | Ceiling Fixture | Incandescent |  | Standard A Lamp | 2 | 60 | Hall | 248085 | Hall | 0.09408%
24808 | 5 | 2 |  | Manual | 1 | Ceiling Fixture | Compact Fluorescent |  | Twist | 1 | 20 | Hall | 248085 | Hall | 0.09408%
24808 | 6 | 1 |  | Manual | 1 | Ceiling Fixture | Linear Fluorescent | 24 | T-12 | 5 | 40 | Kitchen | 248086 | Kitchen | 0.09408%
24808 | 7 | 1 |  | Manual | 2 | Ceiling Fixture | Compact Fluorescent |  | Twist | 1 | 19 | Laundry Room | 248087 | Laundry Room | 0.09408%
24808 | 8 | 1 |  | Manual | 3 | Table | Incandescent |  | Standard A Lamp | 1 | 100 | Living Room | 248088 | Living Room | 0.09408%
24808 | 9 | 1 |  | Manual | 1 | Wall Mount | Incandescent |  | Standard A Lamp | 4 | 60 | Bathroom | 248089 | Bathroom | 0.09408%
24808 | 10 | 1 |  | Manual | 1 | Table | Incandescent |  | Standard A Lamp | 1 | 60 | Bedroom | 2480810 | Bedroom | 0.09408%
24808 | 10 | 2 |  | Manual | 1 | Table | Incandescent |  | Standard A Lamp | 1 | 100 | Bedroom | 2480810 | Bedroom | 0.09408%
24808 | 10 | 3 |  | Manual | 1 | Ceiling Fixture | Incandescent |  | Standard A Lamp | 3 | 60 | Bedroom | 2480810 | Bedroom | 0.09408%
24808 | 11 | 1 |  | Manual | 1 | Ceiling Fixture | Incandescent |  | Standard A Lamp | 2 | 75 | Office | 2480811 | Office | 0.09408%
24816 | 1 | 1 |  | Manual | 1 | Wall Mount | Compact Fluorescent |  | Twist | 3 | 15 | Bathroom | 248161 | Bathroom | 0.05169%
24816 | 1 | 2 |  | Manual | 1 | Ceiling Fixture | Compact Fluorescent |  | Circline (Screw Base) | 2 | 15 | Bathroom | 248161 | Bathroom | 0.05169%
24816 | 2 | 1 |  | Manual | 1 | Wall Mount | Incandescent |  | Standard A Lamp | 3 | 60 | Bathroom | 248162 | Bathroom | 0.05169%
24816 | 2 | 2 |  | Manual | 1 | Ceiling Fixture | Compact Fluorescent |  | Circline (Screw Base) | 1 | 16 | Bathroom | 248162 | Bathroom | 0.05169%
24816 | 3 | 1 |  | Manual | 1 | Ceiling Fixture | Compact Fluorescent |  | Twist | 2 | 15 | Bedroom | 248163 | Bedroom | 0.05169%
24816 | 3 | 2 |  | Manual | 1 | Table | Compact Fluorescent |  | Twist | 1 | 15 | Bedroom | 248163 | Bedroom | 0.05169%
24816 | 4 | 1 |  | Manual | 1 | Ceiling Fixture | Incandescent |  | Standard A Lamp | 3 | 60 | Bedroom | 248164 | Bedroom | 0.05169%
24816 | 4 | 2 |  | Manual | 2 | Table | Incandescent |  | Standard A Lamp | 1 | 60 | Bedroom | 248164 | Bedroom | 0.05169%
24816 | 5 | 1 |  | Manual | 2 | Table | Compact Fluorescent |  | Twist | 1 | 15 | Other | 248165 | Other | 0.05169%
24816 | 5 | 2 |  | Manual | 2 | Table | Incandescent |  | Standard A Lamp | 1 | 60 | Other | 248165 | Other | 0.05169%
24816 | 6 | 1 |  | Manual | 1 | Chandelier (Hanging) | Incandescent |  | Mini base | 6 | 25 | Dining Room | 248166 | Dining Room | 0.05169%
24816 | 6 | 2 |  | Manual | 6 | Architectural | Halogen |  | Quartz Tube | 1 | 20 | Dining Room | 248166 | Dining Room | 0.05169%
24816 | 7 | 1 |  | Manual | 1 | Garage door opener | Incandescent |  | Standard A Lamp | 1 | 60 | Garage | 248167 | Garage | 0.05169%
24816 | 8 | 1 |  | Manual | 2 | Ceiling Fixture | Incandescent |  | Mini base | 3 | 25 | Hall | 248168 | Hall | 0.05169%
24816 | 9 | 1 |  | Manual | 1 | Track | Halogen |  | MR | 10 | 20 | Kitchen | 248169 | Kitchen | 0.05169%
24816 | 10 | 1 |  | Manual | 1 | Ceiling Fixture | Compact Fluorescent |  | Twist | 2 | 15 | Laundry Room | 2481610 | Laundry Room | 0.05169%
24816 | 11 | 1 |  | Manual | 6 | Table | Compact Fluorescent |  | Twist | 1 | 15 | Living Room | 2481611 | Living Room | 0.05169%
24822 | 1 | 1 |  | Manual | 3 | Ceiling Fixture | Linear Fluorescent | 60 | T-8 | 2 | 32 | Other | 248221 | Other | 0.02845%
24822 | 1 | 2 |  | Manual | 3 | Ceiling Fixture | Incandescent |  | Standard A Lamp | 1 | 100 | Other | 248221 | Other | 0.02845%
24822 | 2 | 1 |  | Manual | 1 | Track | Incandescent |  | Globe | 8 | 65 | Bathroom | 248222 | Bathroom | 0.02845%
24822 | 3 | 1 |  | Manual | 1 | Track | Incandescent |  | Globe | 5 | 65 | Bathroom | 248223 | Bathroom | 0.02845%
24822 | 3 | 2 |  | Manual | 2 | Wall Mount | Incandescent |  | Standard A Lamp | 1 | 60 | Bathroom | 248223 | Bathroom | 0.02845%
24822 | 4 | 1 |  | Manual | 2 | Table | Incandescent |  | Standard A Lamp | 1 | 100 | Bedroom | 248224 | Bedroom | 0.02845%
24822 | 5 | 1 |  | Manual | 1 | Ceiling Fixture | Incandescent |  | Standard A Lamp | 2 | 100 | Bedroom | 248225 | Bedroom | 0.02845%
24822 | 5 | 2 |  | Manual | 1 | Table | Compact Fluorescent |  | Twist | 1 | 7 | Bedroom | 248225 | Bedroom | 0.02845%
24822 | 6 | 1 |  | Manual | 1 | Ceiling Fixture | Incandescent |  | Standard A Lamp | 2 | 60 | Bedroom | 248226 | Bedroom | 0.02845%
24822 | 6 | 2 |  | Manual | 2 | Table | Compact Fluorescent |  | Twist | 1 | 7 | Bedroom | 248226 | Bedroom | 0.02845%
24822 | 7 | 1 |  | Manual | 2 | Ceiling Fixture | Linear Fluorescent | 48 | T-8 | 2 | 32 | Dining Room | 248227 | Dining Room | 0.02845%
24822 | 8 | 1 |  | Manual | 1 | Wall Mount | Incandescent |  | Decorative | 1 | 65 | Hall | 248228 | Hall | 0.02845%
24822 | 9 | 1 |  | Manual | 1 | Ceiling Fixture | Linear Fluorescent | 60 | T-8 | 2 | 32 | Hall | 248229 | Hall | 0.02845%
24822 | 9 | 2 |  | Manual | 2 | Ceiling Fixture | Incandescent |  | Standard A Lamp | 2 | 60 | Hall | 248229 | Hall | 0.02845%
24822 | 10 | 1 |  | Manual | 3 | Ceiling Fixture | Linear Fluorescent | 48 | T-8 | 4 | 32 | Kitchen | 2482210 | Kitchen | 0.02845%
24822 | 10 | 2 |  | Manual | 2 | Chandelier (Hanging) | Compact Fluorescent |  | Twist | 3 | 15 | Kitchen | 2482210 | Kitchen | 0.02845%
24822 | 11 | 1 |  | Manual | 3 | Table | Compact Fluorescent |  | Twist | 1 | 22 | Living Room | 2482211 | Living Room | 0.02845%
24822 | 11 | 2 |  | Manual | 1 | Ceiling Fan | Incandescent |  | Standard A Lamp | 1 | 100 | Living Room | 2482211 | Living Room | 0.02845%
24826 | 1 | 1 |  | Manual | 1 | Ceiling Fixture | Incandescent |  | Heat Lamp | 2 | 250 | Bathroom | 248261 | Bathroom | 0.04008%
24826 | 1 | 2 |  | Manual | 1 | Wall Mount | Incandescent |  | Standard A Lamp | 5 | 60 | Bathroom | 248261 | Bathroom | 0.04008%
24826 | 2 | 1 |  | Manual | 2 | Ceiling Fixture | Linear Fluorescent | 48 | T-12 | 2 | 40 | Bathroom | 248262 | Bathroom | 0.04008%
24826 | 2 | 2 |  | Manual | 1 | Ceiling Fixture | Incandescent |  | Standard A Lamp | 2 | 60 | Bathroom | 248262 | Bathroom | 0.04008%
24826 | 2 | 3 |  | Manual | 1 | Wall Mount | Incandescent |  | Standard A Lamp | 4 | 100 | Bathroom | 248262 | Bathroom | 0.04008%
24826 | 3 | 1 |  | Manual | 1 | Ceiling Fixture | Incandescent |  | Standard A Lamp | 2 | 60 | Bedroom | 248263 | Bedroom | 0.04008%
24826 | 3 | 2 |  | Manual | 1 | Table | Incandescent |  | Standard A Lamp | 1 | 60 | Bedroom | 248263 | Bedroom | 0.04008%
24826 | 4 | 1 |  | Manual | 1 | Table | Incandescent |  | Standard A Lamp | 1 | 60 | Bedroom | 248264 | Bedroom | 0.04008%
24826 | 4 | 2 |  | Manual | 1 | Ceiling Fan | Incandescent |  | Decorative | 3 | 40 | Bedroom | 248264 | Bedroom | 0.04008%
24826 | 5 | 1 |  | Manual | 1 | Ceiling Fixture | Incandescent |  | Standard A Lamp | 2 | 60 | Other | 248265 | Other | 0.04008%
24826 | 5 | 2 |  | Manual | 1 | Table | Incandescent |  | Standard A Lamp | 1 | 60 | Other | 248265 | Other | 0.04008%
24826 | 5 | 3 |  | Manual | 1 | Floor lamp | Incandescent |  | Reflector | 3 | 50 | Other | 248265 | Other | 0.04008%
24826 | 6 | 1 |  | Manual | 1 | Ceiling Fan | Incandescent |  | Decorative | 2 | 40 | Family Room | 248266 | Family Room | 0.04008%
24826 | 6 | 2 |  | Manual | 3 | Table | Incandescent |  | Standard A Lamp | 1 | 100 | Family Room | 248266 | Family Room | 0.04008%
24826 | 7 | 1 |  | Manual | 2 | Ceiling Fixture | Linear Fluorescent | 48 | T-12 | 2 | 40 | Garage | 248267 | Garage | 0.04008%
24826 | 7 | 2 |  | Manual | 1 | Garage door opener | Incandescent |  | Standard A Lamp | 1 | 100 | Garage | 248267 | Garage | 0.04008%
24826 | 7 | 3 |  | Manual | 1 | Ceiling Fixture | Compact Fluorescent |  | Twist | 1 | 22 | Garage | 248267 | Garage | 0.04008%
24826 | 8 | 1 |  | Manual | 3 | Ceiling Fixture | Incandescent |  | Standard A Lamp | 2 | 60 | Hall | 248268 | Hall | 0.04008%
24826 | 9 | 1 |  | Manual | 3 | Table | Incandescent |  | Reflector | 1 | 60 | Kitchen | 248269 | Kitchen | 0.04008%
24826 | 9 | 2 |  | Manual | 1 | Ceiling Fixture | Linear Fluorescent | 48 | T-12 | 4 | 40 | Kitchen | 248269 | Kitchen | 0.04008%
24826 | 9 | 3 |  | Manual | 1 | Recessed - other | Incandescent |  | Standard A Lamp | 1 | 40 | Kitchen | 248269 | Kitchen | 0.04008%
24826 | 10 | 1 |  | Manual | 2 | Table | Incandescent |  | Standard A Lamp | 1 | 60 | Living Room | 2482610 | Living Room | 0.04008%
24827 | 1 | 1 |  | Manual | 4 | Ceiling Fixture | Compact Fluorescent |  | Twist | 2 | 22 | Bathroom | 248271 | Bathroom | 0.02845%
24827 | 2 | 1 |  | Manual | 1 | Wall Mount | Incandescent |  | Standard A Lamp | 3 | 40 | Bathroom | 248272 | Bathroom | 0.02845%
24827 | 3 | 1 |  | Manual | 1 | Wall Mount | Incandescent |  | Standard A Lamp | 3 | 40 | Bedroom | 248273 | Bedroom | 0.02845%
24827 | 4 | 1 |  | Manual | 2 | Recessed Can | Incandescent |  | Reflector | 1 | 40 | Bathroom | 248274 | Bathroom | 0.02845%
24827 | 5 | 1 |  | Manual | 2 | Ceiling Fixture | Incandescent |  | Standard A Lamp | 2 | 60 | Bedroom | 248275 | Bedroom | 0.02845%
24827 | 6 | 1 |  | Manual | 11 | Recessed Can | Incandescent |  | Reflector | 1 | 60 | Bedroom | 248276 | Bedroom | 0.02845%
24827 | 6 | 2 |  | Manual | 5 | Wall Mount | Incandescent |  | Standard A Lamp | 1 | 60 | Bedroom | 248276 | Bedroom | 0.02845%
24827 | 6 | 3 |  | Manual | 1 | Wall Mount | Incandescent |  | Standard A Lamp | 2 | 40 | Bedroom | 248276 | Bedroom | 0.02845%
24827 | 7 | 1 |  | Manual | 14 | Recessed Can | Incandescent |  | Reflector | 1 | 40 | Living Room | 248277 | Living Room | 0.02845%
24827 | 7 | 2 |  | Manual | 2 | Ceiling Fixture | Incandescent |  | Standard A Lamp | 1 | 40 | Living Room | 248277 | Living Room | 0.02845%
24827 | 8 | 1 |  | Manual | 4 | Wall Mount | Incandescent |  | Standard A Lamp | 1 | 40 | Hall | 248278 | Hall | 0.02845%
24827 | 9 | 1 |  | Manual | 56 | Recessed Can | Incandescent |  | Reflector | 1 | 60 | Other | 248279 | Other | 0.02845%
24827 | 10 | 1 |  | Manual | 10 | Recessed Can | Incandescent |  | Reflector | 1 | 60 | Dining Room | 2482710 | Dining Room | 0.02845%
24827 | 10 | 2 |  | Manual | 10 | Recessed Can | Incandescent |  | Reflector | 1 | 60 | Dining Room | 2482710 | Dining Room | 0.02845%
24827 | 10 | 3 |  | Manual | 10 | Recessed Can | Incandescent |  | Reflector | 1 | 60 | Dining Room | 2482710 | Dining Room | 0.02845%
24827 | 10 | 4 |  | Manual | 1 | Ceiling Fixture | Compact Fluorescent |  | Twist | 4 | 22 | Dining Room | 2482710 | Dining Room | 0.02845%
24827 | 10 | 5 |  | Manual | 2 | Table | Incandescent |  | Standard A Lamp | 1 | 60 | Dining Room | 2482710 | Dining Room | 0.02845%
24827 | 11 | 1 |  | Manual | 4 | Recessed Can | Incandescent |  | Reflector | 1 | 60 | Other | 2482711 | Other | 0.02845%
24827 | 11 | 2 |  | Manual | 1 | Wall Mount | Incandescent |  | Standard A Lamp | 2 | 60 | Other | 2482711 | Other | 0.02845%
24827 | 11 | 3 |  | Manual | 2 | Ceiling Fixture | Linear Fluorescent | 48 | T-8 | 4 | 40 | Other | 2482711 | Other | 0.02845%
24827 | 12 | 1 |  | Manual | 2 | Wall Mount | Incandescent |  | Standard A Lamp | 4 | 40 | Master Bedroom | 2482712 | Master Bedroom | 0.02845%
24827 | 12 | 2 |  | Manual | 2 | Wall Mount | Compact Fluorescent |  | Twist | 1 | 22 | Master Bedroom | 2482712 | Master Bedroom | 0.02845%
24827 | 12 | 3 |  | Manual | 2 | Table | Incandescent |  | Standard A Lamp | 1 | 60 | Master Bedroom | 2482712 | Master Bedroom | 0.02845%
24827 | 12 | 4 |  | Manual | 1 | Ceiling Fixture | Incandescent |  | Mini base | 6 | 40 | Master Bedroom | 2482712 | Master Bedroom | 0.02845%
24827 | 13 | 1 |  | Manual | 13 | Recessed Can | Incandescent |  | Reflector | 1 | 40 | Office | 2482713 | Office | 0.02845%
24827 | 14 | 1 |  | Manual | 7 | Ceiling Fixture | Incandescent |  | Standard A Lamp | 1 | 60 | Office | 2482714 | Office | 0.02845%
24827 | 15 | 1 |  | Manual | 4 | Recessed Can | Incandescent |  | Reflector | 1 | 40 | Other | 2482715 | Other | 0.02845%
24833 | 1 | 1 |  | Manual | 2 | Ceiling Fixture | Incandescent |  | Standard A Lamp | 1 | 60 | Other | 248331 | Other | 0.305%
24833 | 2 | 1 |  | Manual | 3 | Ceiling Fixture | Incandescent |  | Reflector | 1 | 65 | Bathroom | 248332 | Bathroom | 0.305%
24833 | 3 | 1 |  | Manual | 1 | Ceiling Fixture | Compact Fluorescent |  | Twist | 1 | 15 | Bathroom | 248333 | Bathroom | 0.305%
24833 | 3 | 2 |  | Manual | 1 | Wall Mount | Compact Fluorescent |  | Twist | 2 | 15 | Bathroom | 248333 | Bathroom | 0.305%
24833 | 4 | 1 |  | Manual | 1 | Ceiling Fixture | Incandescent |  | Standard A Lamp | 2 | 60 | Bedroom | 248334 | Bedroom | 0.305%
24833 | 4 | 2 |  | Manual | 2 | Table | Incandescent |  | Standard A Lamp | 1 | 40 | Bedroom | 248334 | Bedroom | 0.305%
24833 | 5 | 1 |  | Manual | 1 | Ceiling Fixture | Incandescent |  | Standard A Lamp | 1 | 60 | Bedroom | 248335 | Bedroom | 0.305%
24833 | 5 | 2 |  | Manual | 3 | Table | Incandescent |  | Standard A Lamp | 1 | 40 | Bedroom | 248335 | Bedroom | 0.305%
24833 | 6 | 1 |  | Manual | 2 | Ceiling Fixture | Incandescent |  | Standard A Lamp | 1 | 60 | Bedroom | 248336 | Bedroom | 0.305%
24833 | 6 | 2 |  | Manual | 1 | Floor lamp | Incandescent |  | Standard A Lamp | 1 | 60 | Bedroom | 248336 | Bedroom | 0.305%
24833 | 7 | 1 |  | Manual | 4 | Ceiling Fixture | Linear Fluorescent | 48 | T-12 | 2 | 40 | Garage | 248337 | Garage | 0.305%
24833 | 7 | 2 |  | Manual | 3 | Ceiling Fixture | Incandescent |  | Standard A Lamp | 1 | 60 | Garage | 248337 | Garage | 0.305%
24833 | 8 | 1 |  | Manual | 2 | Ceiling Fixture | Incandescent |  | Standard A Lamp | 1 | 60 | Hall | 248338 | Hall | 0.305%
24833 | 9 | 1 |  | Manual | 6 | Recessed Can | Compact Fluorescent |  | Twist | 1 | 15 | Kitchen | 248339 | Kitchen | 0.305%
24833 | 9 | 2 |  | Manual | 1 | Ceiling Fixture | Linear Fluorescent | 12 | T-12 | 1 | 15 | Kitchen | 248339 | Kitchen | 0.305%
24833 | 9 | 3 |  | Manual | 1 | Recessed - other | Incandescent |  | Standard A Lamp | 2 | 40 | Kitchen | 248339 | Kitchen | 0.305%
24833 | 10 | 1 |  | Manual | 1 | Ceiling Fixture | Incandescent |  | Standard A Lamp | 1 | 60 | Laundry Room | 2483310 | Laundry Room | 0.305%
24833 | 11 | 1 |  | Manual | 1 | Ceiling Fixture | Compact Fluorescent |  | Twist | 2 | 15 | Living Room | 2483311 | Living Room | 0.305%
24833 | 11 | 2 |  | Manual | 1 | Recessed Can | Incandescent |  | Reflector | 1 | 65 | Living Room | 2483311 | Living Room | 0.305%
24833 | 11 | 3 |  | Manual | 3 | Table | Incandescent |  | Standard A Lamp | 1 | 60 | Living Room | 2483311 | Living Room | 0.305%
24844 | 1 | 1 |  | Manual | 1 | Ceiling Fixture | Incandescent |  | Standard A Lamp | 2 | 65 | Bedroom | 248441 | Bedroom | 0.09408%
24844 | 2 | 1 |  | Manual | 1 | Wall Mount | Incandescent |  | Clear | 4 | 60 | Bathroom | 248442 | Bathroom | 0.09408%
24844 | 3 | 1 |  | Manual | 1 | Ceiling Fixture | Incandescent |  | Clear | 1 | 60 | Dining Room | 248443 | Dining Room | 0.09408%
24844 | 4 | 1 |  | Manual | 1 | Ceiling Fixture | Incandescent |  | Standard A Lamp | 1 | 60 | Hall | 248444 | Hall | 0.09408%
24844 | 5 | 1 |  | Manual | 1 | Ceiling Fixture | Linear Fluorescent | 48 | T-12 | 2 | 40 | Kitchen | 248445 | Kitchen | 0.09408%
24844 | 6 | 1 |  | Manual | 1 | Ceiling Fixture | Incandescent |  | Standard A Lamp | 2 | 60 | Laundry Room | 248446 | Laundry Room | 0.09408%
24844 | 7 | 1 |  | Manual | 1 | Ceiling Fixture | Incandescent |  | Standard A Lamp | 2 | 60 | Living Room | 248447 | Living Room | 0.09408%
24844 | 8 | 1 |  | Manual | 1 | Ceiling Fixture | Incandescent |  | Standard A Lamp | 2 | 60 | Bathroom | 248448 | Bathroom | 0.09408%
24844 | 8 | 2 |  | Manual | 2 | Table | Incandescent |  | Standard A Lamp | 1 | 60 | Bathroom | 248448 | Bathroom | 0.09408%
24850 | 1 | 1 |  | Manual | 2 | Wall Mount | Compact Fluorescent |  | Twist | 1 | 22 | Bathroom | 248501 | Bathroom | 0.02963%
24850 | 2 | 1 |  | Manual | 1 | Ceiling Fixture | Incandescent |  | Decorative | 1 | 75 | Bathroom | 248502 | Bathroom | 0.02963%
24850 | 3 | 1 |  | Manual | 1 | Ceiling Fixture | Incandescent |  | Decorative | 6 | 25 | Bedroom | 248503 | Bedroom | 0.02963%
24850 | 4 | 1 |  | Manual | 1 | Ceiling Fixture | Incandescent |  | Decorative | 6 | 25 | Bedroom | 248504 | Bedroom | 0.02963%
24850 | 5 | 1 |  | Manual | 1 | Ceiling Fixture | Incandescent |  | Standard A Lamp | 2 | 60 | Hall | 248505 | Hall | 0.02963%
24850 | 6 | 1 |  | Manual | 1 | Recessed - other | Incandescent |  | Standard A Lamp | 1 | 60 | Hall | 248506 | Hall | 0.02963%
24850 | 7 | 1 |  | Manual | 1 | Ceiling Fixture | Linear Fluorescent | 48 | T-8 | 4 | 32 | Kitchen | 248507 | Kitchen | 0.02963%
24850 | 7 | 2 |  | Manual | 2 | Ceiling Fixture | Compact Fluorescent |  | Twist | 1 | 15 | Kitchen | 248507 | Kitchen | 0.02963%
24850 | 7 | 3 |  | Manual | 1 | Ceiling Fixture | Incandescent |  | Standard A Lamp | 1 | 60 | Kitchen | 248507 | Kitchen | 0.02963%
24850 | 8 | 1 |  | Manual | 1 | Ceiling Fixture | Incandescent |  | Standard A Lamp | 2 | 40 | Laundry Room | 248508 | Laundry Room | 0.02963%
24850 | 9 | 1 |  | Manual | 1 | Floor lamp | Incandescent |  | 3-Way Incandescent | 1 | 100 | Living Room | 248509 | Living Room | 0.02963%
24850 | 9 | 2 |  | Manual | 1 | Ceiling Fan | Incandescent |  | Decorative | 5 | 60 | Living Room | 248509 | Living Room | 0.02963%
24850 | 9 | 3 |  | Manual | 2 | Recessed Can | Incandescent |  | Reflector | 1 | 65 | Living Room | 248509 | Living Room | 0.02963%
24850 | 10 | 1 |  | Manual | 1 | Ceiling Fixture | Incandescent |  | 3-Way Incandescent | 1 | 100 | Other | 2485010 | Other | 0.02963%
24850 | 11 | 1 |  | Manual | 1 | Chandelier (Hanging) | Incandescent |  | Clear | 5 | 60 | Living Room | 2485011 | Living Room | 0.02963%
24850 | 11 | 2 |  | Manual | 1 | Table | Incandescent |  | Decorative | 1 | 60 | Living Room | 2485011 | Living Room | 0.02963%
24850 | 11 | 3 |  | Manual | 1 | Table | Incandescent |  | Standard A Lamp | 1 | 300 | Living Room | 2485011 | Living Room | 0.02963%
24850 | 12 | 1 |  | Manual | 2 | Garage door opener | Incandescent |  | Standard A Lamp | 1 | 100 | Garage | 2485012 | Garage | 0.02963%
24850 | 12 | 2 |  | Manual | 2 | Ceiling Fixture | Incandescent |  | Clear | 1 | 60 | Garage | 2485012 | Garage | 0.02963%
24850 | 13 | 1 |  | Manual | 1 | Table | Incandescent |  | 3-Way Incandescent | 1 | 100 | Bedroom | 2485013 | Bedroom | 0.02963%
24850 | 13 | 2 |  | Manual | 1 | Ceiling Fixture | Incandescent |  | Standard A Lamp | 1 | 60 | Bedroom | 2485013 | Bedroom | 0.02963%
24863 | 1 | 1 |  | Manual | 1 | Ceiling Fixture | Compact Fluorescent |  | Twist | 1 | 22 | Bathroom | 248631 | Bathroom | 0.09408%
24863 | 2 | 1 |  | Manual | 1 | Ceiling Fixture | Compact Fluorescent |  | Twist | 2 | 15 | Bedroom | 248632 | Bedroom | 0.09408%
24863 | 3 | 1 |  | Manual | 1 | Ceiling Fixture | Compact Fluorescent |  | Twist | 1 | 22 | Hall | 248633 | Hall | 0.09408%
24863 | 4 | 1 |  | Manual | 1 | Ceiling Fixture | Incandescent |  | Globe | 5 | 60 | Kitchen | 248634 | Kitchen | 0.09408%
24863 | 5 | 1 |  | Manual | 1 | Ceiling Fixture | Incandescent |  | Standard A Lamp | 1 | 60 | Kitchen | 248635 | Kitchen | 0.09408%
24863 | 5 | 2 |  | Manual | 1 | Ceiling Fixture | Compact Fluorescent |  | Twist | 1 | 22 | Kitchen | 248635 | Kitchen | 0.09408%
24863 | 6 | 1 |  | Manual | 1 | Ceiling Fixture | Incandescent |  | Standard A Lamp | 1 | 100 | Laundry Room | 248636 | Laundry Room | 0.09408%
24863 | 7 | 1 |  | Manual | 1 | Ceiling Fixture | Compact Fluorescent |  | Twist | 5 | 15 | Living Room | 248637 | Living Room | 0.09408%
24863 | 7 | 2 |  | Manual | 1 | Floor lamp | Compact Fluorescent |  | Twist | 1 | 15 | Living Room | 248637 | Living Room | 0.09408%
24863 | 7 | 3 |  | Manual | 2 | Floor lamp | Incandescent |  | Standard A Lamp | 1 | 75 | Living Room | 248637 | Living Room | 0.09408%
24863 | 8 | 1 |  | Manual | 1 | Ceiling Fixture | Compact Fluorescent |  | Twist | 2 | 15 | Bathroom | 248638 | Bathroom | 0.09408%
24863 | 8 | 2 |  | Manual | 1 | Wall Mount | Compact Fluorescent |  | Twist | 2 | 15 | Bathroom | 248638 | Bathroom | 0.09408%
24863 | 9 | 1 |  | Manual | 1 | Ceiling Fixture | Incandescent |  | Standard A Lamp | 3 | 25 | Master Bedroom | 248639 | Master Bedroom | 0.09408%
24863 | 10 | 1 |  | Manual | 2 | Ceiling Fixture | Linear Fluorescent | 48 | Fluorescent Other | 2 | 32 | Garage | 2486310 | Garage | 0.09408%
24863 | 11 | 1 |  | Manual | 1 | Wall Mount | Compact Fluorescent |  | Twist | 1 | 15 | Hall | 2486311 | Hall | 0.09408%
24863 | 12 | 1 |  | Manual | 1 | Ceiling Fixture | Incandescent |  | Standard A Lamp | 1 | 60 | Bedroom | 2486312 | Bedroom | 0.09408%
24863 | 13 | 1 |  | Manual | 1 | Ceiling Fixture | Incandescent |  | Standard A Lamp | 1 | 60 | Hall | 2486313 | Hall | 0.09408%
24863 | 14 | 1 |  | Manual | 1 | Ceiling Fixture | Compact Fluorescent |  | Twist | 1 | 15 | Living Room | 2486314 | Living Room | 0.09408%
24863 | 14 | 2 |  | Manual | 1 | Floor lamp | Incandescent |  | Standard A Lamp | 1 | 40 | Living Room | 2486314 | Living Room | 0.09408%
24863 | 14 | 3 |  | Manual | 1 | Ceiling Fixture | Compact Fluorescent |  | Twist | 1 | 22 | Living Room | 2486314 | Living Room | 0.09408%
24866 | 1 | 1 |  | Manual | 1 | Chandelier (Hanging) | Incandescent |  | Decorative | 2 | 25 | Dining Room | 248661 | Dining Room | 0.1084%
24866 | 2 | 1 |  | Manual | 2 | Ceiling Fixture | Incandescent |  | Standard A Lamp | 1 | 60 | Hall | 248662 | Hall | 0.1084%
24866 | 3 | 1 |  | Manual | 2 | Ceiling Fixture | Linear Fluorescent | 48 | T-8 | 2 | 32 | Kitchen | 248663 | Kitchen | 0.1084%
24866 | 4 | 1 |  | Manual | 3 | Recessed Can | Compact Fluorescent |  | Reflector | 1 | 22 | Bathroom | 248664 | Bathroom | 0.1084%
24866 | 5 | 1 |  | Manual | 14 | Recessed Can | Compact Fluorescent |  | Reflector | 1 | 22 | Family Room | 248665 | Family Room | 0.1084%
24866 | 6 | 1 |  | Manual | 1 | Track | Halogen |  | MR | 5 | 30 | Laundry Room | 248666 | Laundry Room | 0.1084%
24866 | 7 | 1 |  | Manual | 4 | Floor lamp | Incandescent |  | Decorative | 1 | 25 | Living Room | 248667 | Living Room | 0.1084%
24866 | 8 | 1 |  | Manual | 5 | Recessed Can | Compact Fluorescent |  | Reflector | 1 | 22 | Bathroom | 248668 | Bathroom | 0.1084%
24866 | 8 | 2 |  | Dimmer | 2 | Wall Mount | Compact Fluorescent |  | A shape bulb | 2 | 15 | Bathroom | 248668 | Bathroom | 0.1084%
24866 | 9 | 1 |  | Manual | 3 | Table | Incandescent |  | Clear | 1 | 40 | Master Bedroom | 248669 | Master Bedroom | 0.1084%
24866 | 9 | 2 |  | Manual | 1 | Ceiling Fixture | Incandescent |  | Standard A Lamp | 2 | 60 | Master Bedroom | 248669 | Master Bedroom | 0.1084%
24866 | 10 | 1 |  | Manual | 1 | Wall Mount | Compact Fluorescent |  | A shape bulb | 2 | 15 | Bathroom | 2486610 | Bathroom | 0.1084%
24866 | 11 | 1 |  | Manual | 1 | Track | Halogen |  | MR | 3 | 25 | Hall | 2486611 | Hall | 0.1084%
24866 | 12 | 1 |  | Manual | 1 | Chandelier (Hanging) | Incandescent |  | Standard A Lamp | 2 | 60 | Bedroom | 2486612 | Bedroom | 0.1084%
24866 | 13 | 1 |  | Manual | 2 | Recessed Can | Compact Fluorescent |  | Reflector | 1 | 22 | Hall | 2486613 | Hall | 0.1084%
24866 | 14 | 1 |  | Manual | 1 | Ceiling Fan | Incandescent |  | Standard A Lamp | 2 | 60 | Bedroom | 2486614 | Bedroom | 0.1084%

## SF Room Type
Room Type Ref | siteid | room_it | RoomSqFt | RoomType | Room_Conditioned | GeneralNotes
100021 | 10002 | 1 | 124 | Bedroom | TRUE
100022 | 10002 | 2 | 85 | Dining Room | TRUE
100023 | 10002 | 3 | 48 | Bathroom | TRUE
100024 | 10002 | 4 | 30 | Hall | TRUE
100025 | 10002 | 5 | 32 | Closet | TRUE
100026 | 10002 | 6 | 61 | Hall | TRUE
100027 | 10002 | 7 | 113 | Bedroom | TRUE
100028 | 10002 | 8 | 80 | Kitchen | TRUE
100029 | 10002 | 9 | 42 | Laundry Room | TRUE
1000210 | 10002 | 10 | 155 | Living Room | TRUE
1000211 | 10002 | 11 | 210 | Office | TRUE
1000212 | 10002 | 12 | 48 | Other | TRUE
1000213 | 10002 | 13 | 50 | Bathroom | TRUE
1000214 | 10002 | 14 | 42 | Hall | TRUE
1000215 | 10002 | 15 | 27 | Closet | TRUE
1000216 | 10002 | 16 | 225 | Other | TRUE
100051 | 10005 | 1 | 18 | Bathroom | TRUE | No Windows
100052 | 10005 | 2 | 43 | Bathroom | TRUE
100053 | 10005 | 3 | 145 | Bedroom | TRUE
100054 | 10005 | 4 | 439 | Master Bedroom | TRUE
100055 | 10005 | 5 | 134 | Bedroom | TRUE
100056 | 10005 | 6 | 24 | Closet | TRUE | No Windows
100057 | 10005 | 7 |  | Dining Room | TRUE | No Windows
100058 | 10005 | 8 | 210 | Dining Room | TRUE
100059 | 10005 | 9 | 36 | Hall | TRUE
1000510 | 10005 | 10 | 472 | Garage | FALSE | No Windows
1000511 | 10005 | 11 | 16 | Closet | TRUE | No Windows
1000512 | 10005 | 12 | 63 | Hall | TRUE | No Windows
1000513 | 10005 | 13 | 69 | Kitchen | TRUE
1000514 | 10005 | 14 | 112 | Laundry Room | TRUE
1000515 | 10005 | 15 | 392 | Living Room | TRUE
1000516 | 10005 | 16 | 66 | Bathroom | TRUE
1000517 | 10005 | 17 | 234 | Master Bedroom | TRUE
1000518 | 10005 | 18 | 30 | Hall | TRUE | No Windows
1000519 | 10005 | 19 | 12 | Closet | TRUE | No windows
100111 | 10011 | 1 | 48 | Bathroom | TRUE
100112 | 10011 | 2 | 42 | Bathroom | TRUE
100113 | 10011 | 3 | 105 | Bathroom | TRUE
100114 | 10011 | 4 | 160 | Bedroom | TRUE
100115 | 10011 | 5 | 128 | Bedroom | TRUE
100116 | 10011 | 6 | 140 | Dining Room | TRUE
100117 | 10011 | 7 | 160 | Other | TRUE
100118 | 10011 | 8 | 212 | Family Room | TRUE
100119 | 10011 | 9 | 400 | Garage | FALSE
1001110 | 10011 | 10 | 112 | Hall | TRUE
1001111 | 10011 | 11 | 204 | Kitchen | TRUE
1001112 | 10011 | 12 | 72 | Laundry Room | TRUE
1001113 | 10011 | 13 | 208 | Master Bedroom | TRUE
1001114 | 10011 | 14 | 135 | Office | TRUE
1001115 | 10011 | 15 | 44 | Other | TRUE
1001116 | 10011 | 16 | 112 | Other | TRUE
1001117 | 10011 | 17 | 80 | Other | TRUE
100161 | 10016 | 1 | 45 | Bathroom | TRUE
100162 | 10016 | 2 | 46 | Bathroom | TRUE
100163 | 10016 | 3 | 125 | Office | TRUE
100164 | 10016 | 4 | 160 | Master Bedroom | TRUE
100165 | 10016 | 5 | 110 | Office | TRUE
100166 | 10016 | 6 | 148 | Dining Room | TRUE
100167 | 10016 | 7 | 400 | Garage | FALSE
100168 | 10016 | 8 | 60 | Hall | TRUE
100169 | 10016 | 9 | 162 | Kitchen | TRUE
1001610 | 10016 | 10 | 65 | Laundry Room | TRUE
1001611 | 10016 | 11 | 204 | Family Room | TRUE
1001612 | 10016 | 12 | 227 | Kitchen | TRUE
1001613 | 10016 | 13 | 240 | Other | TRUE
100211 | 10021 | 1 | 50 | Bathroom | TRUE
100212 | 10021 | 2 | 50 | Bathroom | TRUE
100213 | 10021 | 3 | 155 | Master Bedroom | TRUE
100214 | 10021 | 4 | 132 | Bedroom | TRUE
100215 | 10021 | 5 | 156 | Bedroom | TRUE
100216 | 10021 | 6 | 195 | Dining Room | TRUE
100217 | 10021 | 7 | 338 | Garage | FALSE
100218 | 10021 | 8 | 150 | Hall | TRUE
100219 | 10021 | 9 | 140 | Kitchen | TRUE
1002110 | 10021 | 10 | 156 | Living Room | TRUE
1002111 | 10021 | 11 | 120 | Office | TRUE
1002112 | 10021 | 12 | 180 | Other | TRUE
100301 | 10030 | 1 | 52 | Bathroom | TRUE
100302 | 10030 | 2 | 219 | Family Room | TRUE
100303 | 10030 | 3 | 473 | Garage | FALSE | No Windows
100304 | 10030 | 4 | 120 | Office | TRUE
100305 | 10030 | 5 | 139 | Hall | TRUE | No Windows
100306 | 10030 | 6 | 189 | Kitchen | TRUE
100307 | 10030 | 7 | 74 | Laundry Room | TRUE | No Windows
100308 | 10030 | 8 | 315 | Living Room | TRUE
100309 | 10030 | 9 | 27 | Bathroom | TRUE
1003010 | 10030 | 10 | 258 | Master Bedroom | TRUE | could not get to plug was unable to get wattage
1003011 | 10030 | 11 | 42 | Closet | TRUE | No Windows
1003012 | 10030 | 12 | 138 | Bedroom | TRUE
100401 | 10040 | 1 | 42 | Other | TRUE
100402 | 10040 | 2 | 616 | Other | TRUE
100403 | 10040 | 3 | 65 | Bathroom | TRUE
100404 | 10040 | 4 | 45 | Bathroom | TRUE
100405 | 10040 | 5 | 110 | Bedroom | TRUE
100406 | 10040 | 6 | 110 | Bedroom | TRUE
100407 | 10040 | 7 | 374 | Bedroom | TRUE
100408 | 10040 | 8 | 28 | Closet | TRUE | No Windows.
100409 | 10040 | 9 | 182 | Dining Room | TRUE
1004010 | 10040 | 10 | 324 | Garage | FALSE | No Windows.
1004011 | 10040 | 11 | 56 | Bathroom | TRUE | No Windows.
1004012 | 10040 | 12 | 133 | Kitchen | TRUE
1004013 | 10040 | 13 | 260 | Living Room | TRUE
100442 | 10044 | 2 | 110 | Bedroom | TRUE
100443 | 10044 | 3 | 198 | Dining Room | TRUE
100444 | 10044 | 4 | 121 | Office | TRUE
100445 | 10044 | 5 | 85 | Other | TRUE
100446 | 10044 | 6 | 210 | Family Room | TRUE
100447 | 10044 | 7 | 720 | Garage | FALSE | No windows.
100448 | 10044 | 8 | 75 | Hall | TRUE | No windows.
100449 | 10044 | 9 | 100 | Kitchen | TRUE
1004410 | 10044 | 10 | 60 | Laundry Room | TRUE
1004411 | 10044 | 11 | 310 | Living Room | TRUE
1004412 | 10044 | 12 | 60 | Bathroom | TRUE
1004413 | 10044 | 13 | 142 | Master Bedroom | TRUE
1004414 | 10044 | 14 | 32 | Bathroom | TRUE | No windows.
100521 | 10052 | 1 | 60 | Bathroom | TRUE
100522 | 10052 | 2 | 70 | Closet | TRUE
100523 | 10052 | 3 | 123 | Bedroom | TRUE
100524 | 10052 | 4 | 530 | Garage | FALSE
100525 | 10052 | 5 | 120 | Hall | TRUE
100526 | 10052 | 6 | 325 | Kitchen | TRUE
100527 | 10052 | 7 | 62 | Laundry Room | TRUE
100528 | 10052 | 8 | 300 | Living Room | TRUE
100529 | 10052 | 9 | 57 | Bathroom | TRUE
1005210 | 10052 | 10 | 200 | Master Bedroom | TRUE
1005211 | 10052 | 11 | 70 | Closet | TRUE
100551 | 10055 | 1 | 34 | Bathroom | TRUE
100552 | 10055 | 2 | 162 | Dining Room | TRUE
100553 | 10055 | 3 | 252 | Family Room | TRUE
100554 | 10055 | 4 | 576 | Garage | FALSE | no window
100555 | 10055 | 5 | 175 | Hall | TRUE | no window
100556 | 10055 | 6 | 65 | Hall | TRUE
100557 | 10055 | 7 | 153 | Hall | TRUE | no window
100558 | 10055 | 8 | 210 | Kitchen | TRUE
100559 | 10055 | 9 | 161 | Laundry Room | TRUE
1005510 | 10055 | 10 | 240 | Living Room | TRUE
1005511 | 10055 | 11 | 110 | Bathroom | TRUE
1005512 | 10055 | 12 | 225 | Bedroom | TRUE
1005513 | 10055 | 13 | 50 | Closet | TRUE
1005514 | 10055 | 14 | 115 | Other | TRUE
1005515 | 10055 | 15 | 122 | Office | TRUE
1005516 | 10055 | 16 | 103 | Other | TRUE
1005517 | 10055 | 17 | 58 | Bathroom | TRUE
1005518 | 10055 | 18 | 250 | Bedroom | TRUE
1005519 | 10055 | 19 | 143 | Bedroom | TRUE
1005520 | 10055 | 20 | 258 | Bedroom | TRUE
1005521 | 10055 | 21 | 340 | Other | TRUE
1005522 | 10055 | 22 | 405 | Other | TRUE
1005523 | 10055 | 23 | 190 | Other | TRUE
100621 | 10062 | 1 | 208 | Dining Room | TRUE
100622 | 10062 | 2 | 49 | Bathroom | TRUE
100623 | 10062 | 3 | 122 | Bedroom | TRUE
100624 | 10062 | 4 | 134 | Bedroom | TRUE
100625 | 10062 | 5 | 40 | Bathroom | TRUE | No windows.
100626 | 10062 | 6 | 56 | Closet | TRUE
100627 | 10062 | 7 | 30 | Bathroom | TRUE
100628 | 10062 | 8 | 583 | Garage | TRUE
100629 | 10062 | 9 | 311 | Bedroom | TRUE
1006210 | 10062 | 10 | 72 | Bathroom | TRUE | No windows.
1006211 | 10062 | 11 | 128 | Living Room | TRUE
1006212 | 10062 | 12 | 126 | Kitchen | TRUE
1006213 | 10062 | 13 | 320 | Living Room | TRUE
1006214 | 10062 | 14 | 123 | Hall | TRUE | No windows.
1006215 | 10062 | 15 | 119 | Bedroom | TRUE
1006216 | 10062 | 16 | 170 | Bedroom | TRUE
1006217 | 10062 | 17 | 46 | Laundry Room | TRUE
1006218 | 10062 | 18 | 120 | Hall | TRUE | No windows.
100681 | 10068 | 1 | 60 | Bathroom | TRUE
100682 | 10068 | 2 | 157 | Hall | TRUE
100683 | 10068 | 3 | 93 | Laundry Room | TRUE
100684 | 10068 | 4 | 430 | Family Room | TRUE
100685 | 10068 | 5 | 304 | Bedroom | TRUE
100686 | 10068 | 6 | 100 | Hall | TRUE
100687 | 10068 | 7 | 504 | Garage | FALSE
100688 | 10068 | 8 | 50 | Closet | TRUE
100689 | 10068 | 9 | 145 | Dining Room | TRUE
1006810 | 10068 | 10 | 55 | Hall | TRUE
1006811 | 10068 | 11 | 49 | Bathroom | TRUE
1006812 | 10068 | 12 |  | Kitchen | TRUE
1006813 | 10068 | 13 | 259 | Living Room | TRUE
1006814 | 10068 | 14 | 45 | Bathroom | TRUE
1006815 | 10068 | 15 | 180 | Master Bedroom | TRUE
1006816 | 10068 | 16 | 30 | Closet | TRUE
1006817 | 10068 | 17 | 131 | Office | TRUE
1006818 | 10068 | 18 | 156 | Bedroom | TRUE
100791 | 10079 | 1 | 35 | Bathroom | TRUE | No Windows
100792 | 10079 | 2 | 35 | Bathroom | TRUE | No Windows
100793 | 10079 | 3 | 235 | Bedroom | TRUE
100794 | 10079 | 4 | 125 | Bedroom | TRUE
100795 | 10079 | 5 | 238 | Master Bedroom | TRUE
100796 | 10079 | 6 | 90 | Dining Room | TRUE
100797 | 10079 | 7 | 230 | Garage | FALSE | No Windows
100798 | 10079 | 8 | 105 | Hall | TRUE
100799 | 10079 | 9 | 90 | Hall | TRUE
1007910 | 10079 | 10 | 100 | Kitchen | TRUE
1007911 | 10079 | 11 | 269 | Living Room | TRUE
1007912 | 10079 | 12 | 40 | Hall | TRUE | No Windows
100821 | 10082 | 1 | 45 | Bathroom | TRUE
100822 | 10082 | 2 | 142 | Bedroom | TRUE
100823 | 10082 | 3 | 129 | Bedroom | TRUE
100824 | 10082 | 4 | 200 | Family Room | TRUE
100825 | 10082 | 5 | 138 | Kitchen | TRUE
100826 | 10082 | 6 | 85 | Laundry Room | TRUE
100827 | 10082 | 7 | 148 | Other | TRUE
100831 | 10083 | 1 | 165 | Kitchen | TRUE
100832 | 10083 | 2 | 119 | Bedroom | TRUE
100833 | 10083 | 3 | 55 | Hall | TRUE | No windows.
100834 | 10083 | 4 | 93 | Laundry Room | TRUE
100835 | 10083 | 5 | 488 | Family Room | TRUE
100836 | 10083 | 6 | 36 | Closet | TRUE | No windows.
100837 | 10083 | 7 | 199 | Dining Room | TRUE
100838 | 10083 | 8 | 186 | Bedroom | TRUE
100839 | 10083 | 9 | 84 | Hall | TRUE
1008310 | 10083 | 10 | 270 | Living Room | TRUE
1008311 | 10083 | 11 | 67 | Bathroom | TRUE
1008312 | 10083 | 12 | 181 | Master Bedroom | TRUE
1008313 | 10083 | 13 | 45 | Bathroom | TRUE
1008314 | 10083 | 14 | 124 | Bedroom | TRUE
100871 | 10087 | 1 | 379 | Living Room | TRUE
100872 | 10087 | 2 | 440 | Family Room | TRUE
100873 | 10087 | 3 | 133 | Bedroom | TRUE
100874 | 10087 | 4 | 80 | Bathroom | TRUE | No Windows
100875 | 10087 | 5 | 141 | Laundry Room | TRUE
100876 | 10087 | 6 | 144 | Living Room | TRUE
100877 | 10087 | 7 | 315 | Garage | FALSE
100878 | 10087 | 8 | 114 | Dining Room | TRUE
100879 | 10087 | 9 | 103 | Kitchen | TRUE
1008710 | 10087 | 10 | 73 | Hall | TRUE | No Windows
1008711 | 10087 | 11 | 51 | Bathroom | TRUE
1008712 | 10087 | 12 | 145 | Bedroom | TRUE
1008713 | 10087 | 13 | 256 | Bedroom | TRUE
1008714 | 10087 | 14 | 119 | Hall | TRUE
1008715 | 10087 | 15 | 177 | Bathroom | TRUE
100961 | 10096 | 1 | 50 | Bathroom | TRUE
100962 | 10096 | 2 | 15 | Bathroom | TRUE | No windows.
100963 | 10096 | 3 | 90 | Bedroom | TRUE
100964 | 10096 | 4 | 90 | Bedroom | TRUE
100965 | 10096 | 5 | 130 | Bedroom | TRUE
100966 | 10096 | 6 | 256 | Other | TRUE
100967 | 10096 | 7 | 190 | Dining Room | TRUE
100968 | 10096 | 8 | 229 | Living Room | TRUE
100969 | 10096 | 9 | 215 | Garage | FALSE | No windows.
1009610 | 10096 | 10 | 36 | Kitchen | TRUE | No windows
1009611 | 10096 | 11 | 84 | Hall | TRUE | No windows.
1009612 | 10096 | 12 | 180 | Kitchen | TRUE
1009613 | 10096 | 13 | 261 | Living Room | TRUE
1009614 | 10096 | 14 | 108 | Other | TRUE
1009615 | 10096 | 15 | 100 | Laundry Room | TRUE
101001 | 10100 | 1 | 576 | Bedroom | TRUE
101002 | 10100 | 2 | 374 | Office | TRUE
101003 | 10100 | 3 | 78 | Dining Room | TRUE
101004 | 10100 | 4 | 29 | Hall | TRUE
101006 | 10100 | 6 | 53 | Hall | TRUE
101007 | 10100 | 7 | 637 | Garage | FALSE | outside shop
101008 | 10100 | 8 | 211 | Kitchen | TRUE
101009 | 10100 | 9 | 31 | Laundry Room | TRUE
1010010 | 10100 | 10 | 240 | Living Room | TRUE
1010011 | 10100 | 11 | 47 | Bathroom | TRUE
1010012 | 10100 | 12 | 135 | Master Bedroom | TRUE
1010013 | 10100 | 13 | 637 | Garage | FALSE | second floor of the shop
1010014 | 10100 | 14 | 71 | Hall | TRUE
1010015 | 10100 | 15 | 125 | Other | TRUE
101341 | 10134 | 1 | 712 | Other | TRUE | conditioned basement , contains furnace , insulated floor R19
101342 | 10134 | 2 | 49 | Bathroom | TRUE
101343 | 10134 | 3 | 78 | Bathroom | TRUE | knee wall 5ft vault 6ft by 12.5
101344 | 10134 | 4 | 157 | Bedroom | TRUE | no date on label serial #lspdwaj4311522
101345 | 10134 | 5 | 45 | Bedroom | TRUE | knee wall 4ft vault 5 by 10
101346 | 10134 | 6 | 30 | Closet | TRUE | knee wall 5ft vault 5 by 7
101347 | 10134 | 7 | 160 | Dining Room | TRUE
101348 | 10134 | 8 | 95 | Hall | TRUE
101349 | 10134 | 9 | 212 | Kitchen | TRUE
1013410 | 10134 | 10 | 35 | Laundry Room | TRUE
1013411 | 10134 | 11 | 152 | Living Room | TRUE | can not get to back of tv for label or plug
1013412 | 10134 | 12 | 55 | Closet | TRUE | knee wall 4ft vault 5 by 10
1013413 | 10134 | 13 | 30 | Closet | TRUE | knee wall 5ft vault 5 by 7
1013414 | 10134 | 14 | 157 | Office | TRUE | cant get to back of tv
1013415 | 10134 | 15 | 132 | Other | TRUE
1013416 | 10134 | 16 | 38 | Hall | TRUE
101411 | 10141 | 1 | 54 | Bathroom | TRUE
101412 | 10141 | 2 | 115 | Bedroom | TRUE
101413 | 10141 | 3 | 229 | Bathroom | TRUE
101414 | 10141 | 4 | 14 | Hall | TRUE | No Windows
101415 | 10141 | 5 | 75 | Hall | TRUE | No Windows
101416 | 10141 | 6 | 149 | Master Bedroom | TRUE
101417 | 10141 | 7 | 228 | Office | TRUE
101418 | 10141 | 8 | 63 | Hall | TRUE | no lights No Windows
101419 | 10141 | 9 | 222 | Closet | TRUE | No Windows
1014110 | 10141 | 10 | 59 | Bathroom | TRUE | No Windows
1014111 | 10141 | 11 | 103 | Bedroom | TRUE
1014112 | 10141 | 12 | 124 | Dining Room | TRUE
1014113 | 10141 | 13 | 54 | Hall | TRUE | No Windows
1014114 | 10141 | 14 | 169 | Family Room | TRUE
1014115 | 10141 | 15 | 693 | Garage | FALSE | No Windows
1014116 | 10141 | 16 | 76 | Hall | TRUE | No Windows
1014117 | 10141 | 17 | 115 | Kitchen | TRUE
1014118 | 10141 | 18 | 259 | Living Room | TRUE
1014119 | 10141 | 19 | 1091 | Garage | FALSE | exterior building No Windows
101441 | 10144 | 1 | 60 | Bathroom | TRUE | No Windows
101442 | 10144 | 2 | 100 | Bedroom | TRUE
101443 | 10144 | 3 | 110 | Bedroom | TRUE
101444 | 10144 | 4 | 85 | Dining Room | TRUE
101445 | 10144 | 5 | 380 | Family Room | TRUE
101446 | 10144 | 6 | 420 | Garage | FALSE | No Windows
101447 | 10144 | 7 | 45 | Hall | TRUE | No Windows
101448 | 10144 | 8 | 150 | Hall | TRUE
101449 | 10144 | 9 | 125 | Kitchen | TRUE
1014410 | 10144 | 10 | 232 | Living Room | TRUE
1014411 | 10144 | 11 | 50 | Bathroom | TRUE
1014412 | 10144 | 12 | 185 | Master Bedroom | TRUE
1014413 | 10144 | 13 | 200 | Other | TRUE
1014414 | 10144 | 14 | 100 | Laundry Room | TRUE
101501 | 10150 | 1 | 188 | Laundry Room | TRUE
101502 | 10150 | 2 | 48 | Bathroom | TRUE
101503 | 10150 | 3 | 132 | Bedroom | TRUE
101504 | 10150 | 4 | 123 | Bedroom | TRUE
101505 | 10150 | 5 | 24 | Closet | TRUE | No Windows
101506 | 10150 | 6 | 19 | Closet | TRUE
101507 | 10150 | 7 | 24 | Closet | TRUE | No Windows
101508 | 10150 | 8 | 200 | Dining Room | TRUE
101509 | 10150 | 9 | 80 | Hall | TRUE
1015010 | 10150 | 10 | 30 | Other | TRUE
1015011 | 10150 | 11 | 96 | Kitchen | TRUE
1015012 | 10150 | 12 | 275 | Living Room | TRUE
1015013 | 10150 | 13 | 15 | Closet | TRUE | No Windows
101721 | 10172 | 1 | 616 | Other | FALSE
101722 | 10172 | 2 | 34 | Bathroom | TRUE
101723 | 10172 | 3 | 97 | Bedroom | TRUE
101724 | 10172 | 4 | 98 | Bedroom | TRUE
101725 | 10172 | 5 |  | Dining Room | TRUE
101726 | 10172 | 6 | 83 | Kitchen | TRUE
101727 | 10172 | 7 | 33 | Laundry Room | TRUE
101728 | 10172 | 8 | 139 | Living Room | TRUE
101741 | 10174 | 1 | 42 | Bathroom | TRUE | No Windows
101742 | 10174 | 2 | 42 | Bathroom | TRUE | No Windows
101743 | 10174 | 3 | 155 | Bedroom | TRUE
101744 | 10174 | 4 | 148 | Bedroom | TRUE
101745 | 10174 | 5 | 225 | Dining Room | TRUE
101746 | 10174 | 6 | 318 | Family Room | TRUE
101747 | 10174 | 7 | 327 | Garage | FALSE | No Windows
101748 | 10174 | 8 | 20 | Hall | TRUE | No Windows
101749 | 10174 | 9 | 120 | Kitchen | TRUE
1017410 | 10174 | 10 | 42 | Laundry Room | TRUE | No Windows
1017411 | 10174 | 11 | 229 | Master Bedroom | TRUE
1017412 | 10174 | 12 | 17 | Closet | TRUE | No Windows
1017413 | 10174 | 13 | 190 | Other | TRUE
101761 | 10176 | 1 | 50 | Bathroom | TRUE | No Windows
101762 | 10176 | 2 | 110 | Bedroom | TRUE
101763 | 10176 | 3 | 225 | Family Room | TRUE
101764 | 10176 | 4 | 65 | Hall | TRUE | No Windows
101765 | 10176 | 5 | 130 | Kitchen | TRUE
101766 | 10176 | 6 | 20 | Laundry Room | TRUE | No Windows
101767 | 10176 | 7 | 450 | Living Room | TRUE
101768 | 10176 | 8 | 216 | Master Bedroom | TRUE
101769 | 10176 | 9 | 30 | Bathroom | TRUE | No Windows
1017610 | 10176 | 10 | 120 | Office | TRUE
1017611 | 10176 | 11 | 400 | Garage | FALSE
101781 | 10178 | 1 | 80 | Bathroom | TRUE
101782 | 10178 | 2 | 120 | Bedroom | TRUE
101783 | 10178 | 3 | 140 | Bedroom | TRUE
101784 | 10178 | 4 | 120 | Bedroom | TRUE
101785 | 10178 | 5 |  | Garage | FALSE | No Windows
101786 | 10178 | 6 | 55 | Hall | TRUE | No Windows
101787 | 10178 | 7 | 180 | Kitchen | TRUE
101788 | 10178 | 8 | 240 | Living Room | TRUE
101861 | 10186 | 1 | 25 | Hall | TRUE | No Windows
101862 | 10186 | 2 | 270 | Bedroom | TRUE
101863 | 10186 | 3 | 25 | Closet | TRUE | No Windows
101864 | 10186 | 4 | 200 | Dining Room | TRUE
101865 | 10186 | 5 | 30 | Bathroom | TRUE
101866 | 10186 | 6 | 30 | Hall | TRUE | No Windows
101867 | 10186 | 7 | 190 | Kitchen | TRUE
101868 | 10186 | 8 | 20 | Laundry Room | TRUE | No Windows
101869 | 10186 | 9 | 400 | Living Room | TRUE | No Windows
1018610 | 10186 | 10 | 110 | Bathroom | TRUE
1018611 | 10186 | 11 | 50 | Bathroom | TRUE
1018612 | 10186 | 12 | 200 | Master Bedroom | TRUE
1018613 | 10186 | 13 | 80 | Office | TRUE | No Windows
1018614 | 10186 | 14 | 45 | Hall | TRUE
101911 | 10191 | 1 | 100 | Bedroom | TRUE
101912 | 10191 | 2 | 240 | Bedroom | TRUE
101913 | 10191 | 3 | 48 | Hall | TRUE
101914 | 10191 | 4 | 56 | Bathroom | TRUE
101915 | 10191 | 5 | 170 | Kitchen | TRUE | No Windows
101916 | 10191 | 6 | 275 | Living Room | TRUE
101921 | 10192 | 1 | 35 | Bathroom | TRUE
101922 | 10192 | 2 | 90 | Bedroom | TRUE
101923 | 10192 | 3 | 142 | Family Room | TRUE
101924 | 10192 | 4 | 63 | Dining Room | TRUE
101925 | 10192 | 5 | 166 | Other | TRUE | No Windows
101926 | 10192 | 6 | 34 | Hall | TRUE | No Windows
101927 | 10192 | 7 | 77 | Kitchen | TRUE
101928 | 10192 | 8 | 52 | Laundry Room | TRUE | No Windows
101929 | 10192 | 9 | 230 | Living Room | TRUE
1019210 | 10192 | 10 | 130 | Master Bedroom | TRUE
102111 | 10211 | 1 | 47 | Bathroom | TRUE
102112 | 10211 | 2 | 132 | Bedroom | TRUE
102113 | 10211 | 3 | 182 | Bedroom | TRUE
102114 | 10211 | 4 | 60 | Hall | TRUE | No Windows
102115 | 10211 | 5 | 202 | Kitchen | TRUE
102116 | 10211 | 6 | 24 | Laundry Room | TRUE | No Windows
102117 | 10211 | 7 | 198 | Living Room | TRUE
102118 | 10211 | 8 | 28 | Closet | TRUE | No Windows
102291 | 10229 | 1 | 57 | Hall | TRUE
102292 | 10229 | 2 | 189 | Bedroom | TRUE
102293 | 10229 | 3 | 155 | Hall | TRUE
102294 | 10229 | 4 | 570 | Family Room | TRUE
102295 | 10229 | 5 | 460 | Garage | FALSE | garage is detached
102296 | 10229 | 6 | 53 | Bathroom | TRUE
102297 | 10229 | 7 | 158 | Kitchen | TRUE
102298 | 10229 | 8 | 245 | Laundry Room | TRUE
102299 | 10229 | 9 | 531 | Living Room | TRUE
1022910 | 10229 | 10 | 64 | Bathroom | TRUE
1022911 | 10229 | 11 | 94 | Closet | TRUE
1022912 | 10229 | 12 | 257 | Master Bedroom | TRUE | tv did not have year on label, unable to get wattage
1022913 | 10229 | 13 | 121 | Office | TRUE
1022914 | 10229 | 14 | 47 | Other | TRUE
1022915 | 10229 | 15 | 153 | Bedroom | TRUE
1022916 | 10229 | 16 | 35 | Closet | TRUE
1022917 | 10229 | 17 | 105 | Living Room | TRUE
1022918 | 10229 | 18 | 40 | Bathroom | TRUE
102301 | 10230 | 1 | 120 | Laundry Room | TRUE
102302 | 10230 | 2 | 144 | Kitchen | TRUE | insta hot under kitchen sink
102303 | 10230 | 3 | 170 | Family Room | TRUE
102304 | 10230 | 4 | 303 | Living Room | TRUE
102305 | 10230 | 5 | 125 | Kitchen | TRUE | full kitchen in basement for mother who lived with them until she passed in 10/2010 No Windows
102306 | 10230 | 6 | 125 | Dining Room | TRUE
102307 | 10230 | 7 | 273 | Living Room | TRUE
102308 | 10230 | 8 | 199 | Hall | TRUE | No Windows
102309 | 10230 | 9 | 287 | Closet | TRUE | No Windows
1023010 | 10230 | 10 | 50 | Closet | TRUE | No Windows
1023011 | 10230 | 11 | 142 | Bedroom | TRUE
1023012 | 10230 | 12 | 533 | Garage | FALSE
1023013 | 10230 | 13 | 139 | Bedroom | TRUE
1023014 | 10230 | 14 | 56 | Bathroom | TRUE | No Windows
1023015 | 10230 | 15 | 76 | Bathroom | TRUE
1023016 | 10230 | 16 | 217 | Master Bedroom | TRUE
1023017 | 10230 | 17 | 135 | Bathroom | TRUE
1023018 | 10230 | 18 | 58 | Closet | TRUE | No Windows
1023019 | 10230 | 19 | 181 | Bedroom | TRUE
1023020 | 10230 | 20 | 210 | Hall | TRUE
1023021 | 10230 | 21 | 331 | Dining Room | TRUE
102311 | 10231 | 1 | 875 | Other | TRUE | No Windows Added 875 sq ft conditioned basement based on conversation with the surveyor. Surveyor was not sure about the lighting or electronics. 165 sq ft. subterranean garage was "conditioned" based on the program interpretation
102312 | 10231 | 2 | 45 | Bathroom | TRUE
102313 | 10231 | 3 | 45 | Bathroom | TRUE
102314 | 10231 | 4 | 100 | Bedroom | TRUE
102315 | 10231 | 5 | 100 | Bedroom | TRUE
102316 | 10231 | 6 | 110 | Bedroom | TRUE
102317 | 10231 | 7 | 185 | Bedroom | TRUE
102318 | 10231 | 8 | 107 | Bedroom | TRUE
102319 | 10231 | 9 |  | Kitchen | TRUE | No Windows
1023110 | 10231 | 10 | 10 | Closet | TRUE
1023111 | 10231 | 11 | 165 | Garage | TRUE | No Windows
1023112 | 10231 | 12 | 110 | Kitchen | TRUE
1023113 | 10231 | 13 | 130 | Dining Room | TRUE
1023114 | 10231 | 14 | 250 | Living Room | TRUE
1023115 | 10231 | 15 | 40 | Dining Room | TRUE
1023116 | 10231 | 16 | 25 | Hall | TRUE | No Windows
1023117 | 10231 | 17 | 90 | Hall | TRUE | No Windows
102351 | 10235 | 1 | 45 | Bathroom | TRUE | clothes hanging in shower - flow based on expertise
102352 | 10235 | 2 | 125 | Bedroom | TRUE
102353 | 10235 | 3 | 115 | Master Bedroom | TRUE | COVERTED TO OFFICE
102354 | 10235 | 4 | 130 | Dining Room | TRUE
102355 | 10235 | 5 | 200 | Family Room | TRUE
102356 | 10235 | 6 | 100 | Hall | TRUE | No Windows
102357 | 10235 | 7 | 483 | Garage | FALSE | No Windows
102358 | 10235 | 8 | 40 | Hall | TRUE | No Windows
102359 | 10235 | 9 | 140 | Kitchen | TRUE
1023510 | 10235 | 10 | 40 | Laundry Room | TRUE | No Windows
1023511 | 10235 | 11 | 220 | Living Room | TRUE
1023512 | 10235 | 12 | 52 | Bathroom | TRUE
1023513 | 10235 | 13 | 140 | Master Bedroom | TRUE
102441 | 10244 | 1 | 55 | Bathroom | TRUE
102442 | 10244 | 2 | 199 | Bedroom | TRUE
102443 | 10244 | 3 | 90 | Dining Room | TRUE
102444 | 10244 | 4 | 68 | Hall | TRUE
102445 | 10244 | 5 | 96 | Kitchen | TRUE
102446 | 10244 | 6 | 18 | Laundry Room | TRUE
102447 | 10244 | 7 | 198 | Living Room | TRUE
102448 | 10244 | 8 | 226 | Bedroom | TRUE
102449 | 10244 | 9 | 40 | Closet | TRUE
1024410 | 10244 | 10 | 25 | Bathroom | TRUE
1024411 | 10244 | 11 | 30 | Bathroom | TRUE
1024412 | 10244 | 12 | 27 | Bathroom | TRUE
1024413 | 10244 | 13 | 56 | Hall | TRUE
102451 | 10245 | 1 | 50 | Bathroom | TRUE
102452 | 10245 | 2 | 40 | Bathroom | TRUE
102453 | 10245 | 3 | 45 | Bathroom | TRUE
102454 | 10245 | 4 | 120 | Bedroom | TRUE
102455 | 10245 | 5 | 166 | Master Bedroom | TRUE
102456 | 10245 | 6 | 140 | Office | TRUE
102457 | 10245 | 7 | 105 | Bedroom | TRUE
102458 | 10245 | 8 | 215 | Other | TRUE
102459 | 10245 | 9 | 210 | Dining Room | TRUE
1024510 | 10245 | 10 | 308 | Other | TRUE
1024511 | 10245 | 11 | 440 | Garage | FALSE
1024512 | 10245 | 12 | 215 | Hall | TRUE
1024513 | 10245 | 13 | 100 | Kitchen | TRUE
1024514 | 10245 | 14 | 110 | Laundry Room | TRUE
1024515 | 10245 | 15 | 144 | Office | TRUE
1024516 | 10245 | 16 | 317 | Living Room | TRUE
102541 | 10254 | 1 | 91 | Bathroom | TRUE | No Windows
102542 | 10254 | 2 | 48 | Bathroom | TRUE
102543 | 10254 | 3 | 14 | Bathroom | TRUE
102544 | 10254 | 4 | 234 | Bedroom | TRUE
102545 | 10254 | 5 | 154 | Bedroom | TRUE
102546 | 10254 | 6 | 126 | Bedroom | TRUE
102547 | 10254 | 7 | 165 | Bedroom | TRUE
102548 | 10254 | 8 | 24 | Closet | TRUE | No Windows
102549 | 10254 | 9 | 24 | Closet | TRUE | No Windows
1025410 | 10254 | 10 | 29 | Closet | TRUE | No Windows
1025411 | 10254 | 11 | 36 | Hall | TRUE | No Windows
1025412 | 10254 | 12 | 66 | Closet | TRUE
1025413 | 10254 | 13 | 27 | Closet | TRUE | No Windows
1025414 | 10254 | 14 | 144 | Dining Room | TRUE
1025415 | 10254 | 15 | 165 | Hall | TRUE
1025416 | 10254 | 16 | 590 | Garage | FALSE | No Windows
1025417 | 10254 | 17 | 31 | Hall | TRUE | No Windows
1025418 | 10254 | 18 | 285 | Kitchen | TRUE
1025419 | 10254 | 19 | 65 | Laundry Room | TRUE | No Windows
1025420 | 10254 | 20 | 316 | Living Room | TRUE
1025421 | 10254 | 21 |  | Kitchen | TRUE | No Windows
1025422 | 10254 | 22 | 72 | Bathroom | TRUE
1025423 | 10254 | 23 | 295 | Bedroom | TRUE
1025424 | 10254 | 24 | 329 | Family Room | TRUE
1025425 | 10254 | 25 | 111 | Hall | TRUE | No Windows
1025426 | 10254 | 26 | 162 | Other | TRUE | No Windows
102591 | 10259 | 1 | 32 | Bathroom | TRUE
102592 | 10259 | 2 | 130 | Bedroom | TRUE
102593 | 10259 | 3 | 110 | Bedroom | TRUE
102594 | 10259 | 4 | 30 | Hall | TRUE | no window
102595 | 10259 | 5 | 130 | Kitchen | TRUE
102596 | 10259 | 6 | 210 | Living Room | TRUE
102651 | 10265 | 1 | 165 | Kitchen | TRUE
102652 | 10265 | 2 | 220 | Family Room | TRUE
102653 | 10265 | 3 | 138 | Dining Room | TRUE
102654 | 10265 | 4 | 366 | Living Room | TRUE
102655 | 10265 | 5 | 65 | Bathroom | TRUE
102656 | 10265 | 6 | 138 | Hall | TRUE | no window
102657 | 10265 | 7 | 55 | Bathroom | TRUE
102658 | 10265 | 8 | 139 | Master Bedroom | TRUE
102659 | 10265 | 9 | 98 | Bedroom | TRUE
1026510 | 10265 | 10 | 136 | Bedroom | TRUE
102681 | 10268 | 1 | 271 | Living Room | TRUE
102682 | 10268 | 2 | 143 | Bedroom | TRUE
102683 | 10268 | 3 | 45 | Bathroom | TRUE
102684 | 10268 | 4 | 143 | Bedroom | TRUE
102685 | 10268 | 5 | 205 | Other | TRUE
102686 | 10268 | 6 | 178 | Laundry Room | TRUE
102687 | 10268 | 7 | 135 | Kitchen | TRUE
102688 | 10268 | 8 | 160 | Family Room | TRUE
102689 | 10268 | 9 | 135 | Bedroom | TRUE
1026810 | 10268 | 10 | 46 | Bathroom | TRUE
1026811 | 10268 | 11 | 148 | Master Bedroom | TRUE
1026812 | 10268 | 12 | 24 | Closet | TRUE
1026813 | 10268 | 13 | 337 | Bedroom | TRUE
1026814 | 10268 | 14 | 117 | Hall | TRUE
102821 | 10282 | 1 | 61 | Bathroom | TRUE
102822 | 10282 | 2 | 220 | Bedroom | TRUE
102823 | 10282 | 3 | 634 | Garage | FALSE
102824 | 10282 | 4 | 380 | Kitchen | TRUE | DINING ROOM INCLUDED, OPEN SPACE.
102825 | 10282 | 5 | 295 | Living Room | TRUE
102826 | 10282 | 6 | 188 | Other | TRUE
102881 | 10288 | 1 | 50 | Hall | TRUE | No Windows
102882 | 10288 | 2 | 40 | Bathroom | TRUE
102883 | 10288 | 3 | 80 | Hall | TRUE
102884 | 10288 | 4 | 310 | Hall | TRUE | No Windows
102885 | 10288 | 5 | 50 | Bathroom | TRUE
102886 | 10288 | 6 | 87 | Dining Room | TRUE
102887 | 10288 | 7 | 315 | Garage | FALSE | No Windows
102888 | 10288 | 8 | 140 | Family Room | TRUE
102889 | 10288 | 9 | 125 | Bedroom | TRUE | No Windows
1028810 | 10288 | 10 | 130 | Kitchen | TRUE
1028811 | 10288 | 11 | 56 | Laundry Room | TRUE | No Windows
1028812 | 10288 | 12 | 240 | Living Room | TRUE
1028813 | 10288 | 13 | 150 | Master Bedroom | TRUE
1028814 | 10288 | 14 | 105 | Family Room | TRUE
1028815 | 10288 | 15 | 142 | Bedroom | TRUE
1028816 | 10288 | 16 | 195 | Living Room | TRUE
102891 | 10289 | 1 | 60 | Bathroom | TRUE
102892 | 10289 | 2 | 110 | Bedroom | TRUE
102893 | 10289 | 3 | 50 | Hall | TRUE | No Windows
102894 | 10289 | 4 | 150 | Kitchen | TRUE
102895 | 10289 | 5 | 45 | Laundry Room | TRUE
102896 | 10289 | 6 | 250 | Living Room | TRUE
102897 | 10289 | 7 | 150 | Master Bedroom | TRUE
102898 | 10289 | 8 | 120 | Office | TRUE
102899 | 10289 | 9 | 216 | Family Room | TRUE
102921 | 10292 | 1 | 127 | Bedroom | TRUE
102922 | 10292 | 2 | 353 | Living Room | TRUE
102923 | 10292 | 3 | 50 | Bathroom | TRUE
102924 | 10292 | 4 | 69 | Hall | TRUE
102925 | 10292 | 5 | 395 | Family Room | TRUE
102926 | 10292 | 6 | 78 | Closet | TRUE | No Windows
102927 | 10292 | 7 | 526 | Garage | FALSE
102928 | 10292 | 8 | 140 | Laundry Room | TRUE
102929 | 10292 | 9 | 124 | Dining Room | TRUE
1029210 | 10292 | 10 | 102 | Kitchen | TRUE
1029211 | 10292 | 11 | 78 | Hall | TRUE | No Windows
1029212 | 10292 | 12 | 123 | Bedroom | TRUE | No Windows
1029213 | 10292 | 13 | 120 | Bedroom | TRUE
1029214 | 10292 | 14 | 143 | Master Bedroom | TRUE
1029215 | 10292 | 15 | 34 | Closet | TRUE
102981 | 10298 | 1 | 48 | Bathroom | TRUE
102982 | 10298 | 2 | 34 | Bathroom | TRUE
102983 | 10298 | 3 | 126 | Bedroom | TRUE
102984 | 10298 | 4 | 93 | Bedroom | TRUE
102985 | 10298 | 5 | 139 | Bedroom | TRUE
102986 | 10298 | 6 | 143 | Bedroom | TRUE
102987 | 10298 | 7 | 670 | Other | TRUE
102988 | 10298 | 8 | 20 | Other | TRUE | No Windows
102989 | 10298 | 9 | 20 | Closet | TRUE
1029810 | 10298 | 10 | 183 | Dining Room | TRUE
1029811 | 10298 | 11 | 32 | Hall | TRUE | No Windows
1029812 | 10298 | 12 | 160 | Kitchen | TRUE
1029813 | 10298 | 13 | 310 | Living Room | TRUE
102991 | 10299 | 1 | 154 | Office | TRUE | Could not perform TV watt measurement due to inaccesability
102992 | 10299 | 2 | 67 | Bathroom | TRUE
102993 | 10299 | 3 | 191 | Bedroom | TRUE
102994 | 10299 | 4 | 159 | Bedroom | TRUE
102995 | 10299 | 5 | 273 | Bedroom | TRUE
102996 | 10299 | 6 | 233 | Hall | TRUE
102997 | 10299 | 7 | 50 | Hall | TRUE | No Windows
102998 | 10299 | 8 | 103 | Hall | TRUE
102999 | 10299 | 9 | 263 | Kitchen | TRUE
1029910 | 10299 | 10 | 63 | Laundry Room | TRUE
1029911 | 10299 | 11 | 457 | Living Room | TRUE
1029912 | 10299 | 12 | 132 | Bathroom | TRUE
1029913 | 10299 | 13 | 56 | Bathroom | TRUE
1029914 | 10299 | 14 | 416 | Bedroom | TRUE
1029915 | 10299 | 15 | 546 | Family Room | TRUE
103051 | 10305 | 1 | 30 | Bathroom | TRUE | No Windows
103052 | 10305 | 2 | 53 | Bathroom | TRUE
103053 | 10305 | 3 | 65 | Bathroom | TRUE
103054 | 10305 | 4 | 165 | Bedroom | TRUE
103055 | 10305 | 5 | 180 | Bedroom | TRUE
103056 | 10305 | 6 | 130 | Office | TRUE
103057 | 10305 | 7 | 105 | Closet | TRUE | No Windows
103058 | 10305 | 8 | 490 | Living Room | TRUE
103059 | 10305 | 9 | 100 | Hall | TRUE
1030510 | 10305 | 10 | 275 | Dining Room | TRUE
1030511 | 10305 | 11 | 175 | Other | TRUE | This space is a large opening in the second floor, open to the first floor. It is oval shaped so I guesstimated SF. No Windows
1030512 | 10305 | 12 | 800 | Garage | FALSE | No Windows
1030513 | 10305 | 13 | 160 | Hall | TRUE | No Windows
1030514 | 10305 | 14 | 190 | Bedroom | TRUE
1030515 | 10305 | 15 | 80 | Hall | TRUE
1030516 | 10305 | 16 | 220 | Kitchen | TRUE
1030517 | 10305 | 17 | 75 | Laundry Room | TRUE
1030518 | 10305 | 18 | 115 | Bathroom | TRUE
1030519 | 10305 | 19 | 235 | Bedroom | TRUE
1030520 | 10305 | 20 | 90 | Other | TRUE | No Windows
1030521 | 10305 | 21 | 60 | Closet | TRUE | No Windows
103061 | 10306 | 1 | 75 | Bathroom | TRUE
103062 | 10306 | 2 | 114 | Bedroom | TRUE
103063 | 10306 | 3 | 175 | Bedroom | TRUE
103064 | 10306 | 4 | 152 | Dining Room | TRUE
103065 | 10306 | 5 | 170 | Other | TRUE
103066 | 10306 | 6 | 275 | Family Room | TRUE
103067 | 10306 | 7 | 155 | Hall | TRUE
103068 | 10306 | 8 | 770 | Garage | FALSE
103069 | 10306 | 9 | 28 | Bathroom | TRUE
1030610 | 10306 | 10 | 85 | Hall | TRUE
1030611 | 10306 | 11 | 126 | Hall | TRUE
1030612 | 10306 | 12 | 125 | Other | TRUE
1030613 | 10306 | 13 | 245 | Kitchen | TRUE
1030614 | 10306 | 14 | 100 | Laundry Room | TRUE
1030615 | 10306 | 15 | 192 | Living Room | TRUE
1030616 | 10306 | 16 | 227 | Bathroom | TRUE
1030617 | 10306 | 17 | 230 | Master Bedroom | TRUE
1030618 | 10306 | 18 | 100 | Dining Room | TRUE
1030619 | 10306 | 19 | 102 | Office | TRUE
1030620 | 10306 | 20 | 77 | Hall | TRUE
103091 | 10309 | 1 | 85 | Bathroom | TRUE | no windows
103092 | 10309 | 2 | 35 | Bathroom | TRUE
103093 | 10309 | 3 | 45 | Bathroom | TRUE | no windows
103094 | 10309 | 4 | 145 | Dining Room | TRUE
103095 | 10309 | 5 | 75 | Hall | TRUE | no windows
103096 | 10309 | 6 | 380 | Garage | FALSE | no windows
103097 | 10309 | 7 | 185 | Bedroom | TRUE
103098 | 10309 | 8 | 125 | Bedroom | TRUE
103099 | 10309 | 9 | 130 | Kitchen | TRUE
1030910 | 10309 | 10 | 200 | Family Room | TRUE
1030911 | 10309 | 11 | 195 | Master Bedroom | TRUE
1030912 | 10309 | 12 | 75 | Hall | TRUE
1030913 | 10309 | 13 | 60 | Hall | TRUE | no windows
103131 | 10313 | 1 | 90 | Bathroom | TRUE
103132 | 10313 | 2 | 50 | Bathroom | TRUE
103133 | 10313 | 3 | 28 | Bathroom | TRUE
103134 | 10313 | 4 | 126 | Bedroom | TRUE
103135 | 10313 | 5 | 180 | Bedroom | TRUE
103136 | 10313 | 6 | 328 | Bedroom | TRUE
103137 | 10313 | 7 | 300 | Dining Room | TRUE | 23 L 19 W
103138 | 10313 | 8 | 535 | Garage | FALSE | 23L 19 W 6WX13L
103139 | 10313 | 9 | 250 | Hall | TRUE
1031310 | 10313 | 10 | 140 | Kitchen | TRUE
1031311 | 10313 | 11 | 67 | Laundry Room | TRUE
1031312 | 10313 | 12 | 480 | Living Room | TRUE
103181 | 10318 | 1 | 86 | Bathroom | TRUE
103182 | 10318 | 2 | 140 | Bedroom | TRUE
103183 | 10318 | 3 | 66 | Bathroom | TRUE
103184 | 10318 | 4 | 150 | Other | TRUE
103185 | 10318 | 5 | 80 | Other | TRUE
103186 | 10318 | 6 | 576 | Garage | FALSE
103187 | 10318 | 7 | 500 | Living Room | TRUE
103188 | 10318 | 8 | 63 | Hall | TRUE | No Windows
103189 | 10318 | 9 | 150 | Kitchen | TRUE
1031810 | 10318 | 10 | 80 | Laundry Room | TRUE
1031811 | 10318 | 11 | 40 | Bathroom | TRUE
1031812 | 10318 | 12 | 166 | Master Bedroom | TRUE | Unable to measure TV watts
1031813 | 10318 | 13 | 707 | Family Room | TRUE
1031814 | 10318 | 14 | 20 | Hall | TRUE | No Windows
103191 | 10319 | 1 | 70 | Bathroom | TRUE
103192 | 10319 | 2 | 175 | Bedroom | TRUE
103193 | 10319 | 3 | 175 | Bedroom | TRUE
103194 | 10319 | 4 | 80 | Closet | TRUE | No Windows
103195 | 10319 | 5 | 200 | Dining Room | TRUE
103196 | 10319 | 6 | 170 | Hall | TRUE
103197 | 10319 | 7 | 350 | Family Room | TRUE
103198 | 10319 | 8 | 480 | Garage | FALSE | Unfinished - exposed framing - detached. No Windows
103199 | 10319 | 9 | 100 | Hall | TRUE | No Windows
1031910 | 10319 | 10 | 200 | Kitchen | TRUE
1031911 | 10319 | 11 | 20 | Laundry Room | TRUE | No Windows
1031912 | 10319 | 12 | 450 | Living Room | TRUE
1031913 | 10319 | 13 | 255 | Bedroom | TRUE
1031914 | 10319 | 14 | 105 | Bathroom | TRUE | No Windows
1031915 | 10319 | 15 | 45 | Bathroom | TRUE
1031916 | 10319 | 16 | 265 | Master Bedroom | TRUE
1031917 | 10319 | 17 | 650 | Office | TRUE
1031918 | 10319 | 18 | 40 | Hall | TRUE | No Windows
103221 | 10322 | 1 | 42 | Bathroom | TRUE
103222 | 10322 | 2 | 215 | Bedroom | TRUE
103223 | 10322 | 3 | 180 | Dining Room | TRUE
103224 | 10322 | 4 | 440 | Garage | FALSE | No Windows
103225 | 10322 | 5 | 150 | Hall | TRUE | No Windows
103226 | 10322 | 6 | 234 | Kitchen | TRUE
103227 | 10322 | 7 | 45 | Laundry Room | TRUE | No Windows
103228 | 10322 | 8 | 140 | Living Room | TRUE
103229 | 10322 | 9 | 54 | Bathroom | TRUE
1032210 | 10322 | 10 | 175 | Master Bedroom | TRUE
1032211 | 10322 | 11 | 75 | Closet | TRUE | No Windows
103251 | 10325 | 1 | 11 | Hall | TRUE | No Windows
103252 | 10325 | 2 | 207 | Other | TRUE
103253 | 10325 | 3 | 183 | Other | TRUE
103254 | 10325 | 4 | 137 | Other | TRUE
103255 | 10325 | 5 | 45 | Bathroom | TRUE
103256 | 10325 | 6 | 58 | Bathroom | TRUE | No Windows
103257 | 10325 | 7 | 125 | Bedroom | TRUE
103258 | 10325 | 8 | 736 | Other | FALSE | No Windows
103259 | 10325 | 9 | 102 | Dining Room | TRUE
1032510 | 10325 | 10 | 88 | Hall | TRUE
1032511 | 10325 | 11 | 538 | Garage | FALSE | No Windows
1032512 | 10325 | 12 | 56 | Hall | TRUE | No Windows
1032513 | 10325 | 13 | 112 | Kitchen | TRUE
1032514 | 10325 | 14 | 34 | Laundry Room | TRUE | No Windows
1032515 | 10325 | 15 | 278 | Living Room | TRUE
1032516 | 10325 | 16 | 153 | Master Bedroom | TRUE
1032517 | 10325 | 17 | 23 | Hall | TRUE
1032518 | 10325 | 18 | 122 | Office | TRUE
103321 | 10332 | 1 | 243 | Dining Room | TRUE
103322 | 10332 | 2 | 70 | Closet | TRUE | No Windows
103323 | 10332 | 3 | 210 | Bedroom | TRUE
103324 | 10332 | 4 | 187 | Master Bedroom | TRUE
103325 | 10332 | 5 | 66 | Bathroom | TRUE
103326 | 10332 | 6 | 77 | Bathroom | TRUE
103327 | 10332 | 7 | 686 | Other | TRUE | Finished attic equipted with three (3) electric heaters 24" long.
103328 | 10332 | 8 | 329 | Other | TRUE | basement shop that includes boiler
103329 | 10332 | 9 | 194 | Laundry Room | TRUE
1033210 | 10332 | 10 | 64 | Bathroom | TRUE
1033211 | 10332 | 11 | 48 | Closet | TRUE | No Windows
1033212 | 10332 | 12 | 130 | Kitchen | TRUE
1033213 | 10332 | 13 | 186 | Bedroom | TRUE
1033214 | 10332 | 14 | 399 | Living Room | TRUE
1033215 | 10332 | 15 | 167 | Dining Room | TRUE
1033216 | 10332 | 16 | 131 | Bathroom | TRUE
1033217 | 10332 | 17 | 303 | Living Room | TRUE
1033218 | 10332 | 18 | 192 | Hall | TRUE
1033219 | 10332 | 19 | 107 | Office | TRUE
1033220 | 10332 | 20 | 276 | Hall | TRUE
1033221 | 10332 | 21 | 325 | Family Room | TRUE
103341 | 10334 | 1 | 269 | Family Room | TRUE
103342 | 10334 | 2 | 158 | Bedroom | TRUE
103343 | 10334 | 3 | 88 | Hall | TRUE
103344 | 10334 | 4 | 289 | Master Bedroom | TRUE
103345 | 10334 | 5 | 103 | Bathroom | TRUE
103346 | 10334 | 6 | 175 | Dining Room | TRUE
103347 | 10334 | 7 | 194 | Kitchen | TRUE
103348 | 10334 | 8 | 54 | Office | TRUE
103349 | 10334 | 9 | 272 | Hall | TRUE
1033410 | 10334 | 10 | 18 | Closet | TRUE
1033411 | 10334 | 11 | 188 | Bedroom | TRUE
1033412 | 10334 | 12 | 97 | Bathroom | TRUE
1033413 | 10334 | 13 | 106 | Laundry Room | TRUE
103351 | 10335 | 1 | 700 | Other | TRUE | No Windows
103352 | 10335 | 2 | 50 | Bathroom | TRUE
103353 | 10335 | 3 | 130 | Bedroom | TRUE
103354 | 10335 | 4 | 100 | Dining Room | TRUE
103355 | 10335 | 5 | 180 | Garage | TRUE
103356 | 10335 | 6 | 40 | Hall | TRUE | No Windows
103357 | 10335 | 7 | 90 | Kitchen | TRUE
103358 | 10335 | 8 | 100 | Laundry Room | TRUE
103359 | 10335 | 9 | 240 | Living Room | TRUE
1033510 | 10335 | 10 | 30 | Other | TRUE
1033511 | 10335 | 11 | 100 | Office | TRUE
103371 | 10337 | 1 | 21 | Other | TRUE | No Windows
103372 | 10337 | 2 | 50 | Bedroom | TRUE | No Windows
103373 | 10337 | 3 | 140 | Bedroom | TRUE
103374 | 10337 | 4 | 35 | Closet | TRUE | No Windows
103375 | 10337 | 5 | 420 | Garage | FALSE
103376 | 10337 | 6 | 45 | Hall | TRUE | No Windows
103377 | 10337 | 7 | 170 | Kitchen | TRUE
103378 | 10337 | 8 | 18 | Laundry Room | TRUE | No Windows
103379 | 10337 | 9 | 300 | Living Room | TRUE
1033710 | 10337 | 10 | 230 | Master Bedroom | TRUE
1033711 | 10337 | 11 | 65 | Bathroom | TRUE
1033712 | 10337 | 12 | 25 | Closet | TRUE | No Windows
1033713 | 10337 | 13 | 70 | Hall | TRUE
103381 | 10338 | 1 | 68 | Bathroom | TRUE | No Windows
103382 | 10338 | 2 | 68 | Bathroom | TRUE | No Windows
103383 | 10338 | 3 | 146 | Bedroom | TRUE
103384 | 10338 | 4 | 148 | Bedroom | TRUE
103385 | 10338 | 5 | 146 | Bedroom | TRUE
103386 | 10338 | 6 | 142 | Dining Room | TRUE
103387 | 10338 | 7 | 220 | Family Room | TRUE
103388 | 10338 | 8 | 270 | Garage | FALSE | No Windows
103389 | 10338 | 9 | 72 | Hall | TRUE | No Windows
1033810 | 10338 | 10 | 112 | Kitchen | TRUE | No Windows
103481 | 10348 | 1 | 30 | Bathroom | TRUE
103482 | 10348 | 2 | 65 | Dining Room | TRUE
103483 | 10348 | 3 | 480 | Garage | FALSE
103484 | 10348 | 4 | 125 | Bedroom | TRUE
103485 | 10348 | 5 | 65 | Hall | TRUE
103486 | 10348 | 6 | 75 | Kitchen | TRUE
103487 | 10348 | 7 | 270 | Living Room | TRUE
103488 | 10348 | 8 | 175 | Master Bedroom | TRUE
103489 | 10348 | 9 | 45 | Bathroom | TRUE
1034810 | 10348 | 10 | 110 | Office | TRUE
103521 | 10352 | 1 | 55 | Bathroom | TRUE | No Windows
103522 | 10352 | 2 | 64 | Bathroom | TRUE
103523 | 10352 | 3 | 168 | Bedroom | TRUE
103524 | 10352 | 4 | 120 | Dining Room | TRUE
103525 | 10352 | 5 | 330 | Family Room | TRUE
103526 | 10352 | 6 | 70 | Hall | TRUE | No Windows
103527 | 10352 | 7 | 70 | Hall | TRUE
103528 | 10352 | 8 | 110 | Kitchen | TRUE
103529 | 10352 | 9 | 96 | Laundry Room | TRUE | No Windows
1035210 | 10352 | 10 | 200 | Living Room | TRUE
1035211 | 10352 | 11 | 35 | Bathroom | TRUE
1035212 | 10352 | 12 | 187 | Master Bedroom | TRUE
1035213 | 10352 | 13 | 140 | Bedroom | TRUE
1035214 | 10352 | 14 | 54 | Other | TRUE
103691 | 10369 | 1 | 108 | Bedroom | TRUE
103692 | 10369 | 2 | 53 | Bathroom | TRUE
103693 | 10369 | 3 | 26 | Bathroom | TRUE | No Windows
103694 | 10369 | 4 | 104 | Bedroom | TRUE
103695 | 10369 | 5 | 150 | Bedroom | TRUE
103696 | 10369 | 6 | 49 | Bathroom | TRUE | No Windows
103697 | 10369 | 7 | 114 | Hall | TRUE | No Windows
103698 | 10369 | 8 | 384 | Family Room | TRUE
103699 | 10369 | 9 | 357 | Garage | TRUE | No Windows
1036910 | 10369 | 10 | 39 | Hall | TRUE
1036911 | 10369 | 11 | 424 | Kitchen | TRUE
1036912 | 10369 | 12 | 368 | Living Room | TRUE
1036913 | 10369 | 13 | 128 | Bathroom | TRUE
1036914 | 10369 | 14 | 52 | Closet | TRUE | No Windows
1036915 | 10369 | 15 | 207 | Master Bedroom | TRUE
1036916 | 10369 | 16 | 143 | Dining Room | TRUE
1036917 | 10369 | 17 | 200 | Hall | TRUE
103841 | 10384 | 1 | 40 | Bathroom | TRUE
103842 | 10384 | 2 | 133 | Bedroom | TRUE
103843 | 10384 | 3 | 130 | Bedroom | TRUE
103844 | 10384 | 4 | 151 | Bedroom | TRUE
103845 | 10384 | 5 | 120 | Bedroom | TRUE
103846 | 10384 | 6 | 207 | Kitchen | TRUE
103847 | 10384 | 7 | 80 | Laundry Room | TRUE
103848 | 10384 | 8 | 260 | Living Room | TRUE
103881 | 10388 | 1 | 144 | Master Bedroom | TRUE
103882 | 10388 | 2 | 77 | Other | TRUE
103883 | 10388 | 3 | 484 | Garage | FALSE
103884 | 10388 | 4 | 24 | Hall | TRUE
103885 | 10388 | 5 | 102 | Kitchen | TRUE
103886 | 10388 | 6 | 100 | Laundry Room | TRUE
103887 | 10388 | 7 | 262 | Living Room | TRUE
103888 | 10388 | 8 | 59 | Office | TRUE
103889 | 10388 | 9 | 36 | Bathroom | TRUE
1038810 | 10388 | 10 | 100 | Office | TRUE
1038811 | 10388 | 11 | 68 | Hall | TRUE
103981 | 10398 | 1 | 165 | Dining Room | TRUE
103982 | 10398 | 2 | 165 | Other | TRUE | 12 x 14
103983 | 10398 | 3 | 450 | Family Room | TRUE
103984 | 10398 | 4 | 750 | Garage | FALSE
103985 | 10398 | 5 | 30 | Bathroom | TRUE
103986 | 10398 | 6 | 130 | Hall | TRUE
103987 | 10398 | 7 | 280 | Kitchen | TRUE
103988 | 10398 | 8 | 50 | Laundry Room | TRUE
103989 | 10398 | 9 | 365 | Living Room | TRUE
1039810 | 10398 | 10 | 130 | Bathroom | TRUE
1039811 | 10398 | 11 | 320 | Master Bedroom | TRUE
1039812 | 10398 | 12 | 100 | Closet | TRUE
1039813 | 10398 | 13 | 30 | Closet | TRUE
1039814 | 10398 | 14 | 60 | Bathroom | TRUE
1039815 | 10398 | 15 | 168 | Bedroom | TRUE
1039816 | 10398 | 16 | 180 | Bedroom | TRUE | 14 x 14
1039817 | 10398 | 17 | 130 | Hall | TRUE | 6 x 3 + 23 x 4 + 4 x 3
1039818 | 10398 | 18 | 168 | Office | TRUE
104011 | 10401 | 1 | 220 | Kitchen | TRUE
104012 | 10401 | 2 | 112 | Bedroom | TRUE
104013 | 10401 | 3 | 334 | Other | TRUE | No Windows
104014 | 10401 | 4 | 321 | Other | TRUE
104015 | 10401 | 5 | 280 | Other | TRUE
104016 | 10401 | 6 | 60 | Other | TRUE | No Windows
104017 | 10401 | 7 | 60 | Bathroom | TRUE
104018 | 10401 | 8 | 355 | Garage | FALSE | No Windows
104019 | 10401 | 9 | 115 | Dining Room | TRUE
1040110 | 10401 | 10 | 353 | Family Room | TRUE
1040111 | 10401 | 11 | 42 | Other | TRUE
1040112 | 10401 | 12 | 76 | Hall | TRUE | No Windows
1040113 | 10401 | 13 | 74 | Bathroom | TRUE
1040114 | 10401 | 14 | 180 | Bedroom | TRUE
1040115 | 10401 | 15 | 14 | Closet | TRUE | No Windows
1040116 | 10401 | 16 | 159 | Bedroom | TRUE
104081 | 10408 | 1 | 267 | Family Room | TRUE
104082 | 10408 | 2 | 45 | Bathroom | TRUE
104083 | 10408 | 3 | 45 | Bathroom | TRUE
104084 | 10408 | 4 | 206 | Kitchen | TRUE
104085 | 10408 | 5 | 120 | Bedroom | TRUE
104086 | 10408 | 6 | 149 | Bedroom | TRUE
104087 | 10408 | 7 | 482 | Garage | TRUE
104088 | 10408 | 8 | 225 | Living Room | TRUE | 25 gal heated fish aquarium
104089 | 10408 | 9 | 178 | Hall | TRUE | No Windows
1040810 | 10408 | 10 | 128 | Office | TRUE
1040811 | 10408 | 11 | 141 | Master Bedroom | TRUE
104111 | 10411 | 1 | 40 | Bathroom | TRUE | to hall, 5 ft. to master bed, 8 ft.
104112 | 10411 | 2 | 100 | Bedroom | TRUE
104113 | 10411 | 3 | 100 | Bedroom | TRUE | Homeowner did not allow access to this room. Information based on question and answer session with Christina.
104114 | 10411 | 4 | 288 | Living Room | TRUE
104115 | 10411 | 5 | 440 | Garage | FALSE | 20(wide)x22(long)
104116 | 10411 | 6 | 56 | Hall | TRUE
104117 | 10411 | 7 | 224 | Kitchen | TRUE
104118 | 10411 | 8 | 210 | Master Bedroom | TRUE | Homeowner did not allow access to this room. Information based on question and answer session with Christina.
104131 | 10413 | 1 | 48 | Bathroom | TRUE
104132 | 10413 | 2 | 114 | Bedroom | TRUE
104133 | 10413 | 3 | 147 | Master Bedroom | TRUE
104134 | 10413 | 4 | 365 | Garage | FALSE
104135 | 10413 | 5 | 60 | Dining Room | TRUE
104136 | 10413 | 6 | 20 | Hall | TRUE | no window
104137 | 10413 | 7 | 150 | Kitchen | TRUE
104138 | 10413 | 8 | 60 | Laundry Room | TRUE
104139 | 10413 | 9 | 259 | Living Room | TRUE
104211 | 10421 | 1 | 113 | Dining Room | TRUE
104212 | 10421 | 2 | 133 | Bedroom | TRUE
104213 | 10421 | 3 | 114 | Bedroom | TRUE
104214 | 10421 | 4 | 207 | Bedroom | TRUE
104215 | 10421 | 5 | 56 | Bathroom | TRUE
104216 | 10421 | 6 | 113 | Kitchen | TRUE
104217 | 10421 | 7 | 13 | Closet | TRUE
104218 | 10421 | 8 | 29 | Other | TRUE
104219 | 10421 | 9 | 56 | Hall | TRUE
1042110 | 10421 | 10 | 194 | Laundry Room | TRUE
1042111 | 10421 | 11 | 142 | Hall | TRUE
1042112 | 10421 | 12 | 49 | Bathroom | TRUE
104251 | 10425 | 1 | 36 | Bathroom | TRUE | no window
104252 | 10425 | 2 | 196 | Dining Room | TRUE
104253 | 10425 | 3 | 22 | Closet | TRUE | no window
104254 | 10425 | 4 | 321 | Family Room | TRUE | unable to move tv to get year and model #
104255 | 10425 | 5 | 617 | Garage | TRUE | no window
104256 | 10425 | 6 | 76 | Bathroom | TRUE
104257 | 10425 | 7 | 40 | Hall | TRUE | no window
104258 | 10425 | 8 | 114 | Hall | TRUE | no window
104259 | 10425 | 9 | 264 | Kitchen | TRUE | unable to get to label for model # used manual
1042510 | 10425 | 10 | 47 | Laundry Room | TRUE
1042511 | 10425 | 11 | 329 | Living Room | TRUE
1042512 | 10425 | 12 | 179 | Bathroom | TRUE
1042513 | 10425 | 13 | 230 | Bedroom | TRUE
1042514 | 10425 | 14 | 143 | Family Room | TRUE
1042515 | 10425 | 15 | 165 | Bedroom | TRUE
1042516 | 10425 | 16 | 47 | Hall | TRUE
1042517 | 10425 | 17 | 84 | Hall | TRUE | no window
1042518 | 10425 | 18 | 150 | Bedroom | TRUE
104301 | 10430 | 1 | 345 | Family Room | TRUE
104302 | 10430 | 2 | 183 | Master Bedroom | TRUE
104303 | 10430 | 3 | 23 | Closet | TRUE
104304 | 10430 | 4 | 41 | Bathroom | TRUE
104305 | 10430 | 5 | 50 | Hall | TRUE
104306 | 10430 | 6 | 600 | Garage | FALSE
104307 | 10430 | 7 | 146 | Living Room | TRUE
104308 | 10430 | 8 | 167 | Kitchen | TRUE
104309 | 10430 | 9 | 42 | Laundry Room | TRUE
1043010 | 10430 | 10 | 314 | Living Room | TRUE
1043011 | 10430 | 11 | 54 | Hall | TRUE
1043012 | 10430 | 12 | 55 | Bathroom | TRUE
1043013 | 10430 | 13 | 144 | Office | TRUE
1043014 | 10430 | 14 | 129 | Bedroom | TRUE
104351 | 10435 | 1 | 210 | Family Room | TRUE
104352 | 10435 | 2 | 21 | Bathroom | TRUE | no windows
104353 | 10435 | 3 | 128 | Other | TRUE
104354 | 10435 | 4 | 166 | Family Room | TRUE
104355 | 10435 | 5 | 30 | Closet | TRUE | no windows
104356 | 10435 | 6 | 105 | Dining Room | TRUE
104357 | 10435 | 7 | 42 | Hall | TRUE
104358 | 10435 | 8 | 475 | Garage | FALSE | no windows
104359 | 10435 | 9 | 76 | Hall | TRUE | no windows
1043510 | 10435 | 10 | 40 | Bathroom | TRUE
1043511 | 10435 | 11 | 210 | Kitchen | TRUE
1043512 | 10435 | 12 | 677 | Other | TRUE | no windows
1043513 | 10435 | 13 | 241 | Living Room | TRUE
1043514 | 10435 | 14 | 35 | Bathroom | TRUE
1043515 | 10435 | 15 | 52 | Hall | TRUE | no windows
1043516 | 10435 | 16 | 190 | Master Bedroom | TRUE
1043517 | 10435 | 17 | 140 | Bedroom | TRUE
1043518 | 10435 | 18 | 140 | Bedroom | TRUE
104591 | 10459 | 1 | 120 | Bedroom | TRUE
104592 | 10459 | 2 | 120 | Bedroom | TRUE
104593 | 10459 | 3 | 500 | Other | TRUE
104594 | 10459 | 4 | 60 | Bathroom | TRUE
104595 | 10459 | 5 | 125 | Dining Room | TRUE
104596 | 10459 | 6 | 140 | Kitchen | TRUE
104597 | 10459 | 7 | 80 | Hall | TRUE | No Windows
104598 | 10459 | 8 | 175 | Living Room | TRUE
104599 | 10459 | 9 | 25 | Hall | TRUE | No Windows
1045910 | 10459 | 10 | 190 | Master Bedroom | TRUE
1045911 | 10459 | 11 | 175 | Bedroom | TRUE
104621 | 10462 | 1 | 233 | Living Room | TRUE
104622 | 10462 | 2 | 200 | Living Room | TRUE
104623 | 10462 | 3 | 49 | Hall | TRUE | No Windows
104624 | 10462 | 4 | 153 | Bedroom | TRUE | no window
104625 | 10462 | 5 | 19 | Closet | TRUE | no window
104626 | 10462 | 6 | 132 | Bathroom | TRUE
104627 | 10462 | 7 | 208 | Master Bedroom | TRUE
104628 | 10462 | 8 | 74 | Hall | TRUE | No Windows
104629 | 10462 | 9 | 72 | Closet | TRUE | No Windows
1046210 | 10462 | 10 | 12 | Closet | TRUE | No Windows
1046211 | 10462 | 11 | 142 | Bedroom | TRUE
1046212 | 10462 | 12 | 108 | Dining Room | TRUE
1046213 | 10462 | 13 | 56 | Bathroom | TRUE | no window
1046214 | 10462 | 14 | 112 | Office | TRUE
1046215 | 10462 | 15 | 325 | Garage | FALSE | No Windows
1046216 | 10462 | 16 | 110 | Hall | TRUE | no window
1046217 | 10462 | 17 | 24 | Bathroom | TRUE | no window
1046218 | 10462 | 18 | 34 | Laundry Room | TRUE | no window
1046219 | 10462 | 19 | 253 | Kitchen | TRUE
1046220 | 10462 | 20 | 190 | Family Room | TRUE
1046221 | 10462 | 21 | 13 | Closet | TRUE | no window
1046222 | 10462 | 22 | 48 | Hall | TRUE
104661 | 10466 | 1 | 186 | Living Room | TRUE
104662 | 10466 | 2 | 96 | Bedroom | TRUE
104663 | 10466 | 3 | 39 | Closet | TRUE
104664 | 10466 | 4 | 33 | Hall | TRUE
104665 | 10466 | 5 | 108 | Kitchen | TRUE
104666 | 10466 | 6 | 45 | Laundry Room | TRUE
104667 | 10466 | 7 | 184 | Bedroom | TRUE
104668 | 10466 | 8 | 49 | Hall | TRUE
104669 | 10466 | 9 | 116 | Master Bedroom | TRUE
1046610 | 10466 | 10 | 36 | Closet | TRUE
1046611 | 10466 | 11 | 42 | Bathroom | TRUE
104761 | 10476 | 1 | 397 | Garage | TRUE
104762 | 10476 | 2 | 53 | Closet | TRUE | no window
104763 | 10476 | 3 | 189 | Bedroom | TRUE
104764 | 10476 | 4 | 16 | Closet | TRUE | no window
104765 | 10476 | 5 | 45 | Bathroom | TRUE
104766 | 10476 | 6 | 183 | Bedroom | TRUE
104767 | 10476 | 7 | 123 | Dining Room | TRUE
104768 | 10476 | 8 | 210 | Kitchen | TRUE
104769 | 10476 | 9 | 344 | Living Room | TRUE
1047610 | 10476 | 10 | 128 | Hall | TRUE | no window
1047611 | 10476 | 11 | 86 | Bathroom | TRUE
1047612 | 10476 | 12 | 182 | Master Bedroom | TRUE
104861 | 10486 | 1 | 125 | Bedroom | TRUE
104862 | 10486 | 2 | 125 | Bedroom | TRUE
104863 | 10486 | 3 | 200 | Laundry Room | FALSE
104864 | 10486 | 4 | 48 | Bathroom | TRUE
104865 | 10486 | 5 | 120 | Bedroom | TRUE
104866 | 10486 | 6 | 75 | Bedroom | TRUE
104867 | 10486 | 7 | 75 | Bedroom | TRUE
104868 | 10486 | 8 | 90 | Bedroom | TRUE
104869 | 10486 | 9 | 110 | Dining Room | TRUE
1048610 | 10486 | 10 | 50 | Hall | TRUE
1048611 | 10486 | 11 | 88 | Kitchen | TRUE
1048612 | 10486 | 12 | 175 | Living Room | TRUE
1048613 | 10486 | 13 | 100 | Hall | TRUE | no windows
104901 | 10490 | 1 | 75 | Bathroom | TRUE
104902 | 10490 | 2 | 130 | Bedroom | TRUE
104903 | 10490 | 3 | 173 | Bedroom | TRUE
104904 | 10490 | 4 | 1124 | Other | TRUE | baseement is one large open space with one dividing wall.
104905 | 10490 | 5 | 187 | Dining Room | TRUE
104906 | 10490 | 6 | 115 | Hall | TRUE
104907 | 10490 | 7 | 106 | Kitchen | TRUE
104908 | 10490 | 8 | 80 | Laundry Room | TRUE
104909 | 10490 | 9 | 237 | Living Room | TRUE
104911 | 10491 | 1 | 132 | Bedroom | TRUE
104912 | 10491 | 2 | 42 | Bathroom | TRUE
104913 | 10491 | 3 | 85 | Kitchen | TRUE
104914 | 10491 | 4 | 160 | Bedroom | TRUE
104915 | 10491 | 5 | 35 | Hall | TRUE | no windows
104916 | 10491 | 6 | 35 | Hall | TRUE | no windows
104917 | 10491 | 7 | 113 | Dining Room | TRUE
104918 | 10491 | 8 | 77 | Laundry Room | TRUE | no windows
104919 | 10491 | 9 | 224 | Living Room | TRUE
1049110 | 10491 | 10 | 233 | Bedroom | TRUE
1049111 | 10491 | 11 | 173 | Other | TRUE | 7ft ceiling
104931 | 10493 | 1 | 30 | Bathroom | TRUE
104932 | 10493 | 2 | 64 | Bathroom | TRUE
104933 | 10493 | 3 | 120 | Bedroom | TRUE
104934 | 10493 | 4 | 40 | Closet | TRUE
104935 | 10493 | 5 | 254 | Dining Room | TRUE
104936 | 10493 | 6 | 250 | Family Room | TRUE
104937 | 10493 | 7 | 400 | Garage | FALSE | no window
104938 | 10493 | 8 | 541 | Garage | TRUE | shop area with furnace and waterheater
104939 | 10493 | 9 | 54 | Hall | TRUE
1049310 | 10493 | 10 | 47 | Hall | TRUE
1049311 | 10493 | 11 | 118 | Bedroom | TRUE
1049312 | 10493 | 12 | 94 | Kitchen | TRUE
1049313 | 10493 | 13 | 270 | Living Room | TRUE
1049314 | 10493 | 14 | 43 | Bathroom | TRUE
1049315 | 10493 | 15 | 161 | Master Bedroom | TRUE
1049316 | 10493 | 16 | 32 | Other | TRUE
1049317 | 10493 | 17 | 122 | Hall | TRUE
104961 | 10496 | 1 | 64 | Bathroom | TRUE
104962 | 10496 | 2 | 100 | Bedroom | TRUE
104963 | 10496 | 3 | 171 | Kitchen | TRUE
104964 | 10496 | 4 | 195 | Living Room | TRUE
104965 | 10496 | 5 | 132 | Master Bedroom | TRUE
104966 | 10496 | 6 | 80 | Other | TRUE
104967 | 10496 | 7 | 96 | Bedroom | TRUE
104968 | 10496 | 8 | 104 | Laundry Room | TRUE
105101 | 10510 | 1 | 170 | Kitchen | TRUE
105102 | 10510 | 2 | 75 | Closet | TRUE | no window
105103 | 10510 | 3 | 61 | Bathroom | TRUE
105104 | 10510 | 4 | 145 | Hall | TRUE | no window
105105 | 10510 | 5 | 54 | Bathroom | TRUE
105106 | 10510 | 6 | 25 | Closet | TRUE | no window
105107 | 10510 | 7 | 166 | Other | TRUE
105108 | 10510 | 8 | 155 | Bedroom | TRUE | unable to access behind TV
105109 | 10510 | 9 | 183 | Office | TRUE
1051010 | 10510 | 10 | 479 | Garage | FALSE
1051011 | 10510 | 11 | 122 | Dining Room | TRUE
1051012 | 10510 | 12 | 279 | Living Room | TRUE
1051013 | 10510 | 13 | 20 | Bathroom | TRUE
1051014 | 10510 | 14 | 221 | Family Room | TRUE | unable to get behind TV
1051015 | 10510 | 15 | 20 | Laundry Room | TRUE | no window
1051016 | 10510 | 16 | 99 | Hall | TRUE
1051017 | 10510 | 17 | 160 | Other | TRUE
1051018 | 10510 | 18 | 257 | Master Bedroom | TRUE
105141 | 10514 | 1 | 209 | Kitchen | TRUE
105142 | 10514 | 2 | 64 | Other | TRUE
105143 | 10514 | 3 | 309 | Living Room | TRUE
105144 | 10514 | 4 | 141 | Bedroom | TRUE
105145 | 10514 | 5 | 45 | Bathroom | TRUE | No Windows
105146 | 10514 | 6 | 138 | Bedroom | TRUE
105147 | 10514 | 7 | 25 | Hall | TRUE | No Windows
105148 | 10514 | 8 | 480 | Garage | FALSE | No Windows
105161 | 10516 | 1 | 168 | Bedroom | TRUE
105162 | 10516 | 2 | 64 | Bathroom | TRUE
105163 | 10516 | 3 | 90 | Dining Room | TRUE
105164 | 10516 | 4 | 506 | Garage | FALSE | 23x22
105165 | 10516 | 5 | 36 | Hall | TRUE
105166 | 10516 | 6 | 90 | Kitchen | TRUE
105167 | 10516 | 7 | 240 | Living Room | TRUE
105168 | 10516 | 8 | 192 | Bedroom | TRUE
105169 | 10516 | 9 | 120 | Bedroom | TRUE
105181 | 10518 | 1 | 54 | Bathroom | TRUE
105182 | 10518 | 2 | 116 | Bathroom | TRUE | No Windows
105183 | 10518 | 3 | 166 | Bathroom | TRUE
105184 | 10518 | 4 | 188 | Bedroom | TRUE
105185 | 10518 | 5 | 260 | Bedroom | TRUE
105186 | 10518 | 6 | 197 | Bedroom | TRUE
105187 | 10518 | 7 | 280 | Dining Room | TRUE
105188 | 10518 | 8 | 78 | Other | TRUE | No Windows
105189 | 10518 | 9 | 153 | Other | TRUE | windows are stained glass single pane
1051810 | 10518 | 10 | 432 | Family Room | TRUE
1051811 | 10518 | 11 | 315 | Garage | FALSE | No Windows
1051812 | 10518 | 12 | 156 | Hall | TRUE | No Windows
1051813 | 10518 | 13 | 46 | Hall | TRUE | No Windows
1051814 | 10518 | 14 | 195 | Kitchen | TRUE
1051815 | 10518 | 15 | 76 | Laundry Room | TRUE | No Windows
1051816 | 10518 | 16 | 64 | Other | TRUE
1051817 | 10518 | 17 | 165 | Other | TRUE
1051818 | 10518 | 18 | 25 | Other | TRUE | No Windows
105251 | 10525 | 1 | 90 | Bedroom | TRUE
105252 | 10525 | 2 | 142 | Dining Room | TRUE
105253 | 10525 | 3 | 21 | Bathroom | TRUE
105254 | 10525 | 4 | 175 | Hall | TRUE
105255 | 10525 | 5 | 34 | Hall | TRUE | No Windows
105256 | 10525 | 6 | 132 | Kitchen | TRUE
105257 | 10525 | 7 | 42 | Laundry Room | TRUE | No Windows
105258 | 10525 | 8 | 176 | Living Room | TRUE
105259 | 10525 | 9 | 47 | Bathroom | TRUE
1052510 | 10525 | 10 | 140 | Master Bedroom | TRUE | can't get to the cords in back of tv was not able to get wattage on tv
1052511 | 10525 | 11 | 106 | Bedroom | TRUE
105371 | 10537 | 1 | 155 | Bedroom | TRUE
105372 | 10537 | 2 | 24 | Closet | TRUE | No Windows
105373 | 10537 | 3 | 114 | Dining Room | TRUE | has solar tubes 12" No Windows
105374 | 10537 | 4 | 306 | Family Room | TRUE
105375 | 10537 | 5 | 152 | Bedroom | TRUE
105376 | 10537 | 6 | 19 | Closet | TRUE | No Windows
105377 | 10537 | 7 | 58 | Bathroom | TRUE
105378 | 10537 | 8 | 38 | Hall | TRUE | No Windows
105379 | 10537 | 9 | 76 | Hall | TRUE | No Windows
1053710 | 10537 | 10 | 18 | Closet | TRUE | No Windows
1053711 | 10537 | 11 | 10 | Closet | TRUE | No Windows
1053712 | 10537 | 12 | 144 | Kitchen | TRUE | solar tube 12"
1053713 | 10537 | 13 | 155 | Laundry Room | TRUE
1053714 | 10537 | 14 | 300 | Living Room | TRUE
1053715 | 10537 | 15 | 80 | Closet | TRUE
1053716 | 10537 | 16 | 234 | Master Bedroom | TRUE
1053717 | 10537 | 17 | 16 | Closet | TRUE | No Windows
1053718 | 10537 | 18 | 20 | Bathroom | TRUE | No Windows
1053719 | 10537 | 19 | 420 | Other | TRUE
105401 | 10540 | 1 | 18 | Bathroom | TRUE
105402 | 10540 | 2 | 80 | Bathroom | TRUE
105403 | 10540 | 3 | 65 | Bathroom | TRUE
105404 | 10540 | 4 | 48 | Bathroom | TRUE
105405 | 10540 | 5 | 180 | Master Bedroom | TRUE
105406 | 10540 | 6 | 110 | Bedroom | TRUE
105407 | 10540 | 7 | 130 | Bedroom | TRUE
105408 | 10540 | 8 | 24 | Closet | TRUE
105409 | 10540 | 9 | 289 | Living Room | TRUE
1054010 | 10540 | 10 | 162 | Family Room | TRUE
1054011 | 10540 | 11 | 440 | Garage | FALSE
1054012 | 10540 | 12 | 300 | Hall | TRUE
1054013 | 10540 | 13 | 238 | Kitchen | TRUE
1054014 | 10540 | 14 | 60 | Office | TRUE
1054015 | 10540 | 15 | 210 | Other | TRUE
105511 | 10551 | 1 | 52 | Hall | TRUE | No Windows
105512 | 10551 | 2 | 180 | Bedroom | TRUE
105513 | 10551 | 3 | 154 | Bedroom | TRUE
105514 | 10551 | 4 | 165 | Dining Room | TRUE
105515 | 10551 | 5 | 42 | Hall | TRUE | No Windows
105516 | 10551 | 6 | 432 | Family Room | TRUE
105517 | 10551 | 7 | 54 | Other | TRUE | No Windows
105518 | 10551 | 8 | 300 | Kitchen | TRUE
105519 | 10551 | 9 | 63 | Laundry Room | TRUE
1055110 | 10551 | 10 | 195 | Living Room | TRUE
1055111 | 10551 | 11 | 42 | Bathroom | TRUE
1055112 | 10551 | 12 | 121 | Bedroom | TRUE
1055113 | 10551 | 13 | 108 | Office | TRUE
1055114 | 10551 | 14 | 30 | Hall | TRUE | No Windows
1055115 | 10551 | 15 | 42 | Other | TRUE
1055116 | 10551 | 16 | 144 | Bathroom | TRUE
1055117 | 10551 | 17 | 21 | Hall | TRUE | No Windows
105521 | 10552 | 1 | 900 | Other | TRUE
105522 | 10552 | 2 | 85 | Bathroom | TRUE
105523 | 10552 | 3 | 15 | Bathroom | TRUE
105524 | 10552 | 4 | 200 | Bedroom | TRUE
105525 | 10552 | 5 | 200 | Bedroom | TRUE
105526 | 10552 | 6 | 170 | Bedroom | TRUE
105527 | 10552 | 7 | 72 | Closet | TRUE
105528 | 10552 | 8 | 96 | Office | TRUE
105529 | 10552 | 9 | 200 | Dining Room | TRUE
1055210 | 10552 | 10 | 125 | Hall | TRUE
1055211 | 10552 | 11 | 138 | Kitchen | TRUE
1055212 | 10552 | 12 | 160 | Living Room | TRUE
1055213 | 10552 | 13 | 40 | Hall | TRUE | No Windows
1055214 | 10552 | 14 | 54 | Dining Room | TRUE
1055215 | 10552 | 15 | 50 | Hall | TRUE | No Windows
1055216 | 10552 | 16 | 65 | Hall | TRUE | No Windows
105571 | 10557 | 1 | 599 | Other | TRUE | no windows conditioned basement , no insulation in floor and boiler present
105572 | 10557 | 2 | 75 | Bathroom | TRUE
105573 | 10557 | 3 | 176 | Master Bedroom | TRUE
105574 | 10557 | 4 | 130 | Dining Room | TRUE
105575 | 10557 | 5 | 41 | Hall | TRUE | No Windows
105576 | 10557 | 6 | 460 | Garage | FALSE | No Windows
105577 | 10557 | 7 | 90 | Hall | TRUE | No Windows
105578 | 10557 | 8 | 178 | Kitchen | TRUE
105579 | 10557 | 9 | 250 | Living Room | TRUE
1055710 | 10557 | 10 | 368 | Office | TRUE
1055711 | 10557 | 11 | 137 | Family Room | TRUE
105611 | 10561 | 1 | 50 | Bathroom | TRUE | No Windows
105612 | 10561 | 2 | 100 | Bedroom | TRUE
105613 | 10561 | 3 | 160 | Bedroom | TRUE
105614 | 10561 | 4 | 75 | Dining Room | TRUE
105615 | 10561 | 5 | 124 | Hall | TRUE | No Windows
105616 | 10561 | 6 | 70 | Laundry Room | TRUE | No Windows
105617 | 10561 | 7 | 260 | Living Room | TRUE
105651 | 10565 | 1 | 208 | Bedroom | TRUE
105652 | 10565 | 2 | 121 | Dining Room | TRUE
105653 | 10565 | 3 | 143 | Bedroom | TRUE
105654 | 10565 | 4 | 402 | Garage | FALSE
105655 | 10565 | 5 | 29 | Hall | TRUE | No Windows
105656 | 10565 | 6 | 214 | Kitchen | TRUE
105657 | 10565 | 7 | 91 | Laundry Room | TRUE
105658 | 10565 | 8 | 332 | Living Room | TRUE
105659 | 10565 | 9 | 355 | Living Room | TRUE
1056510 | 10565 | 10 | 61 | Bathroom | TRUE
1056511 | 10565 | 11 | 23 | Bathroom | TRUE | No Windows
1056512 | 10565 | 12 | 183 | Master Bedroom | TRUE
1056513 | 10565 | 13 | 49 | Hall | TRUE | No Windows
1056514 | 10565 | 14 | 175 | Office | TRUE
1056515 | 10565 | 15 | 65 | Bathroom | TRUE
1056516 | 10565 | 16 | 40 | Hall | TRUE | No Windows
105671 | 10567 | 1 | 40 | Bathroom | TRUE
105672 | 10567 | 2 | 121 | Bedroom | TRUE
105673 | 10567 | 3 | 120 | Bedroom | TRUE
105674 | 10567 | 4 | 190 | Bedroom | TRUE
105675 | 10567 | 5 | 265 | Family Room | TRUE
105676 | 10567 | 6 | 75 | Hall | TRUE | No Windows
105677 | 10567 | 7 | 200 | Living Room | TRUE
105678 | 10567 | 8 | 210 | Master Bedroom | TRUE
105679 | 10567 | 9 | 215 | Kitchen | TRUE
1056710 | 10567 | 10 | 460 | Garage | FALSE | No Windows
1056711 | 10567 | 11 | 50 | Bathroom | TRUE
1056712 | 10567 | 12 | 168 | Bedroom | TRUE
1056713 | 10567 | 13 | 90 | Hall | TRUE | No Windows
1056714 | 10567 | 14 | 190 | Bedroom | TRUE
105791 | 10579 | 1 | 50 | Bathroom | TRUE
105792 | 10579 | 2 | 110 | Office | TRUE
105793 | 10579 | 3 | 110 | Bedroom | TRUE
105794 | 10579 | 4 | 140 | Bedroom | TRUE
105795 | 10579 | 5 | 110 | Dining Room | TRUE
105796 | 10579 | 6 | 200 | Family Room | TRUE
105797 | 10579 | 7 | 440 | Garage | FALSE | no windows
105798 | 10579 | 8 | 240 | Hall | TRUE
105799 | 10579 | 9 | 140 | Kitchen | TRUE
1057910 | 10579 | 10 | 100 | Bathroom | TRUE
1057911 | 10579 | 11 | 220 | Living Room | TRUE
105801 | 10580 | 1 | 480 | Other | TRUE
105802 | 10580 | 2 | 48 | Bathroom | TRUE
105803 | 10580 | 3 | 64 | Bathroom | TRUE
105804 | 10580 | 4 | 165 | Bedroom | TRUE
105805 | 10580 | 5 | 132 | Bedroom | TRUE
105806 | 10580 | 6 | 18 | Closet | TRUE | no windows
105807 | 10580 | 7 | 18 | Closet | TRUE | no windows
105808 | 10580 | 8 | 132 | Dining Room | TRUE
105809 | 10580 | 9 | 240 | Family Room | TRUE
1058010 | 10580 | 10 | 200 | Garage | FALSE
1058011 | 10580 | 11 | 44 | Hall | TRUE | no windows
1058012 | 10580 | 12 | 160 | Kitchen | TRUE
1058013 | 10580 | 13 | 120 | Laundry Room | TRUE | no windows
105851 | 10585 | 1 | 48 | Bathroom | TRUE
105852 | 10585 | 2 | 98 | Dining Room | TRUE
105853 | 10585 | 3 | 14 | Closet | TRUE | No Windows
105854 | 10585 | 4 | 192 | Family Room | TRUE
105855 | 10585 | 5 | 484 | Garage | FALSE
105856 | 10585 | 6 | 13 | Closet | TRUE | No Windows
105857 | 10585 | 7 | 182 | Hall | TRUE | No Windows
105858 | 10585 | 8 | 113 | Kitchen | TRUE
105859 | 10585 | 9 | 245 | Living Room | TRUE | unable to get to back of tv heavy in cabinet
1058510 | 10585 | 10 | 33 | Bathroom | TRUE
1058511 | 10585 | 11 | 160 | Master Bedroom | TRUE
1058512 | 10585 | 12 | 40 | Closet | TRUE | No Windows
1058513 | 10585 | 13 | 136 | Office | TRUE
1058514 | 10585 | 14 | 125 | Bedroom | TRUE
105951 | 10595 | 1 | 24 | Bathroom | TRUE
105952 | 10595 | 2 | 283 | Family Room | TRUE
105953 | 10595 | 3 | 120 | Other | TRUE
105954 | 10595 | 4 | 19 | Closet | TRUE | No Windows
105955 | 10595 | 5 | 12 | Closet | TRUE | No Windows
105956 | 10595 | 6 | 92 | Dining Room | TRUE
105957 | 10595 | 7 | 400 | Garage | FALSE
105958 | 10595 | 8 | 36 | Hall | TRUE | No Windows
105959 | 10595 | 9 | 120 | Kitchen | TRUE | No Windows
1059510 | 10595 | 10 | 91 | Laundry Room | TRUE | No Windows
1059511 | 10595 | 11 | 360 | Living Room | TRUE
1059512 | 10595 | 12 | 140 | Master Bedroom | TRUE
1059513 | 10595 | 13 | 58 | Bathroom | TRUE
1059514 | 10595 | 14 | 130 | Office | TRUE
106051 | 10605 | 1 | 70 | Bathroom | TRUE
106052 | 10605 | 2 | 50 | Bathroom | TRUE
106053 | 10605 | 3 | 155 | Bedroom | TRUE
106054 | 10605 | 4 | 130 | Bedroom | TRUE
106055 | 10605 | 5 | 120 | Bedroom | TRUE
106056 | 10605 | 6 | 210 | Dining Room | TRUE | no windows but skylight
106057 | 10605 | 7 | 215 | Family Room | TRUE
106058 | 10605 | 8 | 275 | Other | TRUE
106059 | 10605 | 9 | 115 | Hall | TRUE | No Windows
1060510 | 10605 | 10 | 40 | Hall | TRUE | No Windows
1060511 | 10605 | 11 | 150 | Kitchen | TRUE
1060512 | 10605 | 12 | 210 | Laundry Room | TRUE
1060513 | 10605 | 13 | 280 | Family Room | TRUE
1060514 | 10605 | 14 | 95 | Dining Room | TRUE
1060515 | 10605 | 15 | 130 | Office | TRUE
1060516 | 10605 | 16 | 40 | Hall | TRUE | No Windows
1060517 | 10605 | 17 | 60 | Other | TRUE
106121 | 10612 | 1 | 65 | Master Bedroom | TRUE
106122 | 10612 | 2 | 50 | Bathroom | TRUE
106123 | 10612 | 3 | 155 | Bedroom | TRUE
106124 | 10612 | 4 | 660 | Garage | FALSE | No Windows
106125 | 10612 | 5 | 100 | Hall | TRUE | No Windows
106126 | 10612 | 6 | 150 | Kitchen | TRUE
106127 | 10612 | 7 | 50 | Laundry Room | TRUE | No Windows
106128 | 10612 | 8 | 210 | Living Room | TRUE
106129 | 10612 | 9 | 230 | Living Room | TRUE
1061210 | 10612 | 10 | 185 | Master Bedroom | TRUE
1061211 | 10612 | 11 | 140 | Office | TRUE
1061212 | 10612 | 12 | 220 | Other | TRUE
106271 | 10627 | 1 | 220 | Bedroom | TRUE
106272 | 10627 | 2 | 169 | Office | TRUE
106273 | 10627 | 3 | 80 | Dining Room | TRUE
106274 | 10627 | 4 | 168 | Dining Room | TRUE
106275 | 10627 | 5 | 240 | Family Room | TRUE
106276 | 10627 | 6 | 57 | Hall | TRUE
106277 | 10627 | 7 | 529 | Garage | FALSE
106278 | 10627 | 8 | 282 | Office | TRUE
106279 | 10627 | 9 | 54 | Hall | TRUE
1062710 | 10627 | 10 | 124 | Kitchen | TRUE
1062711 | 10627 | 11 | 70 | Laundry Room | TRUE
1062712 | 10627 | 12 | 212 | Living Room | TRUE
1062713 | 10627 | 13 | 154 | Other | TRUE
1062714 | 10627 | 14 | 72 | Bathroom | TRUE
1062715 | 10627 | 15 | 204 | Master Bedroom | TRUE | Vaulted Ceiling is 16' x 13', 10' at peak
1062716 | 10627 | 16 | 35 | Closet | TRUE
1062717 | 10627 | 17 | 34 | Closet | TRUE
1062718 | 10627 | 18 | 28 | Bathroom | TRUE
1062719 | 10627 | 19 | 144 | Hall | TRUE | 72 sq ft of 10' ceiling (dormer). 9' x 8'
1062720 | 10627 | 20 | 69 | Bathroom | TRUE
1062721 | 10627 | 21 | 132 | Hall | TRUE
106291 | 10629 | 1 | 156 | Hall | TRUE | No Windows
106292 | 10629 | 2 | 144 | Master Bedroom | TRUE
106293 | 10629 | 3 | 145 | Office | TRUE | No Windows
106294 | 10629 | 4 | 134 | Laundry Room | TRUE
106295 | 10629 | 5 | 161 | Kitchen | TRUE
106296 | 10629 | 6 | 133 | Dining Room | TRUE
106297 | 10629 | 7 | 81 | Garage | FALSE | No Windows
106298 | 10629 | 8 | 65 | Bathroom | TRUE | No Windows
106299 | 10629 | 9 | 136 | Bedroom | TRUE
1062910 | 10629 | 10 | 145 | Bedroom | TRUE
1062911 | 10629 | 11 | 55 | Bathroom | TRUE | No Windows
1062912 | 10629 | 12 | 183 | Living Room | TRUE
1062913 | 10629 | 13 | 24 | Hall | TRUE | No Windows
1062914 | 10629 | 14 | 172 | Living Room | TRUE
106301 | 10630 | 1 | 65 | Laundry Room | TRUE | no window
106302 | 10630 | 2 | 105 | Office | TRUE
106303 | 10630 | 3 | 64 | Bathroom | TRUE
106304 | 10630 | 4 | 70 | Closet | TRUE | bo window
106305 | 10630 | 5 | 60 | Bathroom | TRUE
106306 | 10630 | 6 | 120 | Hall | TRUE
106307 | 10630 | 7 | 232 | Bedroom | TRUE | upstairs bedrooms have elect wall heaters.
106308 | 10630 | 8 | 60 | Bathroom | TRUE
106309 | 10630 | 9 | 177 | Bedroom | TRUE
1063010 | 10630 | 10 | 198 | Hall | TRUE | no window
1063011 | 10630 | 11 | 64 | Closet | TRUE | no window
1063012 | 10630 | 12 | 323 | Living Room | TRUE
1063013 | 10630 | 13 | 235 | Kitchen | TRUE
1063014 | 10630 | 14 | 148 | Other | TRUE | electrical engineer work room. Lots of electronics.
1063015 | 10630 | 15 | 386 | Dining Room | TRUE
1063016 | 10630 | 16 | 182 | Master Bedroom | TRUE
106361 | 10636 | 1 | 58 | Bathroom | TRUE
106362 | 10636 | 2 | 32 | Closet | TRUE | No Windows
106363 | 10636 | 3 | 420 | Laundry Room | TRUE
106364 | 10636 | 4 | 24 | Other | TRUE | accessed from outside. within insulated envelope No Windows
106365 | 10636 | 5 | 50 | Hall | TRUE | No Windows
106366 | 10636 | 6 | 165 | Master Bedroom | TRUE
106367 | 10636 | 7 | 166 | Kitchen | TRUE
106368 | 10636 | 8 | 49 | Laundry Room | TRUE | No Windows
106369 | 10636 | 9 | 161 | Master Bedroom | TRUE
1063610 | 10636 | 10 | 12 | Closet | TRUE | No Windows
1063611 | 10636 | 11 | 113 | Garage | FALSE
106371 | 10637 | 1 | 52 | Bathroom | TRUE | No Windows
106372 | 10637 | 2 | 128 | Bedroom | TRUE
106373 | 10637 | 3 | 132 | Office | TRUE
106374 | 10637 | 4 | 138 | Dining Room | TRUE
106375 | 10637 | 5 | 165 | Hall | TRUE | No Windows
106376 | 10637 | 6 | 40 | Hall | TRUE | No Windows
106377 | 10637 | 7 | 208 | Kitchen | TRUE
106378 | 10637 | 8 | 50 | Laundry Room | TRUE | no window
106379 | 10637 | 9 | 224 | Living Room | TRUE
1063710 | 10637 | 10 | 163 | Bathroom | TRUE
1063711 | 10637 | 11 | 201 | Bedroom | TRUE
1063712 | 10637 | 12 | 80 | Closet | TRUE | No Windows
106381 | 10638 | 1 | 35 | Bathroom | TRUE | no windows
106382 | 10638 | 2 | 115 | Bedroom | TRUE
106383 | 10638 | 3 | 33 | Hall | TRUE | no windows
106384 | 10638 | 4 | 86 | Kitchen | TRUE
106385 | 10638 | 5 | 81 | Laundry Room | TRUE
106386 | 10638 | 6 | 255 | Living Room | TRUE
106387 | 10638 | 7 |  | Master Bedroom | TRUE
106388 | 10638 | 8 | 111 | Office | TRUE
106491 | 10649 | 1 | 90 | Bathroom | TRUE
106492 | 10649 | 2 | 90 | Bedroom | TRUE
106493 | 10649 | 3 | 231 | Dining Room | TRUE
106494 | 10649 | 4 | 506 | Garage | FALSE | 22 x 23
106495 | 10649 | 5 | 18 | Bathroom | TRUE
106496 | 10649 | 6 | 79 | Hall | TRUE
106497 | 10649 | 7 | 135 | Kitchen | TRUE
106498 | 10649 | 8 | 36 | Laundry Room | TRUE
106499 | 10649 | 9 | 266 | Living Room | TRUE
1064910 | 10649 | 10 | 140 | Master Bedroom | TRUE
1064911 | 10649 | 11 | 143 | Family Room | TRUE
106571 | 10657 | 1 | 996 | Other | TRUE | Crawl is open to basement and separated by a low masonry wall
106572 | 10657 | 2 | 38 | Bathroom | TRUE | no windows
106573 | 10657 | 3 | 42 | Hall | TRUE | no windows
106574 | 10657 | 4 | 130 | Kitchen | TRUE
106575 | 10657 | 5 | 30 | Hall | TRUE | no windows
106576 | 10657 | 6 | 247 | Living Room | TRUE
106577 | 10657 | 7 | 40 | Bathroom | TRUE | no windows
106578 | 10657 | 8 | 194 | Master Bedroom | TRUE
106579 | 10657 | 9 | 105 | Office | TRUE | no windows
1065710 | 10657 | 10 | 270 | Living Room | TRUE
106581 | 10658 | 1 | 238 | Living Room | TRUE
106582 | 10658 | 2 | 159 | Kitchen | TRUE
106583 | 10658 | 3 | 55 | Laundry Room | TRUE
106584 | 10658 | 4 | 527 | Garage | FALSE
106585 | 10658 | 5 | 123 | Closet | TRUE | No Windows
106586 | 10658 | 6 | 281 | Family Room | TRUE
106587 | 10658 | 7 | 61 | Closet | TRUE | No Windows
106588 | 10658 | 8 | 83 | Hall | TRUE
106589 | 10658 | 9 | 136 | Dining Room | TRUE
1065810 | 10658 | 10 | 77 | Hall | TRUE | No Windows
1065811 | 10658 | 11 | 143 | Bedroom | TRUE
1065812 | 10658 | 12 | 90 | Bathroom | TRUE
1065813 | 10658 | 13 | 129 | Master Bedroom | TRUE
1065814 | 10658 | 14 | 53 | Bathroom | TRUE
1065815 | 10658 | 15 | 128 | Bedroom | TRUE
106611 | 10661 | 1 | 35 | Bathroom | TRUE
106612 | 10661 | 2 | 140 | Bedroom | TRUE
106613 | 10661 | 3 | 100 | Bedroom | TRUE
106614 | 10661 | 4 | 85 | Dining Room | TRUE
106615 | 10661 | 5 | 200 | Garage | FALSE | No Windows
106616 | 10661 | 6 | 20 | Hall | TRUE | No Windows
106617 | 10661 | 7 | 85 | Kitchen | TRUE
106618 | 10661 | 8 | 100 | Laundry Room | TRUE | No Windows
106619 | 10661 | 9 | 235 | Living Room | TRUE
1066110 | 10661 | 10 | 25 | Bathroom | TRUE
1066111 | 10661 | 11 | 200 | Bedroom | TRUE
1066112 | 10661 | 12 | 115 | Office | TRUE
1066113 | 10661 | 13 | 45 | Hall | TRUE | No Windows
106641 | 10664 | 1 | 117 | Living Room | TRUE
106642 | 10664 | 2 | 260 | Living Room | TRUE
106643 | 10664 | 3 | 117 | Bedroom | TRUE
106644 | 10664 | 4 | 28 | Bathroom | TRUE
106645 | 10664 | 5 | 30 | Bathroom | TRUE
106646 | 10664 | 6 | 132 | Bedroom | TRUE | This bedroom is used mainly as a TV room.
106647 | 10664 | 7 | 156 | Bedroom | TRUE
106648 | 10664 | 8 | 56 | Dining Room | TRUE
106649 | 10664 | 9 | 132 | Bedroom | TRUE | This room might be a finished deck/patio off of the upstairs bedroom. The walls are 4' kneewalls and 6.5' flat attic with no access. The window is a secondary.
1066410 | 10664 | 10 | 32 | Closet | TRUE
1066411 | 10664 | 11 | 10 | Closet | TRUE
1066412 | 10664 | 12 | 169 | Dining Room | TRUE
1066413 | 10664 | 13 | 32 | Hall | TRUE
1066414 | 10664 | 14 | 30 | Other | TRUE
1066415 | 10664 | 15 | 67 | Hall | TRUE
1066416 | 10664 | 16 | 58 | Hall | TRUE
1066417 | 10664 | 17 | 36 | Hall | TRUE
1066418 | 10664 | 18 | 130 | Kitchen | TRUE
1066419 | 10664 | 19 | 168 | Laundry Room | TRUE
1066420 | 10664 | 20 | 280 | Living Room | TRUE
1066421 | 10664 | 21 | 72 | Bathroom | TRUE
1066422 | 10664 | 22 | 156 | Master Bedroom | TRUE
1066423 | 10664 | 23 | 24 | Closet | TRUE
1066424 | 10664 | 24 | 48 | Hall | TRUE
106811 | 10681 | 1 | 158 | Bedroom | TRUE
106812 | 10681 | 2 | 224 | Bedroom | TRUE
106813 | 10681 | 3 | 280 | Kitchen | TRUE
106814 | 10681 | 4 | 215 | Master Bedroom | TRUE
106815 | 10681 | 5 | 85 | Bathroom | TRUE
106816 | 10681 | 6 | 64 | Closet | TRUE | No Windows
106817 | 10681 | 7 | 255 | Bedroom | TRUE
106818 | 10681 | 8 | 164 | Other | TRUE
106819 | 10681 | 9 | 85 | Hall | TRUE | No Windows
1068110 | 10681 | 10 | 50 | Bathroom | TRUE | No Windows
1068111 | 10681 | 11 | 477 | Family Room | TRUE
1068112 | 10681 | 12 | 196 | Office | TRUE
1068113 | 10681 | 13 | 65 | Laundry Room | TRUE
1068114 | 10681 | 14 | 495 | Garage | FALSE
1068115 | 10681 | 15 | 48 | Hall | TRUE | No Windows
1068116 | 10681 | 16 | 142 | Dining Room | TRUE
1068117 | 10681 | 17 | 310 | Living Room | TRUE
1068118 | 10681 | 18 | 77 | Hall | TRUE | No Windows
1068119 | 10681 | 19 | 45 | Bathroom | TRUE | No Windows
1068120 | 10681 | 20 | 106 | Bedroom | TRUE
106881 | 10688 | 1 | 32 | Bathroom | TRUE
106882 | 10688 | 2 | 60 | Bathroom | TRUE
106883 | 10688 | 3 | 150 | Other | TRUE
106884 | 10688 | 4 | 264 | Garage | FALSE
106885 | 10688 | 5 | 120 | Kitchen | TRUE
106886 | 10688 | 6 | 225 | Bedroom | TRUE
106887 | 10688 | 7 | 120 | Bedroom | TRUE
106888 | 10688 | 8 | 141 | Bedroom | TRUE
106901 | 10690 | 1 | 450 | Other | FALSE
106902 | 10690 | 2 | 144 | Bathroom | TRUE
106903 | 10690 | 3 | 62 | Bathroom | TRUE
106904 | 10690 | 4 | 123 | Bedroom | TRUE
106905 | 10690 | 5 | 265 | Master Bedroom | TRUE
106906 | 10690 | 6 | 130 | Bedroom | TRUE
106907 | 10690 | 7 | 133 | Office | TRUE
106908 | 10690 | 8 | 90 | Hall | TRUE
106909 | 10690 | 9 | 117 | Kitchen | TRUE
1069010 | 10690 | 10 | 55 | Laundry Room | TRUE
1069011 | 10690 | 11 | 403 | Living Room | TRUE
1069012 | 10690 | 12 | 320 | Office | TRUE
106951 | 10695 | 1 | 120 | Laundry Room | TRUE
106952 | 10695 | 2 | 161 | Family Room | TRUE
106953 | 10695 | 3 | 153 | Kitchen | TRUE
106954 | 10695 | 4 | 127 | Bedroom | TRUE
106955 | 10695 | 5 | 77 | Laundry Room | TRUE
106956 | 10695 | 6 | 57 | Bathroom | TRUE
106957 | 10695 | 7 | 316 | Bedroom | TRUE
106961 | 10696 | 1 | 136 | Dining Room | TRUE
106962 | 10696 | 2 | 138 | Office | TRUE
106963 | 10696 | 3 | 133 | Other | TRUE | one half of garage finished and conditioned for use as pantry
106964 | 10696 | 4 | 37 | Bathroom | TRUE
106965 | 10696 | 5 | 39 | Hall | TRUE
106966 | 10696 | 6 | 213 | Garage | FALSE
106967 | 10696 | 7 | 334 | Laundry Room | TRUE
106968 | 10696 | 8 | 194 | Living Room | TRUE
106969 | 10696 | 9 | 94 | Hall | TRUE
1069610 | 10696 | 10 | 26 | Bathroom | TRUE
1069611 | 10696 | 11 | 88 | Kitchen | TRUE
1069612 | 10696 | 12 | 68 | Hall | TRUE
1069613 | 10696 | 13 | 68 | Bathroom | TRUE
1069614 | 10696 | 14 | 136 | Bedroom | TRUE
1069615 | 10696 | 15 | 194 | Master Bedroom | TRUE
106971 | 10697 | 1 | 775 | Other | FALSE
106972 | 10697 | 2 | 488 | Other | TRUE
106973 | 10697 | 3 | 51 | Bathroom | TRUE
106974 | 10697 | 4 | 132 | Bedroom | TRUE
106975 | 10697 | 5 | 20 | Hall | TRUE | no windows
106976 | 10697 | 6 | 119 | Kitchen | TRUE
106977 | 10697 | 7 | 224 | Living Room | TRUE
106978 | 10697 | 8 | 132 | Office | TRUE
106979 | 10697 | 9 | 288 | Garage | TRUE
106991 | 10699 | 1 | 50 | Bathroom | TRUE | No Windows
106992 | 10699 | 2 | 135 | Bedroom | TRUE
106993 | 10699 | 3 | 135 | Bedroom | TRUE
106994 | 10699 | 4 | 65 | Hall | TRUE | No Windows
106995 | 10699 | 5 | 275 | Kitchen | TRUE
106996 | 10699 | 6 | 200 | Living Room | TRUE
106997 | 10699 | 7 | 135 | Bedroom | TRUE
107011 | 10701 | 1 | 18 | Bathroom | TRUE | No Windows
107012 | 10701 | 2 | 51 | Bathroom | TRUE | No Windows
107013 | 10701 | 3 | 73 | Closet | TRUE
107014 | 10701 | 4 | 159 | Dining Room | TRUE
107015 | 10701 | 5 | 85 | Hall | TRUE
107016 | 10701 | 6 | 180 | Family Room | TRUE
107017 | 10701 | 7 | 627 | Garage | FALSE | No Windows
107018 | 10701 | 8 | 125 | Hall | TRUE | No Windows
107019 | 10701 | 9 | 150 | Kitchen | TRUE
1070110 | 10701 | 10 | 87 | Laundry Room | TRUE
1070111 | 10701 | 11 | 239 | Living Room | TRUE
1070112 | 10701 | 12 | 103 | Bathroom | TRUE
1070113 | 10701 | 13 | 226 | Bedroom | TRUE
1070114 | 10701 | 14 |  | Office | TRUE | No Windows
1070115 | 10701 | 15 | 146 | Office | TRUE
107051 | 10705 | 1 | 47 | Bathroom | TRUE
107052 | 10705 | 2 | 90 | Bathroom | TRUE | 14" solotube in bath as skylight
107053 | 10705 | 3 | 154 | Bedroom | TRUE
107054 | 10705 | 4 | 132 | Bedroom | TRUE
107055 | 10705 | 5 | 72 | Closet | TRUE
107056 | 10705 | 6 | 156 | Dining Room | TRUE
107057 | 10705 | 7 | 75 | Hall | TRUE
107058 | 10705 | 8 | 345 | Family Room | TRUE
107059 | 10705 | 9 | 782 | Garage | FALSE
1070510 | 10705 | 10 | 112 | Hall | TRUE | 14" Solotube is skylight
1070511 | 10705 | 11 | 80 | Hall | TRUE
1070512 | 10705 | 12 | 328 | Kitchen | TRUE
1070513 | 10705 | 13 | 21 | Laundry Room | TRUE
1070514 | 10705 | 14 | 238 | Living Room | TRUE
1070515 | 10705 | 15 | 155 | Bathroom | TRUE
1070516 | 10705 | 16 | 132 | Office | TRUE
1070517 | 10705 | 17 | 384 | Master Bedroom | TRUE
1070518 | 10705 | 18 | 156 | Other | TRUE
107091 | 10709 | 1 | 40 | Bathroom | TRUE
107092 | 10709 | 2 | 175 | Bedroom | TRUE
107093 | 10709 | 3 | 190 | Bedroom | TRUE
107094 | 10709 | 4 | 100 | Dining Room | TRUE
107095 | 10709 | 5 | 80 | Other | TRUE
107096 | 10709 | 6 | 30 | Hall | TRUE | No Windows
107097 | 10709 | 7 | 355 | Family Room | TRUE
107098 | 10709 | 8 | 45 | Kitchen | TRUE | No Windows
107099 | 10709 | 9 | 25 | Hall | TRUE | No Windows
1070910 | 10709 | 10 | 175 | Hall | TRUE | No Windows
1070911 | 10709 | 11 | 130 | Kitchen | TRUE
1070912 | 10709 | 12 | 40 | Laundry Room | TRUE | No Windows
1070913 | 10709 | 13 | 250 | Living Room | TRUE
1070914 | 10709 | 14 | 210 | Bathroom | TRUE
1070915 | 10709 | 15 | 460 | Master Bedroom | TRUE
1070916 | 10709 | 16 | 45 | Dining Room | TRUE
1070917 | 10709 | 17 | 160 | Office | TRUE
1070918 | 10709 | 18 | 35 | Hall | TRUE | No Windows
1070919 | 10709 | 19 | 40 | Other | TRUE
107101 | 10710 | 1 | 70 | Bathroom | TRUE
107102 | 10710 | 2 | 152 | Other | TRUE
107103 | 10710 | 3 | 400 | Family Room | TRUE | slab floor. used to be the garage.
107104 | 10710 | 4 | 598 | Garage | FALSE | windows not collected in unconditioned space
107105 | 10710 | 5 | 182 | Bedroom | TRUE
107106 | 10710 | 6 | 44 | Hall | TRUE | no windows
107107 | 10710 | 7 | 140 | Kitchen | TRUE
107108 | 10710 | 8 | 308 | Living Room | TRUE
107109 | 10710 | 9 | 221 | Bathroom | TRUE
1071010 | 10710 | 10 | 368 | Master Bedroom | TRUE
1071011 | 10710 | 11 | 540 | Office | TRUE
1071012 | 10710 | 12 | 110 | Office | TRUE
1071013 | 10710 | 13 | 540 | Bedroom | TRUE | 15x36
107131 | 10713 | 1 | 117 | Bathroom | TRUE
107132 | 10713 | 2 | 285 | Dining Room | TRUE
107133 | 10713 | 3 | 78 | Bathroom | TRUE
107134 | 10713 | 4 | 200 | Other | TRUE
107135 | 10713 | 5 | 352 | Family Room | TRUE
107136 | 10713 | 6 | 770 | Garage | FALSE | 35 x 22
107137 | 10713 | 7 | 132 | Hall | TRUE
107138 | 10713 | 8 | 528 | Kitchen | TRUE
107139 | 10713 | 9 | 104 | Laundry Room | TRUE | 8 x 13
1071310 | 10713 | 10 | 256 | Living Room | TRUE
1071311 | 10713 | 11 | 225 | Bathroom | TRUE
1071312 | 10713 | 12 | 320 | Master Bedroom | TRUE
1071313 | 10713 | 13 | 100 | Closet | TRUE
1071314 | 10713 | 14 | 400 | Office | TRUE
1071315 | 10713 | 15 | 238 | Bedroom | TRUE
1071316 | 10713 | 16 | 104 | Bathroom | TRUE
1071317 | 10713 | 17 | 238 | Office | TRUE
1071318 | 10713 | 18 | 25 | Closet | TRUE
1071319 | 10713 | 19 | 24 | Closet | TRUE
1071320 | 10713 | 20 | 32 | Bathroom | TRUE
1071321 | 10713 | 21 | 156 | Bedroom | TRUE
1071322 | 10713 | 22 | 180 | Hall | TRUE
1071323 | 10713 | 23 | 169 | Bedroom | TRUE
107151 | 10715 | 1 | 800 | Other | FALSE
107152 | 10715 | 2 | 83 | Bathroom | TRUE
107153 | 10715 | 3 | 87 | Bathroom | TRUE
107154 | 10715 | 4 | 250 | Bedroom | TRUE
107155 | 10715 | 5 | 100 | Bedroom | TRUE
107156 | 10715 | 6 | 129 | Bedroom | TRUE
107157 | 10715 | 7 | 117 | Bedroom | TRUE
107158 | 10715 | 8 | 200 | Hall | TRUE
107159 | 10715 | 9 | 494 | Kitchen | TRUE
1071510 | 10715 | 10 | 85 | Laundry Room | TRUE
1071511 | 10715 | 11 | 490 | Living Room | TRUE
1071512 | 10715 | 12 | 104 | Office | TRUE
107281 | 10728 | 1 |  | Other | FALSE | unconditioned horse barn on property , same meter
107282 | 10728 | 2 | 108 | Hall | TRUE
107283 | 10728 | 3 | 266 | Other | TRUE
107284 | 10728 | 4 | 116 | Bathroom | TRUE | stained glass
107285 | 10728 | 5 | 90 | Bathroom | TRUE
107286 | 10728 | 6 | 234 | Bedroom | TRUE
107287 | 10728 | 7 | 34 | Closet | TRUE
107288 | 10728 | 8 | 172 | Dining Room | TRUE
107289 | 10728 | 9 | 755 | Family Room | TRUE
1072810 | 10728 | 10 | 440 | Garage | FALSE | on basement level
1072811 | 10728 | 11 | 60 | Hall | TRUE
1072812 | 10728 | 12 | 48 | Hall | TRUE
1072813 | 10728 | 13 | 190 | Kitchen | TRUE
1072814 | 10728 | 14 | 47 | Laundry Room | TRUE
1072815 | 10728 | 15 | 412 | Master Bedroom | TRUE
1072816 | 10728 | 16 | 163 | Office | TRUE
1072817 | 10728 | 17 | 64 | Other | TRUE
1072818 | 10728 | 18 |  | Other | FALSE | storage/equipment garage on property
107331 | 10733 | 1 | 366 | Office | TRUE
107332 | 10733 | 2 | 32 | Bathroom | TRUE
107333 | 10733 | 3 | 119 | Master Bedroom | TRUE
107334 | 10733 | 4 | 33 | Bathroom | TRUE
107335 | 10733 | 5 | 94 | Bedroom | TRUE
107336 | 10733 | 6 | 27 | Hall | TRUE | No windows.
107337 | 10733 | 7 | 328 | Laundry Room | TRUE
107338 | 10733 | 8 | 133 | Dining Room | TRUE
107339 | 10733 | 9 | 212 | Family Room | TRUE
1073310 | 10733 | 10 | 24 | Hall | TRUE | No windows.
1073311 | 10733 | 11 | 116 | Kitchen | TRUE
1073312 | 10733 | 12 | 253 | Living Room | TRUE
107381 | 10738 | 1 | 53 | Bathroom | TRUE
107382 | 10738 | 2 | 148 | Bedroom | TRUE
107383 | 10738 | 3 | 137 | Bedroom | TRUE
107384 | 10738 | 4 | 173 | Family Room | TRUE
107385 | 10738 | 5 | 145 | Kitchen | TRUE
107386 | 10738 | 6 | 82 | Laundry Room | TRUE
107387 | 10738 | 7 | 248 | Living Room | TRUE
107411 | 10741 | 1 | 12 | Closet | TRUE | No windows.
107412 | 10741 | 2 | 60 | Laundry Room | TRUE | No windows.
107413 | 10741 | 3 | 16 | Hall | TRUE | No windows.
107414 | 10741 | 4 | 186 | Garage | FALSE
107415 | 10741 | 5 | 70 | Kitchen | TRUE
107416 | 10741 | 6 | 49 | Dining Room | TRUE
107417 | 10741 | 7 | 226 | Living Room | TRUE
107418 | 10741 | 8 | 110 | Office | TRUE
107419 | 10741 | 9 | 110 | Master Bedroom | TRUE
1074110 | 10741 | 10 | 19 | Closet | TRUE | No windows.
1074111 | 10741 | 11 | 25 | Bathroom | TRUE
107521 | 10752 | 1 | 384 | Laundry Room | TRUE
107522 | 10752 | 2 | 148 | Bedroom | TRUE
107523 | 10752 | 3 | 88 | Bathroom | TRUE
107524 | 10752 | 4 | 30 | Bathroom | TRUE
107525 | 10752 | 5 | 277 | Master Bedroom | TRUE
107526 | 10752 | 6 | 85 | Bathroom | TRUE
107527 | 10752 | 7 | 32 | Closet | TRUE
107528 | 10752 | 8 | 74 | Bathroom | TRUE
107529 | 10752 | 9 | 488 | Garage | TRUE
1075210 | 10752 | 10 | 152 | Hall | TRUE
1075211 | 10752 | 11 | 141 | Office | TRUE
1075212 | 10752 | 12 | 147 | Dining Room | TRUE
1075213 | 10752 | 13 | 173 | Kitchen | TRUE
1075214 | 10752 | 14 | 299 | Living Room | TRUE
1075215 | 10752 | 15 | 183 | Hall | TRUE
1075216 | 10752 | 16 | 149 | Bedroom | TRUE
1075217 | 10752 | 17 | 156 | Bedroom | TRUE
107641 | 10764 | 1 | 36 | Bathroom | TRUE
107642 | 10764 | 2 | 38 | Bathroom | TRUE
107643 | 10764 | 3 | 183 | Bedroom | TRUE
107644 | 10764 | 4 | 126 | Bedroom | TRUE
107645 | 10764 | 5 | 226 | Family Room | TRUE
107646 | 10764 | 6 | 306 | Garage | FALSE
107647 | 10764 | 7 | 27 | Hall | TRUE
107648 | 10764 | 8 | 180 | Kitchen | TRUE
107649 | 10764 | 9 | 40 | Laundry Room | TRUE
1076410 | 10764 | 10 | 265 | Living Room | TRUE
1076411 | 10764 | 11 | 151 | Master Bedroom | TRUE
107861 | 10786 | 1 | 645 | Other | TRUE
107862 | 10786 | 2 | 65 | Bathroom | TRUE
107863 | 10786 | 3 | 175 | Bedroom | TRUE
107864 | 10786 | 4 | 450 | Other | TRUE
107865 | 10786 | 5 | 36 | Closet | TRUE
107866 | 10786 | 6 | 130 | Office | TRUE
107867 | 10786 | 7 | 175 | Dining Room | TRUE
107868 | 10786 | 8 | 45 | Hall | TRUE | No windows.
107869 | 10786 | 9 | 150 | Kitchen | TRUE
1078610 | 10786 | 10 | 230 | Living Room | TRUE
1078611 | 10786 | 11 | 125 | Office | TRUE
1078612 | 10786 | 12 | 60 | Hall | TRUE | No windows.
107951 | 10795 | 1 | 40 | Bathroom | TRUE | no windows
107952 | 10795 | 2 | 96 | Dining Room | TRUE
107953 | 10795 | 3 |  | Garage | FALSE | no windows
107954 | 10795 | 4 | 90 | Hall | TRUE | no windows
107955 | 10795 | 5 | 100 | Kitchen | TRUE
107956 | 10795 | 6 | 208 | Living Room | TRUE
107957 | 10795 | 7 | 275 | Master Bedroom | TRUE
107958 | 10795 | 8 | 130 | Office | TRUE
108011 | 10801 | 1 | 40 | Bathroom | TRUE
108012 | 10801 | 2 | 125 | Bedroom | TRUE
108013 | 10801 | 3 | 100 | Bedroom | TRUE
108014 | 10801 | 4 | 130 | Other | TRUE
108015 | 10801 | 5 | 112 | Dining Room | TRUE
108016 | 10801 | 6 | 100 | Dining Room | TRUE
108017 | 10801 | 7 | 400 | Garage | FALSE
108018 | 10801 | 8 | 31 | Hall | TRUE
108019 | 10801 | 9 | 75 | Hall | TRUE
1080110 | 10801 | 10 | 113 | Kitchen | TRUE
1080111 | 10801 | 11 | 46 | Laundry Room | TRUE
1080112 | 10801 | 12 | 224 | Living Room | TRUE
1080113 | 10801 | 13 | 77 | Bathroom | TRUE
1080114 | 10801 | 14 | 175 | Master Bedroom | TRUE
1080115 | 10801 | 15 | 200 | Other | TRUE
108071 | 10807 | 1 | 52 | Bathroom | TRUE
108072 | 10807 | 2 | 52 | Bathroom | TRUE
108073 | 10807 | 3 | 106 | Other | TRUE
108074 | 10807 | 4 | 195 | Dining Room | TRUE
108075 | 10807 | 5 | 90 | Other | TRUE
108076 | 10807 | 6 | 172 | Kitchen | TRUE
108077 | 10807 | 7 | 290 | Living Room | TRUE
108078 | 10807 | 8 | 224 | Master Bedroom | TRUE
108079 | 10807 | 9 | 29 | Closet | TRUE | No windows.
1080710 | 10807 | 10 | 42 | Hall | TRUE | No windows.
1080711 | 10807 | 11 | 110 | Office | TRUE
1080712 | 10807 | 12 | 94 | Hall | TRUE | No windows.
1080713 | 10807 | 13 | 48 | Other | TRUE
1080714 | 10807 | 14 | 72 | Other | TRUE | No windows.
108091 | 10809 | 1 | 128 | Living Room | TRUE
108092 | 10809 | 2 | 55 | Office | TRUE
108093 | 10809 | 3 | 26 | Laundry Room | TRUE
108094 | 10809 | 4 | 53 | Bathroom | TRUE
108095 | 10809 | 5 | 141 | Hall | TRUE
108096 | 10809 | 6 | 141 | Bedroom | TRUE
108097 | 10809 | 7 | 116 | Bedroom | TRUE
108098 | 10809 | 8 | 176 | Dining Room | TRUE
108099 | 10809 | 9 | 155 | Kitchen | TRUE
1080910 | 10809 | 10 | 310 | Garage | TRUE
1080911 | 10809 | 11 | 195 | Hall | TRUE
1080912 | 10809 | 12 | 52 | Bathroom | TRUE
1080913 | 10809 | 13 | 164 | Master Bedroom | TRUE
1080914 | 10809 | 14 | 28 | Closet | TRUE
1080915 | 10809 | 15 | 74 | Bathroom | TRUE
108111 | 10811 | 1 | 64 | Bathroom | TRUE | No windows.
108112 | 10811 | 2 | 140 | Bedroom | TRUE
108113 | 10811 | 3 | 126 | Family Room | TRUE
108114 | 10811 | 4 | 79 | Office | TRUE | No windows.
108115 | 10811 | 5 | 207 | Kitchen | TRUE
108116 | 10811 | 6 | 279 | Living Room | TRUE
108117 | 10811 | 7 | 48 | Bathroom | TRUE | No windows.
108118 | 10811 | 8 | 168 | Bedroom | TRUE
108119 | 10811 | 9 | 137 | Bedroom | TRUE
108221 | 10822 | 1 |  | Bedroom | TRUE | No windows.
108222 | 10822 | 2 | 121 | Dining Room | TRUE
108223 | 10822 | 3 | 66 | Hall | TRUE | No windows.
108224 | 10822 | 4 | 116 | Kitchen | TRUE
108225 | 10822 | 5 | 44 | Laundry Room | TRUE
108226 | 10822 | 6 | 325 | Living Room | TRUE
108227 | 10822 | 7 | 245 | Master Bedroom | TRUE
108228 | 10822 | 8 | 46 | Bathroom | TRUE
108229 | 10822 | 9 | 110 | Bedroom | TRUE
1082210 | 10822 | 10 | 131 | Bedroom | TRUE
1082211 | 10822 | 11 | 143 | Bedroom | TRUE
1082212 | 10822 | 12 | 42 | Hall | TRUE
1082213 | 10822 | 13 | 64 | Closet | TRUE | No windows.
1082214 | 10822 | 14 | 112 | Bedroom | TRUE
1082215 | 10822 | 15 | 85 | Hall | TRUE | No windows.
108231 | 10823 | 1 | 25 | Bathroom | TRUE
108232 | 10823 | 2 | 184 | Closet | TRUE
108233 | 10823 | 3 | 203 | Bedroom | TRUE
108234 | 10823 | 4 | 206 | Dining Room | TRUE | floor lamp in dining room has a fourth light it's a inc. 3-way 100, 200, 300
108235 | 10823 | 5 | 32 | Bathroom | TRUE | no windows
108236 | 10823 | 6 | 140 | Hall | TRUE
108237 | 10823 | 7 | 182 | Bedroom | TRUE
108238 | 10823 | 8 | 192 | Kitchen | TRUE
108239 | 10823 | 9 | 257 | Laundry Room | TRUE
1082310 | 10823 | 10 | 221 | Master Bedroom | TRUE
1082311 | 10823 | 11 | 81 | Office | TRUE
1082312 | 10823 | 12 | 345 | Living Room | TRUE
1082313 | 10823 | 13 | 27 | Hall | TRUE | no windows
1082314 | 10823 | 14 | 329 | Other | TRUE
1082315 | 10823 | 15 | 352 | Family Room | TRUE
1082316 | 10823 | 16 | 74 | Bathroom | TRUE
1082317 | 10823 | 17 | 119 | Hall | TRUE
108401 | 10840 | 1 | 529 | Other | TRUE
108402 | 10840 | 2 | 57 | Bathroom | TRUE
108403 | 10840 | 3 | 173 | Bedroom | TRUE
108404 | 10840 | 4 | 120 | Bedroom | TRUE
108405 | 10840 | 5 | 107 | Dining Room | TRUE
108406 | 10840 | 6 | 53 | Hall | TRUE | no window or skylight
108407 | 10840 | 7 | 240 | Garage | TRUE | no window
108408 | 10840 | 8 | 30 | Hall | TRUE | no window
108409 | 10840 | 9 | 130 | Kitchen | TRUE
1084010 | 10840 | 10 | 267 | Living Room | TRUE
1084011 | 10840 | 11 | 260 | Other | TRUE
108431 | 10843 | 1 | 130 | Bathroom | TRUE
108432 | 10843 | 2 | 40 | Bathroom | TRUE
108433 | 10843 | 3 | 135 | Bedroom | TRUE
108434 | 10843 | 4 | 145 | Bedroom | TRUE | No windows.
108435 | 10843 | 5 | 100 | Dining Room | TRUE
108436 | 10843 | 6 | 200 | Family Room | TRUE
108437 | 10843 | 7 | 50 | Kitchen | TRUE | No windows.
108438 | 10843 | 8 | 165 | Kitchen | TRUE
108439 | 10843 | 9 | 200 | Living Room | TRUE
1084310 | 10843 | 10 | 230 | Master Bedroom | TRUE
1084311 | 10843 | 11 | 167 | Office | TRUE
1084312 | 10843 | 12 | 50 | Hall | TRUE | No windows.
1084313 | 10843 | 13 | 90 | Laundry Room | TRUE | No windows.
108481 | 10848 | 1 | 50 | Bathroom | TRUE
108482 | 10848 | 2 | 128 | Bedroom | TRUE
108483 | 10848 | 3 | 119 | Bedroom | TRUE
108484 | 10848 | 4 | 164 | Kitchen | TRUE
108485 | 10848 | 5 | 111 | Laundry Room | TRUE | No windows.
108486 | 10848 | 6 | 253 | Living Room | TRUE
108487 | 10848 | 7 | 79 | Other | TRUE
108488 | 10848 | 8 | 112 | Office | TRUE
108521 | 10852 | 1 | 250 | Garage | FALSE | No windows.
108522 | 10852 | 2 | 140 | Bedroom | TRUE
108523 | 10852 | 3 | 27 | Hall | TRUE | No windows.
108524 | 10852 | 4 | 184 | Kitchen | TRUE
108525 | 10852 | 5 | 240 | Living Room | TRUE
108526 | 10852 | 6 | 144 | Bedroom | TRUE
108527 | 10852 | 7 | 50 | Bathroom | TRUE | No windows.
108661 | 10866 | 1 | 238 | Family Room | TRUE
108662 | 10866 | 2 | 174 | Living Room | TRUE
108663 | 10866 | 3 | 35 | Bathroom | TRUE | No windows.
108664 | 10866 | 4 | 207 | Kitchen | TRUE
108665 | 10866 | 5 | 56 | Laundry Room | TRUE | No windows.
108666 | 10866 | 6 | 579 | Garage | FALSE | No windows.
108667 | 10866 | 7 | 115 | Office | TRUE
108668 | 10866 | 8 | 182 | Hall | TRUE | No windows.
108669 | 10866 | 9 | 187 | Master Bedroom | TRUE
1086610 | 10866 | 10 | 102 | Bathroom | TRUE
1086611 | 10866 | 11 | 64 | Closet | TRUE | No windows.
1086612 | 10866 | 12 | 103 | Bedroom | TRUE
1086613 | 10866 | 13 | 60 | Bathroom | TRUE
1086614 | 10866 | 14 | 101 | Bedroom | TRUE
1086615 | 10866 | 15 | 196 | Family Room | TRUE
1086616 | 10866 | 16 | 126 | Dining Room | TRUE
1086617 | 10866 | 17 | 28 | Hall | TRUE | No windows.
1086618 | 10866 | 18 | 20 | Closet | TRUE | No windows.
1086619 | 10866 | 19 | 130 | Office | TRUE
1086620 | 10866 | 20 | 16 | Closet | TRUE | No windows.
108871 | 10887 | 1 | 184 | Bedroom | TRUE
108872 | 10887 | 2 | 145 | Family Room | TRUE
108873 | 10887 | 3 | 45 | Dining Room | TRUE
108874 | 10887 | 4 | 45 | Bathroom | TRUE
108875 | 10887 | 5 | 72 | Office | TRUE
108876 | 10887 | 6 | 60 | Hall | TRUE
108877 | 10887 | 7 | 133 | Kitchen | TRUE
108878 | 10887 | 8 | 419 | Living Room | TRUE
108879 | 10887 | 9 | 205 | Bedroom | TRUE
1088710 | 10887 | 10 | 58 | Hall | TRUE
1088711 | 10887 | 11 | 42 | Bathroom | TRUE
1088712 | 10887 | 12 | 250 | Master Bedroom | TRUE
1088713 | 10887 | 13 | 23 | Closet | TRUE
1088714 | 10887 | 14 | 585 | Other | TRUE
1088715 | 10887 | 15 | 30 | Laundry Room | TRUE
1088716 | 10887 | 16 | 582 | Garage | FALSE
108951 | 10895 | 1 | 60 | Bathroom | TRUE
108952 | 10895 | 2 | 40 | Bathroom | TRUE
108953 | 10895 | 3 | 154 | Bedroom | TRUE
108954 | 10895 | 4 | 130 | Bedroom | TRUE
108955 | 10895 | 5 | 124 | Bedroom | TRUE
108956 | 10895 | 6 | 300 | Other | TRUE
108957 | 10895 | 7 | 400 | Family Room | TRUE
108958 | 10895 | 8 | 166 | Kitchen | TRUE | No windows.
108959 | 10895 | 9 | 66 | Laundry Room | TRUE
1089510 | 10895 | 10 | 335 | Living Room | TRUE
1089511 | 10895 | 11 |  | Garage | TRUE | No windows.
109111 | 10911 | 1 | 226 | Other | TRUE
109112 | 10911 | 2 | 171 | Bedroom | TRUE
109113 | 10911 | 3 | 48 | Bathroom | TRUE
109114 | 10911 | 4 | 113 | Bedroom | TRUE
109115 | 10911 | 5 | 129 | Bedroom | TRUE
109116 | 10911 | 6 | 64 | Hall | TRUE | no window, skylight
109117 | 10911 | 7 | 139 | Kitchen | TRUE
109118 | 10911 | 8 | 45 | Laundry Room | TRUE
109119 | 10911 | 9 | 212 | Living Room | TRUE
109151 | 10915 | 1 | 75 | Bathroom | TRUE
109152 | 10915 | 2 | 175 | Bedroom | TRUE
109153 | 10915 | 3 | 145 | Bedroom | TRUE
109154 | 10915 | 4 | 105 | Bedroom | TRUE
109155 | 10915 | 5 | 300 | Bedroom | TRUE | room is converted garage
109156 | 10915 | 6 | 35 | Other | TRUE
109157 | 10915 | 7 | 242 | Family Room | TRUE
109158 | 10915 | 8 | 48 | Hall | TRUE
109159 | 10915 | 9 | 176 | Kitchen | TRUE
1091510 | 10915 | 10 | 60 | Laundry Room | TRUE
109271 | 10927 | 1 | 61 | Bathroom | TRUE
109272 | 10927 | 2 | 178 | Laundry Room | TRUE | No windows.
109273 | 10927 | 3 | 35 | Bathroom | TRUE
109274 | 10927 | 4 | 104 | Bedroom | TRUE
109275 | 10927 | 5 | 277 | Garage | FALSE
109276 | 10927 | 6 | 363 | Living Room | TRUE
109277 | 10927 | 7 | 326 | Master Bedroom | TRUE
109278 | 10927 | 8 | 116 | Office | TRUE
109461 | 10946 | 1 | 39 | Bathroom | TRUE
109462 | 10946 | 2 | 72 | Bathroom | TRUE | No windows.
109463 | 10946 | 3 | 248 | Bedroom | TRUE
109464 | 10946 | 4 | 95 | Bedroom | TRUE
109465 | 10946 | 5 | 128 | Bedroom | TRUE
109466 | 10946 | 6 | 136 | Dining Room | TRUE
109467 | 10946 | 7 | 111 | Hall | TRUE
109468 | 10946 | 8 | 13 | Closet | TRUE | No windows.
109469 | 10946 | 9 | 14 | Other | TRUE | No windows.
1094610 | 10946 | 10 | 45 | Other | TRUE | No windows.
1094611 | 10946 | 11 | 418 | Garage | FALSE | No windows.
1094612 | 10946 | 12 | 141 | Hall | TRUE
1094613 | 10946 | 13 | 95 | Hall | TRUE | No windows but skylight.
1094614 | 10946 | 14 | 20 | Closet | TRUE | No windows.
1094615 | 10946 | 15 | 25 | Closet | TRUE | No windows.
1094616 | 10946 | 16 | 251 | Kitchen | TRUE | No windows.
1094617 | 10946 | 17 | 105 | Laundry Room | TRUE
1094618 | 10946 | 18 | 401 | Living Room | TRUE
1094619 | 10946 | 19 | 331 | Family Room | TRUE | No windows.
1094620 | 10946 | 20 | 11 | Closet | TRUE | No windows.
1094621 | 10946 | 21 | 208 | Family Room | TRUE
1094622 | 10946 | 22 | 53 | Bathroom | TRUE
1094623 | 10946 | 23 | 23 | Bathroom | TRUE
109481 | 10948 | 1 | 405 | Other | FALSE
109482 | 10948 | 2 | 594 | Other | TRUE
109483 | 10948 | 3 | 425 | Other | TRUE
109484 | 10948 | 4 | 58 | Bathroom | TRUE
109485 | 10948 | 5 | 153 | Bedroom | TRUE
109486 | 10948 | 6 | 157 | Bedroom | TRUE | unable to get to back of tv and plug
109487 | 10948 | 7 | 119 | Dining Room | TRUE
109488 | 10948 | 8 | 33 | Hall | TRUE
109489 | 10948 | 9 | 96 | Hall | TRUE | No windows.
1094810 | 10948 | 10 | 123 | Kitchen | TRUE
1094811 | 10948 | 11 | 260 | Living Room | TRUE | no lights
1094812 | 10948 | 12 | 24 | Hall | TRUE | No windows.
109511 | 10951 | 1 | 50 | Bathroom | TRUE | No windows.
109512 | 10951 | 2 | 112 | Bathroom | TRUE | No windows.
109513 | 10951 | 3 | 138 | Bedroom | TRUE
109514 | 10951 | 4 | 152 | Bedroom | TRUE
109515 | 10951 | 5 | 315 | Dining Room | TRUE
109516 | 10951 | 6 | 319 | Family Room | TRUE
109517 | 10951 | 7 | 467 | Garage | FALSE | No windows.
109518 | 10951 | 8 | 59 | Hall | TRUE | No windows.
109519 | 10951 | 9 | 98 | Kitchen | TRUE
1095110 | 10951 | 10 | 100 | Laundry Room | TRUE | No windows.
1095111 | 10951 | 11 | 168 | Master Bedroom | TRUE
109651 | 10965 | 1 | 47 | Bathroom | TRUE
109652 | 10965 | 2 | 103 | Bedroom | TRUE
109653 | 10965 | 3 | 103 | Bedroom | TRUE
109654 | 10965 | 4 | 15 | Hall | TRUE
109655 | 10965 | 5 | 88 | Kitchen | TRUE
109656 | 10965 | 6 | 195 | Living Room | TRUE
109781 | 10978 | 1 | 42 | Bathroom | TRUE
109782 | 10978 | 2 | 12 | Closet | TRUE | No windows.
109783 | 10978 | 3 | 145 | Dining Room | TRUE
109784 | 10978 | 4 | 250 | Garage | FALSE | No windows.
109785 | 10978 | 5 | 24 | Hall | TRUE | No windows.
109786 | 10978 | 6 | 60 | Hall | TRUE | No windows.
109787 | 10978 | 7 | 130 | Kitchen | TRUE
109788 | 10978 | 8 | 160 | Living Room | TRUE
109789 | 10978 | 9 | 135 | Master Bedroom | TRUE
1097810 | 10978 | 10 | 135 | Master Bedroom | TRUE
1097811 | 10978 | 11 | 90 | Other | TRUE
1097812 | 10978 | 12 | 180 | Office | TRUE
109861 | 10986 | 1 | 247 | Family Room | TRUE
109862 | 10986 | 2 | 104 | Living Room | TRUE
109863 | 10986 | 3 | 86 | Hall | TRUE | No windows.
109864 | 10986 | 4 | 148 | Bedroom | TRUE
109865 | 10986 | 5 | 127 | Bedroom | TRUE
109866 | 10986 | 6 | 143 | Office | TRUE
109867 | 10986 | 7 | 489 | Master Bedroom | TRUE
109868 | 10986 | 8 | 40 | Bathroom | TRUE
109869 | 10986 | 9 | 202 | Living Room | TRUE | fireplace insert not used in >10 years
1098610 | 10986 | 10 | 95 | Hall | TRUE | No windows.
1098611 | 10986 | 11 | 108 | Kitchen | TRUE
1098612 | 10986 | 12 | 88 | Laundry Room | TRUE
1098613 | 10986 | 13 | 430 | Garage | FALSE
1098614 | 10986 | 14 | 54 | Bathroom | TRUE | No windows.
1098615 | 10986 | 15 | 55 | Bathroom | TRUE | No windows.
109901 | 10990 | 1 | 196 | Master Bedroom | TRUE
109902 | 10990 | 2 | 283 | Living Room | TRUE
109903 | 10990 | 3 | 126 | Kitchen | TRUE
109904 | 10990 | 4 | 140 | Bedroom | TRUE
109905 | 10990 | 5 | 60 | Bathroom | TRUE
109906 | 10990 | 6 | 65 | Hall | TRUE | No windows.
109907 | 10990 | 7 | 55 | Hall | TRUE | No windows.
109908 | 10990 | 8 | 165 | Dining Room | TRUE
109909 | 10990 | 9 | 201 | Office | TRUE
1099010 | 10990 | 10 | 45 | Bathroom | TRUE
1099011 | 10990 | 11 | 15 | Closet | TRUE | No windows.
1099012 | 10990 | 12 | 40 | Laundry Room | TRUE
1099013 | 10990 | 13 | 127 | Bedroom | TRUE
109951 | 10995 | 1 | 52 | Closet | TRUE
109952 | 10995 | 2 | 108 | Hall | TRUE
109953 | 10995 | 3 | 99 | Kitchen | TRUE
109954 | 10995 | 4 | 35 | Bathroom | TRUE
109955 | 10995 | 5 | 29 | Laundry Room | TRUE
109956 | 10995 | 6 | 583 | Garage | TRUE
109957 | 10995 | 7 | 166 | Master Bedroom | TRUE
109958 | 10995 | 8 | 45 | Bathroom | TRUE
109959 | 10995 | 9 | 44 | Bathroom | TRUE
1099510 | 10995 | 10 | 124 | Bedroom | TRUE
1099511 | 10995 | 11 | 123 | Bedroom | TRUE
1099512 | 10995 | 12 | 98 | Hall | TRUE
1099513 | 10995 | 13 | 278 | Living Room | TRUE
1099514 | 10995 | 14 | 119 | Dining Room | TRUE
110031 | 11003 | 1 | 262 | Living Room | TRUE | 110 Volt elect wall heater installed
110032 | 11003 | 2 | 80 | Closet | TRUE | No windows.
110033 | 11003 | 3 | 212 | Dining Room | TRUE
110034 | 11003 | 4 | 108 | Bedroom | TRUE | electric blanket in use
110035 | 11003 | 5 | 86 | Hall | TRUE | No windows.
110036 | 11003 | 6 | 102 | Bedroom | TRUE
110037 | 11003 | 7 | 42 | Bathroom | TRUE | No windows.
110038 | 11003 | 8 | 137 | Kitchen | TRUE | No windows.
110039 | 11003 | 9 | 140 | Laundry Room | TRUE
110061 | 11006 | 1 | 425 | Office | TRUE | cod bsmnt attached garage
110062 | 11006 | 2 | 43 | Bathroom | TRUE
110063 | 11006 | 3 | 112 | Bedroom | TRUE
110064 | 11006 | 4 | 102 | Bedroom | TRUE | Unable to measure TV watts
110065 | 11006 | 5 |  | Dining Room | TRUE
110066 | 11006 | 6 | 18 | Hall | TRUE | No windows.
110067 | 11006 | 7 | 100 | Kitchen | TRUE
110068 | 11006 | 8 | 80 | Laundry Room | TRUE
110069 | 11006 | 9 | 252 | Living Room | TRUE | Unable to measure TV watts
110141 | 11014 | 1 | 63 | Bathroom | TRUE
110142 | 11014 | 2 | 85 | Bathroom | TRUE
110143 | 11014 | 3 | 223 | Bedroom | TRUE
110144 | 11014 | 4 | 120 | Bedroom | TRUE
110145 | 11014 | 5 | 120 | Dining Room | TRUE
110146 | 11014 | 6 | 261 | Living Room | TRUE
110147 | 11014 | 7 | 440 | Garage | FALSE | No windows.
110148 | 11014 | 8 | 78 | Hall | TRUE | No windows.
110149 | 11014 | 9 | 116 | Kitchen | TRUE
1101410 | 11014 | 10 | 204 | Living Room | TRUE
1101411 | 11014 | 11 | 349 | Bedroom | TRUE
1101412 | 11014 | 12 | 105 | Bedroom | TRUE
110211 | 11021 | 1 | 48 | Bathroom | TRUE
110212 | 11021 | 2 | 177 | Bedroom | TRUE
110213 | 11021 | 3 | 132 | Bedroom | TRUE
110214 | 11021 | 4 | 91 | Dining Room | TRUE
110215 | 11021 | 5 | 74 | Other | TRUE
110216 | 11021 | 6 | 200 | Family Room | TRUE
110217 | 11021 | 7 | 182 | Kitchen | TRUE
110218 | 11021 | 8 | 262 | Master Bedroom | TRUE
110301 | 11030 | 1 | 71 | Bathroom | TRUE
110302 | 11030 | 2 | 105 | Bedroom | TRUE
110303 | 11030 | 3 | 150 | Bedroom | TRUE
110304 | 11030 | 4 | 150 | Dining Room | TRUE
110305 | 11030 | 5 | 140 | Kitchen | TRUE
110306 | 11030 | 6 | 75 | Laundry Room | TRUE
110307 | 11030 | 7 | 190 | Living Room | TRUE | TV USED FOR COMPUTER SCREEN
110321 | 11032 | 1 | 28 | Bathroom | TRUE
110322 | 11032 | 2 | 120 | Bedroom | TRUE
110323 | 11032 | 3 | 231 | Bedroom | TRUE
110324 | 11032 | 4 | 63 | Kitchen | TRUE
110325 | 11032 | 5 | 177 | Living Room | TRUE | no lighting entered
110351 | 11035 | 1 | 60 | Bathroom | TRUE
110352 | 11035 | 2 | 120 | Bedroom | TRUE
110353 | 11035 | 3 | 115 | Bedroom | TRUE
110354 | 11035 | 4 | 110 | Hall | TRUE | No windows.
110355 | 11035 | 5 | 170 | Living Room | TRUE
110356 | 11035 | 6 | 120 | Hall | TRUE | No windows.
110357 | 11035 | 7 | 400 | Kitchen | TRUE
110358 | 11035 | 8 | 55 | Laundry Room | TRUE
110359 | 11035 | 9 | 700 | Living Room | TRUE
1103510 | 11035 | 10 | 70 | Bathroom | TRUE
1103511 | 11035 | 11 | 240 | Master Bedroom | TRUE
1103512 | 11035 | 12 | 70 | Closet | TRUE
1103513 | 11035 | 13 | 110 | Office | TRUE
1103514 | 11035 | 14 | 16 | Hall | TRUE | No windows.
1103515 | 11035 | 15 | 150 | Other | TRUE
1103516 | 11035 | 16 | 60 | Bathroom | TRUE | No windows.
110411 | 11041 | 1 | 45 | Hall | TRUE | no windows
110412 | 11041 | 2 | 594 | Family Room | TRUE
110413 | 11041 | 3 | 45 | Bathroom | TRUE
110414 | 11041 | 4 | 150 | Bedroom | TRUE
110415 | 11041 | 5 | 172 | Bedroom | TRUE
110416 | 11041 | 6 | 35 | Closet | TRUE | no windows
110417 | 11041 | 7 | 33 | Closet | TRUE
110418 | 11041 | 8 | 148 | Dining Room | TRUE
110419 | 11041 | 9 | 98 | Hall | TRUE
1104110 | 11041 | 10 | 18 | Hall | TRUE | no windows
1104111 | 11041 | 11 | 96 | Hall | TRUE
1104112 | 11041 | 12 | 124 | Kitchen | TRUE
1104113 | 11041 | 13 | 334 | Living Room | TRUE | no lighting
1104114 | 11041 | 14 | 193 | Master Bedroom | TRUE
1104115 | 11041 | 15 | 35 | Closet | TRUE
1104116 | 11041 | 16 | 324 | Laundry Room | TRUE
1104117 | 11041 | 17 | 68 | Bathroom | TRUE
110471 | 11047 | 1 | 120 | Bedroom | TRUE
110472 | 11047 | 2 | 204 | Living Room | TRUE
110473 | 11047 | 3 | 120 | Office | TRUE
110474 | 11047 | 4 | 40 | Bathroom | TRUE | No windows.
110475 | 11047 | 5 | 132 | Kitchen | TRUE
110476 | 11047 | 6 | 77 | Laundry Room | TRUE
110481 | 11048 | 1 | 30 | Bathroom | TRUE
110482 | 11048 | 2 | 35 | Bathroom | TRUE
110483 | 11048 | 3 | 120 | Bathroom | TRUE
110484 | 11048 | 4 | 160 | Bedroom | TRUE
110485 | 11048 | 5 | 120 | Bedroom | TRUE
110486 | 11048 | 6 | 100 | Bedroom | TRUE
110487 | 11048 | 7 | 150 | Dining Room | TRUE
110488 | 11048 | 8 | 354 | Family Room | TRUE
110489 | 11048 | 9 | 280 | Garage | FALSE
1104810 | 11048 | 10 | 55 | Hall | TRUE | no windows
1104811 | 11048 | 11 | 110 | Hall | TRUE
1104812 | 11048 | 12 | 123 | Kitchen | TRUE
1104813 | 11048 | 13 | 50 | Laundry Room | TRUE | no windows
1104814 | 11048 | 14 | 230 | Living Room | TRUE
110511 | 11051 | 1 | 82 | Bathroom | TRUE
110512 | 11051 | 2 | 137 | Master Bedroom | TRUE
110513 | 11051 | 3 | 110 | Bedroom | TRUE
110514 | 11051 | 4 | 110 | Dining Room | TRUE
110515 | 11051 | 5 | 420 | Garage | FALSE
110516 | 11051 | 6 | 55 | Hall | TRUE
110517 | 11051 | 7 | 110 | Kitchen | TRUE
110518 | 11051 | 8 | 270 | Living Room | TRUE
110541 | 11054 | 1 | 234 | Living Room | TRUE
110542 | 11054 | 2 | 152 | Bedroom | TRUE
110543 | 11054 | 3 | 188 | Master Bedroom | TRUE
110544 | 11054 | 4 | 133 | Bathroom | TRUE
110545 | 11054 | 5 | 18 | Closet | TRUE | No windows.
110546 | 11054 | 6 | 120 | Dining Room | TRUE
110547 | 11054 | 7 | 129 | Kitchen | TRUE | No windows.
110548 | 11054 | 8 | 449 | Garage | FALSE
110549 | 11054 | 9 | 64 | Laundry Room | TRUE
1105410 | 11054 | 10 | 46 | Bathroom | TRUE
1105411 | 11054 | 11 | 165 | Bedroom | TRUE
1105412 | 11054 | 12 | 32 | Hall | TRUE | No windows.
1105413 | 11054 | 13 | 156 | Bedroom | TRUE
1105414 | 11054 | 14 | 262 | Living Room | TRUE
1105415 | 11054 | 15 | 120 | Dining Room | TRUE
1105416 | 11054 | 16 | 158 | Hall | TRUE
1105417 | 11054 | 17 | 147 | Office | TRUE
110551 | 11055 | 1 | 73 | Bathroom | TRUE
110552 | 11055 | 2 | 217 | Bedroom | TRUE
110553 | 11055 | 3 | 47 | Closet | TRUE
110554 | 11055 | 4 | 445 | Family Room | TRUE
110555 | 11055 | 5 | 31 | Hall | TRUE
110556 | 11055 | 6 | 62 | Kitchen | TRUE
110557 | 11055 | 7 | 279 | Office | TRUE
110558 | 11055 | 8 | 50 | Office | TRUE
110559 | 11055 | 9 | 100 | Hall | TRUE
1105510 | 11055 | 10 | 986 | Garage | FALSE
1105511 | 11055 | 11 | 170 | Living Room | TRUE
1105512 | 11055 | 12 | 31 | Bathroom | TRUE
1105513 | 11055 | 13 | 191 | Dining Room | TRUE
1105514 | 11055 | 14 | 260 | Hall | TRUE
1105515 | 11055 | 15 | 229 | Family Room | TRUE
1105516 | 11055 | 16 | 177 | Dining Room | TRUE
1105517 | 11055 | 17 | 70 | Hall | TRUE
1105518 | 11055 | 18 | 171 | Kitchen | TRUE
1105519 | 11055 | 19 | 57 | Laundry Room | TRUE
1105520 | 11055 | 20 | 31 | Other | TRUE
1105521 | 11055 | 21 | 46 | Closet | TRUE
1105522 | 11055 | 22 | 320 | Hall | TRUE
1105523 | 11055 | 23 | 36 | Bathroom | TRUE
1105524 | 11055 | 24 | 34 | Bathroom | TRUE
1105525 | 11055 | 25 | 15 | Closet | TRUE
1105526 | 11055 | 26 | 178 | Bathroom | TRUE
1105527 | 11055 | 27 | 21 | Bathroom | TRUE
1105528 | 11055 | 28 | 107 | Closet | TRUE
1105529 | 11055 | 29 | 320 | Master Bedroom | TRUE
1105530 | 11055 | 30 | 202 | Bedroom | TRUE
1105531 | 11055 | 31 | 25 | Closet | TRUE
1105532 | 11055 | 32 | 180 | Office | TRUE
1105533 | 11055 | 33 | 12 | Closet | TRUE
1105534 | 11055 | 34 | 191 | Bedroom | TRUE
1105535 | 11055 | 35 | 27 | Closet | TRUE
110611 | 11061 | 1 | 72 | Bathroom | TRUE
110612 | 11061 | 2 | 80 | Bathroom | TRUE
110613 | 11061 | 3 | 160 | Bedroom | TRUE
110614 | 11061 | 4 | 182 | Dining Room | TRUE
110615 | 11061 | 5 | 120 | Family Room | TRUE | Desktop computer powers a projector that shoots onto a wall. I believe the Wii system runs through the projector as well.
110616 | 11061 | 6 |  | Other | FALSE
110617 | 11061 | 7 | 60 | Hall | TRUE
110618 | 11061 | 8 | 121 | Kitchen | TRUE
110619 | 11061 | 9 |  | Other | FALSE
1106110 | 11061 | 10 |  | Laundry Room | FALSE | Desktop computer is wired to run modems and routers for the house. In addition, a power box of sorts is wired up to provide power to speakers strategically located throughout the house via the computer.
1106111 | 11061 | 11 | 240 | Living Room | TRUE
1106112 | 11061 | 12 | 96 | Other | TRUE
1106113 | 11061 | 13 | 120 | Bathroom | TRUE
1106114 | 11061 | 14 | 280 | Master Bedroom | TRUE | Computer runs the tv in the master bedroom. TV is not hooked up to the cable through Comcast; only the tv downstairs is on cable.
1106115 | 11061 | 15 | 132 | Office | TRUE
1106116 | 11061 | 16 | 108 | Bedroom | TRUE
1106117 | 11061 | 17 | 84 | Hall | TRUE
110841 | 11084 | 1 | 36 | Closet | TRUE | No windows.
110842 | 11084 | 2 | 220 | Living Room | TRUE
110843 | 11084 | 3 | 482 | Other | TRUE | basement
110844 | 11084 | 4 | 193 | Hall | TRUE
110845 | 11084 | 5 | 192 | Master Bedroom | TRUE
110846 | 11084 | 6 | 36 | Closet | TRUE | No windows.
110847 | 11084 | 7 | 160 | Bedroom | TRUE
110848 | 11084 | 8 | 70 | Bathroom | TRUE
110849 | 11084 | 9 | 197 | Bedroom | TRUE
1108410 | 11084 | 10 | 177 | Other | TRUE
1108411 | 11084 | 11 | 401 | Garage | FALSE
1108412 | 11084 | 12 | 145 | Dining Room | TRUE
1108413 | 11084 | 13 | 244 | Family Room | TRUE
1108414 | 11084 | 14 | 235 | Bedroom | TRUE
1108415 | 11084 | 15 | 40 | Closet | TRUE | No windows.
1108416 | 11084 | 16 | 362 | Kitchen | TRUE
1108417 | 11084 | 17 | 60 | Closet | TRUE | No windows.
1108418 | 11084 | 18 | 48 | Laundry Room | TRUE
1108419 | 11084 | 19 | 44 | Bathroom | TRUE
110861 | 11086 | 1 | 280 | Living Room | TRUE
110862 | 11086 | 2 | 66 | Bathroom | TRUE
110863 | 11086 | 3 | 82 | Hall | TRUE | No windows.
110864 | 11086 | 4 | 463 | Family Room | TRUE
110865 | 11086 | 5 | 352 | Laundry Room | TRUE
110866 | 11086 | 6 | 47 | Bathroom | TRUE | No windows.
110867 | 11086 | 7 | 199 | Office | TRUE
110868 | 11086 | 8 | 141 | Other | TRUE
110869 | 11086 | 9 | 900 | Garage | FALSE | 21'X30" shop and 24'X24'garage each have their own oil furnace.
1108610 | 11086 | 10 | 154 | Dining Room | TRUE
1108611 | 11086 | 11 | 231 | Kitchen | TRUE
1108612 | 11086 | 12 | 140 | Bathroom | TRUE
1108613 | 11086 | 13 | 432 | Hall | TRUE | No windows.
1108614 | 11086 | 14 | 164 | Bedroom | TRUE
1108615 | 11086 | 15 | 175 | Master Bedroom | TRUE
1108616 | 11086 | 16 | 189 | Bathroom | TRUE
1108617 | 11086 | 17 | 156 | Hall | TRUE | No windows.
110891 | 11089 | 1 | 60 | Bathroom | TRUE | no window
110892 | 11089 | 2 | 479 | Master Bedroom | TRUE
110893 | 11089 | 3 | 65 | Bathroom | TRUE
110894 | 11089 | 4 | 131 | Bedroom | TRUE
110895 | 11089 | 5 | 189 | Hall | TRUE
110896 | 11089 | 6 | 178 | Bedroom | TRUE
110897 | 11089 | 7 | 56 | Bathroom | TRUE
110898 | 11089 | 8 | 140 | Bedroom | TRUE
110899 | 11089 | 9 | 132 | Hall | TRUE | no window
1108910 | 11089 | 10 | 235 | Office | TRUE
1108911 | 11089 | 11 | 197 | Other | TRUE | no window
1108912 | 11089 | 12 | 233 | Bedroom | TRUE
1108913 | 11089 | 13 | 100 | Bathroom | TRUE
1108914 | 11089 | 14 | 48 | Hall | TRUE | no window
1108915 | 11089 | 15 | 55 | Closet | TRUE | no window
1108916 | 11089 | 16 | 180 | Laundry Room | TRUE
1108917 | 11089 | 17 | 163 | Dining Room | TRUE
1108918 | 11089 | 18 | 173 | Kitchen | TRUE
1108919 | 11089 | 19 | 55 | Other | TRUE
1108920 | 11089 | 20 | 300 | Living Room | TRUE
110941 | 11094 | 1 | 33 | Bathroom | TRUE
110942 | 11094 | 2 | 36 | Bathroom | TRUE | no window
110943 | 11094 | 3 | 43 | Bathroom | TRUE | no window
110944 | 11094 | 4 | 105 | Bedroom | TRUE
110945 | 11094 | 5 | 127 | Bedroom | TRUE
110946 | 11094 | 6 | 170 | Bedroom | TRUE
110947 | 11094 | 7 | 146 | Bedroom | TRUE
110948 | 11094 | 8 | 69 | Dining Room | TRUE | no window
110949 | 11094 | 9 | 200 | Family Room | TRUE
1109410 | 11094 | 10 | 480 | Garage | FALSE
1109411 | 11094 | 11 | 45 | Hall | TRUE | no window
1109412 | 11094 | 12 | 88 | Hall | TRUE
1109413 | 11094 | 13 | 86 | Kitchen | TRUE | no window
1109414 | 11094 | 14 | 48 | Laundry Room | TRUE | no window
1109415 | 11094 | 15 | 222 | Living Room | TRUE
1109416 | 11094 | 16 | 110 | Office | TRUE
111101 | 11110 | 1 | 50 | Bathroom | TRUE
111102 | 11110 | 2 | 160 | Bedroom | TRUE
111103 | 11110 | 3 | 145 | Bedroom | TRUE
111104 | 11110 | 4 | 140 | Dining Room | TRUE
111105 | 11110 | 5 | 440 | Garage | FALSE | No windows.
111106 | 11110 | 6 | 110 | Hall | TRUE | No windows.
111107 | 11110 | 7 | 120 | Kitchen | TRUE | No windows.
111108 | 11110 | 8 | 36 | Laundry Room | TRUE | No windows.
111109 | 11110 | 9 | 340 | Living Room | TRUE
1111010 | 11110 | 10 | 65 | Bathroom | TRUE
1111011 | 11110 | 11 | 220 | Closet | TRUE
111181 | 11118 | 1 | 65 | Bathroom | TRUE
111182 | 11118 | 2 | 110 | Bedroom | TRUE
111183 | 11118 | 3 | 165 | Bedroom | TRUE
111184 | 11118 | 4 | 110 | Bedroom | TRUE
111185 | 11118 | 5 | 100 | Dining Room | TRUE
111186 | 11118 | 6 | 210 | Family Room | TRUE
111187 | 11118 | 7 | 441 | Garage | FALSE
111188 | 11118 | 8 | 113 | Hall | TRUE
111189 | 11118 | 9 | 135 | Kitchen | TRUE
1111810 | 11118 | 10 | 55 | Laundry Room | TRUE
1111811 | 11118 | 11 | 225 | Living Room | TRUE
1111812 | 11118 | 12 | 55 | Bathroom | TRUE
1111813 | 11118 | 13 | 225 | Master Bedroom | TRUE
1111814 | 11118 | 14 | 110 | Other | TRUE
111191 | 11119 | 1 | 80 | Bathroom | TRUE
111192 | 11119 | 2 | 45 | Bathroom | TRUE | No windows.
111193 | 11119 | 3 | 165 | Bedroom | TRUE
111194 | 11119 | 4 | 195 | Bedroom | TRUE
111195 | 11119 | 5 | 135 | Dining Room | TRUE
111196 | 11119 | 6 | 310 | Family Room | TRUE
111197 | 11119 | 7 | 80 | Hall | TRUE
111198 | 11119 | 8 | 100 | Hall | TRUE | No windows.
111199 | 11119 | 9 | 260 | Kitchen | TRUE
1111910 | 11119 | 10 | 55 | Laundry Room | TRUE
1111911 | 11119 | 11 | 295 | Living Room | TRUE
1111912 | 11119 | 12 | 110 | Bathroom | TRUE
1111913 | 11119 | 13 | 340 | Master Bedroom | TRUE
1111914 | 11119 | 14 | 55 | Family Room | TRUE
1111915 | 11119 | 15 | 45 | Kitchen | TRUE | No windows.
1111916 | 11119 | 16 | 70 | Hall | TRUE
111381 | 11138 | 1 | 246 | Living Room | TRUE
111382 | 11138 | 2 | 30 | Bathroom | TRUE
111383 | 11138 | 3 | 131 | Bedroom | TRUE
111384 | 11138 | 4 | 19 | Closet | TRUE | no window
111385 | 11138 | 5 | 160 | Bedroom | TRUE
111386 | 11138 | 6 | 12 | Closet | TRUE | no window
111387 | 11138 | 7 | 20 | Closet | TRUE | no window
111388 | 11138 | 8 | 28 | Closet | TRUE | no window
111389 | 11138 | 9 | 900 | Other | TRUE
1113810 | 11138 | 10 | 140 | Garage | TRUE | no windows. No thermal barrier between Basement and Garage or Garage and Main Floor.
1113811 | 11138 | 11 | 132 | Dining Room | TRUE
1113812 | 11138 | 12 | 190 | Kitchen | TRUE
1113813 | 11138 | 13 | 264 | Living Room | TRUE
1113814 | 11138 | 14 | 144 | Master Bedroom | TRUE
1113815 | 11138 | 15 | 12 | Closet | TRUE | no window
1113816 | 11138 | 16 | 48 | Bedroom | TRUE
1113817 | 11138 | 17 | 144 | Office | TRUE
1113818 | 11138 | 18 | 14 | Closet | TRUE
1113819 | 11138 | 19 | 282 | Family Room | TRUE
111451 | 11145 | 1 | 56 | Bathroom | TRUE
111452 | 11145 | 2 | 110 | Bedroom | TRUE
111453 | 11145 | 3 | 95 | Bedroom | TRUE
111454 | 11145 | 4 | 100 | Dining Room | TRUE
111455 | 11145 | 5 | 612 | Garage | FALSE | THE GARAGE HAS BEEN CONVERTED TO A LIVING SPACE, BUT IS NOT USED BY THIS RENTER EXCEPT FOR STORAGE. PARTIALLY INSULATED ATTIC AND ONE WALL ELECTRIC HEATER TURNED OFF.
111456 | 11145 | 6 | 125 | Hall | TRUE
111457 | 11145 | 7 | 130 | Kitchen | TRUE
111458 | 11145 | 8 | 72 | Laundry Room | TRUE
111459 | 11145 | 9 | 200 | Living Room | TRUE | ENERGY STAR TV
1114510 | 11145 | 10 | 102 | Bathroom | TRUE
1114511 | 11145 | 11 | 195 | Master Bedroom | TRUE
1114512 | 11145 | 12 | 87 | Dining Room | TRUE
111541 | 11154 | 1 | 162 | Office | TRUE
111542 | 11154 | 2 | 100 | Dining Room | TRUE
111543 | 11154 | 3 | 80 | Bathroom | TRUE
111544 | 11154 | 4 | 30 | Hall | TRUE
111545 | 11154 | 5 | 200 | Hall | TRUE
111546 | 11154 | 6 | 255 | Family Room | TRUE
111547 | 11154 | 7 | 208 | Family Room | TRUE
111548 | 11154 | 8 |  | Garage | FALSE
111549 | 11154 | 9 | 55 | Bathroom | TRUE
1115410 | 11154 | 10 | 170 | Kitchen | TRUE
1115411 | 11154 | 11 | 32 | Laundry Room | TRUE
1115412 | 11154 | 12 | 100 | Bathroom | TRUE
1115413 | 11154 | 13 | 210 | Master Bedroom | TRUE
1115414 | 11154 | 14 | 50 | Bedroom | TRUE
1115415 | 11154 | 15 |  | Other | FALSE | Room is used as a storage closet and not as an actual sauna.
1115416 | 11154 | 16 | 72 | Bedroom | TRUE
1115417 | 11154 | 17 | 400 | Living Room | TRUE
1115418 | 11154 | 18 | 72 | Office | TRUE
111631 | 11163 | 1 | 20 | Bathroom | TRUE | No windows.
111632 | 11163 | 2 | 131 | Bedroom | TRUE
111633 | 11163 | 3 | 138 | Dining Room | TRUE
111634 | 11163 | 4 | 85 | Hall | TRUE | No windows.
111635 | 11163 | 5 | 213 | Family Room | TRUE
111636 | 11163 | 6 | 453 | Garage | TRUE
111637 | 11163 | 7 | 80 | Hall | TRUE | No windows.
111638 | 11163 | 8 | 158 | Kitchen | TRUE
111639 | 11163 | 9 | 61 | Laundry Room | TRUE | No windows.
1116310 | 11163 | 10 | 285 | Living Room | TRUE
1116311 | 11163 | 11 | 50 | Bathroom | TRUE | No windows.
1116312 | 11163 | 12 | 43 | Bathroom | TRUE | No windows.
1116313 | 11163 | 13 | 230 | Master Bedroom | TRUE
1116314 | 11163 | 14 | 98 | Office | TRUE
1116315 | 11163 | 15 | 150 | Bedroom | TRUE
111781 | 11178 | 1 | 32 | Hall | TRUE
111782 | 11178 | 2 | 144 | Bedroom | TRUE
111783 | 11178 | 3 | 15 | Closet | TRUE | No windows.
111784 | 11178 | 4 | 150 | Bedroom | TRUE
111785 | 11178 | 5 | 40 | Closet | TRUE
111786 | 11178 | 6 | 132 | Living Room | TRUE
111787 | 11178 | 7 | 144 | Dining Room | TRUE
111788 | 11178 | 8 | 90 | Kitchen | TRUE
111789 | 11178 | 9 | 54 | Bathroom | TRUE
1117810 | 11178 | 10 | 96 | Hall | TRUE
1117811 | 11178 | 11 | 80 | Bathroom | TRUE
1117812 | 11178 | 12 | 120 | Bedroom | TRUE
1117813 | 11178 | 13 | 50 | Closet | TRUE
111871 | 11187 | 1 | 164 | Living Room | TRUE
111872 | 11187 | 2 | 90 | Kitchen | TRUE
111873 | 11187 | 3 | 130 | Dining Room | TRUE
111874 | 11187 | 4 | 20 | Laundry Room | TRUE | No windows.
111875 | 11187 | 5 | 675 | Garage | FALSE
111876 | 11187 | 6 | 37 | Hall | TRUE | No windows.
111877 | 11187 | 7 | 90 | Office | TRUE
111878 | 11187 | 8 | 135 | Master Bedroom | TRUE
111879 | 11187 | 9 | 111 | Bedroom | TRUE
111941 | 11194 | 1 | 139 | Office | TRUE
111942 | 11194 | 2 | 64 | Bathroom | TRUE | No windows.
111943 | 11194 | 3 | 130 | Bedroom | TRUE
111944 | 11194 | 4 | 409 | Dining Room | TRUE
111945 | 11194 | 5 | 484 | Garage | FALSE | No windows.
111946 | 11194 | 6 | 153 | Hall | TRUE | No windows.
111947 | 11194 | 7 | 47 | Kitchen | TRUE | No windows.
111948 | 11194 | 8 | 300 | Living Room | TRUE
111949 | 11194 | 9 | 55 | Bathroom | TRUE
1119410 | 11194 | 10 | 210 | Master Bedroom | TRUE
1119411 | 11194 | 11 | 50 | Closet | TRUE
112101 | 11210 | 1 | 50 | Bathroom | TRUE
112102 | 11210 | 2 | 50 | Bathroom | TRUE
112103 | 11210 | 3 | 160 | Bedroom | TRUE
112104 | 11210 | 4 | 125 | Bedroom | TRUE
112105 | 11210 | 5 | 150 | Bedroom | TRUE
112106 | 11210 | 6 | 60 | Hall | TRUE | No windows.
112107 | 11210 | 7 | 160 | Family Room | TRUE
112108 | 11210 | 8 | 220 | Garage | TRUE
112109 | 11210 | 9 | 70 | Hall | TRUE | No windows.
1121010 | 11210 | 10 | 60 | Hall | TRUE | No windows.
1121011 | 11210 | 11 | 265 | Kitchen | TRUE
1121012 | 11210 | 12 | 300 | Laundry Room | TRUE
1121013 | 11210 | 13 | 230 | Living Room | TRUE
1121014 | 11210 | 14 | 120 | Other | TRUE
1121015 | 11210 | 15 | 100 | Closet | TRUE | No windows.
112171 | 11217 | 1 | 234 | Living Room | TRUE
112172 | 11217 | 2 | 900 | Other | FALSE
112173 | 11217 | 3 | 163 | Kitchen | TRUE
112174 | 11217 | 4 | 45 | Laundry Room | TRUE
112175 | 11217 | 5 | 55 | Bathroom | TRUE
112176 | 11217 | 6 | 98 | Hall | TRUE | No windows.
112177 | 11217 | 7 | 144 | Bedroom | TRUE
112178 | 11217 | 8 | 50 | Bathroom | TRUE
112179 | 11217 | 9 | 167 | Master Bedroom | TRUE
112191 | 11219 | 1 | 43 | Bathroom | TRUE
112192 | 11219 | 2 | 55 | Bathroom | TRUE
112193 | 11219 | 3 | 106 | Bedroom | TRUE
112194 | 11219 | 4 | 128 | Bedroom | TRUE
112195 | 11219 | 5 | 147 | Bedroom | TRUE
112196 | 11219 | 6 | 26 | Other | TRUE
112197 | 11219 | 7 | 214 | Family Room | TRUE
112198 | 11219 | 8 | 435 | Garage | FALSE
112199 | 11219 | 9 | 60 | Hall | TRUE
1121910 | 11219 | 10 | 280 | Kitchen | TRUE
1121911 | 11219 | 11 | 84 | Laundry Room | TRUE
1121912 | 11219 | 12 | 174 | Master Bedroom | TRUE
112211 | 11221 | 1 | 60 | Bathroom | TRUE
112212 | 11221 | 2 | 100 | Bedroom | TRUE
112213 | 11221 | 3 | 100 | Bedroom | TRUE
112214 | 11221 | 4 | 144 | Bedroom | TRUE
112215 | 11221 | 5 | 150 | Dining Room | TRUE
112216 | 11221 | 6 |  | Garage | FALSE
112217 | 11221 | 7 | 154 | Hall | TRUE
112218 | 11221 | 8 | 170 | Kitchen | TRUE
112219 | 11221 | 9 |  | Laundry Room | FALSE
1122110 | 11221 | 10 | 256 | Living Room | TRUE
1122111 | 11221 | 11 | 60 | Bathroom | TRUE
1122112 | 11221 | 12 | 264 | Master Bedroom | TRUE
1122113 | 11221 | 13 | 144 | Bedroom | TRUE
112221 | 11222 | 1 | 133 | Master Bedroom | TRUE
112222 | 11222 | 2 | 60 | Closet | TRUE | no window or skylight
112223 | 11222 | 3 | 112 | Bedroom | TRUE
112224 | 11222 | 4 | 390 | Family Room | TRUE
112225 | 11222 | 5 | 77 | Laundry Room | TRUE
112226 | 11222 | 6 | 26 | Bathroom | TRUE | no window or skylight
112227 | 11222 | 7 | 143 | Living Room | TRUE
112228 | 11222 | 8 | 129 | Dining Room | TRUE | no window or skylight
112229 | 11222 | 9 | 109 | Kitchen | TRUE
1122210 | 11222 | 10 | 99 | Bedroom | TRUE
1122211 | 11222 | 11 | 78 | Hall | TRUE | no window or skylight
1122212 | 11222 | 12 | 129 | Bathroom | TRUE
112331 | 11233 | 1 | 40 | Bathroom | TRUE | No windows.
112332 | 11233 | 2 | 28 | Bathroom | TRUE | No windows.
112333 | 11233 | 3 | 164 | Bedroom | TRUE
112334 | 11233 | 4 | 164 | Bedroom | TRUE
112335 | 11233 | 5 | 67 | Closet | TRUE | No windows.
112336 | 11233 | 6 | 106 | Dining Room | TRUE
112337 | 11233 | 7 | 500 | Garage | FALSE | No windows.
112338 | 11233 | 8 | 110 | Hall | TRUE
112339 | 11233 | 9 | 85 | Hall | TRUE | No windows.
1123310 | 11233 | 10 | 120 | Kitchen | TRUE
1123311 | 11233 | 11 | 45 | Laundry Room | TRUE
1123312 | 11233 | 12 | 243 | Living Room | TRUE
1123313 | 11233 | 13 | 135 | Bathroom | TRUE
1123314 | 11233 | 14 | 211 | Master Bedroom | TRUE
1123315 | 11233 | 15 | 100 | Office | TRUE
1123316 | 11233 | 16 | 125 | Hall | TRUE | No windows.
112361 | 11236 | 1 | 82 | Bathroom | TRUE | skylight: solatube 12"
112362 | 11236 | 2 | 195 | Bedroom | TRUE
112363 | 11236 | 3 | 88 | Other | TRUE | No windows.
112364 | 11236 | 4 | 475 | Family Room | TRUE | french doors are secondary windows
112365 | 11236 | 5 | 34 | Hall | TRUE | No windows.
112366 | 11236 | 6 | 340 | Kitchen | TRUE
112367 | 11236 | 7 | 57 | Laundry Room | TRUE
112368 | 11236 | 8 | 282 | Master Bedroom | TRUE
112369 | 11236 | 9 | 124 | Bathroom | TRUE
1123610 | 11236 | 10 | 268 | Other | TRUE
112461 | 11246 | 1 | 777 | Other | TRUE
112462 | 11246 | 2 | 55 | Bathroom | TRUE
112463 | 11246 | 3 | 110 | Bedroom | TRUE
112464 | 11246 | 4 | 18 | Closet | TRUE | No windows.
112465 | 11246 | 5 | 119 | Bedroom | TRUE
112466 | 11246 | 6 | 138 | Bedroom | TRUE
112467 | 11246 | 7 | 18 | Closet | TRUE | No windows.
112468 | 11246 | 8 | 12 | Closet | TRUE | No windows.
112469 | 11246 | 9 | 173 | Dining Room | TRUE
1124610 | 11246 | 10 | 32 | Hall | TRUE
1124611 | 11246 | 11 | 24 | Hall | TRUE | no lights No windows.
1124612 | 11246 | 12 | 160 | Kitchen | TRUE
1124613 | 11246 | 13 | 183 | Living Room | TRUE
112731 | 11273 | 1 | 30 | Bathroom | TRUE
112732 | 11273 | 2 | 205 | Bedroom | TRUE
112733 | 11273 | 3 | 130 | Hall | TRUE
112734 | 11273 | 4 | 70 | Hall | TRUE | No windows.
112735 | 11273 | 5 | 90 | Kitchen | TRUE
112736 | 11273 | 6 | 160 | Living Room | TRUE
112737 | 11273 | 7 | 25 | Other | TRUE | No windows.
112738 | 11273 | 8 | 55 | Bathroom | TRUE
112739 | 11273 | 9 | 155 | Master Bedroom | TRUE
1127310 | 11273 | 10 | 165 | Dining Room | TRUE
1127311 | 11273 | 11 | 95 | Hall | TRUE | No windows.
1127312 | 11273 | 12 | 155 | Kitchen | TRUE
1127313 | 11273 | 13 | 225 | Living Room | TRUE
1127314 | 11273 | 14 | 50 | Bathroom | TRUE
1127315 | 11273 | 15 | 200 | Bedroom | TRUE
1127316 | 11273 | 16 | 180 | Dining Room | TRUE
1127317 | 11273 | 17 | 44 | Hall | TRUE | No windows.
1127318 | 11273 | 18 | 75 | Kitchen | TRUE | No windows.
1127319 | 11273 | 19 | 160 | Living Room | TRUE
1127320 | 11273 | 20 | 33 | Other | TRUE | No windows.
1127321 | 11273 | 21 | 28 | Hall | TRUE
1127322 | 11273 | 22 | 145 | Family Room | TRUE
1127323 | 11273 | 23 | 215 | Garage | FALSE | No windows.
1127324 | 11273 | 24 | 59 | Laundry Room | FALSE
112821 | 11282 | 1 | 240 | Other | TRUE
112822 | 11282 | 2 | 465 | Other | TRUE
112823 | 11282 | 3 | 28 | Bathroom | TRUE
112824 | 11282 | 4 | 126 | Hall | TRUE
112825 | 11282 | 5 | 176 | Kitchen | TRUE
112826 | 11282 | 6 | 224 | Dining Room | TRUE
112827 | 11282 | 7 | 70 | Hall | TRUE
112828 | 11282 | 8 | 172 | Hall | TRUE
112829 | 11282 | 9 | 16 | Closet | TRUE
1128210 | 11282 | 10 | 256 | Other | TRUE
1128211 | 11282 | 11 | 224 | Kitchen | TRUE
1128212 | 11282 | 12 | 195 | Laundry Room | TRUE
1128213 | 11282 | 13 | 445 | Living Room | TRUE
1128214 | 11282 | 14 | 80 | Bathroom | TRUE
1128215 | 11282 | 15 | 247 | Master Bedroom | TRUE
1128216 | 11282 | 16 | 28 | Closet | TRUE
1128217 | 11282 | 17 | 142 | Bedroom | TRUE
1128218 | 11282 | 18 | 156 | Bedroom | TRUE | This room is used to store sewing materials
1128219 | 11282 | 19 | 155 | Office | TRUE
1128220 | 11282 | 20 | 204 | Other | TRUE
1128221 | 11282 | 21 | 144 | Other | TRUE
1128222 | 11282 | 22 | 56 | Other | TRUE
1128223 | 11282 | 23 | 144 | Other | TRUE
1128224 | 11282 | 24 | 144 | Other | TRUE
1128225 | 11282 | 25 | 95 | Bathroom | TRUE
112831 | 11283 | 1 | 350 | Other | TRUE
112832 | 11283 | 2 | 22 | Bathroom | TRUE
112833 | 11283 | 3 | 54 | Bathroom | TRUE
112834 | 11283 | 4 | 80 | Bathroom | TRUE
112835 | 11283 | 5 | 18 | Bathroom | TRUE
112836 | 11283 | 6 | 165 | Master Bedroom | TRUE
112837 | 11283 | 7 | 130 | Bedroom | TRUE
112838 | 11283 | 8 | 136 | Bedroom | TRUE
112839 | 11283 | 9 | 56 | Closet | TRUE
1128310 | 11283 | 10 | 168 | Dining Room | TRUE
1128311 | 11283 | 11 | 140 | Family Room | TRUE
1128312 | 11283 | 12 | 260 | Hall | TRUE
1128313 | 11283 | 13 | 105 | Kitchen | TRUE
1128314 | 11283 | 14 | 75 | Laundry Room | TRUE
1128315 | 11283 | 15 | 280 | Living Room | TRUE
1128316 | 11283 | 16 | 90 | Dining Room | TRUE
1128317 | 11283 | 17 | 90 | Office | TRUE
1128318 | 11283 | 18 | 140 | Office | TRUE
112841 | 11284 | 1 | 230 | Living Room | TRUE
112842 | 11284 | 2 | 100 | Kitchen | TRUE | no window
112843 | 11284 | 3 | 222 | Living Room | TRUE
112844 | 11284 | 4 | 231 | Bedroom | TRUE
112845 | 11284 | 5 | 165 | Office | TRUE
112846 | 11284 | 6 | 584 | Garage | FALSE
112847 | 11284 | 7 | 189 | Dining Room | TRUE
112848 | 11284 | 8 | 80 | Closet | TRUE
112849 | 11284 | 9 | 50 | Bathroom | TRUE
1128410 | 11284 | 10 | 37 | Hall | TRUE | now window
1128411 | 11284 | 11 | 136 | Master Bedroom | TRUE
1128412 | 11284 | 12 | 95 | Family Room | TRUE
1128413 | 11284 | 13 | 45 | Hall | TRUE | no window
112891 | 11289 | 1 | 82 | Laundry Room | TRUE
112892 | 11289 | 2 | 202 | Living Room | TRUE
112893 | 11289 | 3 | 167 | Master Bedroom | TRUE
112894 | 11289 | 4 | 15 | Hall | TRUE | no windows
112895 | 11289 | 5 | 45 | Bathroom | TRUE | no windows
112896 | 11289 | 6 | 108 | Bedroom | TRUE
112897 | 11289 | 7 | 450 | Garage | FALSE
112898 | 11289 | 8 | 35 | Bathroom | TRUE | now windows
112899 | 11289 | 9 | 100 | Office | TRUE
1128910 | 11289 | 10 | 120 | Bedroom | TRUE
1128911 | 11289 | 11 | 25 | Closet | TRUE | no windows
1128912 | 11289 | 12 | 198 | Family Room | TRUE
1128913 | 11289 | 13 | 73 | Hall | TRUE | no windows
1128914 | 11289 | 14 | 138 | Kitchen | TRUE
1128915 | 11289 | 15 | 24 | Hall | TRUE | no windows
113021 | 11302 | 1 | 1125 | Other | TRUE
113022 | 11302 | 2 | 41 | Bathroom | TRUE
113023 | 11302 | 3 | 110 | Bedroom | TRUE
113024 | 11302 | 4 | 165 | Bedroom | TRUE
113025 | 11302 | 5 | 172 | Dining Room | TRUE
113026 | 11302 | 6 | 213 | Family Room | TRUE
113027 | 11302 | 7 | 38 | Hall | TRUE | No windows.
113028 | 11302 | 8 | 262 | Kitchen | TRUE
113029 | 11302 | 9 | 277 | Living Room | TRUE
1130210 | 11302 | 10 | 43 | Bathroom | TRUE
1130211 | 11302 | 11 | 191 | Master Bedroom | TRUE
1130212 | 11302 | 12 | 224 | Office | TRUE
1130213 | 11302 | 13 | 72 | Closet | TRUE
1130214 | 11302 | 14 | 130 | Hall | TRUE
113151 | 11315 | 1 | 64 | Bathroom | TRUE
113152 | 11315 | 2 | 160 | Bedroom | TRUE
113153 | 11315 | 3 | 121 | Bedroom | TRUE
113154 | 11315 | 4 | 142 | Dining Room | TRUE
113155 | 11315 | 5 | 481 | Garage | FALSE | No windows.
113156 | 11315 | 6 | 240 | Hall | TRUE
113157 | 11315 | 7 | 204 | Kitchen | TRUE
113158 | 11315 | 8 | 60 | Laundry Room | TRUE
113159 | 11315 | 9 | 299 | Living Room | TRUE
1131510 | 11315 | 10 | 105 | Bathroom | TRUE
1131511 | 11315 | 11 | 220 | Master Bedroom | TRUE
113171 | 11317 | 1 | 48 | Bathroom | TRUE | No windows.
113172 | 11317 | 2 | 90 | Other | TRUE
113173 | 11317 | 3 | 120 | Dining Room | TRUE
113174 | 11317 | 4 | 128 | Bedroom | TRUE
113175 | 11317 | 5 | 224 | Family Room | TRUE
113176 | 11317 | 6 | 36 | Other | TRUE | No windows.
113177 | 11317 | 7 | 98 | Hall | TRUE | No windows.
113178 | 11317 | 8 | 80 | Kitchen | TRUE
113179 | 11317 | 9 | 36 | Laundry Room | TRUE
1131710 | 11317 | 10 | 225 | Living Room | TRUE
1131711 | 11317 | 11 | 164 | Bedroom | TRUE
1131712 | 11317 | 12 | 110 | Bedroom | TRUE
113231 | 11323 | 1 | 360 | Family Room | TRUE
113232 | 11323 | 2 | 23 | Hall | TRUE | No windows.
113233 | 11323 | 3 | 64 | Laundry Room | TRUE
113234 | 11323 | 4 | 154 | Other | TRUE
113235 | 11323 | 5 | 300 | Other | TRUE
113236 | 11323 | 6 | 40 | Master Bedroom | TRUE | No windows. No lighting
113237 | 11323 | 7 | 60 | Bathroom | TRUE
113238 | 11323 | 8 | 121 | Dining Room | TRUE
113239 | 11323 | 9 | 61 | Hall | TRUE
1132310 | 11323 | 10 | 125 | Bedroom | TRUE
1132311 | 11323 | 11 | 90 | Hall | TRUE | no windows but skylight
1132312 | 11323 | 12 | 36 | Bathroom | TRUE
1132313 | 11323 | 13 | 80 | Hall | TRUE
1132314 | 11323 | 14 | 250 | Living Room | TRUE
1132315 | 11323 | 15 | 38 | Bathroom | TRUE
1132316 | 11323 | 16 | 160 | Master Bedroom | TRUE
1132317 | 11323 | 17 | 105 | Other | TRUE
113271 | 11327 | 1 | 113 | Bedroom | TRUE
113272 | 11327 | 2 | 60 | Bathroom | TRUE
113273 | 11327 | 3 | 90 | Dining Room | TRUE
113274 | 11327 | 4 | 52 | Hall | TRUE
113275 | 11327 | 5 | 491 | Garage | FALSE
113276 | 11327 | 6 | 60 | Hall | TRUE | No windows.
113277 | 11327 | 7 | 104 | Kitchen | TRUE
113278 | 11327 | 8 | 55 | Laundry Room | TRUE
113279 | 11327 | 9 | 300 | Living Room | TRUE
1132710 | 11327 | 10 | 157 | Master Bedroom | TRUE
1132711 | 11327 | 11 | 117 | Office | TRUE
113321 | 11332 | 1 | 50 | Bathroom | TRUE
113322 | 11332 | 2 | 100 | Bedroom | TRUE
113323 | 11332 | 3 | 150 | Bedroom | TRUE
113324 | 11332 | 4 | 100 | Bedroom | TRUE
113325 | 11332 | 5 | 95 | Dining Room | TRUE
113326 | 11332 | 6 | 270 | Family Room | TRUE
113327 | 11332 | 7 | 372 | Garage | FALSE
113328 | 11332 | 8 | 85 | Hall | TRUE
113329 | 11332 | 9 | 95 | Kitchen | TRUE
1133210 | 11332 | 10 | 200 | Living Room | TRUE
1133211 | 11332 | 11 | 46 | Bathroom | TRUE
1133212 | 11332 | 12 | 157 | Master Bedroom | TRUE
113391 | 11339 | 1 | 88 | Kitchen | TRUE
113392 | 11339 | 2 | 76 | Dining Room | TRUE
113393 | 11339 | 3 | 249 | Living Room | TRUE
113394 | 11339 | 4 | 72 | Hall | TRUE | No windows.
113395 | 11339 | 5 | 120 | Master Bedroom | TRUE
113396 | 11339 | 6 | 87 | Office | TRUE
113397 | 11339 | 7 | 103 | Bedroom | TRUE
113398 | 11339 | 8 | 38 | Bathroom | TRUE
113399 | 11339 | 9 | 259 | Garage | FALSE
113411 | 11341 | 1 | 237 | Living Room | TRUE
113412 | 11341 | 2 | 185 | Bedroom | TRUE
113413 | 11341 | 3 | 44 | Closet | TRUE | No windows.
113414 | 11341 | 4 | 57 | Bathroom | TRUE
113415 | 11341 | 5 | 136 | Laundry Room | TRUE
113416 | 11341 | 6 | 28 | Bathroom | TRUE
113417 | 11341 | 7 | 535 | Garage | FALSE
113418 | 11341 | 8 | 2250 | Other | TRUE | basement spans entire home, one large storage area.see pictures.
113419 | 11341 | 9 | 266 | Kitchen | TRUE
1134110 | 11341 | 10 | 155 | Dining Room | TRUE
1134111 | 11341 | 11 | 266 | Living Room | TRUE
1134112 | 11341 | 12 | 154 | Hall | TRUE | No windows.
1134113 | 11341 | 13 | 134 | Office | TRUE
1134114 | 11341 | 14 | 126 | Bedroom | TRUE
1134115 | 11341 | 15 | 73 | Bathroom | TRUE
1134116 | 11341 | 16 | 143 | Bedroom | TRUE
113421 | 11342 | 1 | 199 | Laundry Room | TRUE
113422 | 11342 | 2 | 56 | Laundry Room | TRUE
113423 | 11342 | 3 | 37 | Closet | TRUE
113424 | 11342 | 4 | 95 | Bathroom | TRUE
113425 | 11342 | 5 | 511 | Garage | FALSE
113426 | 11342 | 6 | 45 | Bathroom | TRUE
113427 | 11342 | 7 | 142 | Laundry Room | TRUE
113428 | 11342 | 8 | 166 | Kitchen | TRUE
113429 | 11342 | 9 | 67 | Hall | TRUE
1134210 | 11342 | 10 | 166 | Dining Room | TRUE
1134211 | 11342 | 11 | 168 | Bedroom | TRUE
1134212 | 11342 | 12 | 42 | Hall | TRUE
1134213 | 11342 | 13 | 139 | Bedroom | TRUE
1134214 | 11342 | 14 | 247 | Master Bedroom | TRUE
113461 | 11346 | 1 | 38 | Bathroom | TRUE
113462 | 11346 | 2 | 118 | Bedroom | TRUE
113463 | 11346 | 3 | 150 | Bedroom | TRUE
113464 | 11346 | 4 | 42 | Closet | TRUE
113465 | 11346 | 5 | 130 | Dining Room | TRUE
113466 | 11346 | 6 | 576 | Garage | FALSE
113467 | 11346 | 7 | 25 | Hall | TRUE
113468 | 11346 | 8 | 180 | Kitchen | TRUE
113469 | 11346 | 9 | 32 | Laundry Room | TRUE
1134610 | 11346 | 10 | 340 | Living Room | TRUE
1134611 | 11346 | 11 | 60 | Bathroom | TRUE
1134612 | 11346 | 12 | 190 | Master Bedroom | TRUE
1134613 | 11346 | 13 | 130 | Dining Room | TRUE
113471 | 11347 | 1 | 91 | Dining Room | TRUE
113472 | 11347 | 2 | 65 | Hall | TRUE
113473 | 11347 | 3 | 463 | Garage | FALSE | No windows.
113474 | 11347 | 4 | 117 | Bedroom | TRUE
113475 | 11347 | 5 | 36 | Hall | TRUE | No windows.
113476 | 11347 | 6 | 40 | Bathroom | TRUE | no windows but skylight
113477 | 11347 | 7 | 7 | Closet | TRUE | No windows.
113478 | 11347 | 8 | 87 | Kitchen | TRUE
113479 | 11347 | 9 | 31 | Laundry Room | TRUE | no windows
1134710 | 11347 | 10 | 275 | Living Room | TRUE
1134711 | 11347 | 11 | 42 | Bathroom | TRUE | no windows but skylight
1134712 | 11347 | 12 | 185 | Master Bedroom | TRUE
1134713 | 11347 | 13 | 130 | Office | TRUE
1134714 | 11347 | 14 | 155 | Dining Room | TRUE
1134715 | 11347 | 15 | 1707 | Garage | FALSE | No windows.
113491 | 11349 | 1 | 40 | Bathroom | TRUE
113492 | 11349 | 2 | 53 | Bathroom | TRUE
113493 | 11349 | 3 | 140 | Bedroom | TRUE
113494 | 11349 | 4 | 142 | Bedroom | TRUE
113495 | 11349 | 5 | 47 | Closet | TRUE
113496 | 11349 | 6 | 120 | Dining Room | TRUE
113497 | 11349 | 7 | 400 | Garage | FALSE
113498 | 11349 | 8 | 100 | Hall | TRUE
113499 | 11349 | 9 | 110 | Kitchen | TRUE
1134910 | 11349 | 10 | 40 | Laundry Room | TRUE
1134911 | 11349 | 11 | 310 | Living Room | TRUE
1134912 | 11349 | 12 | 53 | Bathroom | TRUE
1134913 | 11349 | 13 | 192 | Master Bedroom | TRUE
1134914 | 11349 | 14 | 90 | Hall | TRUE
113521 | 11352 | 1 | 57 | Bathroom | TRUE
113522 | 11352 | 2 | 111 | Bedroom | TRUE
113523 | 11352 | 3 | 14 | Closet | TRUE
113524 | 11352 | 4 | 144 | Dining Room | TRUE
113525 | 11352 | 5 | 28 | Hall | TRUE
113526 | 11352 | 6 | 48 | Hall | TRUE
113527 | 11352 | 7 | 110 | Kitchen | TRUE
113528 | 11352 | 8 | 60 | Laundry Room | TRUE
113529 | 11352 | 9 | 270 | Living Room | TRUE
1135210 | 11352 | 10 | 66 | Bathroom | TRUE
1135211 | 11352 | 11 | 220 | Master Bedroom | TRUE | Vaulted ceiling to 12 ft.
1135212 | 11352 | 12 | 192 | Bedroom | TRUE
1135213 | 11352 | 13 | 54 | Office | TRUE
113751 | 11375 | 1 | 54 | Bathroom | TRUE
113752 | 11375 | 2 | 138 | Bedroom | TRUE
113753 | 11375 | 3 | 59 | Other | TRUE
113754 | 11375 | 4 | 64 | Bathroom | TRUE
113755 | 11375 | 5 | 113 | Other | TRUE
113756 | 11375 | 6 | 174 | Dining Room | TRUE
113757 | 11375 | 7 | 102 | Hall | TRUE | no windows
113758 | 11375 | 8 | 122 | Kitchen | TRUE
113759 | 11375 | 9 | 96 | Laundry Room | TRUE
1137510 | 11375 | 10 | 282 | Living Room | TRUE
1137511 | 11375 | 11 | 112 | Bathroom | TRUE
1137512 | 11375 | 12 | 303 | Bedroom | TRUE
1137513 | 11375 | 13 | 67 | Closet | TRUE | no window
1137514 | 11375 | 14 | 164 | Office | TRUE
1137515 | 11375 | 15 | 154 | Bedroom | TRUE
1137516 | 11375 | 16 | 265 | Family Room | TRUE
113771 | 11377 | 1 | 28 | Bathroom | TRUE
113772 | 11377 | 2 | 205 | Bathroom | TRUE
113773 | 11377 | 3 | 54 | Bathroom | TRUE | No windows.
113774 | 11377 | 4 | 85 | Other | TRUE
113775 | 11377 | 5 | 240 | Family Room | TRUE
113776 | 11377 | 6 | 195 | Family Room | TRUE
113777 | 11377 | 7 | 676 | Garage | FALSE
113778 | 11377 | 8 | 45 | Hall | TRUE
113779 | 11377 | 9 | 55 | Hall | TRUE | No windows.
1137710 | 11377 | 10 | 192 | Kitchen | TRUE
1137711 | 11377 | 11 | 54 | Laundry Room | TRUE | No windows.
1137712 | 11377 | 12 | 288 | Living Room | TRUE
1137713 | 11377 | 13 | 248 | Master Bedroom | TRUE
1137714 | 11377 | 14 | 120 | Office | TRUE
1137715 | 11377 | 15 | 127 | Other | TRUE
1137716 | 11377 | 16 | 28 | Closet | TRUE | No windows.
1137717 | 11377 | 17 | 132 | Other | TRUE
114091 | 11409 | 1 | 216 | Master Bedroom | TRUE
114092 | 11409 | 2 | 160 | Bedroom | TRUE
114093 | 11409 | 3 | 32 | Bathroom | TRUE | No windows.
114094 | 11409 | 4 | 234 | Garage | FALSE | No windows.
114095 | 11409 | 5 | 66 | Bathroom | TRUE
114096 | 11409 | 6 | 70 | Hall | TRUE | No windows.
114097 | 11409 | 7 | 94 | Kitchen | TRUE
114098 | 11409 | 8 | 258 | Living Room | TRUE
114099 | 11409 | 9 | 105 | Hall | TRUE | No windows.
114111 | 11411 | 1 | 360 | Family Room | TRUE
114112 | 11411 | 2 | 47 | Bathroom | TRUE | no windows
114113 | 11411 | 3 | 165 | Bedroom | TRUE
114114 | 11411 | 4 | 126 | Bedroom | TRUE
114115 | 11411 | 5 | 125 | Bedroom | TRUE
114116 | 11411 | 6 | 28 | Closet | TRUE | no windows
114117 | 11411 | 7 | 128 | Dining Room | TRUE
114118 | 11411 | 8 | 348 | Family Room | TRUE
114119 | 11411 | 9 | 540 | Garage | FALSE | no windows
1141110 | 11411 | 10 | 52 | Hall | TRUE | no windows
1141111 | 11411 | 11 | 70 | Hall | TRUE | no windows
1141112 | 11411 | 12 | 94 | Kitchen | TRUE
1141113 | 11411 | 13 | 45 | Laundry Room | TRUE | no windows
1141114 | 11411 | 14 | 165 | Office | TRUE
1141115 | 11411 | 15 | 72 | Other | TRUE
114141 | 11414 | 1 | 273 | Family Room | TRUE
114142 | 11414 | 2 | 500 | Garage | FALSE | Garage #1 is insulated but heated with furnance supply air only when owner is working in a shop area located at one end. The temperature is not regulated with any thermostate and the maintained temp could drop into the low 50's for extended per
114143 | 11414 | 3 | 45 | Closet | TRUE
114144 | 11414 | 4 | 290 | Family Room | TRUE
114145 | 11414 | 5 | 103 | Laundry Room | TRUE
114146 | 11414 | 6 | 960 | Garage | FALSE
114147 | 11414 | 7 | 168 | Kitchen | TRUE
114148 | 11414 | 8 | 231 | Living Room | TRUE
114149 | 11414 | 9 | 103 | Hall | TRUE
1141410 | 11414 | 10 | 91 | Bathroom | TRUE
1141411 | 11414 | 11 | 169 | Master Bedroom | TRUE
1141412 | 11414 | 12 | 108 | Bedroom | TRUE
1141413 | 11414 | 13 | 124 | Office | TRUE
1141414 | 11414 | 14 | 74 | Hall | TRUE
114161 | 11416 | 1 | 70 | Bathroom | TRUE
114162 | 11416 | 2 | 145 | Bedroom | TRUE
114163 | 11416 | 3 | 135 | Bedroom | TRUE
114164 | 11416 | 4 | 100 | Closet | TRUE | No windows.
114165 | 11416 | 5 | 120 | Dining Room | TRUE
114166 | 11416 | 6 | 70 | Hall | TRUE | No windows.
114167 | 11416 | 7 | 380 | Garage | FALSE | No windows.
114168 | 11416 | 8 | 142 | Kitchen | TRUE | No windows.
114169 | 11416 | 9 |  | Living Room | TRUE | No windows.
1141610 | 11416 | 10 | 190 | Other | TRUE | No windows.
1141611 | 11416 | 11 | 175 | Living Room | TRUE
1141612 | 11416 | 12 | 136 | Bathroom | TRUE
1141613 | 11416 | 13 | 175 | Master Bedroom | TRUE
1141614 | 11416 | 14 | 25 | Bathroom | TRUE | No windows.
1141615 | 11416 | 15 | 75 | Hall | TRUE | No windows.
1141616 | 11416 | 16 | 140 | Family Room | TRUE
114171 | 11417 | 1 | 125 | Bedroom | TRUE
114172 | 11417 | 2 | 98 | Bedroom | TRUE | 1500 watt spaceheater
114173 | 11417 | 3 | 60 | Bathroom | TRUE | no window
114174 | 11417 | 4 | 177 | Office | TRUE
114175 | 11417 | 5 | 411 | Garage | FALSE | no window
114176 | 11417 | 6 | 188 | Master Bedroom | TRUE
114177 | 11417 | 7 | 64 | Closet | TRUE | no window
114178 | 11417 | 8 | 55 | Bathroom | TRUE | no window
114179 | 11417 | 9 | 78 | Hall | TRUE | no window
1141710 | 11417 | 10 | 231 | Living Room | TRUE
1141711 | 11417 | 11 | 110 | Dining Room | TRUE
1141712 | 11417 | 12 | 96 | Kitchen | TRUE
1141713 | 11417 | 13 | 89 | Hall | TRUE
114181 | 11418 | 1 | 45 | Bathroom | TRUE
114182 | 11418 | 2 | 125 | Bedroom | TRUE
114183 | 11418 | 3 | 125 | Bedroom | TRUE
114184 | 11418 | 4 | 140 | Dining Room | TRUE
114185 | 11418 | 5 | 400 | Garage | FALSE
114186 | 11418 | 6 | 70 | Hall | TRUE
114187 | 11418 | 7 | 186 | Kitchen | TRUE
114188 | 11418 | 8 | 230 | Living Room | TRUE
114189 | 11418 | 9 | 55 | Bathroom | TRUE
1141810 | 11418 | 10 | 300 | Master Bedroom | TRUE
114201 | 11420 | 1 | 67 | Bathroom | TRUE
114202 | 11420 | 2 | 111 | Bathroom | TRUE
114203 | 11420 | 3 | 190 | Bedroom | TRUE
114204 | 11420 | 4 | 290 | Bedroom | TRUE
114205 | 11420 | 5 | 55 | Closet | TRUE
114206 | 11420 | 6 | 235 | Family Room | TRUE
114207 | 11420 | 7 | 450 | Garage | FALSE | looks like a garage that was an appt. with oldvgas furnace.does not looked used tho.
114208 | 11420 | 8 | 30 | Hall | TRUE
114209 | 11420 | 9 | 126 | Kitchen | TRUE
1142010 | 11420 | 10 | 25 | Laundry Room | TRUE
1142011 | 11420 | 11 | 447 | Living Room | TRUE
114371 | 11437 | 1 | 56 | Bathroom | TRUE
114372 | 11437 | 2 | 65 | Hall | TRUE
114373 | 11437 | 3 | 36 | Hall | TRUE | no window
114374 | 11437 | 4 | 21 | Closet | TRUE | no windows
114375 | 11437 | 5 | 72 | Other | TRUE
114376 | 11437 | 6 | 132 | Dining Room | TRUE
114377 | 11437 | 7 | 31 | Other | TRUE | no windows
114378 | 11437 | 8 | 79 | Bedroom | TRUE
114379 | 11437 | 9 | 247 | Living Room | TRUE
1143710 | 11437 | 10 | 253 | Family Room | TRUE
1143711 | 11437 | 11 | 240 | Garage | TRUE | no windows, below grade and no insulation between cond basement.
1143712 | 11437 | 12 | 135 | Bedroom | TRUE
1143713 | 11437 | 13 | 132 | Bedroom | TRUE
1143714 | 11437 | 14 | 129 | Kitchen | TRUE
1143715 | 11437 | 15 | 12 | Closet | TRUE
1143716 | 11437 | 16 | 69 | Bathroom | TRUE
1143717 | 11437 | 17 | 143 | Master Bedroom | TRUE
1143718 | 11437 | 18 | 32 | Closet | TRUE | no windows
1143719 | 11437 | 19 | 110 | Office | TRUE
1143720 | 11437 | 20 | 31 | Hall | TRUE
114391 | 11439 | 1 | 55 | Bathroom | TRUE
114392 | 11439 | 2 | 150 | Bedroom | TRUE
114393 | 11439 | 3 | 100 | Other | TRUE
114394 | 11439 | 4 |  | Garage | FALSE
114395 | 11439 | 5 | 84 | Hall | TRUE
114396 | 11439 | 6 | 210 | Kitchen | TRUE
114397 | 11439 | 7 | 308 | Living Room | TRUE
114398 | 11439 | 8 | 45 | Bathroom | TRUE
114399 | 11439 | 9 | 252 | Master Bedroom | TRUE
1143910 | 11439 | 10 | 120 | Office | TRUE
114521 | 11452 | 1 | 288 | Living Room | TRUE
114522 | 11452 | 2 | 25 | Bathroom | TRUE
114523 | 11452 | 3 | 80 | Bathroom | TRUE
114524 | 11452 | 4 | 80 | Bathroom | TRUE
114525 | 11452 | 5 | 75 | Bathroom | TRUE
114526 | 11452 | 6 | 140 | Bedroom | TRUE
114527 | 11452 | 7 | 335 | Master Bedroom | TRUE
114528 | 11452 | 8 | 180 | Bedroom | TRUE
114529 | 11452 | 9 | 140 | Bedroom | TRUE
1145210 | 11452 | 10 | 185 | Bedroom | TRUE
1145211 | 11452 | 11 | 70 | Other | TRUE
1145212 | 11452 | 12 | 225 | Dining Room | TRUE
1145213 | 11452 | 13 | 252 | Other | TRUE
1145214 | 11452 | 14 | 400 | Hall | TRUE
1145215 | 11452 | 15 | 350 | Kitchen | TRUE
1145216 | 11452 | 16 | 40 | Laundry Room | FALSE
1145217 | 11452 | 17 | 260 | Living Room | TRUE
1145218 | 11452 | 18 | 80 | Office | TRUE
1145219 | 11452 | 19 | 160 | Other | TRUE
1145220 | 11452 | 20 | 260 | Family Room | TRUE
114671 | 11467 | 1 | 24 | Bathroom | TRUE
114672 | 11467 | 2 | 47 | Bathroom | TRUE
114673 | 11467 | 3 | 184 | Bedroom | TRUE
114674 | 11467 | 4 | 109 | Bedroom | TRUE
114675 | 11467 | 5 | 10 | Closet | TRUE | No windows.
114676 | 11467 | 6 | 188 | Dining Room | TRUE
114677 | 11467 | 7 | 123 | Hall | TRUE
114678 | 11467 | 8 | 233 | Family Room | TRUE
114679 | 11467 | 9 | 380 | Garage | FALSE | No windows.
1146710 | 11467 | 10 | 68 | Hall | TRUE | No windows.
1146711 | 11467 | 11 | 162 | Kitchen | TRUE
1146712 | 11467 | 12 | 208 | Laundry Room | FALSE
1146713 | 11467 | 13 | 308 | Living Room | TRUE
1146714 | 11467 | 14 | 62 | Bedroom | TRUE
1146715 | 11467 | 15 | 220 | Master Bedroom | TRUE
1146716 | 11467 | 16 | 35 | Other | TRUE | No windows.
1146717 | 11467 | 17 | 106 | Office | TRUE
1146718 | 11467 | 18 | 127 | Office | TRUE | TV wattage: cannot access behind furniture
114721 | 11472 | 1 | 25 | Closet | TRUE | no windows
114722 | 11472 | 2 | 130 | Laundry Room | TRUE | no windows
114723 | 11472 | 3 | 70 | Other | TRUE | no windows
114724 | 11472 | 4 | 55 | Hall | TRUE
114725 | 11472 | 5 | 51 | Closet | TRUE | no windows
114726 | 11472 | 6 | 40 | Hall | TRUE | no windows
114727 | 11472 | 7 | 41 | Hall | TRUE | no windows
114728 | 11472 | 8 | 105 | Bathroom | TRUE
114729 | 11472 | 9 | 151 | Bedroom | TRUE
1147210 | 11472 | 10 | 112 | Other | TRUE
1147211 | 11472 | 11 | 191 | Bedroom | TRUE
1147212 | 11472 | 12 | 177 | Bedroom | TRUE
1147213 | 11472 | 13 | 75 | Hall | TRUE
1147214 | 11472 | 14 | 135 | Dining Room | TRUE
1147215 | 11472 | 15 | 117 | Dining Room | TRUE
1147216 | 11472 | 16 | 30 | Bathroom | TRUE | no windows
1147217 | 11472 | 17 | 155 | Kitchen | TRUE
1147218 | 11472 | 18 | 346 | Living Room | TRUE
1147219 | 11472 | 19 | 172 | Office | TRUE
1147220 | 11472 | 20 | 45 | Bathroom | TRUE | no windows
1147221 | 11472 | 21 | 30 | Bathroom | TRUE
1147222 | 11472 | 22 | 250 | Master Bedroom | TRUE
1147223 | 11472 | 23 | 147 | Hall | TRUE
1147224 | 11472 | 24 | 472 | Garage | FALSE | no windows
114751 | 11475 | 1 | 40 | Bathroom | TRUE
114752 | 11475 | 2 | 40 | Bathroom | TRUE
114753 | 11475 | 3 | 100 | Bedroom | TRUE
114754 | 11475 | 4 | 110 | Bedroom | TRUE
114755 | 11475 | 5 | 110 | Bedroom | TRUE
114756 | 11475 | 6 | 209 | Dining Room | TRUE
114757 | 11475 | 7 | 224 | Family Room | TRUE
114758 | 11475 | 8 | 188 | Hall | TRUE
114759 | 11475 | 9 | 200 | Kitchen | TRUE
1147510 | 11475 | 10 | 112 | Laundry Room | TRUE
1147511 | 11475 | 11 | 238 | Living Room | TRUE
1147512 | 11475 | 12 | 176 | Bathroom | TRUE
1147513 | 11475 | 13 | 180 | Master Bedroom | TRUE
1147514 | 11475 | 14 | 135 | Office | TRUE
1147515 | 11475 | 15 | 81 | Office | TRUE
1147516 | 11475 | 16 | 80 | Other | TRUE
1147517 | 11475 | 17 | 110 | Bedroom | TRUE
114761 | 11476 | 1 | 420 | Other | TRUE
114762 | 11476 | 2 | 50 | Bathroom | TRUE | No windows.
114763 | 11476 | 3 | 185 | Bedroom | TRUE
114764 | 11476 | 4 | 170 | Bedroom | TRUE
114765 | 11476 | 5 | 123 | Office | TRUE
114766 | 11476 | 6 | 150 | Dining Room | TRUE
114767 | 11476 | 7 | 100 | Hall | TRUE
114768 | 11476 | 8 | 145 | Kitchen | TRUE | No windows.
114769 | 11476 | 9 | 28 | Laundry Room | TRUE | No windows.
1147610 | 11476 | 10 | 250 | Family Room | TRUE | No windows.
1147611 | 11476 | 11 | 325 | Living Room | TRUE
1147612 | 11476 | 12 | 50 | Bathroom | TRUE
1147613 | 11476 | 13 | 225 | Master Bedroom | TRUE
1147614 | 11476 | 14 | 90 | Dining Room | TRUE
1147615 | 11476 | 15 | 20 | Bathroom | TRUE | No windows.
1147616 | 11476 | 16 | 18 | Closet | TRUE | No windows.
114781 | 11478 | 1 | 50 | Bathroom | TRUE | No windows.
114782 | 11478 | 2 | 57 | Hall | TRUE | No windows.
114783 | 11478 | 3 | 98 | Hall | TRUE
114784 | 11478 | 4 | 127 | Laundry Room | TRUE | No windows.
114785 | 11478 | 5 | 287 | Family Room | TRUE
114786 | 11478 | 6 | 89 | Dining Room | TRUE
114787 | 11478 | 7 | 221 | Family Room | TRUE
114788 | 11478 | 8 | 105 | Hall | TRUE | No windows.
114789 | 11478 | 9 | 92 | Other | TRUE | No windows.
1147810 | 11478 | 10 | 121 | Kitchen | TRUE
1147811 | 11478 | 11 | 305 | Living Room | TRUE
1147812 | 11478 | 12 | 209 | Master Bedroom | TRUE
1147813 | 11478 | 13 | 21 | Closet | TRUE | No windows.
1147814 | 11478 | 14 | 162 | Bedroom | TRUE
1147815 | 11478 | 15 | 14 | Closet | TRUE | No windows.
1147816 | 11478 | 16 | 110 | Bedroom | TRUE
1147817 | 11478 | 17 | 198 | Other | TRUE | concrete roof outside (north) located in basement No windows.
1147818 | 11478 | 18 | 68 | Bathroom | TRUE
114941 | 11494 | 1 | 510 | Other | TRUE
114942 | 11494 | 2 | 53 | Bathroom | TRUE
114943 | 11494 | 3 | 180 | Bedroom | TRUE
114944 | 11494 | 4 | 110 | Office | TRUE
114945 | 11494 | 5 | 80 | Dining Room | TRUE
114946 | 11494 | 6 | 400 | Garage | TRUE
114947 | 11494 | 7 | 30 | Hall | TRUE | No windows.
114948 | 11494 | 8 | 87 | Kitchen | TRUE
114949 | 11494 | 9 | 235 | Living Room | TRUE
1149410 | 11494 | 10 | 170 | Bedroom | TRUE
1149411 | 11494 | 11 | 40 | Hall | TRUE | No windows.
1149412 | 11494 | 12 | 40 | Bathroom | TRUE
1149413 | 11494 | 13 | 183 | Bedroom | TRUE
1149414 | 11494 | 14 | 60 | Hall | TRUE | No windows.
114961 | 11496 | 1 | 40 | Bathroom | TRUE | No windows.
114962 | 11496 | 2 | 135 | Master Bedroom | TRUE
114963 | 11496 | 3 | 50 | Closet | TRUE | No windows.
114964 | 11496 | 4 | 140 | Dining Room | TRUE
114965 | 11496 | 5 | 140 | Family Room | TRUE
114966 | 11496 | 6 | 440 | Garage | FALSE | No windows.
114967 | 11496 | 7 | 300 | Hall | TRUE
114968 | 11496 | 8 | 110 | Hall | TRUE | No windows.
114969 | 11496 | 9 | 140 | Garage | TRUE
1149610 | 11496 | 10 | 36 | Kitchen | TRUE
1149611 | 11496 | 11 | 150 | Other | TRUE
1149612 | 11496 | 12 | 225 | Living Room | TRUE
1149613 | 11496 | 13 | 100 | Bathroom | TRUE
1149614 | 11496 | 14 | 195 | Master Bedroom | TRUE
1149615 | 11496 | 15 | 30 | Bathroom | TRUE | No windows.
114991 | 11499 | 1 | 50 | Bathroom | TRUE
114992 | 11499 | 2 | 100 | Bedroom | TRUE
114993 | 11499 | 3 | 24 | Hall | TRUE | No windows.
114994 | 11499 | 4 | 170 | Kitchen | TRUE
114995 | 11499 | 5 | 160 | Living Room | TRUE
114996 | 11499 | 6 | 120 | Bedroom | TRUE
114997 | 11499 | 7 | 360 | Bedroom | TRUE
115031 | 11503 | 1 | 42 | Bathroom | TRUE
115032 | 11503 | 2 | 42 | Bathroom | TRUE
115033 | 11503 | 3 | 202 | Bedroom | TRUE
115034 | 11503 | 4 | 115 | Bedroom | TRUE
115035 | 11503 | 5 | 171 | Family Room | TRUE
115036 | 11503 | 6 | 320 | Garage | FALSE | no window
115037 | 11503 | 7 | 32 | Hall | TRUE | no window
115038 | 11503 | 8 | 36 | Hall | TRUE | no window
115039 | 11503 | 9 | 274 | Kitchen | TRUE
1150310 | 11503 | 10 | 74 | Laundry Room | TRUE | no window
1150311 | 11503 | 11 | 120 | Office | TRUE
1150312 | 11503 | 12 | 25 | Other | TRUE | no window
1150313 | 11503 | 13 | 87 | Other | TRUE
115041 | 11504 | 1 | 48 | Bathroom | TRUE
115042 | 11504 | 2 | 15 | Hall | TRUE
115043 | 11504 | 3 | 276 | Living Room | TRUE | 13' x 20' plus bump out
115044 | 11504 | 4 | 66 | Hall | TRUE
115045 | 11504 | 5 | 110 | Bedroom | TRUE
115046 | 11504 | 6 | 110 | Dining Room | TRUE
115047 | 11504 | 7 | 48 | Bathroom | TRUE
115048 | 11504 | 8 | 40 | Closet | TRUE
115049 | 11504 | 9 | 374 | Garage | FALSE
1150410 | 11504 | 10 | 170 | Bedroom | TRUE
1150411 | 11504 | 11 | 64 | Hall | TRUE
1150412 | 11504 | 12 | 76 | Hall | TRUE
1150413 | 11504 | 13 | 72 | Kitchen | TRUE
1150414 | 11504 | 14 | 104 | Laundry Room | TRUE
1150415 | 11504 | 15 | 306 | Living Room | TRUE
1150416 | 11504 | 16 | 55 | Closet | TRUE
1150417 | 11504 | 17 | 206 | Bedroom | TRUE
1150418 | 11504 | 18 | 150 | Office | TRUE
115121 | 11512 | 1 | 128 | Bathroom | TRUE
115122 | 11512 | 2 | 55 | Bathroom | TRUE
115123 | 11512 | 3 | 16 | Closet | TRUE | No windows.
115124 | 11512 | 4 | 125 | Dining Room | TRUE
115125 | 11512 | 5 | 151 | Other | TRUE
115126 | 11512 | 6 | 181 | Family Room | TRUE
115127 | 11512 | 7 | 425 | Garage | FALSE | No windows.
115128 | 11512 | 8 | 156 | Hall | TRUE
115129 | 11512 | 9 | 57 | Hall | TRUE
1151210 | 11512 | 10 | 169 | Kitchen | TRUE
1151211 | 11512 | 11 | 147 | Living Room | TRUE
1151212 | 11512 | 12 | 136 | Other | TRUE
1151213 | 11512 | 13 | 146 | Bedroom | TRUE
1151214 | 11512 | 14 | 144 | Office | TRUE
1151215 | 11512 | 15 | 203 | Bedroom | TRUE
115161 | 11516 | 1 | 176 | Kitchen | TRUE
115162 | 11516 | 2 | 23 | Laundry Room | TRUE | No windows.
115163 | 11516 | 3 | 236 | Living Room | TRUE
115164 | 11516 | 4 | 53 | Hall | TRUE | No windows.
115165 | 11516 | 5 | 132 | Bedroom | TRUE
115166 | 11516 | 6 | 62 | Bathroom | TRUE
115167 | 11516 | 7 | 110 | Office | TRUE | 5 gal aquarium
115168 | 11516 | 8 | 166 | Master Bedroom | TRUE
115201 | 11520 | 1 | 52 | Bathroom | TRUE
115202 | 11520 | 2 | 69 | Dining Room | TRUE
115203 | 11520 | 3 | 501 | Garage | TRUE
115204 | 11520 | 4 | 27 | Hall | TRUE | No windows.
115205 | 11520 | 5 | 113 | Kitchen | TRUE
115206 | 11520 | 6 | 283 | Living Room | TRUE
115207 | 11520 | 7 | 128 | Master Bedroom | TRUE
115208 | 11520 | 8 | 22 | Closet | TRUE | No windows.
115209 | 11520 | 9 | 22 | Closet | TRUE | No windows.
1152010 | 11520 | 10 |  | Bedroom | TRUE
115311 | 11531 | 1 | 45 | Bathroom | TRUE | No windows.
115312 | 11531 | 2 | 135 | Bedroom | TRUE
115313 | 11531 | 3 | 155 | Master Bedroom | TRUE
115314 | 11531 | 4 | 112 | Office | TRUE | 110 gal. aquarium in office
115315 | 11531 | 5 | 91 | Hall | TRUE | No windows.
115316 | 11531 | 6 | 218 | Living Room | TRUE
115317 | 11531 | 7 | 128 | Dining Room | TRUE
115318 | 11531 | 8 | 69 | Kitchen | TRUE
115319 | 11531 | 9 | 423 | Garage | FALSE | No windows.
115331 | 11533 | 1 | 83 | Laundry Room | TRUE
115332 | 11533 | 2 | 88 | Bathroom | TRUE
115333 | 11533 | 3 | 357 | Family Room | TRUE
115334 | 11533 | 4 | 121 | Dining Room | TRUE
115335 | 11533 | 5 | 160 | Other | TRUE
115336 | 11533 | 6 | 531 | Other | FALSE
115337 | 11533 | 7 | 55 | Bathroom | TRUE
115338 | 11533 | 8 | 191 | Bedroom | TRUE
115339 | 11533 | 9 | 51 | Hall | TRUE
1153310 | 11533 | 10 | 76 | Hall | TRUE | No windows.
1153311 | 11533 | 11 | 131 | Kitchen | TRUE
1153312 | 11533 | 12 | 232 | Living Room | TRUE
1153313 | 11533 | 13 | 77 | Bathroom | TRUE
1153314 | 11533 | 14 | 260 | Master Bedroom | TRUE
1153315 | 11533 | 15 | 138 | Office | TRUE
1153316 | 11533 | 16 | 71 | Hall | TRUE
115351 | 11535 | 1 | 35 | Hall | TRUE | No windows.
115352 | 11535 | 2 | 51 | Bathroom | TRUE
115353 | 11535 | 3 | 123 | Bedroom | TRUE
115354 | 11535 | 4 | 127 | Bedroom | TRUE
115355 | 11535 | 5 | 62 | Bathroom | TRUE
115356 | 11535 | 6 | 99 | Dining Room | TRUE
115357 | 11535 | 7 | 48 | Hall | TRUE | No windows.
115358 | 11535 | 8 | 431 | Family Room | TRUE | TV wattage: tv is not hooked up
115359 | 11535 | 9 | 478 | Garage | FALSE
1153510 | 11535 | 10 | 52 | Hall | TRUE | No windows.
1153511 | 11535 | 11 | 145 | Kitchen | TRUE
1153512 | 11535 | 12 | 250 | Living Room | TRUE | TV wattage: could not access
1153513 | 11535 | 13 | 40 | Bathroom | TRUE
1153514 | 11535 | 14 | 135 | Master Bedroom | TRUE
115361 | 11536 | 1 | 46 | Bathroom | TRUE
115362 | 11536 | 2 | 118 | Bedroom | TRUE
115363 | 11536 | 3 | 119 | Bedroom | TRUE
115364 | 11536 | 4 | 92 | Dining Room | TRUE
115365 | 11536 | 5 | 440 | Garage | FALSE | No windows.
115366 | 11536 | 6 | 60 | Hall | TRUE | No windows.
115367 | 11536 | 7 | 94 | Kitchen | TRUE
115368 | 11536 | 8 | 246 | Living Room | TRUE
115369 | 11536 | 9 | 120 | Bedroom | TRUE
115391 | 11539 | 1 | 109 | Hall | TRUE | No windows.
115392 | 11539 | 2 | 99 | Kitchen | TRUE
115393 | 11539 | 3 | 18 | Closet | TRUE | No windows.
115394 | 11539 | 4 | 36 | Hall | TRUE
115395 | 11539 | 5 | 15 | Bathroom | TRUE
115396 | 11539 | 6 | 105 | Dining Room | TRUE | No windows.
115397 | 11539 | 7 | 215 | Living Room | TRUE
115398 | 11539 | 8 | 181 | Master Bedroom | TRUE
115399 | 11539 | 9 | 80 | Bathroom | TRUE | No windows.
1153910 | 11539 | 10 | 129 | Bedroom | TRUE
115441 | 11544 | 1 | 64 | Bathroom | TRUE
115442 | 11544 | 2 | 230 | Bedroom | TRUE
115443 | 11544 | 3 | 170 | Bedroom | TRUE
115444 | 11544 | 4 | 32 | Closet | TRUE
115445 | 11544 | 5 | 95 | Dining Room | TRUE
115446 | 11544 | 6 | 266 | Family Room | TRUE
115447 | 11544 | 7 | 48 | Hall | TRUE
115448 | 11544 | 8 | 90 | Kitchen | TRUE
115491 | 11549 | 1 | 44 | Bathroom | TRUE
115492 | 11549 | 2 | 137 | Bedroom | TRUE
115493 | 11549 | 3 | 18 | Closet | TRUE | No windows.
115494 | 11549 | 4 | 16 | Closet | TRUE | No windows.
115495 | 11549 | 5 | 288 | Garage | FALSE | no windows
115496 | 11549 | 6 | 36 | Hall | TRUE | No windows.
115497 | 11549 | 7 | 141 | Kitchen | TRUE
115498 | 11549 | 8 | 270 | Living Room | TRUE
115499 | 11549 | 9 | 120 | Office | TRUE
115521 | 11552 | 1 | 38 | Bathroom | TRUE
115522 | 11552 | 2 | 148 | Bedroom | TRUE
115523 | 11552 | 3 | 110 | Bedroom | TRUE
115524 | 11552 | 4 | 42 | Dining Room | TRUE
115525 | 11552 | 5 | 202 | Family Room | TRUE
115526 | 11552 | 6 | 352 | Garage | FALSE
115527 | 11552 | 7 | 85 | Hall | TRUE
115528 | 11552 | 8 | 134 | Kitchen | TRUE
115529 | 11552 | 9 | 300 | Living Room | TRUE
1155210 | 11552 | 10 | 25 | Bathroom | TRUE
1155211 | 11552 | 11 | 161 | Master Bedroom | TRUE
115551 | 11555 | 1 | 50 | Bathroom | TRUE
115552 | 11555 | 2 | 65 | Bathroom | TRUE
115553 | 11555 | 3 | 185 | Bedroom | TRUE | No windows.
115554 | 11555 | 4 | 100 | Bedroom | TRUE
115555 | 11555 | 5 | 135 | Bedroom | TRUE
115556 | 11555 | 6 | 135 | Bedroom | TRUE
115557 | 11555 | 7 | 160 | Dining Room | TRUE
115558 | 11555 | 8 | 300 | Family Room | TRUE
115559 | 11555 | 9 | 370 | Garage | FALSE | No windows.
1155510 | 11555 | 10 | 100 | Hall | TRUE | No windows.
1155511 | 11555 | 11 | 160 | Hall | TRUE | No windows.
1155512 | 11555 | 12 | 120 | Kitchen | TRUE
1155513 | 11555 | 13 | 85 | Laundry Room | TRUE | No windows.
1155514 | 11555 | 14 | 300 | Living Room | TRUE
1155515 | 11555 | 15 | 100 | Hall | TRUE
115741 | 11574 | 1 | 439 | Hall | TRUE
115742 | 11574 | 2 | 266 | Dining Room | TRUE
115743 | 11574 | 3 | 178 | Kitchen | TRUE
115744 | 11574 | 4 | 519 | Garage | FALSE
115745 | 11574 | 5 | 50 | Bathroom | TRUE | No windows.
115746 | 11574 | 6 | 211 | Bedroom | TRUE
115747 | 11574 | 7 | 223 | Bedroom | TRUE
115748 | 11574 | 8 | 340 | Garage | FALSE | No windows.
115749 | 11574 | 9 | 50 | Hall | TRUE
1157410 | 11574 | 10 | 797 | Living Room | TRUE
1157411 | 11574 | 11 | 353 | Office | TRUE
1157412 | 11574 | 12 | 170 | Other | TRUE
1157413 | 11574 | 13 | 102 | Bathroom | TRUE
1157414 | 11574 | 14 | 358 | Master Bedroom | TRUE
1157415 | 11574 | 15 | 97 | Bathroom | TRUE
115851 | 11585 | 1 | 51 | Bathroom | TRUE
115852 | 11585 | 2 | 45 | Bathroom | TRUE
115853 | 11585 | 3 | 124 | Bedroom | TRUE
115854 | 11585 | 4 | 192 | Bedroom | TRUE
115855 | 11585 | 5 | 45 | Closet | TRUE | no window
115856 | 11585 | 6 | 326 | Dining Room | TRUE
115857 | 11585 | 7 | 154 | Family Room | TRUE
115858 | 11585 | 8 | 30 | Hall | TRUE | no window
115859 | 11585 | 9 | 80 | Hall | TRUE
1158510 | 11585 | 10 | 152 | Kitchen | TRUE
1158511 | 11585 | 11 | 78 | Laundry Room | TRUE | n window
1158512 | 11585 | 12 | 554 | Master Bedroom | TRUE
1158513 | 11585 | 13 | 42 | Other | TRUE
1158514 | 11585 | 14 | 148 | Other | TRUE | no window
116021 | 11602 | 1 | 88 | Bathroom | TRUE
116022 | 11602 | 2 | 40 | Bathroom | TRUE
116023 | 11602 | 3 | 170 | Dining Room | TRUE
116024 | 11602 | 4 | 50 | Other | TRUE | no windows
116025 | 11602 | 5 | 42 | Hall | TRUE | no windows
116026 | 11602 | 6 | 132 | Kitchen | TRUE
116027 | 11602 | 7 | 340 | Living Room | TRUE
116028 | 11602 | 8 | 120 | Office | TRUE
116029 | 11602 | 9 | 144 | Bedroom | TRUE
1160210 | 11602 | 10 | 169 | Bedroom | TRUE
116331 | 11633 | 1 | 17 | Bathroom | TRUE
116332 | 11633 | 2 | 137 | Bedroom | TRUE
116333 | 11633 | 3 | 67 | Closet | TRUE | no window
116334 | 11633 | 4 | 16 | Closet | TRUE
116335 | 11633 | 5 | 125 | Hall | TRUE
116336 | 11633 | 6 | 93 | Bathroom | TRUE
116337 | 11633 | 7 | 278 | Master Bedroom | TRUE
116338 | 11633 | 8 | 17 | Bathroom | TRUE
116339 | 11633 | 9 | 39 | Bathroom | TRUE
1163310 | 11633 | 10 | 127 | Bedroom | TRUE
1163311 | 11633 | 11 | 15 | Closet | TRUE
1163312 | 11633 | 12 | 63 | Dining Room | TRUE
1163313 | 11633 | 13 | 478 | Garage | FALSE
1163314 | 11633 | 14 | 32 | Hall | TRUE
1163315 | 11633 | 15 | 58 | Hall | TRUE
1163316 | 11633 | 16 | 119 | Kitchen | TRUE
1163317 | 11633 | 17 | 207 | Living Room | TRUE
1163318 | 11633 | 18 | 304 | Family Room | TRUE
1163319 | 11633 | 19 | 65 | Laundry Room | TRUE
1163320 | 11633 | 20 | 215 | Garage | FALSE
1163321 | 11633 | 21 | 153 | Other | TRUE
1163322 | 11633 | 22 | 97 | Other | TRUE
116361 | 11636 | 1 | 1067 | Other | TRUE
116362 | 11636 | 2 | 60 | Bathroom | TRUE
116363 | 11636 | 3 | 195 | Bedroom | TRUE
116364 | 11636 | 4 | 175 | Bedroom | TRUE
116365 | 11636 | 5 | 245 | Bedroom | TRUE | upstairs bedroom now used as clock studio and storage ,not normally heated but has basebord heat
116366 | 11636 | 6 | 216 | Bedroom | TRUE | room has basebord heat but is not used except for storage purposes
116367 | 11636 | 7 | 60 | Other | TRUE
116368 | 11636 | 8 | 210 | Family Room | TRUE
116369 | 11636 | 9 | 75 | Hall | TRUE | no window
1163610 | 11636 | 10 | 195 | Kitchen | TRUE
1163611 | 11636 | 11 | 150 | Dining Room | TRUE
1163612 | 11636 | 12 | 36 | Other | TRUE | no window
116391 | 11639 | 1 | 40 | Bathroom | TRUE
116392 | 11639 | 2 | 55 | Hall | TRUE
116393 | 11639 | 3 | 140 | Other | TRUE
116394 | 11639 | 4 | 40 | Bathroom | TRUE
116395 | 11639 | 5 | 45 | Closet | TRUE
116396 | 11639 | 6 | 160 | Dining Room | TRUE
116397 | 11639 | 7 | 352 | Family Room | TRUE
116398 | 11639 | 8 | 575 | Garage | FALSE
116399 | 11639 | 9 | 105 | Hall | TRUE
1163910 | 11639 | 10 | 225 | Kitchen | TRUE
1163911 | 11639 | 11 | 104 | Laundry Room | TRUE
1163912 | 11639 | 12 | 365 | Living Room | TRUE
1163913 | 11639 | 13 | 86 | Bathroom | TRUE
1163914 | 11639 | 14 | 280 | Master Bedroom | TRUE
1163915 | 11639 | 15 | 65 | Office | TRUE
1163916 | 11639 | 16 | 150 | Other | TRUE
1163917 | 11639 | 17 | 100 | Bathroom | TRUE
1163918 | 11639 | 18 | 170 | Bedroom | TRUE
1163919 | 11639 | 19 | 95 | Hall | TRUE
1163920 | 11639 | 20 | 152 | Office | TRUE
116451 | 11645 | 1 | 80 | Bathroom | TRUE
116452 | 11645 | 2 | 40 | Bathroom | TRUE | no windows
116453 | 11645 | 3 | 120 | Bedroom | TRUE
116454 | 11645 | 4 | 120 | Bedroom | TRUE
116455 | 11645 | 5 | 135 | Bedroom | TRUE
116456 | 11645 | 6 | 120 | Bedroom | TRUE
116457 | 11645 | 7 | 120 | Dining Room | TRUE
116458 | 11645 | 8 | 380 | Family Room | TRUE
116459 | 11645 | 9 | 260 | Other | TRUE | no windows
1164510 | 11645 | 10 | 45 | Hall | TRUE | no windows
1164511 | 11645 | 11 | 100 | Hall | TRUE | no windows
1164512 | 11645 | 12 | 130 | Kitchen | TRUE
1164513 | 11645 | 13 | 132 | Laundry Room | TRUE | no windows
1164514 | 11645 | 14 | 380 | Living Room | TRUE
1164515 | 11645 | 15 | 250 | Master Bedroom | TRUE
1164516 | 11645 | 16 | 120 | Office | TRUE
1164517 | 11645 | 17 | 120 | Garage | FALSE | no windows
1164518 | 11645 | 18 | 35 | Hall | TRUE | no windows
116531 | 11653 | 1 | 37 | Bathroom | TRUE | NO WINDOWS
116532 | 11653 | 2 | 170 | Bedroom | TRUE
116533 | 11653 | 3 | 75 | Hall | TRUE
116534 | 11653 | 4 | 95 | Other | TRUE | NO WINDOWS
116535 | 11653 | 5 | 35 | Hall | TRUE | NO WINDOWS
116536 | 11653 | 6 | 115 | Kitchen | TRUE
116537 | 11653 | 7 | 60 | Hall | TRUE | NO WINDOWS
116538 | 11653 | 8 | 290 | Living Room | TRUE
116539 | 11653 | 9 | 25 | Hall | TRUE | NO WINDOWS
1165310 | 11653 | 10 | 60 | Other | TRUE | NO WINDOWS
1165311 | 11653 | 11 | 50 | Bathroom | TRUE | NO WINDOWS
1165312 | 11653 | 12 | 160 | Bedroom | TRUE
1165313 | 11653 | 13 | 205 | Dining Room | TRUE
1165314 | 11653 | 14 | 170 | Hall | TRUE | NO WINDOWS
1165315 | 11653 | 15 | 145 | Kitchen | TRUE
1165316 | 11653 | 16 | 35 | Laundry Room | TRUE | NO WINDOWS
1165317 | 11653 | 17 | 288 | Living Room | TRUE
1165318 | 11653 | 18 | 30 | Other | TRUE | NO WINDOWS
1165319 | 11653 | 19 | 184 | Master Bedroom | TRUE
1165320 | 11653 | 20 | 255 | Living Room | TRUE
1165321 | 11653 | 21 | 45 | Bathroom | TRUE
1165322 | 11653 | 22 | 42 | Other | TRUE
1165323 | 11653 | 23 | 46 | Bathroom | TRUE | NO WINDOWS
1165324 | 11653 | 24 | 500 | Garage | FALSE | NO WINDOWS
116701 | 11670 | 1 | 129 | Kitchen | TRUE
116702 | 11670 | 2 | 18 | Closet | TRUE | no window
116703 | 11670 | 3 | 50 | Laundry Room | TRUE
116704 | 11670 | 4 | 213 | Dining Room | TRUE
116705 | 11670 | 5 | 105 | Living Room | TRUE
116706 | 11670 | 6 | 38 | Hall | TRUE
116707 | 11670 | 7 | 24 | Hall | TRUE | no window
116708 | 11670 | 8 | 30 | Bathroom | TRUE
116709 | 11670 | 9 | 96 | Bedroom | TRUE
1167010 | 11670 | 10 | 131 | Office | TRUE
116751 | 11675 | 1 | 45 | Bathroom | TRUE
116752 | 11675 | 2 | 80 | Family Room | TRUE
116753 | 11675 | 3 | 48 | Hall | TRUE
116754 | 11675 | 4 | 325 | Family Room | TRUE
116755 | 11675 | 5 | 400 | Garage | FALSE
116756 | 11675 | 6 | 135 | Bedroom | TRUE
116757 | 11675 | 7 | 75 | Hall | TRUE
116758 | 11675 | 8 | 155 | Kitchen | TRUE
116759 | 11675 | 9 | 225 | Family Room | TRUE
1167510 | 11675 | 10 | 160 | Bedroom | TRUE
1167511 | 11675 | 11 | 45 | Bathroom | TRUE
1167512 | 11675 | 12 | 65 | Closet | TRUE
1167513 | 11675 | 13 | 120 | Office | TRUE
1167514 | 11675 | 14 | 65 | Laundry Room | TRUE
116771 | 11677 | 1 | 950 | Other | FALSE
116772 | 11677 | 2 | 62 | Bathroom | TRUE
116773 | 11677 | 3 | 130 | Hall | TRUE
116774 | 11677 | 4 | 8 | Closet | TRUE
116775 | 11677 | 5 | 8 | Closet | TRUE
116776 | 11677 | 6 | 14 | Closet | TRUE
116777 | 11677 | 7 | 156 | Dining Room | TRUE
116778 | 11677 | 8 | 28 | Other | TRUE | no window
116779 | 11677 | 9 | 240 | Garage | FALSE
1167710 | 11677 | 10 | 155 | Kitchen | TRUE
1167711 | 11677 | 11 | 83 | Laundry Room | TRUE | no window
1167712 | 11677 | 12 | 365 | Living Room | TRUE
1167713 | 11677 | 13 | 50 | Bathroom | TRUE
1167714 | 11677 | 14 | 197 | Master Bedroom | TRUE
1167715 | 11677 | 15 | 108 | Other | TRUE
1167716 | 11677 | 16 | 80 | Bedroom | TRUE
116791 | 11679 | 1 | 238 | Dining Room | TRUE
116792 | 11679 | 2 | 60 | Bathroom | TRUE
116793 | 11679 | 3 | 340 | Office | TRUE
116794 | 11679 | 4 | 143 | Office | TRUE
116795 | 11679 | 5 | 120 | Bedroom | TRUE
116796 | 11679 | 6 | 256 | Other | TRUE
116797 | 11679 | 7 |  | Garage | FALSE
116798 | 11679 | 8 | 150 | Bedroom | TRUE
116799 | 11679 | 9 | 200 | Hall | TRUE
1167910 | 11679 | 10 | 288 | Kitchen | TRUE
1167911 | 11679 | 11 | 480 | Living Room | TRUE
1167912 | 11679 | 12 | 60 | Bathroom | TRUE
1167913 | 11679 | 13 | 182 | Hall | TRUE
1167914 | 11679 | 14 | 126 | Bathroom | TRUE
1167915 | 11679 | 15 | 360 | Master Bedroom | TRUE
1167916 | 11679 | 16 | 169 | Office | TRUE
116841 | 11684 | 1 | 268 | Living Room | TRUE
116842 | 11684 | 2 | 185 | Master Bedroom | TRUE
116843 | 11684 | 3 | 64 | Closet | TRUE | No windows.
116844 | 11684 | 4 | 60 | Bathroom | TRUE
116845 | 11684 | 5 | 134 | Office | TRUE
116846 | 11684 | 6 | 120 | Garage | FALSE | No windows.
116847 | 11684 | 7 | 120 | Kitchen | TRUE | No windows.
116848 | 11684 | 8 | 102 | Dining Room | TRUE
116849 | 11684 | 9 | 143 | Living Room | TRUE
1168410 | 11684 | 10 | 40 | Bathroom | TRUE | No windows.
1168411 | 11684 | 11 | 45 | Closet | TRUE | No windows.
1168412 | 11684 | 12 | 37 | Closet | TRUE | No windows.
1168413 | 11684 | 13 | 110 | Hall | TRUE | No windows.
1168414 | 11684 | 14 | 57 | Bathroom | TRUE
117021 | 11702 | 1 | 45 | Bathroom | TRUE | No windows.
117022 | 11702 | 2 | 90 | Bedroom | TRUE
117023 | 11702 | 3 | 135 | Bedroom | TRUE
117024 | 11702 | 4 | 65 | Dining Room | TRUE
117025 | 11702 | 5 | 25 | Hall | TRUE | No windows.
117026 | 11702 | 6 | 75 | Kitchen | TRUE
117027 | 11702 | 7 | 235 | Living Room | TRUE
117051 | 11705 | 1 | 110 | Dining Room | TRUE
117052 | 11705 | 2 | 67 | Hall | TRUE
117053 | 11705 | 3 | 486 | Garage | FALSE
117054 | 11705 | 4 | 118 | Bedroom | TRUE
117055 | 11705 | 5 | 60 | Hall | TRUE
117056 | 11705 | 6 | 37 | Bathroom | TRUE
117057 | 11705 | 7 | 180 | Kitchen | TRUE
117058 | 11705 | 8 | 192 | Laundry Room | TRUE
117059 | 11705 | 9 | 52 | Bathroom | TRUE
1170510 | 11705 | 10 | 179 | Master Bedroom | TRUE
1170511 | 11705 | 11 | 117 | Bedroom | TRUE
117131 | 11713 | 1 | 135 | Kitchen | TRUE
117132 | 11713 | 2 | 248 | Office | TRUE
117133 | 11713 | 3 | 476 | Other | TRUE
117134 | 11713 | 4 | 88 | Hall | TRUE | No windows.
117135 | 11713 | 5 | 435 | Garage | FALSE
117136 | 11713 | 6 | 138 | Other | TRUE
117137 | 11713 | 7 | 297 | Living Room | TRUE
117138 | 11713 | 8 | 51 | Closet | TRUE | No windows.
117139 | 11713 | 9 | 168 | Bathroom | TRUE
1171310 | 11713 | 10 | 68 | Bathroom | TRUE
1171311 | 11713 | 11 | 212 | Master Bedroom | TRUE
1171312 | 11713 | 12 | 72 | Bathroom | TRUE
117171 | 11717 | 1 | 60 | Bathroom | TRUE
117172 | 11717 | 2 | 30 | Bathroom | TRUE
117173 | 11717 | 3 | 100 | Family Room | TRUE
117174 | 11717 | 4 | 156 | Master Bedroom | TRUE
117175 | 11717 | 5 | 100 | Bedroom | TRUE
117176 | 11717 | 6 | 100 | Bedroom | TRUE
117177 | 11717 | 7 | 120 | Bedroom | TRUE
117178 | 11717 | 8 | 25 | Closet | TRUE | No windows.
117179 | 11717 | 9 | 100 | Dining Room | TRUE
1171710 | 11717 | 10 | 440 | Garage | FALSE | No windows.
1171711 | 11717 | 11 | 115 | Hall | TRUE | No windows.
1171712 | 11717 | 12 | 130 | Kitchen | TRUE
1171713 | 11717 | 13 | 120 | Laundry Room | TRUE
1171714 | 11717 | 14 | 235 | Living Room | TRUE
117251 | 11725 | 1 | 15 | Bathroom | TRUE
117252 | 11725 | 2 | 48 | Bathroom | TRUE
117253 | 11725 | 3 | 114 | Bedroom | TRUE
117254 | 11725 | 4 | 156 | Bedroom | TRUE
117255 | 11725 | 5 | 152 | Bedroom | TRUE
117256 | 11725 | 6 | 214 | Bedroom | TRUE
117257 | 11725 | 7 | 119 | Dining Room | TRUE
117258 | 11725 | 8 | 286 | Family Room | TRUE
117259 | 11725 | 9 | 418 | Family Room | TRUE
1172510 | 11725 | 10 | 308 | Garage | TRUE
1172511 | 11725 | 11 | 35 | Hall | TRUE | no window
1172512 | 11725 | 12 | 106 | Hall | TRUE | no window
1172513 | 11725 | 13 | 142 | Hall | TRUE | no window
1172514 | 11725 | 14 | 152 | Kitchen | TRUE
1172515 | 11725 | 15 | 86 | Laundry Room | TRUE
1172516 | 11725 | 16 | 96 | Other | TRUE
1172517 | 11725 | 17 | 95 | Other | TRUE | no window
117291 | 11729 | 1 | 70 | Bathroom | TRUE
117292 | 11729 | 2 | 121 | Bedroom | TRUE
117293 | 11729 | 3 | 572 | Garage | FALSE
117294 | 11729 | 4 | 83 | Hall | TRUE | no window
117295 | 11729 | 5 | 152 | Kitchen | TRUE
117296 | 11729 | 6 | 315 | Living Room | TRUE
117297 | 11729 | 7 | 56 | Bathroom | TRUE | no window
117298 | 11729 | 8 | 205 | Master Bedroom | TRUE
117299 | 11729 | 9 | 156 | Office | TRUE
117321 | 11732 | 1 | 40 | Bathroom | TRUE
117322 | 11732 | 2 | 40 | Bathroom | TRUE | No windows.
117323 | 11732 | 3 | 40 | Bathroom | TRUE
117324 | 11732 | 4 | 126 | Bedroom | TRUE
117325 | 11732 | 5 | 180 | Bedroom | TRUE
117326 | 11732 | 6 | 225 | Dining Room | TRUE
117327 | 11732 | 7 | 468 | Family Room | TRUE
117328 | 11732 | 8 | 65 | Hall | TRUE
117329 | 11732 | 9 | 50 | Hall | TRUE | No windows.
1173210 | 11732 | 10 | 100 | Hall | TRUE | No windows.
1173211 | 11732 | 11 | 125 | Kitchen | TRUE
1173212 | 11732 | 12 | 50 | Laundry Room | TRUE | No windows.
1173213 | 11732 | 13 | 468 | Living Room | TRUE
1173214 | 11732 | 14 | 375 | Family Room | TRUE | OFF BRAND FRIG at BAR for Wine Cooling, PROJECTOR TV with no access to model or wattage demand. No windows.
1173215 | 11732 | 15 | 175 | Master Bedroom | TRUE
117341 | 11734 | 1 | 146 | Laundry Room | TRUE
117342 | 11734 | 2 | 230 | Living Room | TRUE
117343 | 11734 | 3 | 32 | Hall | TRUE | No windows.
117344 | 11734 | 4 | 49 | Bathroom | TRUE
117345 | 11734 | 5 | 113 | Bedroom | TRUE
117346 | 11734 | 6 | 156 | Bedroom | TRUE
117347 | 11734 | 7 | 105 | Bedroom | TRUE
117348 | 11734 | 8 | 6 | Closet | TRUE | No windows.
117349 | 11734 | 9 | 261 | Garage | FALSE | No windows.
1173410 | 11734 | 10 | 224 | Family Room | TRUE | No windows.
1173411 | 11734 | 11 | 125 | Other | TRUE
1173412 | 11734 | 12 | 40 | Bathroom | TRUE
1173413 | 11734 | 13 | 85 | Bedroom | TRUE
1173414 | 11734 | 14 | 140 | Bedroom | TRUE
1173415 | 11734 | 15 | 26 | Closet | TRUE | No windows.
1173416 | 11734 | 16 | 62 | Hall | TRUE | No windows.
1173417 | 11734 | 17 | 116 | Kitchen | TRUE
117391 | 11739 | 1 | 122 | Kitchen | TRUE
117392 | 11739 | 2 | 131 | Other | TRUE
117393 | 11739 | 3 | 72 | Bathroom | TRUE
117394 | 11739 | 4 | 146 | Office | TRUE
117395 | 11739 | 5 | 18 | Closet | TRUE | No windows.
117396 | 11739 | 6 | 651 | Other | FALSE
117397 | 11739 | 7 | 120 | Garage | FALSE
117398 | 11739 | 8 | 105 | Dining Room | TRUE
117399 | 11739 | 9 | 252 | Living Room | TRUE
1173910 | 11739 | 10 | 81 | Hall | TRUE | No windows.
1173911 | 11739 | 11 | 100 | Bathroom | TRUE
1173912 | 11739 | 12 | 138 | Family Room | TRUE
1173913 | 11739 | 13 | 132 | Bedroom | TRUE
1173914 | 11739 | 14 | 277 | Master Bedroom | TRUE
1173915 | 11739 | 15 | 30 | Closet | TRUE | No windows.
117491 | 11749 | 1 | 43 | Bathroom | TRUE
117492 | 11749 | 2 | 116 | Bedroom | TRUE
117493 | 11749 | 3 | 133 | Bedroom | TRUE
117494 | 11749 | 4 | 312 | Garage | FALSE
117495 | 11749 | 5 | 45 | Hall | TRUE
117496 | 11749 | 6 | 92 | Kitchen | TRUE
117497 | 11749 | 7 | 45 | Laundry Room | TRUE
117498 | 11749 | 8 | 363 | Living Room | TRUE
117499 | 11749 | 9 | 105 | Office | TRUE
117521 | 11752 | 1 | 1204 | Other | FALSE | No windows.
117522 | 11752 | 2 | 122 | Bedroom | TRUE
117523 | 11752 | 3 | 48 | Bathroom | TRUE
117524 | 11752 | 4 | 398 | Family Room | TRUE
117525 | 11752 | 5 | 160 | Bedroom | TRUE
117526 | 11752 | 6 | 29 | Hall | TRUE | No windows.
117527 | 11752 | 7 | 156 | Kitchen | TRUE
117528 | 11752 | 8 | 228 | Living Room | TRUE
117531 | 11753 | 1 | 220 | Dining Room | TRUE
117532 | 11753 | 2 | 165 | Closet | TRUE
117534 | 11753 | 4 | 300 | Hall | TRUE
117535 | 11753 | 5 | 220 | Kitchen | TRUE
117536 | 11753 | 6 | 45 | Bathroom | TRUE | No windows.
117537 | 11753 | 7 | 200 | Bedroom | TRUE
117538 | 11753 | 8 | 230 | Other | TRUE
117539 | 11753 | 9 | 485 | Family Room | TRUE
1175310 | 11753 | 10 | 110 | Hall | TRUE | No windows.
1175311 | 11753 | 11 | 535 | Living Room | TRUE
1175312 | 11753 | 12 | 85 | Bathroom | TRUE
1175313 | 11753 | 13 | 170 | Bedroom | TRUE
1175314 | 11753 | 14 | 170 | Bathroom | TRUE
1175315 | 11753 | 15 | 200 | Closet | TRUE
1175316 | 11753 | 16 | 300 | Hall | TRUE | No windows.
1175317 | 11753 | 17 | 140 | Laundry Room | TRUE | No windows.
1175318 | 11753 | 18 | 210 | Family Room | TRUE | No windows.
1175319 | 11753 | 19 | 200 | Bathroom | TRUE
1175320 | 11753 | 20 | 270 | Master Bedroom | TRUE
1175321 | 11753 | 21 | 200 | Office | TRUE
1175322 | 11753 | 22 | 100 | Hall | TRUE | No windows.
1175323 | 11753 | 23 | 45 | Other | TRUE | No windows.
1175324 | 11753 | 24 | 160 | Dining Room | TRUE
1175325 | 11753 | 25 | 380 | Other | TRUE
117621 | 11762 | 1 | 75 | Bathroom | TRUE
117622 | 11762 | 2 | 42 | Bathroom | TRUE
117623 | 11762 | 3 | 144 | Bedroom | TRUE
117624 | 11762 | 4 | 36 | Closet | TRUE | no window
117625 | 11762 | 5 | 30 | Closet | TRUE | no windows
117626 | 11762 | 6 | 154 | Dining Room | TRUE
117627 | 11762 | 7 | 84 | Other | TRUE
117628 | 11762 | 8 | 216 | Family Room | TRUE
117629 | 11762 | 9 | 700 | Garage | FALSE | no windows
1176210 | 11762 | 10 | 130 | Kitchen | TRUE
1176211 | 11762 | 11 | 84 | Other | TRUE | no window
1176212 | 11762 | 12 | 48 | Laundry Room | TRUE
1176213 | 11762 | 13 | 196 | Master Bedroom | TRUE
1176214 | 11762 | 14 | 122 | Office | TRUE
1176215 | 11762 | 15 | 88 | Other | TRUE | no window
117661 | 11766 | 1 | 110 | Bathroom | TRUE | No windows.
117662 | 11766 | 2 | 52 | Bathroom | TRUE
117663 | 11766 | 3 | 138 | Dining Room | TRUE
117664 | 11766 | 4 | 68 | Other | TRUE
117665 | 11766 | 5 | 255 | Family Room | TRUE
117666 | 11766 | 6 | 448 | Garage | FALSE | No windows.
117667 | 11766 | 7 | 40 | Hall | TRUE | No windows.
117668 | 11766 | 8 | 37 | Hall | TRUE | No windows.
117669 | 11766 | 9 | 104 | Kitchen | TRUE | No windows.
1176610 | 11766 | 10 | 40 | Laundry Room | TRUE | No windows.
1176611 | 11766 | 11 | 294 | Living Room | TRUE
1176612 | 11766 | 12 | 204 | Master Bedroom | TRUE
1176613 | 11766 | 13 | 83 | Office | TRUE | No windows.
1176614 | 11766 | 14 | 112 | Office | TRUE
1176615 | 11766 | 15 | 42 | Other | TRUE | No windows.
1176616 | 11766 | 16 | 150 | Other | TRUE
1176617 | 11766 | 17 | 119 | Other | TRUE
117691 | 11769 | 1 | 65 | Bathroom | TRUE
117692 | 11769 | 2 | 132 | Bedroom | TRUE
117693 | 11769 | 3 | 155 | Bedroom | TRUE
117694 | 11769 | 4 | 135 | Dining Room | TRUE
117695 | 11769 | 5 | 335 | Family Room | TRUE
117696 | 11769 | 6 | 480 | Garage | FALSE | No windows.
117697 | 11769 | 7 | 115 | Hall | TRUE
117698 | 11769 | 8 | 100 | Hall | TRUE | No windows.
117699 | 11769 | 9 | 170 | Kitchen | TRUE
1176910 | 11769 | 10 | 85 | Laundry Room | TRUE
1176911 | 11769 | 11 | 250 | Living Room | TRUE
1176912 | 11769 | 12 | 42 | Bathroom | TRUE
1176913 | 11769 | 13 | 210 | Master Bedroom | TRUE
1176914 | 11769 | 14 | 118 | Office | TRUE
1176915 | 11769 | 15 | 220 | Other | TRUE
117721 | 11772 | 1 | 25 | Bathroom | TRUE | GLASS BLOCK W/ VINYL FRAME
117722 | 11772 | 2 | 158 | Other | TRUE | USED AS SEWING ROOM
117723 | 11772 | 3 | 158 | Bedroom | TRUE
117724 | 11772 | 4 | 264 | Bedroom | TRUE
117725 | 11772 | 5 | 195 | Dining Room | TRUE | WOOD FRENCHDOORS DP GLAZING
117726 | 11772 | 6 | 54 | Other | TRUE
117727 | 11772 | 7 | 70 | Hall | TRUE
117728 | 11772 | 8 | 175 | Kitchen | TRUE
117729 | 11772 | 9 | 34 | Laundry Room | TRUE
1177210 | 11772 | 10 | 287 | Living Room | TRUE
1177211 | 11772 | 11 | 54 | Bathroom | TRUE
1177212 | 11772 | 12 | 90 | Other | TRUE
117741 | 11774 | 1 | 320 | Family Room | TRUE
117742 | 11774 | 2 | 70 | Bathroom | TRUE | no window
117743 | 11774 | 3 | 64 | Bathroom | TRUE
117744 | 11774 | 4 | 56 | Closet | TRUE | no window
117745 | 11774 | 5 | 289 | Dining Room | TRUE
117746 | 11774 | 6 | 34 | Hall | TRUE | no window
117747 | 11774 | 7 | 400 | Garage | FALSE | no window
117748 | 11774 | 8 | 161 | Bedroom | TRUE
117749 | 11774 | 9 | 42 | Hall | TRUE | no window
1177410 | 11774 | 10 | 18 | Hall | TRUE | no window
1177411 | 11774 | 11 | 54 | Hall | TRUE | no window
1177412 | 11774 | 12 | 170 | Kitchen | TRUE
1177413 | 11774 | 13 | 204 | Laundry Room | TRUE | no window
1177414 | 11774 | 14 | 57 | Bathroom | TRUE
1177415 | 11774 | 15 | 169 | Master Bedroom | TRUE
1177416 | 11774 | 16 | 154 | Office | TRUE
117751 | 11775 | 1 | 11 | Bathroom | TRUE
117752 | 11775 | 2 | 168 | Family Room | TRUE
117753 | 11775 | 3 | 87 | Dining Room | TRUE
117754 | 11775 | 4 | 475 | Garage | FALSE
117755 | 11775 | 5 | 92 | Bedroom | TRUE
117756 | 11775 | 6 | 52 | Bathroom | TRUE
117757 | 11775 | 7 | 46 | Hall | TRUE
117758 | 11775 | 8 | 83 | Kitchen | TRUE
117759 | 11775 | 9 | 72 | Dining Room | TRUE
1177510 | 11775 | 10 | 283 | Living Room | TRUE
1177511 | 11775 | 11 | 35 | Bathroom | TRUE
1177512 | 11775 | 12 | 287 | Master Bedroom | TRUE
1177513 | 11775 | 13 | 138 | Other | FALSE | used as a pantry and laundry room, dual use, but more pantry use than laundry.
117791 | 11779 | 1 | 50 | Bathroom | TRUE
117792 | 11779 | 2 | 120 | Bedroom | TRUE
117793 | 11779 | 3 | 150 | Dining Room | TRUE
117794 | 11779 | 4 | 150 | Family Room | TRUE
117795 | 11779 | 5 | 100 | Laundry Room | TRUE | No windows.
117796 | 11779 | 6 | 140 | Kitchen | TRUE
117797 | 11779 | 7 | 60 | Laundry Room | TRUE
117798 | 11779 | 8 | 170 | Master Bedroom | TRUE
117799 | 11779 | 9 | 100 | Office | TRUE
117801 | 11780 | 1 | 90 | Bathroom | TRUE
117802 | 11780 | 2 | 120 | Bathroom | TRUE
117803 | 11780 | 3 | 162 | Bedroom | TRUE
117804 | 11780 | 4 | 135 | Bedroom | TRUE
117805 | 11780 | 5 | 350 | Bedroom | TRUE
117806 | 11780 | 6 | 20 | Closet | TRUE
117807 | 11780 | 7 | 10 | Closet | TRUE
117808 | 11780 | 8 | 520 | Garage | FALSE
117809 | 11780 | 9 | 228 | Hall | TRUE
1178010 | 11780 | 10 | 571 | Kitchen | TRUE
1178011 | 11780 | 11 | 46 | Laundry Room | TRUE
1178012 | 11780 | 12 | 314 | Living Room | TRUE
117881 | 11788 | 1 | 320 | Kitchen | TRUE
117882 | 11788 | 2 | 54 | Laundry Room | TRUE
117883 | 11788 | 3 | 52 | Closet | TRUE
117884 | 11788 | 4 | 162 | Hall | TRUE | No windows.
117885 | 11788 | 5 | 259 | Master Bedroom | TRUE
117886 | 11788 | 6 | 96 | Bathroom | TRUE
117887 | 11788 | 7 | 136 | Office | TRUE
117888 | 11788 | 8 | 89 | Hall | TRUE
117889 | 11788 | 9 | 32 | Bathroom | TRUE
1178810 | 11788 | 10 | 900 | Garage | FALSE | Professional photographic film developing room in garage. No windows.
1178811 | 11788 | 11 | 254 | Dining Room | TRUE
1178812 | 11788 | 12 | 187 | Hall | TRUE
1178813 | 11788 | 13 | 458 | Living Room | TRUE
1178814 | 11788 | 14 | 55 | Closet | TRUE
1178815 | 11788 | 15 | 126 | Bedroom | TRUE
1178816 | 11788 | 16 | 158 | Bedroom | TRUE
1178817 | 11788 | 17 | 106 | Bathroom | TRUE
1178818 | 11788 | 18 | 196 | Bedroom | TRUE
117941 | 11794 | 1 | 43 | Bathroom | TRUE
117942 | 11794 | 2 | 143 | Bedroom | TRUE | PLUG HEATER
117943 | 11794 | 3 | 550 | Garage | FALSE
117944 | 11794 | 4 | 20 | Hall | TRUE
117945 | 11794 | 5 | 118 | Kitchen | TRUE | PLUG HEATER
117946 | 11794 | 6 | 63 | Laundry Room | TRUE
117947 | 11794 | 7 | 150 | Living Room | TRUE
117948 | 11794 | 8 | 110 | Office | TRUE | PLUG HEATER
118021 | 11802 | 1 | 60 | Bathroom | TRUE
118022 | 11802 | 2 | 130 | Bedroom | TRUE
118023 | 11802 | 3 | 100 | Bedroom | TRUE
118024 | 11802 | 4 | 100 | Dining Room | TRUE
118025 | 11802 | 5 | 190 | Garage | FALSE | No windows.
118026 | 11802 | 6 | 40 | Hall | TRUE | No windows.
118027 | 11802 | 7 | 130 | Kitchen | TRUE
118028 | 11802 | 8 | 150 | Closet | TRUE | No windows.
118029 | 11802 | 9 | 168 | Laundry Room | TRUE
1180210 | 11802 | 10 | 150 | Living Room | TRUE
1180211 | 11802 | 11 | 90 | Bedroom | TRUE
1180212 | 11802 | 12 | 45 | Other | TRUE | No windows.
1180213 | 11802 | 13 | 150 | Bedroom | TRUE
118081 | 11808 | 1 | 146 | Kitchen | TRUE
118082 | 11808 | 2 | 66 | Bathroom | TRUE
118083 | 11808 | 3 | 45 | Hall | TRUE
118084 | 11808 | 4 | 432 | Family Room | TRUE
118085 | 11808 | 5 | 24 | Other | TRUE
118086 | 11808 | 6 | 119 | Other | TRUE
118087 | 11808 | 7 | 122 | Office | TRUE
118088 | 11808 | 8 | 40 | Closet | TRUE
118089 | 11808 | 9 | 157 | Dining Room | TRUE
1180810 | 11808 | 10 | 44 | Bathroom | TRUE
1180811 | 11808 | 11 | 244 | Living Room | TRUE
1180812 | 11808 | 12 | 162 | Hall | TRUE
1180813 | 11808 | 13 | 190 | Master Bedroom | TRUE
1180814 | 11808 | 14 | 49 | Closet | TRUE
1180815 | 11808 | 15 | 62 | Bathroom | TRUE
1180816 | 11808 | 16 | 78 | Laundry Room | TRUE
118151 | 11815 | 1 | 56 | Bathroom | TRUE
118152 | 11815 | 2 | 238 | Dining Room | TRUE
118153 | 11815 | 3 | 182 | Kitchen | TRUE
118154 | 11815 | 4 | 152 | Laundry Room | TRUE
118155 | 11815 | 5 | 295 | Living Room | TRUE
118156 | 11815 | 6 | 63 | Bathroom | TRUE
118157 | 11815 | 7 | 156 | Master Bedroom | TRUE
118158 | 11815 | 8 | 40 | Closet | TRUE
118159 | 11815 | 9 | 40 | Hall | TRUE
1181510 | 11815 | 10 | 180 | Bedroom | TRUE
1181511 | 11815 | 11 | 120 | Bedroom | TRUE
118251 | 11825 | 1 | 80 | Dining Room | TRUE
118252 | 11825 | 2 | 557 | Garage | FALSE
118253 | 11825 | 3 | 60 | Hall | TRUE
118254 | 11825 | 4 | 57 | Bathroom | TRUE
118255 | 11825 | 5 | 123 | Bedroom | TRUE
118256 | 11825 | 6 | 157 | Kitchen | TRUE
118257 | 11825 | 7 | 70 | Laundry Room | TRUE
118258 | 11825 | 8 | 257 | Living Room | TRUE
118259 | 11825 | 9 | 166 | Master Bedroom | TRUE
1182510 | 11825 | 10 | 38 | Bathroom | TRUE
1182511 | 11825 | 11 | 203 | Bedroom | TRUE
1182512 | 11825 | 12 | 125 | Other | TRUE
118271 | 11827 | 1 | 181 | Hall | TRUE
118272 | 11827 | 2 | 393 | Other | TRUE | NO WINDOWS
118273 | 11827 | 3 | 150 | Hall | TRUE | NO WINDOWS
118274 | 11827 | 4 | 41 | Hall | TRUE | NO WINDOWS
118275 | 11827 | 5 | 38 | Other | TRUE | NO WINDOWS
118276 | 11827 | 6 | 189 | Bathroom | TRUE
118277 | 11827 | 7 | 65 | Bathroom | TRUE | NOT accessed - dimensions infurred. Lighting plugloads unknown. No window
118278 | 11827 | 8 | 30 | Bathroom | TRUE | no window
118279 | 11827 | 9 | 156 | Bedroom | TRUE | NOT accessed - dimensions infurred. Lighting plugloads unknown.
1182710 | 11827 | 10 | 20 | Closet | TRUE | NO WINDOWS
1182711 | 11827 | 11 | 83 | Closet | TRUE | no window
1182712 | 11827 | 12 | 167 | Dining Room | TRUE
1182713 | 11827 | 13 | 150 | Other | TRUE | this "room" accounts for elevator shaft on 3 floors. Footprint roughly 7x7ft. Lighting not assessed, as elevator itself was not accessed.
1182714 | 11827 | 14 | 120 | Hall | TRUE
1182715 | 11827 | 15 | 43 | Hall | TRUE
1182716 | 11827 | 16 | 513 | Family Room | TRUE
1182717 | 11827 | 17 | 483 | Garage | TRUE | CONDITIONED NOTE: per discussion with Bruce Manclark, it was decided garage is conditioned. Open air breezeway connects basement to garage va stairs, no attempt at air blockage.
1182718 | 11827 | 18 | 46 | Hall | TRUE
1182719 | 11827 | 19 | 195 | Hall | TRUE | NO WINDOWS
1182720 | 11827 | 20 | 318 | Kitchen | TRUE
1182721 | 11827 | 21 | 42 | Closet | TRUE
1182722 | 11827 | 22 | 220 | Hall | TRUE
1182723 | 11827 | 23 | 108 | Laundry Room | TRUE | no window, but skylight
1182724 | 11827 | 24 | 320 | Living Room | TRUE | no window
1182725 | 11827 | 25 | 255 | Master Bedroom | TRUE
1182726 | 11827 | 26 | 127 | Office | TRUE
1182727 | 11827 | 27 | 52 | Bathroom | TRUE
1182728 | 11827 | 28 | 58 | Bathroom | TRUE
1182729 | 11827 | 29 | 147 | Bedroom | TRUE
1182730 | 11827 | 30 | 59 | Bathroom | TRUE
1182731 | 11827 | 31 | 9 | Closet | TRUE | no window
1182732 | 11827 | 32 | 71 | Hall | TRUE | NO WINDOWS
118351 | 11835 | 1 | 300 | Other | TRUE
118352 | 11835 | 2 | 70 | Bathroom | TRUE
118353 | 11835 | 3 | 113 | Bedroom | TRUE
118354 | 11835 | 4 | 50 | Closet | TRUE
118355 | 11835 | 5 | 144 | Dining Room | TRUE
118356 | 11835 | 6 | 62 | Hall | TRUE
118357 | 11835 | 7 | 123 | Kitchen | TRUE
118358 | 11835 | 8 | 75 | Laundry Room | TRUE
118359 | 11835 | 9 | 230 | Living Room | TRUE
1183510 | 11835 | 10 | 30 | Hall | TRUE
1183511 | 11835 | 11 | 47 | Bathroom | TRUE
1183512 | 11835 | 12 | 104 | Bedroom | TRUE
1183513 | 11835 | 13 | 110 | Bedroom | TRUE
118361 | 11836 | 1 | 81 | Bathroom | TRUE
118362 | 11836 | 2 | 74 | Hall | TRUE
118363 | 11836 | 3 | 178 | Kitchen | TRUE
118364 | 11836 | 4 | 74 | Laundry Room | TRUE | No windows.
118365 | 11836 | 5 | 322 | Living Room | TRUE
118366 | 11836 | 6 | 134 | Master Bedroom | TRUE
118367 | 11836 | 7 | 180 | Office | TRUE
118368 | 11836 | 8 | 288 | Other | FALSE | windows that are south facing are double pane metal 3/8 no plug no low-e
118369 | 11836 | 9 | 133 | Bedroom | TRUE
118381 | 11838 | 1 | 70 | Bathroom | TRUE
118382 | 11838 | 2 | 80 | Bathroom | TRUE
118383 | 11838 | 3 | 180 | Bedroom | TRUE
118384 | 11838 | 4 | 180 | Bedroom | TRUE
118385 | 11838 | 5 | 160 | Other | TRUE | No windows.
118386 | 11838 | 6 | 200 | Family Room | TRUE
118387 | 11838 | 7 | 95 | Hall | TRUE | No windows.
118388 | 11838 | 8 | 180 | Kitchen | TRUE
118389 | 11838 | 9 | 315 | Living Room | TRUE
1183810 | 11838 | 10 | 170 | Office | TRUE
1183811 | 11838 | 11 | 100 | Closet | TRUE | THIS IS AN OLD SAUNA CONVERTED No windows.
1183812 | 11838 | 12 | 70 | Laundry Room | TRUE
118421 | 11842 | 1 | 40 | Bathroom | TRUE
118422 | 11842 | 2 | 115 | Bedroom | TRUE
118423 | 11842 | 3 | 128 | Bedroom | TRUE
118424 | 11842 | 4 | 818 | Other | TRUE
118425 | 11842 | 5 | 170 | Kitchen | TRUE
118426 | 11842 | 6 | 300 | Living Room | TRUE
118441 | 11844 | 1 | 37 | Bathroom | TRUE
118442 | 11844 | 2 | 159 | Bedroom | TRUE
118443 | 11844 | 3 | 44 | Dining Room | TRUE
118444 | 11844 | 4 | 46 | Hall | TRUE
118445 | 11844 | 5 | 63 | Kitchen | TRUE
118446 | 11844 | 6 | 40 | Laundry Room | TRUE
118447 | 11844 | 7 | 187 | Living Room | TRUE
118448 | 11844 | 8 | 134 | Master Bedroom | TRUE
118601 | 11860 | 1 | 25 | Bathroom | TRUE | No windows.
118602 | 11860 | 2 | 22 | Other | TRUE | No windows.
118603 | 11860 | 3 | 140 | Dining Room | TRUE
118604 | 11860 | 4 | 75 | Hall | TRUE
118605 | 11860 | 5 | 360 | Garage | TRUE
118606 | 11860 | 6 | 16 | Bathroom | TRUE | No windows.
118607 | 11860 | 7 | 52 | Hall | TRUE | No windows.
118608 | 11860 | 8 | 295 | Kitchen | TRUE
118609 | 11860 | 9 | 370 | Living Room | TRUE
1186010 | 11860 | 10 | 8 | Closet | TRUE | No windows.
1186011 | 11860 | 11 | 9 | Closet | TRUE | No windows.
1186012 | 11860 | 12 | 105 | Bedroom | TRUE
1186013 | 11860 | 13 | 102 | Garage | FALSE | No windows.
1186014 | 11860 | 14 | 51 | Bathroom | TRUE
1186015 | 11860 | 15 | 216 | Bedroom | TRUE
1186016 | 11860 | 16 | 82 | Hall | TRUE | No windows.
1186017 | 11860 | 17 | 48 | Laundry Room | TRUE
1186018 | 11860 | 18 | 112 | Master Bedroom | TRUE
1186019 | 11860 | 19 | 18 | Hall | TRUE
1186020 | 11860 | 20 | 191 | Master Bedroom | TRUE
1186021 | 11860 | 21 | 90 | Closet | TRUE
1186022 | 11860 | 22 | 93 | Office | TRUE
1186023 | 11860 | 23 | 400 | Family Room | TRUE
1186024 | 11860 | 24 | 70 | Hall | TRUE
1186025 | 11860 | 25 | 20 | Bathroom | TRUE | No windows.
1186026 | 11860 | 26 | 502 | Garage | FALSE | No windows.
118711 | 11871 | 1 | 25 | Bathroom | TRUE | No windows.
118712 | 11871 | 2 | 38 | Hall | TRUE | No windows.
118713 | 11871 | 3 | 121 | Kitchen | TRUE
118714 | 11871 | 4 | 15 | Laundry Room | TRUE | No windows.
118715 | 11871 | 5 | 349 | Living Room | TRUE
118716 | 11871 | 6 | 40 | Bathroom | TRUE
118717 | 11871 | 7 | 243 | Bedroom | TRUE
118718 | 11871 | 8 | 123 | Bedroom | TRUE
118719 | 11871 | 9 | 49 | Hall | TRUE | No windows.
1187110 | 11871 | 10 | 108 | Office | TRUE | 10ft tall interior knee wall, 8ft ext., 9.5 by10 foot vault
1187111 | 11871 | 11 | 50 | Bathroom | TRUE
1187112 | 11871 | 12 | 74 | Hall | TRUE | No windows.
118721 | 11872 | 1 | 50 | Bathroom | TRUE
118722 | 11872 | 2 | 111 | Bedroom | TRUE
118723 | 11872 | 3 | 142 | Bedroom | TRUE
118724 | 11872 | 4 | 320 | Closet | TRUE | no window. Includes area behind knee wall -28*10
118725 | 11872 | 5 | 15 | Closet | TRUE | no window
118726 | 11872 | 6 | 85 | Dining Room | TRUE
118727 | 11872 | 7 |  | Dining Room | TRUE | no window
118728 | 11872 | 8 | 347 | Family Room | TRUE | Includes area behind knee wall 10*14 conditioned space.
118729 | 11872 | 9 | 331 | Garage | FALSE
1187210 | 11872 | 10 | 30 | Hall | TRUE | no window
1187211 | 11872 | 11 | 100 | Kitchen | TRUE
1187212 | 11872 | 12 | 115 | Laundry Room | TRUE | no window
1187213 | 11872 | 13 | 225 | Living Room | TRUE
1187214 | 11872 | 14 | 132 | Master Bedroom | TRUE
118731 | 11873 | 1 | 133 | Other | TRUE
118732 | 11873 | 2 | 41 | Bathroom | TRUE
118733 | 11873 | 3 | 121 | Bedroom | TRUE
118734 | 11873 | 4 | 102 | Hall | TRUE | No windows.
118735 | 11873 | 5 | 26 | Hall | TRUE | No windows.
118736 | 11873 | 6 | 39 | Bathroom | TRUE
118737 | 11873 | 7 | 95 | Dining Room | TRUE
118738 | 11873 | 8 | 27 | Hall | TRUE
118739 | 11873 | 9 | 23 | Hall | TRUE | No windows.
1187310 | 11873 | 10 | 112 | Kitchen | TRUE
1187311 | 11873 | 11 | 236 | Living Room | TRUE
1187312 | 11873 | 12 | 168 | Master Bedroom | TRUE
1187313 | 11873 | 13 | 66 | Office | TRUE
1187314 | 11873 | 14 | 204 | Other | FALSE | No windows.
1187315 | 11873 | 15 | 133 | Other | TRUE
1187316 | 11873 | 16 | 109 | Other | TRUE
1187317 | 11873 | 17 | 95 | Laundry Room | TRUE
118801 | 11880 | 1 | 199 | Living Room | TRUE
118802 | 11880 | 2 | 91 | Office | TRUE
118803 | 11880 | 3 | 127 | Bedroom | TRUE
118804 | 11880 | 4 | 128 | Dining Room | TRUE
118805 | 11880 | 5 | 157 | Kitchen | TRUE
118806 | 11880 | 6 | 87 | Laundry Room | TRUE
118807 | 11880 | 7 | 143 | Bedroom | TRUE
118941 | 11894 | 1 | 130 | Dining Room | TRUE
118942 | 11894 | 2 | 420 | Garage | FALSE
118943 | 11894 | 3 | 164 | Hall | TRUE
118944 | 11894 | 4 | 134 | Kitchen | TRUE
118945 | 11894 | 5 | 43 | Laundry Room | TRUE
118946 | 11894 | 6 | 175 | Living Room | TRUE
118947 | 11894 | 7 | 205 | Master Bedroom | TRUE
118948 | 11894 | 8 | 125 | Other | TRUE
118949 | 11894 | 9 | 26 | Bathroom | TRUE
1189410 | 11894 | 10 | 61 | Bathroom | TRUE
1189411 | 11894 | 11 | 220 | Bedroom | TRUE
1189412 | 11894 | 12 | 140 | Bedroom | TRUE
1189413 | 11894 | 13 | 45 | Closet | TRUE
1189414 | 11894 | 14 | 275 | Hall | TRUE
1189415 | 11894 | 15 | 100 | Bathroom | TRUE
118961 | 11896 | 1 | 140 | Bedroom | TRUE
118962 | 11896 | 2 | 80 | Office | TRUE | No windows.
118963 | 11896 | 3 | 149 | Bedroom | TRUE
118964 | 11896 | 4 | 40 | Closet | TRUE | No windows.
118965 | 11896 | 5 | 98 | Bathroom | TRUE | No windows.
118966 | 11896 | 6 | 651 | Garage | FALSE
118967 | 11896 | 7 | 141 | Hall | TRUE | No windows.
118968 | 11896 | 8 | 60 | Bathroom | TRUE | No windows.
118969 | 11896 | 9 | 30 | Hall | TRUE | No windows.
1189610 | 11896 | 10 | 131 | Kitchen | TRUE | No windows.
1189611 | 11896 | 11 | 270 | Living Room | TRUE
1189612 | 11896 | 12 | 96 | Hall | TRUE | No windows.
1189613 | 11896 | 13 | 163 | Bedroom | TRUE
1189614 | 11896 | 14 | 65 | Bathroom | TRUE
119001 | 11900 | 1 | 35 | Bathroom | TRUE
119002 | 11900 | 2 | 145 | Family Room | TRUE
119003 | 11900 | 3 | 76 | Dining Room | TRUE
119004 | 11900 | 4 | 100 | Hall | TRUE
119005 | 11900 | 5 | 300 | Other | TRUE | No windows.
119006 | 11900 | 6 | 56 | Hall | TRUE | No windows.
119007 | 11900 | 7 | 75 | Kitchen | TRUE
119008 | 11900 | 8 | 206 | Living Room | TRUE
119009 | 11900 | 9 | 140 | Master Bedroom | TRUE
1190010 | 11900 | 10 | 120 | Bedroom | TRUE
1190011 | 11900 | 11 | 90 | Bedroom | TRUE
119041 | 11904 | 1 | 60 | Bathroom | TRUE
119042 | 11904 | 2 | 125 | Bedroom | TRUE
119043 | 11904 | 3 | 122 | Bedroom | TRUE
119044 | 11904 | 4 | 103 | Dining Room | TRUE
119045 | 11904 | 5 | 545 | Garage | FALSE
119046 | 11904 | 6 | 75 | Hall | TRUE
119047 | 11904 | 7 | 20 | Hall | TRUE
119048 | 11904 | 8 | 96 | Kitchen | TRUE
119049 | 11904 | 9 | 134 | Bedroom | TRUE
1190410 | 11904 | 10 | 254 | Family Room | TRUE
1190411 | 11904 | 11 | 86 | Hall | TRUE
1190412 | 11904 | 12 | 53 | Laundry Room | TRUE
1190413 | 11904 | 13 | 250 | Living Room | TRUE
1190414 | 11904 | 14 | 83 | Bathroom | TRUE
1190415 | 11904 | 15 | 188 | Master Bedroom | TRUE
1190416 | 11904 | 16 | 60 | Hall | TRUE
1190417 | 11904 | 17 | 460 | Other | FALSE | 1500W PORTABLE HEATER.
119081 | 11908 | 1 | 45 | Bathroom | TRUE | No windows.
119082 | 11908 | 2 | 150 | Bedroom | TRUE
119083 | 11908 | 3 | 40 | Closet | TRUE | No windows.
119084 | 11908 | 4 | 125 | Dining Room | TRUE | No windows.
119085 | 11908 | 5 | 50 | Hall | TRUE | No windows.
119086 | 11908 | 6 | 100 | Hall | TRUE | No windows.
119087 | 11908 | 7 | 190 | Kitchen | TRUE | No windows.
119088 | 11908 | 8 | 15 | Laundry Room | TRUE | No windows.
119089 | 11908 | 9 | 210 | Living Room | TRUE
1190810 | 11908 | 10 | 80 | Bathroom | TRUE | No windows.
1190811 | 11908 | 11 | 175 | Master Bedroom | TRUE
119101 | 11910 | 1 | 20 | Bathroom | TRUE
119102 | 11910 | 2 | 265 | Bedroom | TRUE
119103 | 11910 | 3 | 217 | Family Room | TRUE
119104 | 11910 | 4 | 38 | Hall | TRUE
119105 | 11910 | 5 | 40 | Laundry Room | TRUE
119106 | 11910 | 6 | 66 | Closet | TRUE
119107 | 11910 | 7 | 40 | Closet | TRUE
119108 | 11910 | 8 | 125 | Bedroom | TRUE
119109 | 11910 | 9 | 63 | Hall | TRUE
1191010 | 11910 | 10 | 55 | Bathroom | TRUE
1191011 | 11910 | 11 | 60 | Hall | TRUE
1191012 | 11910 | 12 | 60 | Bathroom | TRUE
1191013 | 11910 | 13 | 211 | Master Bedroom | TRUE
1191014 | 11910 | 14 | 128 | Other | TRUE
1191015 | 11910 | 15 | 256 | Other | TRUE
1191016 | 11910 | 16 | 135 | Dining Room | TRUE
1191017 | 11910 | 17 | 90 | Hall | TRUE
1191018 | 11910 | 18 | 55 | Hall | TRUE
1191019 | 11910 | 19 | 190 | Kitchen | TRUE
1191020 | 11910 | 20 | 300 | Living Room | TRUE
119141 | 11914 | 1 | 25 | Bathroom | TRUE
119142 | 11914 | 2 | 120 | Bathroom | TRUE
119143 | 11914 | 3 | 75 | Bathroom | TRUE
119144 | 11914 | 4 | 280 | Master Bedroom | TRUE
119145 | 11914 | 5 | 130 | Bedroom | TRUE
119146 | 11914 | 6 | 130 | Bedroom | TRUE
119147 | 11914 | 7 | 180 | Bedroom | TRUE
119148 | 11914 | 8 | 100 | Closet | TRUE
119149 | 11914 | 9 | 154 | Dining Room | TRUE
1191410 | 11914 | 10 | 100 | Hall | TRUE
1191411 | 11914 | 11 | 320 | Family Room | TRUE
1191412 | 11914 | 12 | 630 | Garage | FALSE
1191413 | 11914 | 13 | 250 | Hall | TRUE
1191414 | 11914 | 14 | 350 | Kitchen | TRUE
1191415 | 11914 | 15 | 80 | Laundry Room | TRUE
1191416 | 11914 | 16 | 155 | Living Room | TRUE
1191417 | 11914 | 17 | 110 | Office | TRUE
119251 | 11925 | 1 | 15 | Bathroom | TRUE
119252 | 11925 | 2 | 60 | Bathroom | TRUE
119253 | 11925 | 3 | 122 | Bedroom | TRUE
119254 | 11925 | 4 | 40 | Closet | TRUE
119255 | 11925 | 5 | 148 | Office | TRUE
119256 | 11925 | 6 | 125 | Dining Room | TRUE
119257 | 11925 | 7 | 850 | Garage | FALSE
119258 | 11925 | 8 | 90 | Hall | TRUE
119259 | 11925 | 9 | 275 | Kitchen | TRUE
1192510 | 11925 | 10 | 112 | Laundry Room | TRUE
1192511 | 11925 | 11 | 465 | Living Room | TRUE
1192512 | 11925 | 12 | 123 | Bathroom | TRUE
1192513 | 11925 | 13 | 230 | Master Bedroom | TRUE
119331 | 11933 | 1 | 25 | Bathroom | TRUE
119332 | 11933 | 2 | 75 | Bathroom | TRUE
119333 | 11933 | 3 | 95 | Bedroom | TRUE
119334 | 11933 | 4 | 190 | Other | TRUE
119335 | 11933 | 5 | 130 | Dining Room | TRUE
119336 | 11933 | 6 | 165 | Hall | TRUE
119337 | 11933 | 7 | 130 | Hall | TRUE | No windows.
119338 | 11933 | 8 | 135 | Kitchen | TRUE
119339 | 11933 | 9 | 75 | Laundry Room | TRUE
1193310 | 11933 | 10 | 250 | Living Room | TRUE
1193311 | 11933 | 11 | 167 | Master Bedroom | TRUE
1193312 | 11933 | 12 | 140 | Office | TRUE
1193313 | 11933 | 13 | 25 | Closet | TRUE | No windows.
119431 | 11943 | 1 | 50 | Bathroom | TRUE | no window
119432 | 11943 | 2 | 120 | Bedroom | TRUE | STEAM IRON
119433 | 11943 | 3 | 118 | Bedroom | TRUE
119434 | 11943 | 4 | 108 | Dining Room | TRUE
119435 | 11943 | 5 | 462 | Garage | FALSE | no window
119436 | 11943 | 6 | 73 | Hall | TRUE | no window
119437 | 11943 | 7 | 110 | Kitchen | TRUE
119438 | 11943 | 8 | 45 | Bathroom | TRUE
119439 | 11943 | 9 | 140 | Bedroom | TRUE
1194310 | 11943 | 10 | 390 | Family Room | TRUE
1194311 | 11943 | 11 | 73 | Laundry Room | TRUE | no window
1194312 | 11943 | 12 | 65 | Hall | TRUE | no window
1194313 | 11943 | 13 | 200 | Living Room | TRUE
1194314 | 11943 | 14 | 47 | Bathroom | TRUE | NO EXHAUST FAN
1194315 | 11943 | 15 | 157 | Master Bedroom | TRUE
1194316 | 11943 | 16 | 65 | Hall | TRUE
119531 | 11953 | 1 | 135 | Dining Room | TRUE
119532 | 11953 | 2 | 295 | Garage | FALSE
119533 | 11953 | 3 | 50 | Hall | TRUE
119534 | 11953 | 4 | 43 | Bathroom | TRUE
119535 | 11953 | 5 | 121 | Kitchen | TRUE
119536 | 11953 | 6 | 238 | Living Room | TRUE
119537 | 11953 | 7 | 32 | Bathroom | TRUE
119538 | 11953 | 8 | 136 | Master Bedroom | TRUE
119539 | 11953 | 9 | 103 | Office | TRUE
1195310 | 11953 | 10 | 118 | Bedroom | TRUE
119541 | 11954 | 1 | 900 | Other | TRUE
119542 | 11954 | 2 | 71 | Bathroom | TRUE
119543 | 11954 | 3 | 111 | Bedroom | TRUE
119544 | 11954 | 4 | 132 | Dining Room | TRUE
119545 | 11954 | 5 | 40 | Hall | TRUE | No windows.
119546 | 11954 | 6 | 150 | Kitchen | TRUE
119547 | 11954 | 7 | 162 | Living Room | TRUE
119548 | 11954 | 8 | 21 | Hall | TRUE | No windows.
119549 | 11954 | 9 | 160 | Master Bedroom | TRUE
119581 | 11958 | 1 | 48 | Bathroom | TRUE
119582 | 11958 | 2 | 154 | Master Bedroom | TRUE
119583 | 11958 | 3 | 110 | Bedroom | TRUE | There was someone sleeping in this room. I took information from what the homeowner told me.
119584 | 11958 | 4 | 142 | Bedroom | TRUE
119585 | 11958 | 5 | 126 | Dining Room | TRUE
119586 | 11958 | 6 | 221 | Other | TRUE | Bedroom/Family room. Converted from a garage.
119587 | 11958 | 7 | 47 | Hall | TRUE
119588 | 11958 | 8 | 81 | Kitchen | TRUE
119589 | 11958 | 9 | 275 | Living Room | TRUE
1195810 | 11958 | 10 | 104 | Other | TRUE
119671 | 11967 | 1 | 45 | Bathroom | TRUE
119672 | 11967 | 2 | 130 | Bedroom | TRUE
119673 | 11967 | 3 | 600 | Dining Room | TRUE
119674 | 11967 | 4 | 400 | Garage | FALSE
119675 | 11967 | 5 | 48 | Hall | TRUE
119676 | 11967 | 6 | 200 | Kitchen | TRUE
119677 | 11967 | 7 | 35 | Laundry Room | TRUE
119678 | 11967 | 8 | 200 | Living Room | TRUE
119679 | 11967 | 9 | 60 | Bathroom | TRUE
1196710 | 11967 | 10 | 200 | Master Bedroom | TRUE
1196711 | 11967 | 11 | 130 | Office | TRUE
119711 | 11971 | 1 | 416 | Family Room | TRUE
119712 | 11971 | 2 | 120 | Bedroom | TRUE
119713 | 11971 | 3 | 140 | Bedroom | TRUE
119714 | 11971 | 4 | 180 | Master Bedroom | TRUE
119715 | 11971 | 5 | 50 | Bathroom | TRUE
119716 | 11971 | 6 | 100 | Kitchen | TRUE | no window
119717 | 11971 | 7 | 70 | Hall | TRUE
119718 | 11971 | 8 | 115 | Laundry Room | TRUE
119719 | 11971 | 9 | 125 | Office | TRUE
1197110 | 11971 | 10 | 150 | Hall | TRUE
1197111 | 11971 | 11 | 120 | Dining Room | TRUE
1197112 | 11971 | 12 | 336 | Living Room | TRUE
1197113 | 11971 | 13 | 45 | Bathroom | TRUE | no window
1197114 | 11971 | 14 | 614 | Garage | FALSE
119781 | 11978 | 1 | 80 | Bathroom | TRUE
119782 | 11978 | 2 | 50 | Bathroom | TRUE
119783 | 11978 | 3 | 130 | Bedroom | TRUE
119784 | 11978 | 4 | 130 | Bedroom | TRUE
119785 | 11978 | 5 | 130 | Bedroom | TRUE
119786 | 11978 | 6 | 90 | Dining Room | TRUE
119787 | 11978 | 7 | 380 | Family Room | TRUE
119788 | 11978 | 8 | 480 | Garage | FALSE
119789 | 11978 | 9 | 90 | Hall | TRUE | No windows.
1197810 | 11978 | 10 | 120 | Kitchen | TRUE
1197811 | 11978 | 11 | 30 | Laundry Room | TRUE | No windows.
1197812 | 11978 | 12 | 190 | Living Room | TRUE
1197813 | 11978 | 13 | 290 | Master Bedroom | TRUE
1197814 | 11978 | 14 | 80 | Bathroom | TRUE
1197815 | 11978 | 15 | 45 | Hall | TRUE | No windows.
1197816 | 11978 | 16 | 120 | Bedroom | TRUE
119801 | 11980 | 1 | 366 | Family Room | TRUE
119802 | 11980 | 2 | 150 | Bedroom | TRUE
119803 | 11980 | 3 | 136 | Kitchen | TRUE
119804 | 11980 | 4 | 1008 | Other | TRUE
119805 | 11980 | 5 | 127 | Other | TRUE
119806 | 11980 | 6 | 56 | Bathroom | TRUE
119807 | 11980 | 7 | 33 | Hall | TRUE | No windows.
119808 | 11980 | 8 | 185 | Bedroom | TRUE
119809 | 11980 | 9 | 153 | Master Bedroom | TRUE
1198010 | 11980 | 10 | 38 | Closet | TRUE | No windows.
119881 | 11988 | 1 | 100 | Bathroom | TRUE
119882 | 11988 | 2 | 120 | Bedroom | TRUE
119883 | 11988 | 3 | 120 | Bedroom | TRUE
119884 | 11988 | 4 | 120 | Dining Room | TRUE
119885 | 11988 | 5 | 50 | Hall | TRUE | No windows.
119886 | 11988 | 6 | 60 | Hall | TRUE | No windows.
119887 | 11988 | 7 | 110 | Kitchen | TRUE
119888 | 11988 | 8 | 225 | Living Room | TRUE
119889 | 11988 | 9 | 130 | Office | TRUE
1198810 | 11988 | 10 | 324 | Garage | FALSE
119921 | 11992 | 1 | 66 | Bedroom | TRUE
119922 | 11992 | 2 | 54 | Bathroom | TRUE | No windows.
119923 | 11992 | 3 | 165 | Master Bedroom | TRUE
119924 | 11992 | 4 | 119 | Bedroom | TRUE
119925 | 11992 | 5 | 912 | Other | TRUE
119926 | 11992 | 6 | 81 | Bathroom | TRUE
119927 | 11992 | 7 | 11 | Closet | TRUE | No windows.
119928 | 11992 | 8 | 12 | Closet | TRUE | No windows.
119929 | 11992 | 9 | 155 | Dining Room | TRUE
1199210 | 11992 | 10 | 161 | Family Room | TRUE
1199211 | 11992 | 11 | 374 | Garage | FALSE | No windows.
1199212 | 11992 | 12 | 172 | Kitchen | TRUE
1199213 | 11992 | 13 | 281 | Living Room | TRUE
1199214 | 11992 | 14 | 146 | Office | TRUE
1199215 | 11992 | 15 | 62 | Office | TRUE
1199216 | 11992 | 16 | 68 | Other | TRUE
1199217 | 11992 | 17 | 42 | Hall | TRUE
1199218 | 11992 | 18 | 36 | Other | TRUE
119931 | 11993 | 1 | 104 | Kitchen | TRUE
119932 | 11993 | 2 | 106 | Dining Room | TRUE
119933 | 11993 | 3 | 224 | Living Room | TRUE
119934 | 11993 | 4 | 84 | Hall | TRUE | No windows.
119935 | 11993 | 5 | 50 | Bathroom | TRUE
119936 | 11993 | 6 | 88 | Laundry Room | TRUE
119937 | 11993 | 7 | 188 | Master Bedroom | TRUE
119938 | 11993 | 8 | 143 | Bedroom | TRUE
120161 | 12016 | 1 | 607 | Other | TRUE | Basement
120162 | 12016 | 2 | 53 | Bathroom | TRUE | no window
120163 | 12016 | 3 | 118 | Bedroom | TRUE
120164 | 12016 | 4 | 191 | Bedroom | TRUE
120165 | 12016 | 5 | 289 | Garage | TRUE
120166 | 12016 | 6 | 54 | Hall | TRUE | no window
120167 | 12016 | 7 | 107 | Kitchen | TRUE | no window
120168 | 12016 | 8 | 316 | Living Room | TRUE
120169 | 12016 | 9 | 217 | Master Bedroom | TRUE
1201610 | 12016 | 10 | 124 | Office | TRUE
1201611 | 12016 | 11 | 39 | Hall | TRUE | no windows
120181 | 12018 | 1 | 132 | Dining Room | TRUE
120182 | 12018 | 2 | 140 | Hall | TRUE
120183 | 12018 | 3 | 25 | Bathroom | TRUE
120184 | 12018 | 4 | 150 | Family Room | TRUE
120185 | 12018 | 5 | 460 | Garage | FALSE
120186 | 12018 | 6 | 45 | Bathroom | TRUE
120187 | 12018 | 7 | 150 | Bedroom | TRUE
120188 | 12018 | 8 | 45 | Hall | TRUE
120189 | 12018 | 9 | 230 | Kitchen | TRUE
1201810 | 12018 | 10 | 45 | Laundry Room | TRUE
1201811 | 12018 | 11 | 380 | Living Room | TRUE
1201812 | 12018 | 12 | 90 | Bathroom | TRUE
1201813 | 12018 | 13 | 220 | Master Bedroom | TRUE
1201814 | 12018 | 14 | 165 | Office | TRUE
1201815 | 12018 | 15 | 75 | Other | TRUE
120221 | 12022 | 1 | 25 | Hall | TRUE
120222 | 12022 | 2 | 630 | Other | TRUE
120223 | 12022 | 3 | 10 | Bathroom | TRUE
120224 | 12022 | 4 | 330 | Bedroom | TRUE
120225 | 12022 | 5 | 100 | Dining Room | TRUE
120226 | 12022 | 6 | 108 | Family Room | TRUE
120227 | 12022 | 7 | 43 | Hall | TRUE | no windows
120228 | 12022 | 8 | 145 | Kitchen | TRUE
120229 | 12022 | 9 | 280 | Living Room | TRUE
1202210 | 12022 | 10 | 20 | Hall | TRUE | no windows
1202211 | 12022 | 11 | 140 | Master Bedroom | TRUE
120291 | 12029 | 1 | 1032 | Other | TRUE
120292 | 12029 | 2 | 61 | Bathroom | TRUE
120293 | 12029 | 3 | 146 | Dining Room | TRUE
120294 | 12029 | 4 | 24 | Hall | TRUE | no window, skylight
120295 | 12029 | 5 | 75 | Laundry Room | TRUE | no window
120296 | 12029 | 6 | 302 | Living Room | TRUE
120297 | 12029 | 7 | 130 | Office | TRUE
120298 | 12029 | 8 | 75 | Hall | TRUE | no window
120299 | 12029 | 9 | 175 | Bathroom | TRUE
1202910 | 12029 | 10 | 175 | Bedroom | TRUE
1202911 | 12029 | 11 | 168 | Bedroom | TRUE
1202912 | 12029 | 12 | 42 | Hall | TRUE | no window
120331 | 12033 | 1 | 41 | Bathroom | TRUE
120332 | 12033 | 2 | 118 | Bedroom | TRUE
120333 | 12033 | 3 | 163 | Bedroom | TRUE
120334 | 12033 | 4 | 114 | Dining Room | TRUE
120335 | 12033 | 5 | 62 | Hall | TRUE
120336 | 12033 | 6 | 224 | Garage | FALSE | No windows.
120337 | 12033 | 7 | 48 | Hall | TRUE | No windows.
120338 | 12033 | 8 | 83 | Kitchen | TRUE
120339 | 12033 | 9 | 14 | Laundry Room | TRUE | No windows.
1203310 | 12033 | 10 | 156 | Living Room | TRUE
1203311 | 12033 | 11 | 103 | Office | TRUE
120351 | 12035 | 1 | 80 | Bathroom | TRUE
120352 | 12035 | 2 | 110 | Bedroom | TRUE
120353 | 12035 | 3 | 125 | Bedroom | TRUE
120354 | 12035 | 4 | 105 | Dining Room | TRUE
120355 | 12035 | 5 | 433 | Family Room | TRUE
120356 | 12035 | 6 | 600 | Garage | FALSE | No windows.
120357 | 12035 | 7 | 40 | Hall | TRUE | No windows.
120358 | 12035 | 8 | 70 | Hall | TRUE | No windows.
120359 | 12035 | 9 | 160 | Kitchen | TRUE
1203510 | 12035 | 10 | 120 | Laundry Room | TRUE
1203511 | 12035 | 11 | 300 | Living Room | TRUE
1203512 | 12035 | 12 | 30 | Bathroom | TRUE
1203513 | 12035 | 13 | 146 | Master Bedroom | TRUE
1203514 | 12035 | 14 | 70 | Hall | TRUE
120391 | 12039 | 1 | 93 | Bathroom | TRUE
120392 | 12039 | 2 | 65 | Bathroom | TRUE
120393 | 12039 | 3 | 190 | Bedroom | TRUE
120394 | 12039 | 4 | 205 | Dining Room | TRUE
120395 | 12039 | 5 | 800 | Garage | FALSE
120396 | 12039 | 6 | 150 | Kitchen | TRUE
120397 | 12039 | 7 | 104 | Laundry Room | TRUE
120398 | 12039 | 8 | 550 | Living Room | TRUE
120399 | 12039 | 9 | 220 | Master Bedroom | TRUE
1203910 | 12039 | 10 | 140 | Office | TRUE
120491 | 12049 | 1 | 1104 | Other | TRUE | basement not insulated , contains furnace and water heater
120492 | 12049 | 2 | 48 | Bathroom | TRUE
120493 | 12049 | 3 | 54 | Bathroom | TRUE
120494 | 12049 | 4 | 150 | Bedroom | TRUE
120495 | 12049 | 5 | 134 | Bedroom | TRUE
120496 | 12049 | 6 | 190 | Bedroom | TRUE
120497 | 12049 | 7 | 13 | Closet | TRUE
120498 | 12049 | 8 | 266 | Family Room | TRUE
120499 | 12049 | 9 | 36 | Hall | TRUE
1204910 | 12049 | 10 | 95 | Hall | TRUE
1204911 | 12049 | 11 | 50 | Hall | TRUE
1204912 | 12049 | 12 | 95 | Kitchen | TRUE
1204913 | 12049 | 13 | 134 | Office | TRUE
1204914 | 12049 | 14 | 205 | Other | TRUE
1204915 | 12049 | 15 | 50 | Other | TRUE
120541 | 12054 | 1 | 45 | Hall | TRUE
120542 | 12054 | 2 | 37 | Bathroom | TRUE
120543 | 12054 | 3 | 85 | Bedroom | TRUE
120544 | 12054 | 4 | 160 | Living Room | TRUE
120545 | 12054 | 5 | 160 | Hall | TRUE | no windows
120546 | 12054 | 6 | 31 | Hall | TRUE | no windows
120547 | 12054 | 7 | 120 | Laundry Room | TRUE
120548 | 12054 | 8 | 275 | Living Room | TRUE
120549 | 12054 | 9 | 50 | Closet | TRUE | no windows
1205410 | 12054 | 10 | 120 | Bedroom | TRUE
1205411 | 12054 | 11 | 32 | Closet | TRUE
1205412 | 12054 | 12 | 110 | Office | TRUE
1205413 | 12054 | 13 | 78 | Hall | TRUE
1205414 | 12054 | 14 | 44 | Bathroom | TRUE
1205415 | 12054 | 15 | 127 | Bedroom | TRUE
1205416 | 12054 | 16 | 272 | Kitchen | TRUE
1205417 | 12054 | 17 | 291 | Family Room | TRUE
1205418 | 12054 | 18 | 43 | Bathroom | TRUE | no window
1205419 | 12054 | 19 | 180 | Bedroom | TRUE
1205420 | 12054 | 20 | 45 | Closet | TRUE | no window
1205421 | 12054 | 21 | 75 | Hall | TRUE | no windows
1205422 | 12054 | 22 | 125 | Hall | TRUE | no window
1205423 | 12054 | 23 | 585 | Hall | TRUE
1205424 | 12054 | 24 | 125 | Kitchen | TRUE
1205425 | 12054 | 25 | 185 | Master Bedroom | TRUE
1205426 | 12054 | 26 | 50 | Bathroom | TRUE
120601 | 12060 | 1 | 53 | Bathroom | TRUE
120602 | 12060 | 2 | 130 | Bedroom | TRUE
120603 | 12060 | 3 | 330 | Family Room | TRUE
120604 | 12060 | 4 | 41 | Other | TRUE
120605 | 12060 | 5 | 140 | Hall | TRUE
120606 | 12060 | 6 | 160 | Bedroom | TRUE
120607 | 12060 | 7 | 130 | Laundry Room | TRUE
120608 | 12060 | 8 | 250 | Other | TRUE
120609 | 12060 | 9 | 90 | Hall | TRUE
1206010 | 12060 | 10 | 120 | Other | TRUE
1206011 | 12060 | 11 | 78 | Hall | TRUE
1206012 | 12060 | 12 | 417 | Garage | FALSE
1206013 | 12060 | 13 | 11 | Hall | TRUE
1206014 | 12060 | 14 | 130 | Kitchen | TRUE
1206015 | 12060 | 15 | 60 | Bathroom | TRUE
1206016 | 12060 | 16 | 20 | Closet | TRUE
1206017 | 12060 | 17 | 200 | Master Bedroom | TRUE
1206018 | 12060 | 18 | 230 | Dining Room | TRUE
1206019 | 12060 | 19 | 75 | Hall | TRUE
1206020 | 12060 | 20 | 56 | Bathroom | TRUE
1206021 | 12060 | 21 | 350 | Living Room | TRUE
1206022 | 12060 | 22 | 150 | Office | TRUE
1206023 | 12060 | 23 | 121 | Other | TRUE
120621 | 12062 | 1 | 135 | Bedroom | TRUE
120622 | 12062 | 2 | 756 | Garage | FALSE
120623 | 12062 | 3 | 90 | Dining Room | TRUE
120624 | 12062 | 4 | 70 | Hall | TRUE
120625 | 12062 | 5 | 63 | Bathroom | TRUE
120626 | 12062 | 6 | 84 | Hall | TRUE
120627 | 12062 | 7 | 180 | Kitchen | TRUE
120628 | 12062 | 8 | 221 | Living Room | TRUE
120629 | 12062 | 9 | 30 | Bathroom | TRUE
1206210 | 12062 | 10 | 147 | Master Bedroom | TRUE
1206211 | 12062 | 11 | 42 | Closet | TRUE
1206212 | 12062 | 12 | 165 | Office | TRUE
1206213 | 12062 | 13 | 16 | Closet | TRUE
120631 | 12063 | 1 | 115 | Dining Room | TRUE
120632 | 12063 | 2 | 24 | Hall | TRUE
120633 | 12063 | 3 | 437 | Garage | FALSE
120634 | 12063 | 4 | 78 | Kitchen | TRUE
120635 | 12063 | 5 | 202 | Living Room | TRUE
120636 | 12063 | 6 | 105 | Hall | TRUE
120637 | 12063 | 7 | 98 | Bathroom | TRUE
120638 | 12063 | 8 | 145 | Master Bedroom | TRUE
120639 | 12063 | 9 | 23 | Bathroom | TRUE
1206310 | 12063 | 10 | 193 | Office | TRUE
1206311 | 12063 | 11 | 130 | Office | TRUE
1206312 | 12063 | 12 | 110 | Closet | TRUE | converted bedroom. Used as house storage/closet for gear, etc. Treated as a large walk in closet
120641 | 12064 | 1 | 432 | Other | TRUE
120642 | 12064 | 2 | 50 | Bathroom | TRUE
120643 | 12064 | 3 | 125 | Bedroom | TRUE
120644 | 12064 | 4 | 100 | Bedroom | TRUE
120645 | 12064 | 5 | 35 | Other | TRUE
120646 | 12064 | 6 | 50 | Closet | TRUE | no windows
120647 | 12064 | 7 | 130 | Dining Room | TRUE
120648 | 12064 | 8 | 35 | Hall | TRUE | no windows
120649 | 12064 | 9 | 25 | Hall | TRUE | no windows
1206410 | 12064 | 10 | 80 | Kitchen | TRUE
1206411 | 12064 | 11 | 200 | Living Room | TRUE
1206412 | 12064 | 12 | 30 | Hall | TRUE | no windows
120861 | 12086 | 1 | 80 | Bathroom | TRUE
120862 | 12086 | 2 | 140 | Bedroom | TRUE
120863 | 12086 | 3 | 111 | Bedroom | TRUE
120864 | 12086 | 4 | 40 | Closet | TRUE
120865 | 12086 | 5 | 240 | Garage | FALSE | NOT USED FOR PARKIKNG. STORAGE ONLY.
120866 | 12086 | 6 | 86 | Dining Room | TRUE
120867 | 12086 | 7 | 42 | Hall | TRUE
120868 | 12086 | 8 | 217 | Kitchen | TRUE
120869 | 12086 | 9 | 45 | Laundry Room | TRUE
1208610 | 12086 | 10 | 200 | Living Room | TRUE
1208611 | 12086 | 11 | 43 | Bathroom | TRUE
1208612 | 12086 | 12 | 140 | Master Bedroom | TRUE
120921 | 12092 | 1 | 42 | Bathroom | TRUE
120922 | 12092 | 2 | 54 | Bathroom | TRUE
120923 | 12092 | 3 | 200 | Bedroom | TRUE
120924 | 12092 | 4 | 223 | Bedroom | TRUE
120925 | 12092 | 5 | 285 | Bedroom | TRUE
120926 | 12092 | 6 | 445 | Bedroom | TRUE | 2nd floor , conditioned with stove pipe
120927 | 12092 | 7 | 143 | Bedroom | TRUE | room open to bed 4 on 2nd floor
120928 | 12092 | 8 | 224 | Bedroom | TRUE | unoccupied bed on unconditioned 2nd floor
120929 | 12092 | 9 | 670 | Living Room | TRUE
1209210 | 12092 | 10 | 94 | Hall | TRUE
1209211 | 12092 | 11 | 110 | Kitchen | TRUE
1209212 | 12092 | 12 | 600 | Other | FALSE | huge unconditioned room with a high ceiling used for storage now , was once an old music hall
1209213 | 12092 | 13 | 180 | Dining Room | TRUE
1209214 | 12092 | 14 | 96 | Other | FALSE
1209215 | 12092 | 15 | 223 | Other | FALSE | unconditioned room on mostly conditioned main floor
1209216 | 12092 | 16 | 232 | Other | FALSE | unconditioned room on main floor used for storage
121011 | 12101 | 1 | 397 | Family Room | TRUE
121012 | 12101 | 2 | 183 | Bedroom | TRUE
121013 | 12101 | 3 | 138 | Bedroom | TRUE
121014 | 12101 | 4 | 157 | Bedroom | TRUE
121015 | 12101 | 5 | 64 | Bathroom | TRUE
121016 | 12101 | 6 | 21 | Bathroom | TRUE
121017 | 12101 | 7 | 458 | Garage | FALSE
121018 | 12101 | 8 | 343 | Other | TRUE | basement
121019 | 12101 | 9 | 21 | Laundry Room | TRUE | no window
1210110 | 12101 | 10 | 93 | Hall | TRUE | no window
1210111 | 12101 | 11 | 174 | Master Bedroom | TRUE
1210112 | 12101 | 12 | 37 | Bathroom | TRUE
1210113 | 12101 | 13 | 287 | Kitchen | TRUE
1210114 | 12101 | 14 | 269 | Living Room | TRUE
1210115 | 12101 | 15 | 123 | Hall | TRUE
1210116 | 12101 | 16 | 49 | Closet | TRUE | no window
121031 | 12103 | 1 | 44 | Bathroom | TRUE
121032 | 12103 | 2 | 108 | Bedroom | TRUE
121033 | 12103 | 3 | 143 | Bedroom | TRUE
121034 | 12103 | 4 | 123 | Bedroom | TRUE
121035 | 12103 | 5 | 99 | Dining Room | TRUE
121036 | 12103 | 6 | 150 | Garage | FALSE | No windows.
121037 | 12103 | 7 | 156 | Other | FALSE
121038 | 12103 | 8 | 45 | Hall | TRUE | No windows.
121039 | 12103 | 9 | 94 | Kitchen | TRUE
1210310 | 12103 | 10 | 46 | Laundry Room | TRUE | No windows.
1210311 | 12103 | 11 | 221 | Living Room | TRUE
121051 | 12105 | 1 | 64 | Bathroom | TRUE
121052 | 12105 | 2 | 136 | Bedroom | TRUE
121053 | 12105 | 3 | 135 | Bedroom | TRUE
121054 | 12105 | 4 | 20 | Closet | TRUE | No windows.
121055 | 12105 | 5 | 783 | Other | TRUE
121056 | 12105 | 6 | 492 | Garage | FALSE | No windows.
121057 | 12105 | 7 | 239 | Hall | TRUE | No windows.
121058 | 12105 | 8 | 78 | Hall | TRUE | No windows.
121059 | 12105 | 9 | 353 | Kitchen | TRUE
1210510 | 12105 | 10 | 103 | Laundry Room | TRUE
1210511 | 12105 | 11 | 350 | Living Room | TRUE
1210512 | 12105 | 12 | 122 | Closet | TRUE | No windows.
1210513 | 12105 | 13 | 160 | Bathroom | TRUE
1210514 | 12105 | 14 | 353 | Master Bedroom | TRUE
1210515 | 12105 | 15 | 85 | Hall | TRUE | no windows
121071 | 12107 | 1 | 59 | Hall | TRUE
121072 | 12107 | 2 | 20 | Bathroom | TRUE | No windows.
121073 | 12107 | 3 | 38 | Bathroom | TRUE | No windows.
121074 | 12107 | 4 | 128 | Bedroom | TRUE
121075 | 12107 | 5 | 178 | Bedroom | TRUE
121076 | 12107 | 6 | 24 | Closet | TRUE | No windows.
121077 | 12107 | 7 | 71 | Dining Room | TRUE
121078 | 12107 | 8 | 27 | Hall | TRUE | No windows.
121079 | 12107 | 9 | 49 | Hall | TRUE | hall/laundry No windows.
1210710 | 12107 | 10 | 70 | Kitchen | TRUE | No windows.
1210711 | 12107 | 11 | 9 | Laundry Room | FALSE | No windows.
1210712 | 12107 | 12 | 155 | Living Room | TRUE | large lavalamp present. see large unusual loads. one computer setup runs on a single strip, participant' personal KW meter measured 368W avg.
1210713 | 12107 | 13 | 50 | Hall | TRUE | No windows.
1210714 | 12107 | 14 | 123 | Bathroom | TRUE
121081 | 12108 | 1 | 60 | Hall | TRUE | No windows.
121082 | 12108 | 2 | 222 | Bedroom | TRUE
121083 | 12108 | 3 | 120 | Dining Room | TRUE
121084 | 12108 | 4 | 151 | Family Room | TRUE
121085 | 12108 | 5 | 48 | Closet | TRUE | No windows.
121086 | 12108 | 6 | 88 | Bathroom | TRUE
121087 | 12108 | 7 | 167 | Master Bedroom | TRUE
121088 | 12108 | 8 | 36 | Closet | TRUE | No windows.
121089 | 12108 | 9 | 185 | Bedroom | TRUE
1210810 | 12108 | 10 | 30 | Closet | TRUE | No windows.
1210811 | 12108 | 11 | 263 | Living Room | TRUE | Unable to measure TV watts
1210812 | 12108 | 12 | 150 | Kitchen | TRUE | No windows.
1210813 | 12108 | 13 | 67 | Dining Room | TRUE
1210814 | 12108 | 14 | 121 | Family Room | TRUE
1210815 | 12108 | 15 | 70 | Bathroom | TRUE
1210816 | 12108 | 16 | 62 | Hall | TRUE | No windows.
1210817 | 12108 | 17 | 119 | Office | TRUE
121111 | 12111 | 1 | 100 | Bathroom | TRUE
121112 | 12111 | 2 | 360 | Other | TRUE
121113 | 12111 | 3 | 428 | Other | FALSE
121114 | 12111 | 4 | 76 | Closet | TRUE
121115 | 12111 | 5 | 140 | Dining Room | TRUE
121116 | 12111 | 6 | 200 | Garage | FALSE
121117 | 12111 | 7 | 65 | Hall | TRUE
121118 | 12111 | 8 | 133 | Kitchen | TRUE
121119 | 12111 | 9 | 223 | Living Room | TRUE
1211110 | 12111 | 10 | 113 | Bathroom | TRUE
1211111 | 12111 | 11 | 160 | Master Bedroom | TRUE
1211112 | 12111 | 12 | 200 | Office | TRUE
1211113 | 12111 | 13 | 43 | Other | TRUE
121141 | 12114 | 1 | 90 | Laundry Room | TRUE
121142 | 12114 | 2 | 266 | Family Room | TRUE
121143 | 12114 | 3 | 525 | Garage | FALSE
121144 | 12114 | 4 | 55 | Hall | TRUE | No windows
121145 | 12114 | 5 | 178 | Office | TRUE
121146 | 12114 | 6 | 75 | Bathroom | TRUE | no windows
121147 | 12114 | 7 | 120 | Bedroom | TRUE
121148 | 12114 | 8 | 105 | Dining Room | TRUE
121149 | 12114 | 9 | 75 | Hall | TRUE
1211410 | 12114 | 10 | 115 | Bedroom | TRUE
1211411 | 12114 | 11 | 75 | Hall | TRUE | no windows
1211412 | 12114 | 12 | 145 | Kitchen | TRUE
1211413 | 12114 | 13 | 250 | Living Room | TRUE
1211414 | 12114 | 14 | 188 | Master Bedroom | TRUE
1211415 | 12114 | 15 | 45 | Bathroom | TRUE | No windows
1211416 | 12114 | 16 | 21 | Bathroom | TRUE
121311 | 12131 | 1 | 105 | Bedroom | TRUE
121312 | 12131 | 2 | 136 | Bedroom | TRUE
121313 | 12131 | 3 | 120 | Bedroom | TRUE
121314 | 12131 | 4 | 30 | Closet | TRUE | No windows.
121315 | 12131 | 5 | 70 | Dining Room | TRUE
121316 | 12131 | 6 | 56 | Hall | TRUE | No windows.
121317 | 12131 | 7 | 80 | Kitchen | TRUE
121318 | 12131 | 8 | 255 | Living Room | TRUE
121319 | 12131 | 9 | 210 | Laundry Room | TRUE
121421 | 12142 | 1 | 123 | Bedroom | TRUE
121422 | 12142 | 2 | 19 | Closet | TRUE
121423 | 12142 | 3 | 180 | Family Room | TRUE
121424 | 12142 | 4 | 200 | Master Bedroom | TRUE
121425 | 12142 | 5 | 80 | Office | TRUE
121426 | 12142 | 6 | 200 | Garage | FALSE | No windows.
121427 | 12142 | 7 | 912 | Other | TRUE
121428 | 12142 | 8 | 134 | Kitchen | TRUE
121429 | 12142 | 9 | 87 | Dining Room | TRUE
1214210 | 12142 | 10 | 210 | Living Room | TRUE
1214211 | 12142 | 11 | 42 | Hall | TRUE
1214212 | 12142 | 12 | 48 | Bathroom | TRUE
1214213 | 12142 | 13 | 28 | Hall | TRUE | No windows.
1214214 | 12142 | 14 | 116 | Bedroom | TRUE
121441 | 12144 | 1 | 40 | Bathroom | TRUE
121442 | 12144 | 2 | 120 | Dining Room | TRUE
121443 | 12144 | 3 | 414 | Family Room | TRUE
121444 | 12144 | 4 | 117 | Hall | TRUE
121445 | 12144 | 5 | 640 | Garage | FALSE
121446 | 12144 | 6 | 110 | Bedroom | TRUE
121447 | 12144 | 7 | 83 | Hall | TRUE | Flat Attic above
121448 | 12144 | 8 | 153 | Kitchen | TRUE
121449 | 12144 | 9 | 41 | Laundry Room | TRUE
1214410 | 12144 | 10 | 221 | Living Room | TRUE | I was not able to detach the cover for the ceiling fan in the living room and family room. I didn't want to force it! The homeowner said that these fans took "special" bulbs.
1214411 | 12144 | 11 | 216 | Other | TRUE
1214412 | 12144 | 12 | 48 | Bathroom | TRUE
1214413 | 12144 | 13 | 257 | Bedroom | TRUE
1214414 | 12144 | 14 | 36 | Closet | TRUE
1214415 | 12144 | 15 | 35 | Bathroom | TRUE
1214416 | 12144 | 16 | 110 | Office | TRUE
121451 | 12145 | 1 | 68 | Closet | TRUE | No windows.
121452 | 12145 | 2 | 38 | Bathroom | TRUE
121453 | 12145 | 3 | 137 | Bedroom | TRUE | too many cords around tv could not get behind dresser to get the cord for tv
121454 | 12145 | 4 | 116 | Bedroom | TRUE
121455 | 12145 | 5 | 68 | Dining Room | TRUE
121456 | 12145 | 6 | 245 | Laundry Room | TRUE
121457 | 12145 | 7 | 210 | Other | TRUE
121458 | 12145 | 8 | 179 | Garage | TRUE | No windows.
121459 | 12145 | 9 | 29 | Hall | TRUE | No windows.
1214510 | 12145 | 10 | 77 | Kitchen | TRUE
1214511 | 12145 | 11 | 230 | Living Room | TRUE
1214512 | 12145 | 12 | 46 | Other | TRUE | No windows.
121461 | 12146 | 1 | 650 | Other | TRUE
121462 | 12146 | 2 | 62 | Bathroom | TRUE
121463 | 12146 | 3 | 52 | Bathroom | TRUE
121464 | 12146 | 4 | 193 | Bedroom | TRUE
121465 | 12146 | 5 | 190 | Bedroom | TRUE
121466 | 12146 | 6 | 70 | Closet | TRUE
121467 | 12146 | 7 | 42 | Closet | TRUE
121468 | 12146 | 8 | 367 | Dining Room | TRUE
121469 | 12146 | 9 | 220 | Hall | TRUE
1214610 | 12146 | 10 | 480 | Garage | FALSE
1214611 | 12146 | 11 | 50 | Bathroom | TRUE
1214612 | 12146 | 12 | 30 | Hall | TRUE
1214613 | 12146 | 13 | 215 | Kitchen | TRUE
1214614 | 12146 | 14 | 485 | Living Room | TRUE
1214615 | 12146 | 15 | 170 | Other | TRUE
1214616 | 12146 | 16 | 60 | Hall | TRUE
1214617 | 12146 | 17 | 100 | Bathroom | TRUE
1214618 | 12146 | 18 | 82 | Closet | TRUE
1214619 | 12146 | 19 | 25 | Laundry Room | TRUE
1214620 | 12146 | 20 | 345 | Master Bedroom | TRUE
121481 | 12148 | 1 | 240 | Living Room | TRUE
121482 | 12148 | 2 | 144 | Bedroom | TRUE
121483 | 12148 | 3 | 56 | Bathroom | TRUE
121484 | 12148 | 4 | 203 | Dining Room | TRUE
121485 | 12148 | 5 | 48 | Hall | TRUE
121486 | 12148 | 6 | 96 | Other | TRUE
121487 | 12148 | 7 | 21 | Hall | TRUE
121488 | 12148 | 8 | 123 | Kitchen | TRUE
121489 | 12148 | 9 | 300 | Laundry Room | TRUE
1214810 | 12148 | 10 | 195 | Living Room | TRUE
1214811 | 12148 | 11 | 176 | Master Bedroom | TRUE
1214812 | 12148 | 12 | 30 | Bathroom | TRUE
1214813 | 12148 | 13 | 428 | Bedroom | TRUE | The second floor is a large open room (with a bathroom in the middle). The second floor has kneewalls that are not conditioned, however, several panels of sheetrock are missing, creating huge air leakage to the attic space.
1214814 | 12148 | 14 | 124 | Bedroom | TRUE
1214815 | 12148 | 15 | 120 | Other | TRUE
121531 | 12153 | 1 | 65 | Dining Room | TRUE
121532 | 12153 | 2 | 62 | Hall | TRUE | no window or skylight
121533 | 12153 | 3 | 170 | Garage | FALSE | no window or skylight
121534 | 12153 | 4 | 62 | Kitchen | TRUE
121535 | 12153 | 5 | 156 | Living Room | TRUE
121536 | 12153 | 6 | 41 | Bathroom | TRUE | no window or skylight
121537 | 12153 | 7 | 240 | Master Bedroom | TRUE
121538 | 12153 | 8 | 48 | Closet | TRUE | no window or skylight
121539 | 12153 | 9 | 78 | Office | TRUE
1215310 | 12153 | 10 | 118 | Bedroom | TRUE
1215311 | 12153 | 11 | 118 | Bedroom | TRUE
1215312 | 12153 | 12 | 60 | Hall | TRUE
1215313 | 12153 | 13 | 42 | Hall | TRUE | no window or skylight
121631 | 12163 | 1 | 843 | Other | TRUE
121632 | 12163 | 2 | 127 | Bedroom | TRUE | No windows.
121633 | 12163 | 3 | 36 | Bathroom | TRUE
121634 | 12163 | 4 | 145 | Master Bedroom | TRUE
121635 | 12163 | 5 | 45 | Closet | TRUE | No windows.
121636 | 12163 | 6 | 145 | Bedroom | TRUE
121637 | 12163 | 7 | 111 | Dining Room | TRUE
121638 | 12163 | 8 | 168 | Kitchen | TRUE
121639 | 12163 | 9 | 283 | Living Room | TRUE
121691 | 12169 | 1 | 143 | Bedroom | TRUE
121692 | 12169 | 2 | 227 | Garage | FALSE
121693 | 12169 | 3 | 30 | Bathroom | TRUE | no window
121694 | 12169 | 4 | 144 | Other | TRUE
121695 | 12169 | 5 | 317 | Family Room | TRUE
121696 | 12169 | 6 | 75 | Laundry Room | TRUE | no window
121697 | 12169 | 7 | 40 | Hall | TRUE | no window
121698 | 12169 | 8 | 80 | Hall | TRUE | no window
121699 | 12169 | 9 | 124 | Bedroom | TRUE
1216910 | 12169 | 10 | 100 | Hall | TRUE
1216911 | 12169 | 11 | 10 | Closet | TRUE | No window
1216912 | 12169 | 12 | 64 | Bathroom | TRUE
1216913 | 12169 | 13 | 85 | Office | TRUE
1216914 | 12169 | 14 | 143 | Master Bedroom | TRUE
1216915 | 12169 | 15 | 300 | Living Room | TRUE
1216916 | 12169 | 16 | 213 | Kitchen | TRUE
121761 | 12176 | 1 | 181 | Dining Room | TRUE
121762 | 12176 | 2 | 83 | Hall | TRUE
121763 | 12176 | 3 | 342 | Family Room | TRUE | unknown year and model on tv, was unable to get to back of tv
121764 | 12176 | 4 | 231 | Bedroom | TRUE
121765 | 12176 | 5 | 45 | Hall | TRUE
121766 | 12176 | 6 | 271 | Kitchen | TRUE
121767 | 12176 | 7 | 258 | Laundry Room | TRUE
121768 | 12176 | 8 | 175 | Living Room | TRUE
121769 | 12176 | 9 | 36 | Bathroom | TRUE
1217610 | 12176 | 10 | 116 | Master Bedroom | TRUE
1217611 | 12176 | 11 | 108 | Bedroom | TRUE
1217612 | 12176 | 12 | 176 | Bathroom | TRUE
1217613 | 12176 | 13 | 91 | Hall | TRUE
121831 | 12183 | 1 | 24 | Bathroom | TRUE
121832 | 12183 | 2 | 44 | Bathroom | TRUE
121833 | 12183 | 3 | 61 | Bathroom | TRUE
121834 | 12183 | 4 | 124 | Bedroom | TRUE
121835 | 12183 | 5 | 30 | Closet | TRUE
121836 | 12183 | 6 | 40 | Closet | TRUE
121837 | 12183 | 7 | 100 | Dining Room | TRUE
121838 | 12183 | 8 | 90 | Other | TRUE
121839 | 12183 | 9 | 420 | Garage | FALSE
1218310 | 12183 | 10 | 225 | Kitchen | TRUE
1218311 | 12183 | 11 | 201 | Living Room | TRUE
1218312 | 12183 | 12 | 235 | Master Bedroom | TRUE
1218313 | 12183 | 13 | 127 | Office | TRUE
1218314 | 12183 | 14 | 56 | Other | TRUE
121861 | 12186 | 1 | 117 | Dining Room | TRUE
121862 | 12186 | 2 | 86 | Hall | TRUE
121863 | 12186 | 3 | 30 | Closet | TRUE
121864 | 12186 | 4 | 345 | Family Room | TRUE
121865 | 12186 | 5 | 45 | Bathroom | TRUE
121866 | 12186 | 6 | 100 | Laundry Room | TRUE
121867 | 12186 | 7 | 560 | Garage | FALSE
121868 | 12186 | 8 | 109 | Kitchen | TRUE
121869 | 12186 | 9 | 71 | Hall | TRUE
1218610 | 12186 | 10 | 51 | Bathroom | TRUE
1218611 | 12186 | 11 | 162 | Bedroom | TRUE
1218612 | 12186 | 12 | 41 | Bathroom | TRUE
1218613 | 12186 | 13 | 152 | Bedroom | TRUE
1218614 | 12186 | 14 | 137 | Bedroom | TRUE
1218615 | 12186 | 15 | 246 | Living Room | TRUE
121901 | 12190 | 1 | 27 | Bathroom | TRUE
121902 | 12190 | 2 | 125 | Bathroom | TRUE
121903 | 12190 | 3 | 38 | Bathroom | TRUE
121904 | 12190 | 4 | 75 | Bathroom | TRUE
121905 | 12190 | 5 | 53 | Bathroom | TRUE
121906 | 12190 | 6 | 170 | Bedroom | TRUE
121907 | 12190 | 7 | 170 | Bedroom | TRUE
121908 | 12190 | 8 | 170 | Bedroom | TRUE
121909 | 12190 | 9 | 112 | Closet | TRUE
1219010 | 12190 | 10 | 113 | Other | TRUE
1219011 | 12190 | 11 | 248 | Dining Room | TRUE
1219012 | 12190 | 12 | 160 | Other | TRUE
1219013 | 12190 | 13 | 145 | Family Room | TRUE
1219014 | 12190 | 14 | 580 | Garage | FALSE
1219015 | 12190 | 15 | 138 | Bedroom | TRUE
1219016 | 12190 | 16 | 138 | Bedroom | TRUE
1219017 | 12190 | 17 | 118 | Hall | TRUE
1219018 | 12190 | 18 | 165 | Hall | TRUE
1219019 | 12190 | 19 | 37 | Hall | TRUE
1219020 | 12190 | 20 | 248 | Kitchen | TRUE
1219021 | 12190 | 21 | 52 | Laundry Room | TRUE
1219022 | 12190 | 22 | 520 | Other | TRUE
1219023 | 12190 | 23 | 265 | Master Bedroom | TRUE
1219024 | 12190 | 24 | 78 | Other | TRUE
1219025 | 12190 | 25 | 165 | Other | TRUE
1219026 | 12190 | 26 | 88 | Office | TRUE
1219027 | 12190 | 27 | 63 | Other | TRUE
1219028 | 12190 | 28 | 120 | Other | TRUE
121971 | 12197 | 1 | 20 | Hall | TRUE | NO WINDOWS
121972 | 12197 | 2 | 780 | Other | TRUE
121973 | 12197 | 3 | 43 | Bathroom | TRUE
121974 | 12197 | 4 | 140 | Master Bedroom | TRUE
121975 | 12197 | 5 | 15 | Closet | TRUE | NO WINDOWS
121976 | 12197 | 6 | 4 | Closet | TRUE | NO WINDOWS
121977 | 12197 | 7 | 171 | Kitchen | TRUE
121978 | 12197 | 8 | 245 | Living Room | TRUE
121979 | 12197 | 9 | 35 | Hall | TRUE | NO WINDOWS
1219710 | 12197 | 10 | 25 | Closet | TRUE | NO WINDOWS
1219711 | 12197 | 11 | 116 | Other | TRUE
121991 | 12199 | 1 | 75 | Bathroom | TRUE
121992 | 12199 | 2 | 130 | Master Bedroom | TRUE
121993 | 12199 | 3 | 27 | Closet | TRUE | No windows.
121994 | 12199 | 4 | 168 | Dining Room | TRUE
121995 | 12199 | 5 | 56 | Hall | TRUE
121996 | 12199 | 6 | 322 | Garage | FALSE | No windows.
121997 | 12199 | 7 | 322 | Garage | FALSE | No windows.
121998 | 12199 | 8 | 159 | Kitchen | TRUE
121999 | 12199 | 9 | 86 | Laundry Room | TRUE
1219910 | 12199 | 10 | 278 | Living Room | TRUE
1219911 | 12199 | 11 | 116 | Family Room | TRUE
122031 | 12203 | 1 | 50 | Bathroom | TRUE | no window, skylight present
122032 | 12203 | 2 | 150 | Bedroom | TRUE
122033 | 12203 | 3 | 25 | Hall | TRUE | no windows
122034 | 12203 | 4 | 168 | Dining Room | TRUE
122035 | 12203 | 5 | 138 | Family Room | TRUE
122036 | 12203 | 6 | 126 | Kitchen | TRUE
122037 | 12203 | 7 | 200 | Living Room | TRUE
122038 | 12203 | 8 | 73 | Other | TRUE
122039 | 12203 | 9 | 105 | Office | TRUE
1220310 | 12203 | 10 | 28 | Hall | TRUE | no windows
1220311 | 12203 | 11 | 118 | Bedroom | TRUE
1220312 | 12203 | 12 | 245 | Master Bedroom | TRUE
122071 | 12207 | 1 | 25 | Bathroom | TRUE
122072 | 12207 | 2 | 94 | Dining Room | TRUE
122073 | 12207 | 3 | 480 | Garage | FALSE
122074 | 12207 | 4 | 100 | Hall | TRUE
122075 | 12207 | 5 | 124 | Kitchen | TRUE
122076 | 12207 | 6 | 54 | Laundry Room | TRUE
122077 | 12207 | 7 | 200 | Living Room | TRUE
122078 | 12207 | 8 | 68 | Bathroom | TRUE
122079 | 12207 | 9 | 105 | Bedroom | TRUE
1220710 | 12207 | 10 | 131 | Bedroom | TRUE
1220711 | 12207 | 11 | 100 | Hall | TRUE
1220712 | 12207 | 12 | 126 | Master Bedroom | TRUE
122131 | 12213 | 1 | 167 | Living Room | TRUE
122132 | 12213 | 2 | 39 | Hall | TRUE
122133 | 12213 | 3 | 97 | Kitchen | TRUE
122134 | 12213 | 4 | 131 | Dining Room | TRUE
122135 | 12213 | 5 | 35 | Hall | TRUE
122136 | 12213 | 6 | 51 | Bathroom | TRUE
122137 | 12213 | 7 | 154 | Bedroom | TRUE
122138 | 12213 | 8 | 94 | Bedroom | TRUE
122139 | 12213 | 9 | 288 | Garage | FALSE
122141 | 12214 | 1 | 35 | Bathroom | TRUE | No windows.
122142 | 12214 | 2 | 53 | Bathroom | TRUE
122143 | 12214 | 3 | 148 | Master Bedroom | TRUE
122144 | 12214 | 4 | 165 | Bedroom | TRUE
122145 | 12214 | 5 | 145 | Bedroom | TRUE
122146 | 12214 | 6 | 366 | Garage | FALSE | No windows.
122147 | 12214 | 7 | 40 | Hall | TRUE | No windows.
122148 | 12214 | 8 | 102 | Kitchen | TRUE
122149 | 12214 | 9 | 280 | Living Room | TRUE
1221410 | 12214 | 10 | 55 | Dining Room | TRUE
122151 | 12215 | 1 | 60 | Bathroom | TRUE
122152 | 12215 | 2 | 147 | Bedroom | TRUE
122153 | 12215 | 3 | 86 | Dining Room | TRUE
122154 | 12215 | 4 | 332 | Garage | FALSE | No windows.
122155 | 12215 | 5 | 50 | Hall | TRUE | No windows.
122156 | 12215 | 6 | 45 | Hall | TRUE
122157 | 12215 | 7 | 110 | Kitchen | TRUE
122158 | 12215 | 8 | 77 | Laundry Room | TRUE | No windows.
122159 | 12215 | 9 | 266 | Living Room | TRUE
1221510 | 12215 | 10 | 192 | Master Bedroom | TRUE
122261 | 12226 | 1 |  | Other | FALSE
122262 | 12226 | 2 | 54 | Bathroom | TRUE
122263 | 12226 | 3 | 165 | Bathroom | TRUE
122264 | 12226 | 4 | 99 | Bathroom | TRUE
122265 | 12226 | 5 | 37 | Bathroom | TRUE
122266 | 12226 | 6 | 232 | Bedroom | TRUE
122267 | 12226 | 7 | 210 | Bedroom | TRUE
122268 | 12226 | 8 | 155 | Bedroom | TRUE
122269 | 12226 | 9 | 206 | Bedroom | TRUE
1222610 | 12226 | 10 | 165 | Bedroom | TRUE
1222611 | 12226 | 11 | 200 | Bedroom | TRUE
1222612 | 12226 | 12 | 240 | Other | TRUE
1222613 | 12226 | 13 | 53 | Closet | TRUE
1222614 | 12226 | 14 | 24 | Closet | TRUE
1222615 | 12226 | 15 | 267 | Family Room | TRUE
1222616 | 12226 | 16 | 480 | Other | TRUE
1222617 | 12226 | 17 | 820 | Garage | FALSE | 30 x20 17
1222618 | 12226 | 18 | 430 | Hall | TRUE
1222619 | 12226 | 19 | 280 | Kitchen | TRUE
1222620 | 12226 | 20 | 54 | Laundry Room | TRUE
1222621 | 12226 | 21 | 350 | Living Room | TRUE
1222622 | 12226 | 22 | 65 | Closet | TRUE
122291 | 12229 | 1 | 50 | Bathroom | TRUE
122292 | 12229 | 2 | 65 | Bathroom | TRUE | No windows.
122293 | 12229 | 3 | 150 | Bedroom | TRUE
122294 | 12229 | 4 | 100 | Dining Room | TRUE
122295 | 12229 | 5 | 150 | Family Room | TRUE
122296 | 12229 | 6 | 60 | Hall | TRUE | No windows.
122297 | 12229 | 7 | 170 | Kitchen | TRUE
122298 | 12229 | 8 | 50 | Laundry Room | TRUE | No windows.
122299 | 12229 | 9 | 260 | Living Room | TRUE
1222910 | 12229 | 10 | 140 | Master Bedroom | TRUE
1222911 | 12229 | 11 | 90 | Office | TRUE
122301 | 12230 | 1 | 96 | Bathroom | TRUE
122302 | 12230 | 2 | 64 | Bathroom | TRUE | 8 x 8
122303 | 12230 | 3 | 168 | Bedroom | TRUE
122304 | 12230 | 4 | 70 | Hall | TRUE
122305 | 12230 | 5 | 70 | Other | TRUE
122306 | 12230 | 6 | 308 | Family Room | TRUE | 22 x 14
122307 | 12230 | 7 | 624 | Garage | FALSE
122308 | 12230 | 8 | 288 | Kitchen | TRUE
122309 | 12230 | 9 | 64 | Laundry Room | TRUE | 8 x 8
1223010 | 12230 | 10 | 315 | Living Room | TRUE
1223011 | 12230 | 11 | 54 | Bathroom | TRUE
1223012 | 12230 | 12 | 225 | Master Bedroom | TRUE
1223013 | 12230 | 13 | 168 | Office | TRUE
1223014 | 12230 | 14 | 154 | Office | TRUE | 11 x 14
1223015 | 12230 | 15 | 69 | Hall | TRUE
122321 | 12232 | 1 | 60 | Other | TRUE
122322 | 12232 | 2 | 40 | Bathroom | TRUE
122323 | 12232 | 3 | 40 | Bathroom | TRUE
122324 | 12232 | 4 | 56 | Bathroom | TRUE
122325 | 12232 | 5 | 124 | Bedroom | TRUE
122326 | 12232 | 6 | 165 | Bedroom | TRUE
122327 | 12232 | 7 | 15 | Closet | TRUE
122328 | 12232 | 8 | 72 | Dining Room | TRUE
122329 | 12232 | 9 | 35 | Hall | TRUE
1223210 | 12232 | 10 | 288 | Kitchen | TRUE
1223211 | 12232 | 11 | 100 | Kitchen | TRUE
1223212 | 12232 | 12 | 388 | Family Room | TRUE
1223213 | 12232 | 13 | 40 | Bathroom | TRUE
1223214 | 12232 | 14 | 155 | Master Bedroom | TRUE
1223215 | 12232 | 15 | 45 | Closet | TRUE
1223216 | 12232 | 16 | 172 | Office | TRUE
1223217 | 12232 | 17 | 112 | Hall | TRUE
1223218 | 12232 | 18 | 78 | Hall | TRUE
1223219 | 12232 | 19 | 60 | Other | TRUE
1223220 | 12232 | 20 | 125 | Other | TRUE
122421 | 12242 | 1 | 526 | Family Room | TRUE | door in basement is a double door almost completely glass south facing.
122422 | 12242 | 2 | 88 | Bathroom | TRUE | no window, skylight
122423 | 12242 | 3 | 114 | Bedroom | TRUE
122424 | 12242 | 4 | 175 | Bedroom | TRUE
122425 | 12242 | 5 | 131 | Bedroom | TRUE
122426 | 12242 | 6 | 21 | Closet | TRUE | no window
122427 | 12242 | 7 | 208 | Dining Room | TRUE
122428 | 12242 | 8 | 104 | Kitchen | TRUE | no window
122429 | 12242 | 9 | 170 | Kitchen | TRUE
1224210 | 12242 | 10 | 20 | Closet | TRUE | no window
1224211 | 12242 | 11 | 428 | Living Room | TRUE
1224212 | 12242 | 12 | 43 | Bathroom | TRUE | no window
1224213 | 12242 | 13 | 143 | Other | TRUE
122471 | 12247 | 1 | 82 | Hall | TRUE
122472 | 12247 | 2 | 66 | Bathroom | TRUE
122473 | 12247 | 3 | 178 | Master Bedroom | TRUE
122474 | 12247 | 4 | 49 | Closet | TRUE
122475 | 12247 | 5 | 231 | Bedroom | TRUE
122476 | 12247 | 6 | 51 | Bathroom | TRUE
122477 | 12247 | 7 | 75 | Closet | TRUE
122478 | 12247 | 8 | 55 | Closet | TRUE | NO WINDOWS
122479 | 12247 | 9 | 85 | Dining Room | TRUE | NO WINDOWS
1224710 | 12247 | 10 | 650 | Garage | FALSE | NO WINDOWS
1224711 | 12247 | 11 | 17 | Hall | TRUE | NO WINDOWS
1224712 | 12247 | 12 | 193 | Kitchen | TRUE
1224713 | 12247 | 13 | 70 | Laundry Room | TRUE
1224714 | 12247 | 14 | 320 | Living Room | TRUE
1224715 | 12247 | 15 | 148 | Office | TRUE
1224716 | 12247 | 16 | 155 | Other | TRUE
1224717 | 12247 | 17 | 55 | Hall | TRUE
122551 | 12255 | 1 | 45 | Bathroom | TRUE
122552 | 12255 | 2 | 45 | Bathroom | TRUE
122553 | 12255 | 3 | 135 | Bedroom | TRUE
122554 | 12255 | 4 | 96 | Bedroom | TRUE
122555 | 12255 | 5 | 155 | Bedroom | TRUE
122556 | 12255 | 6 | 210 | Bedroom | TRUE
122557 | 12255 | 7 | 229 | Family Room | TRUE
122558 | 12255 | 8 | 162 | Garage | FALSE | No windows.
122559 | 12255 | 9 | 32 | Hall | TRUE | No windows.
1225510 | 12255 | 10 | 86 | Kitchen | TRUE
1225511 | 12255 | 11 | 35 | Laundry Room | TRUE | No windows.
1225512 | 12255 | 12 | 298 | Living Room | TRUE
122631 | 12263 | 1 | 37 | Bathroom | TRUE
122632 | 12263 | 2 | 140 | Bedroom | TRUE
122633 | 12263 | 3 | 25 | Hall | TRUE | NO WINDOWS
122634 | 12263 | 4 | 167 | Kitchen | TRUE
122635 | 12263 | 5 | 240 | Family Room | TRUE
122636 | 12263 | 6 | 155 | Master Bedroom | TRUE
122641 | 12264 | 1 | 28 | Bathroom | TRUE | in addition
122642 | 12264 | 2 | 84 | Bathroom | TRUE
122643 | 12264 | 3 | 68 | Bathroom | TRUE
122644 | 12264 | 4 | 165 | Bedroom | TRUE
122645 | 12264 | 5 | 420 | Other | TRUE
122646 | 12264 | 6 | 14 | Closet | TRUE
122647 | 12264 | 7 | 144 | Other | TRUE
122648 | 12264 | 8 | 240 | Dining Room | TRUE
122649 | 12264 | 9 | 300 | Family Room | TRUE
1226410 | 12264 | 10 | 53 | Hall | TRUE
1226411 | 12264 | 11 | 432 | Kitchen | TRUE | addition
1226412 | 12264 | 12 | 52 | Laundry Room | TRUE | in addition
1226413 | 12264 | 13 | 180 | Master Bedroom | TRUE
1226414 | 12264 | 14 | 418 | Garage | FALSE | 20X20
122661 | 12266 | 1 | 36 | Bathroom | TRUE
122662 | 12266 | 2 | 138 | Bedroom | TRUE
122663 | 12266 | 3 | 240 | Garage | FALSE | no windows
122664 | 12266 | 4 | 138 | Hall | TRUE
122665 | 12266 | 5 | 38 | Hall | TRUE | no windows
122666 | 12266 | 6 | 210 | Kitchen | TRUE
122667 | 12266 | 7 | 84 | Laundry Room | TRUE
122668 | 12266 | 8 | 255 | Living Room | TRUE
122669 | 12266 | 9 | 255 | Master Bedroom | TRUE | loft
122701 | 12270 | 1 | 60 | Bathroom | TRUE
122702 | 12270 | 2 | 168 | Dining Room | TRUE
122703 | 12270 | 3 | 60 | Hall | TRUE | No windows.
122704 | 12270 | 4 | 80 | Other | TRUE | No windows.
122705 | 12270 | 5 | 135 | Family Room | TRUE
122706 | 12270 | 6 | 200 | Kitchen | TRUE
122707 | 12270 | 7 | 260 | Living Room | TRUE
122708 | 12270 | 8 | 550 | Master Bedroom | TRUE
122709 | 12270 | 9 | 60 | Bathroom | TRUE
1227010 | 12270 | 10 | 80 | Closet | TRUE | No windows.
122711 | 12271 | 1 | 154 | Master Bedroom | TRUE
122712 | 12271 | 2 | 98 | Hall | TRUE | No windows.
122713 | 12271 | 3 | 320 | Other | TRUE
122714 | 12271 | 4 | 120 | Bedroom | TRUE
122715 | 12271 | 5 | 48 | Bathroom | TRUE
122716 | 12271 | 6 | 127 | Dining Room | TRUE
122717 | 12271 | 7 | 196 | Other | TRUE
122718 | 12271 | 8 | 297 | Kitchen | TRUE
122719 | 12271 | 9 | 427 | Family Room | TRUE
1227110 | 12271 | 10 | 420 | Master Bedroom | TRUE
1227111 | 12271 | 11 | 127 | Office | TRUE
1227112 | 12271 | 12 | 325 | Living Room | TRUE
1227113 | 12271 | 13 | 84 | Hall | TRUE
1227114 | 12271 | 14 | 306 | Laundry Room | TRUE
1227115 | 12271 | 15 | 50 | Other | TRUE | No windows.
122741 | 12274 | 1 | 66 | Bathroom | TRUE
122742 | 12274 | 2 | 116 | Bedroom | TRUE
122743 | 12274 | 3 | 140 | Bedroom | TRUE
122744 | 12274 | 4 | 88 | Dining Room | TRUE
122745 | 12274 | 5 | 450 | Family Room | TRUE
122746 | 12274 | 6 | 245 | Garage | FALSE
122747 | 12274 | 7 | 36 | Hall | TRUE
122748 | 12274 | 8 | 56 | Hall | TRUE
122749 | 12274 | 9 | 85 | Laundry Room | TRUE
1227410 | 12274 | 10 | 278 | Living Room | TRUE
1227411 | 12274 | 11 | 124 | Master Bedroom | TRUE
1227412 | 12274 | 12 | 59 | Closet | TRUE
122781 | 12278 | 1 | 25 | Bathroom | TRUE
122782 | 12278 | 2 | 72 | Hall | TRUE
122783 | 12278 | 3 | 107 | Kitchen | TRUE
122784 | 12278 | 4 | 175 | Master Bedroom | TRUE
122785 | 12278 | 5 | 38 | Bathroom | TRUE
122786 | 12278 | 6 | 168 | Hall | TRUE
122787 | 12278 | 7 | 75 | Bathroom | TRUE
122788 | 12278 | 8 | 145 | Bedroom | TRUE
122789 | 12278 | 9 | 75 | Office | TRUE | No windows.
1227810 | 12278 | 10 | 31 | Hall | TRUE | No windows.
1227811 | 12278 | 11 | 160 | Bedroom | TRUE
1227812 | 12278 | 12 | 400 | Garage | FALSE | No windows.
1227813 | 12278 | 13 | 240 | Living Room | TRUE
122951 | 12295 | 1 | 172 | Bedroom | TRUE
122952 | 12295 | 2 | 153 | Bedroom | TRUE
122953 | 12295 | 3 | 110 | Bedroom | TRUE
122954 | 12295 | 4 | 72 | Dining Room | TRUE
122955 | 12295 | 5 | 140 | Dining Room | TRUE
122956 | 12295 | 6 | 24 | Bathroom | TRUE
122957 | 12295 | 7 | 315 | Family Room | TRUE
122958 | 12295 | 8 | 88 | Hall | TRUE
122959 | 12295 | 9 | 420 | Garage | FALSE
1229510 | 12295 | 10 | 70 | Hall | TRUE
1229511 | 12295 | 11 | 154 | Kitchen | TRUE
1229512 | 12295 | 12 | 42 | Laundry Room | TRUE
1229513 | 12295 | 13 | 247 | Living Room | TRUE
1229514 | 12295 | 14 | 107 | Bathroom | TRUE
1229515 | 12295 | 15 | 253 | Bedroom | TRUE
1229516 | 12295 | 16 | 54 | Closet | TRUE
1229517 | 12295 | 17 | 50 | Bathroom | TRUE
1229518 | 12295 | 18 | 169 | Hall | TRUE
123031 | 12303 | 1 | 49 | Bathroom | TRUE | no window or skylight
123032 | 12303 | 2 | 113 | Bedroom | TRUE
123033 | 12303 | 3 | 144 | Other | TRUE
123034 | 12303 | 4 | 150 | Dining Room | TRUE
123035 | 12303 | 5 | 265 | Family Room | TRUE
123036 | 12303 | 6 | 62 | Hall | TRUE | no window or skylight
123037 | 12303 | 7 | 190 | Kitchen | TRUE
123038 | 12303 | 8 | 39 | Laundry Room | TRUE | no windw or skylight
123039 | 12303 | 9 | 368 | Living Room | TRUE
1230310 | 12303 | 10 | 55 | Bathroom | TRUE | no window or skylight
1230311 | 12303 | 11 | 175 | Master Bedroom | TRUE
1230312 | 12303 | 12 | 52 | Closet | TRUE | no window or skylight
1230313 | 12303 | 13 | 118 | Office | TRUE
123051 | 12305 | 1 | 50 | Bathroom | TRUE
123052 | 12305 | 2 | 47 | Bathroom | TRUE
123053 | 12305 | 3 | 138 | Bedroom | TRUE
123054 | 12305 | 4 | 100 | Bedroom | TRUE
123055 | 12305 | 5 | 100 | Bedroom | TRUE
123056 | 12305 | 6 | 82 | Dining Room | TRUE
123057 | 12305 | 7 | 230 | Garage | FALSE
123058 | 12305 | 8 | 88 | Hall | TRUE
123059 | 12305 | 9 | 77 | Kitchen | TRUE
1230510 | 12305 | 10 | 30 | Laundry Room | TRUE
1230511 | 12305 | 11 | 186 | Living Room | TRUE
1230512 | 12305 | 12 | 75 | Bathroom | TRUE
1230513 | 12305 | 13 | 330 | Master Bedroom | TRUE
1230514 | 12305 | 14 | 40 | Closet | TRUE
1230515 | 12305 | 15 | 124 | Hall | TRUE
123071 | 12307 | 1 | 128 | Bedroom | TRUE
123072 | 12307 | 2 | 50 | Bathroom | TRUE
123073 | 12307 | 3 | 45 | Bathroom | TRUE | no windows
123074 | 12307 | 4 | 217 | Other | TRUE
123075 | 12307 | 5 | 19 | Closet | TRUE
123076 | 12307 | 6 | 234 | Dining Room | TRUE
123077 | 12307 | 7 | 144 | Kitchen | TRUE
123078 | 12307 | 8 | 36 | Laundry Room | TRUE
123079 | 12307 | 9 | 356 | Living Room | TRUE
1230710 | 12307 | 10 | 45 | Bathroom | TRUE | no windows
1230711 | 12307 | 11 | 192 | Master Bedroom | TRUE
1230712 | 12307 | 12 | 115 | Office | TRUE
1230713 | 12307 | 13 | 56 | Hall | TRUE | no windows
1230714 | 12307 | 14 | 12 | Closet | TRUE | no window
1230715 | 12307 | 15 | 569 | Other | TRUE | no windows
123151 | 12315 | 1 | 51 | Bathroom | TRUE | no windows
123152 | 12315 | 2 | 29 | Bathroom | TRUE | no windows
123153 | 12315 | 3 | 64 | Bathroom | TRUE
123154 | 12315 | 4 | 136 | Bedroom | TRUE
123155 | 12315 | 5 | 117 | Bedroom | TRUE
123156 | 12315 | 6 | 107 | Bedroom | TRUE | empty room - no lights
123157 | 12315 | 7 | 27 | Closet | TRUE | no windows
123158 | 12315 | 8 | 135 | Dining Room | TRUE
123159 | 12315 | 9 | 131 | Hall | TRUE
1231510 | 12315 | 10 | 211 | Family Room | TRUE
1231511 | 12315 | 11 | 404 | Family Room | TRUE
1231512 | 12315 | 12 | 522 | Garage | FALSE | no windows
1231513 | 12315 | 13 | 72 | Hall | TRUE | no windows
1231514 | 12315 | 14 | 63 | Hall | TRUE | no windows
1231515 | 12315 | 15 | 164 | Kitchen | TRUE
1231516 | 12315 | 16 | 85 | Laundry Room | TRUE
1231517 | 12315 | 17 | 257 | Living Room | TRUE
1231518 | 12315 | 18 | 227 | Master Bedroom | TRUE
1231519 | 12315 | 19 | 23 | Bathroom | TRUE | no windows
123201 | 12320 | 1 | 48 | Bathroom | TRUE | No windows.
123202 | 12320 | 2 | 374 | Bedroom | TRUE
123203 | 12320 | 3 | 216 | Bedroom | TRUE
123204 | 12320 | 4 | 143 | Hall | TRUE
123205 | 12320 | 5 | 155 | Dining Room | TRUE
123206 | 12320 | 6 | 196 | Other | TRUE
123207 | 12320 | 7 | 220 | Garage | FALSE | No windows.
123208 | 12320 | 8 | 219 | Hall | TRUE
123209 | 12320 | 9 | 207 | Kitchen | TRUE
1232010 | 12320 | 10 | 53 | Laundry Room | TRUE
1232011 | 12320 | 11 | 192 | Living Room | TRUE
1232012 | 12320 | 12 | 39 | Closet | TRUE | No windows.
1232013 | 12320 | 13 | 100 | Bathroom | TRUE
1232014 | 12320 | 14 | 212 | Master Bedroom | TRUE
1232015 | 12320 | 15 | 167 | Office | TRUE
1232016 | 12320 | 16 | 460 | Other | TRUE
1232017 | 12320 | 17 | 18 | Bathroom | TRUE
1232018 | 12320 | 18 | 40 | Bathroom | TRUE
1232019 | 12320 | 19 | 248 | Hall | TRUE
123211 | 12321 | 1 | 56 | Bathroom | TRUE
123212 | 12321 | 2 | 167 | Bedroom | TRUE
123213 | 12321 | 3 | 110 | Bedroom | TRUE
123214 | 12321 | 4 | 44 | Bathroom | TRUE
123215 | 12321 | 5 | 110 | Bedroom | TRUE
123216 | 12321 | 6 | 90 | Other | TRUE
123217 | 12321 | 7 | 42 | Hall | TRUE
123218 | 12321 | 8 | 123 | Kitchen | TRUE
123219 | 12321 | 9 | 94 | Laundry Room | TRUE
1232110 | 12321 | 10 | 208 | Living Room | TRUE
1232111 | 12321 | 11 | 168 | Other | TRUE
123391 | 12339 | 1 | 202 | Other | TRUE
123392 | 12339 | 2 | 103 | Dining Room | TRUE
123393 | 12339 | 3 | 245 | Family Room | TRUE
123394 | 12339 | 4 | 80 | Hall | TRUE
123395 | 12339 | 5 | 95 | Laundry Room | TRUE
123396 | 12339 | 6 | 488 | Garage | FALSE
123397 | 12339 | 7 | 243 | Living Room | TRUE
123398 | 12339 | 8 | 86 | Hall | TRUE | No windows.
123399 | 12339 | 9 | 86 | Bathroom | TRUE
1233910 | 12339 | 10 | 108 | Bedroom | TRUE
1233911 | 12339 | 11 | 187 | Master Bedroom | TRUE
1233912 | 12339 | 12 | 77 | Bathroom | TRUE
1233913 | 12339 | 13 | 124 | Office | TRUE
1233914 | 12339 | 14 | 154 | Kitchen | TRUE
123411 | 12341 | 1 | 312 | Other | TRUE
123412 | 12341 | 2 | 44 | Bathroom | TRUE
123413 | 12341 | 3 | 155 | Bedroom | TRUE
123414 | 12341 | 4 | 224 | Bedroom | TRUE
123415 | 12341 | 5 | 102 | Bedroom | TRUE
123416 | 12341 | 6 | 12 | Closet | TRUE | no window
123417 | 12341 | 7 | 12 | Closet | TRUE
123418 | 12341 | 8 | 103 | Other | TRUE
123419 | 12341 | 9 | 98 | Dining Room | TRUE | FRENCH DOORS ARE SECONDARY SOUTH FACING WINDOWS
1234110 | 12341 | 10 | 255 | Family Room | TRUE
1234111 | 12341 | 11 | 342 | Garage | FALSE | used as a shop, no window
1234112 | 12341 | 12 | 100 | Kitchen | TRUE
1234113 | 12341 | 13 | 96 | Laundry Room | TRUE | basement
1234114 | 12341 | 14 | 420 | Family Room | TRUE | basement, no window
1234115 | 12341 | 15 | 128 | Other | TRUE
1234116 | 12341 | 16 | 60 | Other | TRUE | no window
123481 | 12348 | 1 | 22 | Bathroom | TRUE
123482 | 12348 | 2 | 48 | Closet | TRUE | no window
123483 | 12348 | 3 | 240 | Family Room | TRUE | no window
123484 | 12348 | 4 | 100 | Laundry Room | TRUE
123485 | 12348 | 5 | 33 | Bathroom | TRUE
123486 | 12348 | 6 | 117 | Bedroom | TRUE
123487 | 12348 | 7 | 64 | Hall | TRUE | no window
123488 | 12348 | 8 | 160 | Family Room | TRUE
123489 | 12348 | 9 | 21 | Hall | TRUE | no window
1234810 | 12348 | 10 | 60 | Bedroom | TRUE
1234811 | 12348 | 11 | 95 | Hall | TRUE
1234812 | 12348 | 12 | 85 | Office | TRUE
1234813 | 12348 | 13 | 163 | Other | TRUE | no lighting or window
1234814 | 12348 | 14 | 315 | Garage | FALSE | no window
1234815 | 12348 | 15 | 135 | Kitchen | TRUE
1234816 | 12348 | 16 | 180 | Living Room | TRUE
1234817 | 12348 | 17 | 45 | Bathroom | TRUE
1234818 | 12348 | 18 | 13 | Bathroom | TRUE
1234819 | 12348 | 19 | 177 | Master Bedroom | TRUE
1234820 | 12348 | 20 | 52 | Closet | TRUE
1234821 | 12348 | 21 | 30 | Hall | TRUE | no lighting or window
123581 | 12358 | 1 | 187 | Bedroom | TRUE
123582 | 12358 | 2 | 312 | Other | TRUE | No windows.
123583 | 12358 | 3 | 39 | Bathroom | TRUE
123584 | 12358 | 4 | 40 | Bathroom | TRUE | NO WINDOW
123585 | 12358 | 5 | 165 | Bedroom | TRUE
123586 | 12358 | 6 | 104 | Other | TRUE | No windows.
123587 | 12358 | 7 | 24 | Closet | TRUE
123588 | 12358 | 8 | 225 | Dining Room | TRUE
123589 | 12358 | 9 | 203 | Hall | TRUE | No windows.
1235810 | 12358 | 10 | 109 | Hall | TRUE | No windows.
1235811 | 12358 | 11 | 210 | Kitchen | TRUE
1235812 | 12358 | 12 | 284 | Laundry Room | TRUE | No windows.
1235813 | 12358 | 13 | 420 | Living Room | TRUE
1235814 | 12358 | 14 | 64 | Bathroom | TRUE
1235815 | 12358 | 15 | 256 | Master Bedroom | TRUE
1235816 | 12358 | 16 | 102 | Office | TRUE
1235817 | 12358 | 17 | 198 | Hall | TRUE
1235818 | 12358 | 18 | 19 | Other | FALSE | No windows.
1235819 | 12358 | 19 | 264 | Other | TRUE | no lights, but 3 skylights
1235820 | 12358 | 20 | 90 | Other | TRUE | No windows.
1235821 | 12358 | 21 | 51 | Other | TRUE | No windows.
1235822 | 12358 | 22 | 189 | Other | TRUE
123701 | 12370 | 1 | 50 | Bathroom | TRUE
123702 | 12370 | 2 | 170 | Bedroom | TRUE
123703 | 12370 | 3 | 235 | Other | TRUE
123704 | 12370 | 4 | 504 | Living Room | TRUE
123705 | 12370 | 5 | 130 | Bedroom | TRUE
123706 | 12370 | 6 | 14 | Closet | TRUE
123707 | 12370 | 7 | 216 | Dining Room | TRUE
123708 | 12370 | 8 | 120 | Other | TRUE
123709 | 12370 | 9 | 324 | Garage | FALSE
1237010 | 12370 | 10 | 374 | Kitchen | TRUE
1237011 | 12370 | 11 | 288 | Living Room | TRUE
1237012 | 12370 | 12 | 88 | Bathroom | TRUE
1237013 | 12370 | 13 | 336 | Master Bedroom | TRUE
1237014 | 12370 | 14 | 60 | Closet | TRUE
1237015 | 12370 | 15 | 238 | Other | TRUE
1237016 | 12370 | 16 | 30 | Closet | TRUE
1237017 | 12370 | 17 | 50 | Bathroom | TRUE
1237018 | 12370 | 18 | 140 | Hall | TRUE
1237019 | 12370 | 19 | 80 | Other | TRUE
123721 | 12372 | 1 | 25 | Bathroom | TRUE
123722 | 12372 | 2 | 90 | Bedroom | TRUE
123723 | 12372 | 3 | 80 | Dining Room | TRUE
123724 | 12372 | 4 | 240 | Garage | FALSE
123725 | 12372 | 5 | 110 | Hall | TRUE
123726 | 12372 | 6 | 80 | Kitchen | TRUE
123727 | 12372 | 7 | 100 | Laundry Room | TRUE
123728 | 12372 | 8 | 200 | Living Room | TRUE
123729 | 12372 | 9 | 45 | Bathroom | TRUE
1237210 | 12372 | 10 | 130 | Bedroom | TRUE
1237211 | 12372 | 11 | 40 | Closet | TRUE
1237212 | 12372 | 12 | 90 | Hall | TRUE
1237213 | 12372 | 13 | 147 | Master Bedroom | TRUE
123761 | 12376 | 1 | 42 | Bathroom | TRUE | No windows.
123762 | 12376 | 2 | 130 | Bedroom | TRUE
123763 | 12376 | 3 | 95 | Bedroom | TRUE
123764 | 12376 | 4 | 48 | Dining Room | TRUE
123765 | 12376 | 5 | 220 | Family Room | TRUE
123766 | 12376 | 6 | 18 | Hall | TRUE | No windows.
123767 | 12376 | 7 | 120 | Kitchen | TRUE
123768 | 12376 | 8 | 21 | Laundry Room | TRUE | No windows.
123769 | 12376 | 9 | 210 | Living Room | TRUE
123771 | 12377 | 1 | 25 | Bathroom | TRUE | No windows.
123772 | 12377 | 2 | 85 | Bathroom | TRUE
123773 | 12377 | 3 | 55 | Bathroom | TRUE | No windows.
123774 | 12377 | 4 | 120 | Bedroom | TRUE
123775 | 12377 | 5 | 175 | Bedroom | TRUE
123776 | 12377 | 6 | 210 | Master Bedroom | TRUE
123777 | 12377 | 7 | 180 | Dining Room | TRUE
123778 | 12377 | 8 | 183 | Kitchen | TRUE | No windows.
123779 | 12377 | 9 | 24 | Laundry Room | TRUE | No windows.
1237710 | 12377 | 10 | 320 | Living Room | TRUE
1237711 | 12377 | 11 | 65 | Closet | TRUE
1237712 | 12377 | 12 | 185 | Family Room | TRUE
1237713 | 12377 | 13 | 182 | Living Room | TRUE
1237714 | 12377 | 14 | 130 | Hall | TRUE
123981 | 12398 | 1 | 50 | Hall | TRUE
123982 | 12398 | 2 | 18 | Bathroom | TRUE
123983 | 12398 | 3 | 236 | Dining Room | TRUE
123984 | 12398 | 4 | 150 | Hall | TRUE
123985 | 12398 | 5 | 230 | Kitchen | TRUE
123986 | 12398 | 6 | 360 | Living Room | TRUE
123987 | 12398 | 7 | 16 | Hall | TRUE | No windows.
123988 | 12398 | 8 | 14 | Closet | TRUE | No windows.
123989 | 12398 | 9 | 73 | Bathroom | TRUE
1239810 | 12398 | 10 | 105 | Bedroom | TRUE
1239811 | 12398 | 11 | 190 | Bedroom | TRUE
1239812 | 12398 | 12 | 15 | Closet | TRUE | No windows.
1239813 | 12398 | 13 | 137 | Hall | TRUE
1239814 | 12398 | 14 | 150 | Master Bedroom | TRUE
1239815 | 12398 | 15 | 20 | Closet | TRUE | No windows.
1239816 | 12398 | 16 | 240 | Office | TRUE
1239817 | 12398 | 17 | 495 | Other | TRUE
1239818 | 12398 | 18 | 195 | Other | TRUE
1239819 | 12398 | 19 | 200 | Garage | FALSE | No windows.
1239820 | 12398 | 20 | 226 | Laundry Room | TRUE
123991 | 12399 | 1 | 740 | Other | FALSE
123992 | 12399 | 2 | 60 | Bathroom | TRUE
123993 | 12399 | 3 | 115 | Bedroom | TRUE
123994 | 12399 | 4 | 120 | Bedroom | TRUE
123995 | 12399 | 5 | 200 | Dining Room | TRUE
123996 | 12399 | 6 | 90 | Kitchen | TRUE | No windows.
123997 | 12399 | 7 | 145 | Kitchen | TRUE
123998 | 12399 | 8 | 335 | Living Room | TRUE
123999 | 12399 | 9 | 110 | Office | TRUE
1239910 | 12399 | 10 | 180 | Office | TRUE
1239911 | 12399 | 11 | 15 | Bathroom | TRUE | No windows.
1239912 | 12399 | 12 | 130 | Hall | TRUE
1239913 | 12399 | 13 | 60 | Office | TRUE
124041 | 12404 | 1 | 187 | Master Bedroom | TRUE
124042 | 12404 | 2 | 256 | Bedroom | TRUE | Tv Wattage: tv was in use by child.
124043 | 12404 | 3 | 202 | Bedroom | TRUE
124044 | 12404 | 4 | 180 | Dining Room | TRUE
124045 | 12404 | 5 | 60 | Bathroom | TRUE | No windows.
124046 | 12404 | 6 | 122 | Kitchen | TRUE
124047 | 12404 | 7 | 82 | Laundry Room | TRUE
124048 | 12404 | 8 | 428 | Living Room | TRUE
124049 | 12404 | 9 | 90 | Bathroom | TRUE
1240410 | 12404 | 10 | 113 | Other | TRUE
1240411 | 12404 | 11 | 28 | Closet | TRUE | No windows.
124071 | 12407 | 1 | 60 | Bathroom | TRUE
124072 | 12407 | 2 | 255 | Other | TRUE
124073 | 12407 | 3 | 36 | Closet | TRUE | no window
124074 | 12407 | 4 | 53 | Other | TRUE
124075 | 12407 | 5 | 400 | Garage | FALSE | no windows
124076 | 12407 | 6 | 52 | Hall | TRUE | no window, but skylight
124077 | 12407 | 7 | 285 | Kitchen | TRUE
124078 | 12407 | 8 | 42 | Laundry Room | TRUE | no window
124079 | 12407 | 9 | 241 | Living Room | TRUE
1240710 | 12407 | 10 | 203 | Master Bedroom | TRUE
1240711 | 12407 | 11 | 84 | Bathroom | TRUE | no window or skylight
1240712 | 12407 | 12 | 105 | Office | TRUE
1240713 | 12407 | 13 | 132 | Office | TRUE
124081 | 12408 | 1 | 303 | Living Room | TRUE
124082 | 12408 | 2 | 141 | Bedroom | TRUE
124083 | 12408 | 3 | 66 | Bathroom | TRUE | no window, but skylight
124084 | 12408 | 4 | 138 | Bedroom | TRUE
124085 | 12408 | 5 | 177 | Bedroom | TRUE
124086 | 12408 | 6 | 172 | Master Bedroom | TRUE
124087 | 12408 | 7 | 46 | Closet | TRUE | No windows.
124088 | 12408 | 8 | 61 | Bathroom | TRUE
124089 | 12408 | 9 | 490 | Garage | TRUE
1240810 | 12408 | 10 | 188 | Dining Room | TRUE
1240811 | 12408 | 11 | 151 | Kitchen | TRUE
1240812 | 12408 | 12 | 149 | Office | TRUE
1240813 | 12408 | 13 | 189 | Living Room | TRUE
1240814 | 12408 | 14 | 108 | Hall | TRUE | No windows.
1240815 | 12408 | 15 | 30 | Bathroom | TRUE | No windows.
1240816 | 12408 | 16 | 62 | Laundry Room | TRUE | No windows.
1240817 | 12408 | 17 | 60 | Closet | TRUE | No windows.
124141 | 12414 | 1 | 38 | Bathroom | TRUE
124142 | 12414 | 2 | 151 | Bedroom | TRUE
124143 | 12414 | 3 | 126 | Bedroom | TRUE
124144 | 12414 | 4 | 77 | Hall | TRUE | No windows.
124145 | 12414 | 5 | 143 | Kitchen | TRUE
124146 | 12414 | 6 | 68 | Laundry Room | TRUE
124147 | 12414 | 7 | 244 | Living Room | TRUE
124271 | 12427 | 1 | 532 | Other | TRUE
124272 | 12427 | 2 | 130 | Other | FALSE
124273 | 12427 | 3 | 27 | Hall | TRUE | no window or skylight
124274 | 12427 | 4 | 40 | Bathroom | TRUE
124275 | 12427 | 5 | 106 | Bedroom | TRUE
124276 | 12427 | 6 | 193 | Office | TRUE
124277 | 12427 | 7 | 130 | Family Room | TRUE
124278 | 12427 | 8 | 133 | Bedroom | TRUE
124279 | 12427 | 9 | 80 | Bathroom | TRUE
1242710 | 12427 | 10 | 287 | Bedroom | TRUE
1242711 | 12427 | 11 | 71 | Bathroom | TRUE
1242712 | 12427 | 12 | 16 | Bathroom | TRUE | no window or skylight
1242713 | 12427 | 13 | 315 | Kitchen | TRUE
1242714 | 12427 | 14 | 167 | Dining Room | TRUE
1242715 | 12427 | 15 | 227 | Living Room | TRUE
1242716 | 12427 | 16 | 39 | Other | TRUE
1242717 | 12427 | 17 | 111 | Bedroom | TRUE
1242718 | 12427 | 18 | 22 | Closet | TRUE
124341 | 12434 | 1 | 60 | Bathroom | TRUE
124342 | 12434 | 2 | 62 | Bathroom | TRUE
124343 | 12434 | 3 | 215 | Bedroom | TRUE
124344 | 12434 | 4 | 122 | Bedroom | TRUE
124345 | 12434 | 5 | 123 | Bedroom | TRUE
124346 | 12434 | 6 | 120 | Dining Room | TRUE
124347 | 12434 | 7 | 455 | Garage | FALSE | 22x20
124348 | 12434 | 8 | 125 | Hall | TRUE
124349 | 12434 | 9 | 200 | Kitchen | TRUE
1243410 | 12434 | 10 | 35 | Laundry Room | TRUE
1243411 | 12434 | 11 | 175 | Laundry Room | TRUE
1243412 | 12434 | 12 | 200 | Office | TRUE
1243413 | 12434 | 13 | 31 | Closet | TRUE
124561 | 12456 | 1 | 227 | Living Room | TRUE
124562 | 12456 | 2 | 63 | Dining Room | TRUE
124563 | 12456 | 3 | 65 | Kitchen | TRUE
124564 | 12456 | 4 | 26 | Hall | TRUE | No windows.
124565 | 12456 | 5 | 35 | Bathroom | TRUE | No windows.
124566 | 12456 | 6 | 106 | Bedroom | TRUE
124567 | 12456 | 7 | 130 | Office | TRUE
124581 | 12458 | 1 | 58 | Bathroom | TRUE
124582 | 12458 | 2 | 94 | Bathroom | TRUE
124583 | 12458 | 3 | 136 | Bathroom | TRUE
124584 | 12458 | 4 | 215 | Bedroom | TRUE
124585 | 12458 | 5 | 35 | Closet | TRUE | no windows
124586 | 12458 | 6 | 35 | Closet | TRUE | no windows
124587 | 12458 | 7 | 191 | Dining Room | TRUE
124588 | 12458 | 8 | 288 | Other | TRUE
124589 | 12458 | 9 | 470 | Family Room | TRUE
1245810 | 12458 | 10 | 452 | Garage | FALSE
1245811 | 12458 | 11 | 292 | Kitchen | TRUE
1245812 | 12458 | 12 | 42 | Laundry Room | TRUE | no windows
1245813 | 12458 | 13 | 302 | Living Room | TRUE
1245814 | 12458 | 14 | 280 | Master Bedroom | TRUE
1245815 | 12458 | 15 | 70 | Closet | TRUE | no windows
1245816 | 12458 | 16 | 166 | Office | TRUE
1245817 | 12458 | 17 | 74 | Hall | TRUE
1245818 | 12458 | 18 | 25 | Other | TRUE | no window
124601 | 12460 | 1 | 40 | Bathroom | TRUE
124602 | 12460 | 2 | 160 | Bedroom | TRUE
124603 | 12460 | 3 | 140 | Bedroom | TRUE
124604 | 12460 | 4 | 100 | Dining Room | TRUE
124605 | 12460 | 5 | 550 | Garage | FALSE
124606 | 12460 | 6 | 40 | Bathroom | TRUE
124607 | 12460 | 7 | 50 | Hall | TRUE
124608 | 12460 | 8 | 140 | Kitchen | TRUE
124609 | 12460 | 9 | 240 | Living Room | TRUE
1246010 | 12460 | 10 | 140 | Office | TRUE
1246011 | 12460 | 11 | 140 | Bedroom | TRUE
124781 | 12478 | 1 | 45 | Bathroom | TRUE
124782 | 12478 | 2 | 40 | Bathroom | TRUE
124783 | 12478 | 3 | 115 | Bedroom | TRUE
124784 | 12478 | 4 | 115 | Bedroom | TRUE
124785 | 12478 | 5 | 150 | Master Bedroom | TRUE
124786 | 12478 | 6 | 100 | Dining Room | TRUE
124787 | 12478 | 7 | 105 | Hall | TRUE
124788 | 12478 | 8 | 300 | Family Room | TRUE
124789 | 12478 | 9 | 440 | Garage | FALSE
1247810 | 12478 | 10 | 100 | Kitchen | TRUE
1247811 | 12478 | 11 | 250 | Living Room | TRUE
1247812 | 12478 | 12 | 60 | Dining Room | TRUE
124821 | 12482 | 1 | 27 | Bathroom | TRUE
124822 | 12482 | 2 | 78 | Bathroom | TRUE
124823 | 12482 | 3 | 142 | Bathroom | TRUE
124824 | 12482 | 4 | 163 | Bedroom | TRUE
124825 | 12482 | 5 | 178 | Bedroom | TRUE
124826 | 12482 | 6 | 25 | Closet | TRUE
124827 | 12482 | 7 | 25 | Closet | TRUE
124828 | 12482 | 8 | 142 | Dining Room | TRUE
124829 | 12482 | 9 | 148 | Other | TRUE
1248210 | 12482 | 10 | 384 | Family Room | TRUE
1248211 | 12482 | 11 | 777 | Garage | FALSE
1248212 | 12482 | 12 | 70 | Hall | TRUE
1248213 | 12482 | 13 | 113 | Hall | TRUE
1248214 | 12482 | 14 | 196 | Kitchen | TRUE
1248215 | 12482 | 15 | 47 | Laundry Room | TRUE
1248216 | 12482 | 16 | 336 | Living Room | TRUE
1248217 | 12482 | 17 | 218 | Master Bedroom | TRUE
1248218 | 12482 | 18 | 138 | Office | TRUE
1248219 | 12482 | 19 | 116 | Office | TRUE
1248220 | 12482 | 20 | 11 | Other | TRUE
124831 | 12483 | 1 | 41 | Bathroom | TRUE
124832 | 12483 | 2 | 105 | Bedroom | TRUE
124833 | 12483 | 3 | 172 | Bedroom | TRUE
124834 | 12483 | 4 | 244 | Garage | FALSE | No windows.
124835 | 12483 | 5 | 62 | Hall | TRUE | No windows.
124836 | 12483 | 6 | 133 | Kitchen | TRUE
124837 | 12483 | 7 | 70 | Laundry Room | TRUE
124838 | 12483 | 8 | 239 | Living Room | TRUE
124861 | 12486 | 1 | 436 | Other | FALSE | no windows
124862 | 12486 | 2 | 117 | Bedroom | TRUE
124863 | 12486 | 3 | 83 | Bathroom | TRUE
124864 | 12486 | 4 | 45 | Closet | TRUE | no windows
124865 | 12486 | 5 | 80 | Closet | TRUE | no windows
124866 | 12486 | 6 | 153 | Dining Room | TRUE
124867 | 12486 | 7 | 42 | Hall | TRUE
124868 | 12486 | 8 | 515 | Garage | FALSE | no windows
124869 | 12486 | 9 | 59 | Hall | TRUE
1248610 | 12486 | 10 | 127 | Kitchen | TRUE
1248611 | 12486 | 11 | 61 | Hall | TRUE | no windows
1248612 | 12486 | 12 | 244 | Living Room | TRUE
1248613 | 12486 | 13 | 228 | Master Bedroom | TRUE
1248614 | 12486 | 14 | 178 | Bedroom | TRUE
1248615 | 12486 | 15 | 150 | Other | TRUE
1248616 | 12486 | 16 | 133 | Hall | TRUE | no window, but skylight
124891 | 12489 | 1 | 246 | Bedroom | TRUE
124892 | 12489 | 2 | 191 | Kitchen | TRUE
124893 | 12489 | 3 | 96 | Hall | TRUE
124894 | 12489 | 4 | 70 | Bathroom | TRUE
124895 | 12489 | 5 | 155 | Bedroom | TRUE
124896 | 12489 | 6 | 287 | Master Bedroom | TRUE
124897 | 12489 | 7 | 63 | Bathroom | TRUE | No windows.
124898 | 12489 | 8 | 52 | Hall | TRUE | No windows.
124899 | 12489 | 9 | 277 | Other | TRUE
1248910 | 12489 | 10 | 152 | Office | TRUE
1248911 | 12489 | 11 | 60 | Laundry Room | TRUE | No windows.
1248912 | 12489 | 12 | 80 | Closet | TRUE | No windows.
1248913 | 12489 | 13 | 72 | Kitchen | TRUE | No windows.
1248914 | 12489 | 14 | 520 | Family Room | TRUE
1248915 | 12489 | 15 | 48 | Bathroom | TRUE
1248916 | 12489 | 16 | 96 | Hall | TRUE | No windows.
1248917 | 12489 | 17 | 326 | Bedroom | TRUE
1248918 | 12489 | 18 | 80 | Closet | TRUE | No windows.
1248919 | 12489 | 19 | 137 | Hall | TRUE
1248920 | 12489 | 20 | 245 | Living Room | TRUE
1248921 | 12489 | 21 | 134 | Dining Room | TRUE
124941 | 12494 | 1 | 52 | Hall | TRUE
124942 | 12494 | 2 | 36 | Bathroom | TRUE | no windows
124943 | 12494 | 3 | 300 | Other | TRUE | LIVING ROOM/OFFICE.
124944 | 12494 | 4 | 48 | Kitchen | TRUE
124945 | 12494 | 5 | 46 | Bathroom | TRUE | no windows
124946 | 12494 | 6 | 29 | Hall | TRUE | no windows
124947 | 12494 | 7 | 255 | Master Bedroom | TRUE
124948 | 12494 | 8 | 114 | Dining Room | TRUE
124949 | 12494 | 9 | 65 | Hall | TRUE | no windows
1249410 | 12494 | 10 | 15 | Closet | TRUE | no windows
1249411 | 12494 | 11 | 26 | Hall | TRUE | no windows
1249412 | 12494 | 12 | 88 | Other | TRUE | no windows
1249413 | 12494 | 13 | 362 | Garage | FALSE | no windows
1249414 | 12494 | 14 | 200 | Kitchen | TRUE
1249415 | 12494 | 15 | 16 | Laundry Room | TRUE | no windows
1249416 | 12494 | 16 | 158 | Living Room | TRUE
1249417 | 12494 | 17 | 34 | Bathroom | TRUE
1249418 | 12494 | 18 | 24 | Closet | TRUE | no windows
124961 | 12496 | 1 | 36 | Bathroom | TRUE | No windows.
124962 | 12496 | 2 | 100 | Bedroom | TRUE
124963 | 12496 | 3 | 98 | Bedroom | TRUE
124964 | 12496 | 4 | 140 | Bedroom | TRUE
124965 | 12496 | 5 | 105 | Dining Room | TRUE
124966 | 12496 | 6 | 500 | Garage | FALSE
124967 | 12496 | 7 | 80 | Kitchen | TRUE
124968 | 12496 | 8 | 470 | Family Room | TRUE
124969 | 12496 | 9 | 24 | Bathroom | TRUE
124991 | 12499 | 1 | 42 | Bathroom | TRUE | No windows.
124992 | 12499 | 2 | 60 | Bathroom | TRUE | No windows.
124993 | 12499 | 3 | 135 | Bedroom | TRUE
124994 | 12499 | 4 | 125 | Office | TRUE
124995 | 12499 | 5 | 140 | Dining Room | TRUE
124996 | 12499 | 6 | 100 | Dining Room | TRUE
124997 | 12499 | 7 | 170 | Family Room | TRUE
124998 | 12499 | 8 | 350 | Family Room | TRUE
124999 | 12499 | 9 | 400 | Garage | FALSE | No windows.
1249910 | 12499 | 10 | 40 | Hall | TRUE | No windows.
1249911 | 12499 | 11 | 150 | Kitchen | TRUE
1249912 | 12499 | 12 | 110 | Laundry Room | TRUE | No windows.
1249913 | 12499 | 13 | 40 | Bathroom | TRUE
1249914 | 12499 | 14 | 190 | Master Bedroom | TRUE
1249915 | 12499 | 15 | 50 | Other | TRUE | No windows.
125041 | 12504 | 1 | 16 | Closet | TRUE | no window
125042 | 12504 | 2 | 111 | Kitchen | TRUE
125043 | 12504 | 3 | 131 | Office | TRUE
125044 | 12504 | 4 | 35 | Dining Room | TRUE | no window
125045 | 12504 | 5 | 232 | Living Room | TRUE
125046 | 12504 | 6 | 40 | Hall | TRUE | no window
125047 | 12504 | 7 | 93 | Bedroom | TRUE
125048 | 12504 | 8 | 154 | Master Bedroom | TRUE
125049 | 12504 | 9 | 15 | Closet | TRUE | no window
1250410 | 12504 | 10 | 25 | Bathroom | TRUE | no window
125051 | 12505 | 1 | 170 | Kitchen | TRUE
125052 | 12505 | 2 | 113 | Bedroom | TRUE
125053 | 12505 | 3 | 115 | Bedroom | TRUE
125054 | 12505 | 4 | 218 | Family Room | TRUE
125055 | 12505 | 5 | 288 | Bedroom | TRUE | was a garage
125056 | 12505 | 6 | 108 | Laundry Room | FALSE | part of old garage , intterior walls are insulated R11 No windows.
125057 | 12505 | 7 | 19 | Hall | TRUE | No windows.
125058 | 12505 | 8 | 21 | Closet | TRUE | linen closet , no lighting No windows.
125059 | 12505 | 9 | 45 | Hall | TRUE | No windows.
1250510 | 12505 | 10 | 38 | Bathroom | TRUE | No windows.
1250511 | 12505 | 11 | 155 | Bedroom | TRUE
1250512 | 12505 | 12 | 43 | Bathroom | TRUE
125071 | 12507 | 1 | 36 | Dining Room | TRUE
125072 | 12507 | 2 | 91 | Office | TRUE
125073 | 12507 | 3 | 46 | Hall | TRUE
125074 | 12507 | 4 | 285 | Garage | FALSE
125075 | 12507 | 5 | 113 | Kitchen | TRUE
125076 | 12507 | 6 | 318 | Living Room | TRUE
125077 | 12507 | 7 | 156 | Master Bedroom | TRUE
125078 | 12507 | 8 | 117 | Bathroom | TRUE
125079 | 12507 | 9 | 160 | Office | TRUE
125101 | 12510 | 1 | 164 | Bedroom | TRUE
125102 | 12510 | 2 | 132 | Bedroom | TRUE | could not get behind tv up on top of a shelf
125103 | 12510 | 3 | 187 | Bedroom | TRUE
125104 | 12510 | 4 | 43 | Closet | TRUE | No windows.
125105 | 12510 | 5 | 20 | Closet | TRUE | No windows.
125106 | 12510 | 6 | 175 | Other | TRUE
125107 | 12510 | 7 | 145 | Hall | TRUE | No windows.
125108 | 12510 | 8 | 561 | Garage | TRUE | No windows.
125109 | 12510 | 9 | 113 | Hall | TRUE
1251010 | 12510 | 10 | 30 | Hall | TRUE | No windows.
1251011 | 12510 | 11 | 504 | Kitchen | TRUE
1251012 | 12510 | 12 | 94 | Laundry Room | TRUE
1251013 | 12510 | 13 | 361 | Living Room | TRUE
1251014 | 12510 | 14 | 65 | Bathroom | TRUE | No windows.
1251015 | 12510 | 15 | 204 | Bathroom | TRUE
1251016 | 12510 | 16 | 239 | Master Bedroom | TRUE
1251017 | 12510 | 17 | 165 | Office | TRUE
1251018 | 12510 | 18 | 43 | Bathroom | TRUE | No windows.
125141 | 12514 | 1 | 1012 | Other | TRUE
125142 | 12514 | 2 | 113 | Bedroom | TRUE
125143 | 12514 | 3 | 145 | Bedroom | TRUE
125144 | 12514 | 4 | 50 | Hall | TRUE
125145 | 12514 | 5 | 193 | Kitchen | TRUE
125146 | 12514 | 6 | 207 | Living Room | TRUE
125147 | 12514 | 7 | 163 | Office | TRUE
125148 | 12514 | 8 | 18 | Closet | TRUE | No windows.
125149 | 12514 | 9 | 50 | Bathroom | TRUE
125241 | 12524 | 1 | 285 | Dining Room | TRUE
125242 | 12524 | 2 | 97 | Other | TRUE
125243 | 12524 | 3 | 596 | Garage | TRUE
125244 | 12524 | 4 | 46 | Hall | TRUE
125245 | 12524 | 5 | 150 | Kitchen | TRUE
125246 | 12524 | 6 | 176 | Living Room | TRUE
125247 | 12524 | 7 | 141 | Master Bedroom | TRUE
125248 | 12524 | 8 | 41 | Bathroom | TRUE
125249 | 12524 | 9 | 83 | Office | TRUE
1252410 | 12524 | 10 | 41 | Bathroom | TRUE
125561 | 12556 | 1 | 60 | Bathroom | TRUE
125562 | 12556 | 2 | 135 | Bedroom | TRUE
125563 | 12556 | 3 | 143 | Bedroom | TRUE
125564 | 12556 | 4 | 135 | Office | TRUE
125565 | 12556 | 5 | 85 | Hall | TRUE | No windows.
125566 | 12556 | 6 | 153 | Dining Room | TRUE
125567 | 12556 | 7 | 195 | Family Room | TRUE
125568 | 12556 | 8 | 598 | Garage | FALSE | No windows.
125569 | 12556 | 9 | 170 | Hall | TRUE | No windows.
1255610 | 12556 | 10 | 195 | Kitchen | TRUE | No windows.
1255611 | 12556 | 11 | 100 | Laundry Room | TRUE
1255612 | 12556 | 12 | 100 | Laundry Room | TRUE
1255613 | 12556 | 13 | 274 | Living Room | TRUE
1255614 | 12556 | 14 | 100 | Bathroom | TRUE
1255615 | 12556 | 15 | 230 | Master Bedroom | TRUE
1255616 | 12556 | 16 | 62 | Closet | TRUE | No windows.
125611 | 12561 | 1 | 145 | Other | TRUE
125612 | 12561 | 2 | 165 | Laundry Room | FALSE
125613 | 12561 | 3 | 145 | Bedroom | TRUE
125614 | 12561 | 4 | 141 | Bedroom | TRUE
125615 | 12561 | 5 | 15 | Closet | TRUE | No windows.
125616 | 12561 | 6 | 227 | Dining Room | TRUE
125617 | 12561 | 7 | 32 | Other | TRUE
125618 | 12561 | 8 | 40 | Hall | TRUE | No windows.
125619 | 12561 | 9 | 160 | Kitchen | TRUE | no window, only skylight
1256110 | 12561 | 10 | 115 | Living Room | TRUE
1256111 | 12561 | 11 | 78 | Bathroom | TRUE
125641 | 12564 | 1 | 121 | Other | TRUE
125642 | 12564 | 2 | 55 | Kitchen | TRUE
125643 | 12564 | 3 | 239 | Living Room | TRUE
125644 | 12564 | 4 | 123 | Office | TRUE
125645 | 12564 | 5 | 96 | Other | FALSE | No Windows
125646 | 12564 | 6 | 345 | Bedroom | TRUE
125691 | 12569 | 1 | 162 | Other | TRUE | contains electric furnace. Basement room. Shares wall with crawlspace and adjacent duplex
125692 | 12569 | 2 | 49 | Bathroom | TRUE
125693 | 12569 | 3 | 819 | Other | FALSE
125694 | 12569 | 4 | 40 | Hall | TRUE
125695 | 12569 | 5 | 128 | Bedroom | TRUE
125696 | 12569 | 6 | 100 | Kitchen | TRUE
125697 | 12569 | 7 | 68 | Laundry Room | TRUE
125698 | 12569 | 8 | 240 | Living Room | TRUE
125699 | 12569 | 9 | 172 | Master Bedroom | TRUE | 1sq ft dog door
125721 | 12572 | 1 | 40 | Bathroom | TRUE
125722 | 12572 | 2 | 96 | Bedroom | TRUE
125723 | 12572 | 3 |  | Garage | FALSE
125724 | 12572 | 4 | 52 | Hall | TRUE
125725 | 12572 | 5 | 154 | Kitchen | TRUE
125726 | 12572 | 6 | 156 | Living Room | TRUE
125727 | 12572 | 7 | 135 | Master Bedroom | TRUE
125821 | 12582 | 1 | 65 | Bathroom | TRUE
125822 | 12582 | 2 | 125 | Bathroom | TRUE | No Windows
125823 | 12582 | 3 | 185 | Bedroom | TRUE
125824 | 12582 | 4 | 50 | Closet | TRUE
125825 | 12582 | 5 | 170 | Dining Room | TRUE
125826 | 12582 | 6 | 320 | Family Room | TRUE
125827 | 12582 | 7 | 310 | Family Room | TRUE
125828 | 12582 | 8 | 575 | Garage | FALSE | No Windows
125829 | 12582 | 9 | 155 | Hall | TRUE | No Windows
1258210 | 12582 | 10 | 120 | Hall | TRUE | No Windows
1258211 | 12582 | 11 | 140 | Kitchen | TRUE
1258212 | 12582 | 12 | 80 | Laundry Room | TRUE | No Windows
1258213 | 12582 | 13 | 315 | Living Room | TRUE
1258214 | 12582 | 14 | 50 | Bathroom | TRUE
1258215 | 12582 | 15 | 195 | Master Bedroom | TRUE
1258216 | 12582 | 16 | 166 | Office | TRUE
1258217 | 12582 | 17 | 315 | Other | TRUE | No Windows
1258218 | 12582 | 18 | 140 | Hall | TRUE
1258219 | 12582 | 19 | 40 | Closet | TRUE | No Windows
126001 | 12600 | 1 | 50 | Kitchen | TRUE
126002 | 12600 | 2 | 45 | Bathroom | TRUE
126003 | 12600 | 3 | 60 | Bathroom | TRUE
126004 | 12600 | 4 | 80 | Bedroom | TRUE
126005 | 12600 | 5 | 330 | Garage | FALSE
126006 | 12600 | 6 | 450 | Living Room | TRUE
126007 | 12600 | 7 | 65 | Hall | TRUE
126008 | 12600 | 8 | 210 | Kitchen | TRUE
126009 | 12600 | 9 | 360 | Other | TRUE
1260010 | 12600 | 10 | 55 | Laundry Room | TRUE
1260011 | 12600 | 11 | 480 | Master Bedroom | TRUE
1260012 | 12600 | 12 | 300 | Office | TRUE
1260013 | 12600 | 13 | 45 | Hall | TRUE
1260014 | 12600 | 14 | 210 | Family Room | TRUE
126141 | 12614 | 1 | 42 | Bathroom | TRUE
126142 | 12614 | 2 | 957 | Other | TRUE
126143 | 12614 | 3 | 133 | Bedroom | TRUE
126144 | 12614 | 4 | 196 | Bedroom | TRUE
126145 | 12614 | 5 | 184 | Dining Room | TRUE
126146 | 12614 | 6 | 166 | Hall | TRUE
126147 | 12614 | 7 | 211 | Kitchen | TRUE
126148 | 12614 | 8 | 231 | Living Room | TRUE
126149 | 12614 | 9 | 80 | Bathroom | TRUE
1261410 | 12614 | 10 | 168 | Bedroom | TRUE
1261411 | 12614 | 11 | 62 | Closet | TRUE | No Windows
126201 | 12620 | 1 | 610 | Other | TRUE
126202 | 12620 | 2 | 702 | Garage | FALSE
126203 | 12620 | 3 | 35 | Hall | TRUE | no window
126204 | 12620 | 4 | 70 | Bathroom | TRUE
126205 | 12620 | 5 | 150 | Dining Room | TRUE
126206 | 12620 | 6 | 226 | Bedroom | TRUE
126207 | 12620 | 7 | 15 | Closet | TRUE | no window
126208 | 12620 | 8 | 28 | Hall | TRUE
126209 | 12620 | 9 | 163 | Hall | TRUE
1262010 | 12620 | 10 | 240 | Kitchen | TRUE
1262011 | 12620 | 11 | 124 | Hall | TRUE
1262012 | 12620 | 12 | 330 | Living Room | TRUE
1262013 | 12620 | 13 | 160 | Other | TRUE
1262014 | 12620 | 14 | 75 | Bathroom | TRUE
1262015 | 12620 | 15 | 160 | Hall | TRUE
1262016 | 12620 | 16 | 120 | Office | TRUE
1262017 | 12620 | 17 | 165 | Bedroom | TRUE
1262018 | 12620 | 18 | 158 | Office | TRUE
1262019 | 12620 | 19 | 27 | Hall | TRUE | no window
1262020 | 12620 | 20 | 28 | Hall | TRUE | no window
1262021 | 12620 | 21 | 195 | Office | TRUE
126211 | 12621 | 1 | 143 | Kitchen | TRUE
126212 | 12621 | 2 | 144 | Bedroom | TRUE
126213 | 12621 | 3 | 1107 | Garage | FALSE
126214 | 12621 | 4 | 200 | Other | FALSE
126215 | 12621 | 5 | 273 | Dining Room | TRUE
126216 | 12621 | 6 | 158 | Family Room | TRUE
126217 | 12621 | 7 | 277 | Living Room | TRUE
126218 | 12621 | 8 | 73 | Hall | TRUE | No Windows
126219 | 12621 | 9 | 54 | Bathroom | TRUE | No Windows
1262110 | 12621 | 10 | 220 | Master Bedroom | TRUE
1262111 | 12621 | 11 | 45 | Closet | TRUE | No Windows
1262112 | 12621 | 12 | 129 | Bathroom | TRUE
126301 | 12630 | 1 | 103 | Closet | TRUE
126302 | 12630 | 2 | 48 | Closet | TRUE
126303 | 12630 | 3 | 145 | Bedroom | TRUE
126304 | 12630 | 4 | 20 | Hall | TRUE
126305 | 12630 | 5 | 157 | Master Bedroom | TRUE
126306 | 12630 | 6 | 48 | Bathroom | TRUE
126307 | 12630 | 7 | 891 | Garage | FALSE | noo window
126308 | 12630 | 8 | 130 | Dining Room | TRUE
126309 | 12630 | 9 | 34 | Hall | TRUE
1263010 | 12630 | 10 | 170 | Kitchen | TRUE
1263011 | 12630 | 11 | 52 | Laundry Room | TRUE
1263012 | 12630 | 12 | 175 | Living Room | TRUE
1263013 | 12630 | 13 | 103 | Office | TRUE
1263014 | 12630 | 14 | 27 | Closet | TRUE
1263015 | 12630 | 15 | 21 | Closet | TRUE
126401 | 12640 | 1 | 80 | Bathroom | TRUE
126402 | 12640 | 2 | 80 | Master Bedroom | TRUE
126403 | 12640 | 3 | 155 | Dining Room | TRUE
126404 | 12640 | 4 | 330 | Garage | FALSE
126405 | 12640 | 5 | 80 | Kitchen | TRUE
126406 | 12640 | 6 | 340 | Living Room | TRUE
126407 | 12640 | 7 | 132 | Master Bedroom | TRUE
126408 | 12640 | 8 | 27 | Bathroom | TRUE
126409 | 12640 | 9 | 80 | Office | TRUE
126431 | 12643 | 1 | 514 | Family Room | TRUE | The TV in the basement was too large to move. I could not read the name plate.
126432 | 12643 | 2 | 44 | Hall | TRUE
126433 | 12643 | 3 | 32 | Hall | TRUE
126434 | 12643 | 4 | 121 | Dining Room | TRUE
126435 | 12643 | 5 | 196 | Dining Room | TRUE
126436 | 12643 | 6 | 185 | Hall | TRUE
126437 | 12643 | 7 | 160 | Kitchen | TRUE
126438 | 12643 | 8 | 30 | Bathroom | TRUE
126439 | 12643 | 9 | 178 | Laundry Room | TRUE
1264310 | 12643 | 10 | 390 | Living Room | TRUE
1264311 | 12643 | 11 | 168 | Bathroom | TRUE
1264312 | 12643 | 12 | 390 | Master Bedroom | TRUE
1264313 | 12643 | 13 | 84 | Closet | TRUE
1264314 | 12643 | 14 | 190 | Bedroom | TRUE
1264315 | 12643 | 15 | 312 | Living Room | TRUE | This finished sun room is part of the condition space, however, in the winter months the doors to the main house are kept close and the room is heated by a portable electric baseboard heater.
1264316 | 12643 | 16 | 162 | Bedroom | TRUE
1264317 | 12643 | 17 | 63 | Bathroom | TRUE
1264318 | 12643 | 18 | 119 | Hall | TRUE
1264319 | 12643 | 19 | 110 | Other | TRUE
126481 | 12648 | 1 | 40 | Bathroom | TRUE
126482 | 12648 | 2 | 26 | Bathroom | TRUE
126483 | 12648 | 3 | 127 | Bedroom | TRUE
126484 | 12648 | 4 | 46 | Closet | TRUE
126485 | 12648 | 5 | 13 | Closet | TRUE
126486 | 12648 | 6 | 50 | Closet | TRUE
126487 | 12648 | 7 | 116 | Dining Room | TRUE
126488 | 12648 | 8 | 66 | Hall | TRUE
126489 | 12648 | 9 | 252 | Family Room | TRUE
1264810 | 12648 | 10 | 621 | Garage | FALSE
1264811 | 12648 | 11 | 56 | Hall | TRUE
1264812 | 12648 | 12 | 48 | Hall | TRUE
1264813 | 12648 | 13 | 60 | Bathroom | TRUE
1264814 | 12648 | 14 | 127 | Bedroom | TRUE
1264815 | 12648 | 15 | 77 | Kitchen | TRUE
1264816 | 12648 | 16 | 82 | Laundry Room | TRUE
1264817 | 12648 | 17 | 267 | Living Room | TRUE
1264818 | 12648 | 18 | 133 | Office | TRUE | no window
1264819 | 12648 | 19 | 178 | Master Bedroom | TRUE
126561 | 12656 | 1 | 62 | Bathroom | TRUE
126562 | 12656 | 2 | 143 | Bedroom | TRUE
126563 | 12656 | 3 | 80 | Dining Room | TRUE
126564 | 12656 | 4 | 200 | Garage | FALSE | No Windows
126565 | 12656 | 5 | 46 | Hall | TRUE | No Windows
126566 | 12656 | 6 | 82 | Kitchen | TRUE
126567 | 12656 | 7 | 50 | Laundry Room | TRUE | No Windows
126568 | 12656 | 8 | 206 | Living Room | TRUE
126569 | 12656 | 9 | 113 | Office | TRUE
126571 | 12657 | 1 | 33 | Bathroom | TRUE
126572 | 12657 | 2 | 140 | Bedroom | TRUE
126573 | 12657 | 3 | 236 | Garage | FALSE | No Windows
126574 | 12657 | 4 | 44 | Hall | TRUE | No Windows
126575 | 12657 | 5 | 49 | Hall | TRUE
126576 | 12657 | 6 | 95 | Kitchen | TRUE
126577 | 12657 | 7 | 253 | Living Room | TRUE
126578 | 12657 | 8 | 39 | Bathroom | TRUE
126579 | 12657 | 9 | 196 | Master Bedroom | TRUE
1265710 | 12657 | 10 | 153 | Bedroom | TRUE
1265711 | 12657 | 11 | 45 | Bathroom | TRUE
1265712 | 12657 | 12 | 38 | Hall | TRUE | No Windows
126611 | 12661 | 1 | 237 | Other | TRUE
126612 | 12661 | 2 | 48 | Bathroom | TRUE
126613 | 12661 | 3 | 74 | Dining Room | TRUE
126614 | 12661 | 4 | 541 | Garage | FALSE
126615 | 12661 | 5 | 43 | Hall | TRUE
126616 | 12661 | 6 | 120 | Kitchen | TRUE
126617 | 12661 | 7 | 83 | Laundry Room | TRUE
126618 | 12661 | 8 | 270 | Living Room | TRUE
126619 | 12661 | 9 | 129 | Master Bedroom | TRUE
1266110 | 12661 | 10 | 168 | Office | TRUE
1266111 | 12661 | 11 | 126 | Bedroom | TRUE
126691 | 12669 | 1 | 53 | Bathroom | TRUE | No Windows
126692 | 12669 | 2 | 282 | Master Bedroom | TRUE
126693 | 12669 | 3 | 289 | Family Room | TRUE
126694 | 12669 | 4 | 162 | Other | TRUE | No Windows
126695 | 12669 | 5 | 127 | Dining Room | TRUE
126696 | 12669 | 6 | 115 | Other | TRUE
126697 | 12669 | 7 | 238 | Garage | TRUE | No Windows
126698 | 12669 | 8 | 110 | Hall | TRUE | No Windows
126699 | 12669 | 9 | 40 | Bathroom | TRUE | No Windows
1266910 | 12669 | 10 | 131 | Kitchen | TRUE
1266911 | 12669 | 11 | 136 | Laundry Room | TRUE
1266912 | 12669 | 12 | 201 | Living Room | TRUE
1266913 | 12669 | 13 | 42 | Bathroom | TRUE
1266914 | 12669 | 14 | 190 | Bedroom | TRUE
1266915 | 12669 | 15 | 170 | Office | TRUE
1266916 | 12669 | 16 | 77 | Office | TRUE
1266917 | 12669 | 17 | 54 | Closet | TRUE | No Windows
126701 | 12670 | 1 | 130 | Bedroom | TRUE
126702 | 12670 | 2 | 660 | Other | TRUE
126703 | 12670 | 3 | 50 | Bathroom | TRUE
126704 | 12670 | 4 | 130 | Bedroom | TRUE
126705 | 12670 | 5 | 60 | Bedroom | TRUE
126706 | 12670 | 6 | 220 | Kitchen | TRUE
126707 | 12670 | 7 | 320 | Living Room | TRUE
126751 | 12675 | 1 | 46 | Bathroom | TRUE
126752 | 12675 | 2 | 480 | Garage | FALSE
126753 | 12675 | 3 | 107 | Kitchen | TRUE
126754 | 12675 | 4 | 60 | Laundry Room | TRUE
126755 | 12675 | 5 | 272 | Living Room | TRUE
126756 | 12675 | 6 | 183 | Garage | TRUE
126757 | 12675 | 7 | 65 | Office | TRUE
126781 | 12678 | 1 | 110 | Dining Room | TRUE
126782 | 12678 | 2 | 50 | Hall | TRUE
126783 | 12678 | 3 | 274 | Living Room | TRUE
126784 | 12678 | 4 | 35 | Bathroom | TRUE | No Windows
126785 | 12678 | 5 | 218 | Master Bedroom | TRUE
126786 | 12678 | 6 | 467 | Garage | TRUE | No Windows
126787 | 12678 | 7 | 79 | Hall | TRUE | No Windows
126788 | 12678 | 8 | 50 | Bathroom | TRUE | No Windows
126789 | 12678 | 9 | 99 | Kitchen | TRUE
1267810 | 12678 | 10 | 55 | Laundry Room | TRUE | No Windows
1267811 | 12678 | 11 | 45 | Bathroom | TRUE
1267812 | 12678 | 12 | 194 | Master Bedroom | TRUE
1267813 | 12678 | 13 | 103 | Office | TRUE
1267814 | 12678 | 14 | 299 | Family Room | TRUE
126791 | 12679 | 1 | 135 | Master Bedroom | TRUE
126792 | 12679 | 2 | 255 | Living Room | TRUE
126793 | 12679 | 3 | 91 | Bathroom | TRUE
126794 | 12679 | 4 | 30 | Hall | TRUE | no window
126795 | 12679 | 5 | 125 | Bedroom | TRUE
126796 | 12679 | 6 | 105 | Laundry Room | TRUE
126797 | 12679 | 7 | 232 | Kitchen | TRUE
126798 | 12679 | 8 | 235 | Garage | FALSE
126799 | 12679 | 9 | 96 | Other | TRUE
126901 | 12690 | 1 | 268 | Living Room | TRUE
126902 | 12690 | 2 | 64 | Bathroom | TRUE | no window
126903 | 12690 | 3 | 169 | Bedroom | TRUE
126904 | 12690 | 4 | 48 | Closet | TRUE | no window
126905 | 12690 | 5 | 211 | Office | TRUE
126906 | 12690 | 6 | 900 | Garage | FALSE | no window
126907 | 12690 | 7 | 313 | Dining Room | TRUE
126908 | 12690 | 8 | 127 | Hall | TRUE
126909 | 12690 | 9 | 60 | Bathroom | TRUE | no window
1269010 | 12690 | 10 | 197 | Master Bedroom | TRUE
1269011 | 12690 | 11 | 249 | Bathroom | TRUE | no window
1269012 | 12690 | 12 | 141 | Laundry Room | TRUE | no window
1269013 | 12690 | 13 | 350 | Kitchen | TRUE
1269014 | 12690 | 14 | 84 | Hall | TRUE
126931 | 12693 | 1 | 76 | Bathroom | TRUE
126932 | 12693 | 2 | 19 | Bathroom | TRUE | No Windows
126933 | 12693 | 3 | 131 | Bedroom | TRUE
126934 | 12693 | 4 | 155 | Bedroom | TRUE
126935 | 12693 | 5 | 278 | Family Room | TRUE
126936 | 12693 | 6 | 92 | Dining Room | TRUE | No Windows
126937 | 12693 | 7 | 255 | Family Room | TRUE
126938 | 12693 | 8 | 410 | Garage | FALSE | No Windows
126939 | 12693 | 9 | 34 | Hall | TRUE | No Windows
1269310 | 12693 | 10 | 141 | Kitchen | TRUE | No Windows
1269311 | 12693 | 11 | 44 | Laundry Room | TRUE | No Windows
1269312 | 12693 | 12 | 332 | Living Room | TRUE
1269313 | 12693 | 13 | 131 | Other | TRUE
127241 | 12724 | 1 | 60 | Bathroom | TRUE
127242 | 12724 | 2 | 230 | Bedroom | TRUE
127243 | 12724 | 3 | 70 | Hall | TRUE | No Windows
127244 | 12724 | 4 | 80 | Bathroom | TRUE
127245 | 12724 | 5 | 403 | Master Bedroom | TRUE
127246 | 12724 | 6 | 41 | Closet | TRUE | No Windows
127247 | 12724 | 7 | 16 | Closet | TRUE | No Windows
127248 | 12724 | 8 | 32 | Closet | TRUE | No Windows
127249 | 12724 | 9 | 285 | Bedroom | TRUE
1272410 | 12724 | 10 | 80 | Hall | TRUE
1272411 | 12724 | 11 |  | Bedroom | TRUE | No Windows
1272412 | 12724 | 12 | 330 | Other | FALSE | No Windows
1272413 | 12724 | 13 | 173 | Dining Room | TRUE
1272414 | 12724 | 14 | 215 | Dining Room | TRUE
1272415 | 12724 | 15 | 80 | Hall | TRUE
1272416 | 12724 | 16 | 72 | Other | TRUE | No Windows
1272417 | 12724 | 17 | 145 | Kitchen | TRUE
1272418 | 12724 | 18 | 28 | Laundry Room | TRUE
1272419 | 12724 | 19 | 342 | Family Room | TRUE
1272420 | 12724 | 20 | 657 | Living Room | TRUE
1272421 | 12724 | 21 | 275 | Bedroom | TRUE
1272422 | 12724 | 22 | 68 | Bedroom | TRUE
1272423 | 12724 | 23 | 42 | Hall | TRUE
1272424 | 12724 | 24 | 470 | Office | TRUE
1272425 | 12724 | 25 | 17 | Closet | TRUE | No Windows
127301 | 12730 | 1 | 43 | Bathroom | TRUE
127302 | 12730 | 2 | 103 | Bedroom | TRUE
127303 | 12730 | 3 | 134 | Bedroom | TRUE
127304 | 12730 | 4 | 31 | Hall | TRUE
127305 | 12730 | 5 | 131 | Kitchen | TRUE
127306 | 12730 | 6 | 27 | Laundry Room | TRUE
127307 | 12730 | 7 | 180 | Living Room | TRUE
127371 | 12737 | 1 | 142 | Bedroom | TRUE | This bedroom is occupied by a college student that is only home during the summer months and around school breaks. Room includes mini fridge.
127372 | 12737 | 2 | 156 | Bedroom | TRUE
127373 | 12737 | 3 | 42 | Dining Room | TRUE
127374 | 12737 | 4 | 110 | Dining Room | TRUE
127375 | 12737 | 5 | 42 | Bathroom | TRUE
127376 | 12737 | 6 | 213 | Family Room | TRUE
127377 | 12737 | 7 | 124 | Hall | TRUE
127378 | 12737 | 8 |  | Garage | FALSE | surveyor indicates that there is some opening between the main (conditioned) portion of the house and the garage.
127379 | 12737 | 9 | 110 | Kitchen | TRUE
1273710 | 12737 | 10 | 42 | Laundry Room | TRUE
1273711 | 12737 | 11 | 228 | Living Room | TRUE
1273712 | 12737 | 12 | 196 | Master Bedroom | TRUE
1273713 | 12737 | 13 | 52 | Closet | TRUE
1273714 | 12737 | 14 | 42 | Bathroom | TRUE
1273715 | 12737 | 15 | 50 | Other | TRUE
1273716 | 12737 | 16 | 220 | Office | TRUE | This room was an addition in 2008. It is over a crawlspace. Has large aquarium. The homeowner works from home and uses the TV and computers for his work.
1273717 | 12737 | 17 | 48 | Bathroom | TRUE
1273718 | 12737 | 18 | 152 | Hall | TRUE
127381 | 12738 | 1 | 70 | Bathroom | TRUE
127382 | 12738 | 2 | 40 | Bathroom | TRUE | NO EXHAUST FAN.
127383 | 12738 | 3 | 130 | Bedroom | TRUE
127384 | 12738 | 4 | 130 | Bedroom | TRUE
127385 | 12738 | 5 | 140 | Bedroom | TRUE
127386 | 12738 | 6 | 55 | Dining Room | TRUE
127387 | 12738 | 7 | 42 | Hall | TRUE
127388 | 12738 | 8 | 130 | Kitchen | TRUE
127389 | 12738 | 9 | 50 | Laundry Room | TRUE
1273810 | 12738 | 10 | 216 | Living Room | TRUE
1273811 | 12738 | 11 | 230 | Master Bedroom | TRUE
127391 | 12739 | 1 | 68 | Bathroom | TRUE
127392 | 12739 | 2 | 36 | Bathroom | TRUE
127393 | 12739 | 3 | 104 | Bedroom | TRUE
127394 | 12739 | 4 | 120 | Bedroom | TRUE
127395 | 12739 | 5 | 92 | Other | TRUE | No Windows
127396 | 12739 | 6 | 131 | Family Room | TRUE
127397 | 12739 | 7 | 120 | Kitchen | TRUE
127398 | 12739 | 8 | 220 | Office | TRUE
127431 | 12743 | 1 | 68 | Bathroom | TRUE | No Windows
127432 | 12743 | 2 | 148 | Bedroom | TRUE
127433 | 12743 | 3 | 245 | Bedroom | TRUE
127434 | 12743 | 4 | 70 | Closet | TRUE | No Windows
127435 | 12743 | 5 | 136 | Dining Room | TRUE
127436 | 12743 | 6 | 96 | Other | TRUE
127437 | 12743 | 7 | 265 | Family Room | TRUE
127438 | 12743 | 8 | 85 | Hall | TRUE | No Windows
127439 | 12743 | 9 | 84 | Kitchen | TRUE
1274310 | 12743 | 10 | 420 | Bedroom | TRUE
1274311 | 12743 | 11 | 64 | Other | TRUE | No Windows
127451 | 12745 | 1 | 37 | Bathroom | TRUE
127452 | 12745 | 2 | 135 | Bedroom | TRUE
127453 | 12745 | 3 | 154 | Bedroom | TRUE
127454 | 12745 | 4 | 120 | Garage | FALSE | No Windows
127455 | 12745 | 5 | 65 | Hall | TRUE | No Windows
127456 | 12745 | 6 | 121 | Kitchen | TRUE
127457 | 12745 | 7 | 64 | Laundry Room | TRUE | No Windows
127458 | 12745 | 8 | 235 | Living Room | TRUE
127531 | 12753 | 1 | 164 | Garage | TRUE
127532 | 12753 | 2 | 69 | Hall | TRUE
127533 | 12753 | 3 | 36 | Bathroom | TRUE
127534 | 12753 | 4 | 18 | Laundry Room | TRUE
127535 | 12753 | 5 | 112 | Office | TRUE
127536 | 12753 | 6 | 246 | Master Bedroom | TRUE
127537 | 12753 | 7 | 64 | Closet | TRUE
127538 | 12753 | 8 | 101 | Bathroom | TRUE
127539 | 12753 | 9 | 111 | Hall | TRUE
1275310 | 12753 | 10 | 114 | Bedroom | TRUE
1275311 | 12753 | 11 | 36 | Bathroom | TRUE
1275312 | 12753 | 12 | 31 | Bathroom | TRUE
1275313 | 12753 | 13 | 187 | Kitchen | TRUE | 15 gal heated fish aquarium in use
1275314 | 12753 | 14 | 18 | Closet | TRUE
1275315 | 12753 | 15 | 233 | Dining Room | TRUE
1275316 | 12753 | 16 | 152 | Living Room | TRUE | Seven items plugged into TV
127551 | 12755 | 1 | 69 | Dining Room | TRUE
127552 | 12755 | 2 | 60 | Bathroom | TRUE
127553 | 12755 | 3 | 35 | Closet | TRUE
127554 | 12755 | 4 | 98 | Dining Room | TRUE
127555 | 12755 | 5 | 66 | Hall | TRUE
127556 | 12755 | 6 | 413 | Garage | FALSE
127557 | 12755 | 7 | 99 | Bedroom | TRUE
127558 | 12755 | 8 | 47 | Hall | TRUE
127559 | 12755 | 9 | 117 | Kitchen | TRUE
1275510 | 12755 | 10 | 29 | Laundry Room | TRUE
1275511 | 12755 | 11 | 281 | Living Room | TRUE
1275512 | 12755 | 12 | 61 | Bathroom | TRUE
1275513 | 12755 | 13 | 184 | Master Bedroom | TRUE
1275514 | 12755 | 14 | 98 | Office | TRUE
1275515 | 12755 | 15 | 162 | Living Room | TRUE
127591 | 12759 | 1 | 70 | Bathroom | TRUE
127592 | 12759 | 2 | 200 | Bedroom | TRUE
127593 | 12759 | 3 | 250 | Other | TRUE
127594 | 12759 | 4 | 235 | Dining Room | TRUE
127595 | 12759 | 5 | 130 | Hall | TRUE | No Windows
127596 | 12759 | 6 | 150 | Kitchen | TRUE
127597 | 12759 | 7 | 85 | Laundry Room | TRUE
127598 | 12759 | 8 | 315 | Living Room | TRUE
127599 | 12759 | 9 | 40 | Bathroom | TRUE
1275910 | 12759 | 10 | 210 | Master Bedroom | TRUE
1275911 | 12759 | 11 | 75 | Office | TRUE
1275912 | 12759 | 12 | 40 | Hall | TRUE | No Windows
127711 | 12771 | 1 | 139 | Bedroom | TRUE
127712 | 12771 | 2 | 287 | Dining Room | TRUE
127713 | 12771 | 3 | 41 | Hall | TRUE
127714 | 12771 | 4 | 47 | Bathroom | TRUE
127715 | 12771 | 5 | 154 | Bedroom | TRUE
127716 | 12771 | 6 | 138 | Bedroom | TRUE
127717 | 12771 | 7 | 37 | Bathroom | TRUE
127718 | 12771 | 8 | 565 | Family Room | TRUE
127719 | 12771 | 9 | 51 | Other | TRUE | walk in pantry
1277110 | 12771 | 10 | 133 | Bedroom | TRUE
1277111 | 12771 | 11 | 133 | Master Bedroom | TRUE
1277112 | 12771 | 12 | 48 | Bathroom | TRUE
1277113 | 12771 | 13 | 17 | Closet | TRUE
1277114 | 12771 | 14 | 83 | Hall | TRUE
1277115 | 12771 | 15 | 99 | Office | TRUE
1277116 | 12771 | 16 | 107 | Other | TRUE
1277117 | 12771 | 17 | 149 | Kitchen | TRUE
127731 | 12773 | 1 | 40 | Bathroom | TRUE | No Windows
127732 | 12773 | 2 | 45 | Bathroom | TRUE
127733 | 12773 | 3 | 130 | Bedroom | TRUE
127734 | 12773 | 4 | 130 | Bedroom | TRUE
127735 | 12773 | 5 | 100 | Dining Room | TRUE
127736 | 12773 | 6 | 185 | Family Room | TRUE
127737 | 12773 | 7 | 100 | Hall | TRUE | No Windows
127738 | 12773 | 8 | 140 | Kitchen | TRUE
127739 | 12773 | 9 | 150 | Master Bedroom | TRUE
1277310 | 12773 | 10 | 240 | Garage | FALSE | No Windows
127771 | 12777 | 1 | 140 | Bedroom | TRUE
127772 | 12777 | 2 | 50 | Bathroom | TRUE
127773 | 12777 | 3 | 45 | Closet | TRUE
127774 | 12777 | 4 | 300 | Family Room | TRUE
127775 | 12777 | 5 | 462 | Garage | FALSE
127776 | 12777 | 6 | 130 | Hall | TRUE
127777 | 12777 | 7 | 130 | Kitchen | TRUE
127778 | 12777 | 8 | 65 | Laundry Room | TRUE
127779 | 12777 | 9 | 375 | Living Room | TRUE
1277710 | 12777 | 10 | 170 | Master Bedroom | TRUE
1277711 | 12777 | 11 | 60 | Bedroom | TRUE
1277712 | 12777 | 12 | 145 | Office | TRUE
127821 | 12782 | 1 | 39 | Bathroom | TRUE
127822 | 12782 | 2 | 135 | Bedroom | TRUE
127823 | 12782 | 3 | 258 | Garage | FALSE | from sketch
127824 | 12782 | 4 | 110 | Kitchen | TRUE
127825 | 12782 | 5 | 247 | Living Room | TRUE
127826 | 12782 | 6 | 124 | Bedroom | TRUE
128141 | 12814 | 1 | 96 | Bedroom | TRUE
128142 | 12814 | 2 | 768 | Other | TRUE
128143 | 12814 | 3 | 150 | Dining Room | TRUE
128144 | 12814 | 4 | 53 | Hall | TRUE | No Windows
128145 | 12814 | 5 | 65 | Hall | TRUE | INCLUDES STAIR
128146 | 12814 | 6 | 105 | Kitchen | TRUE
128147 | 12814 | 7 | 270 | Living Room | TRUE
128148 | 12814 | 8 | 200 | Master Bedroom | TRUE
128149 | 12814 | 9 | 230 | Office | TRUE
1281410 | 12814 | 10 | 85 | Other | TRUE
128181 | 12818 | 1 | 33 | Bathroom | TRUE
128182 | 12818 | 2 | 110 | Master Bedroom | TRUE
128183 | 12818 | 3 | 825 | Other | TRUE
128184 | 12818 | 4 | 80 | Dining Room | TRUE
128185 | 12818 | 5 | 70 | Hall | TRUE | No Windows
128186 | 12818 | 6 | 75 | Kitchen | TRUE
128187 | 12818 | 7 | 223 | Living Room | TRUE
128188 | 12818 | 8 | 142 | Office | TRUE
128251 | 12825 | 1 | 186 | Living Room | TRUE
128252 | 12825 | 2 | 59 | Bathroom | TRUE
128253 | 12825 | 3 | 225 | Family Room | TRUE
128254 | 12825 | 4 | 128 | Laundry Room | TRUE
128255 | 12825 | 5 | 120 | Dining Room | TRUE
128256 | 12825 | 6 | 147 | Kitchen | TRUE
128257 | 12825 | 7 | 52 | Bathroom | TRUE
128258 | 12825 | 8 | 104 | Bedroom | TRUE
128259 | 12825 | 9 | 108 | Office | TRUE
1282510 | 12825 | 10 | 22 | Hall | TRUE
1282511 | 12825 | 11 | 68 | Hall | TRUE
1282512 | 12825 | 12 | 202 | Master Bedroom | TRUE
128331 | 12833 | 1 | 150 | Bedroom | TRUE | there was a pad lock on the door, home owner stated that teantant rents the downstairs and when out of town she puts a pad luck on door No Windows
128332 | 12833 | 2 | 115 | Bedroom | TRUE
128333 | 12833 | 3 | 209 | Dining Room | TRUE
128334 | 12833 | 4 | 667 | Other | TRUE
128335 | 12833 | 5 | 56 | Bathroom | TRUE
128336 | 12833 | 6 | 98 | Kitchen | TRUE
128337 | 12833 | 7 | 92 | Hall | TRUE
128338 | 12833 | 8 | 124 | Kitchen | TRUE
128339 | 12833 | 9 | 396 | Living Room | TRUE
1283310 | 12833 | 10 | 196 | Bedroom | TRUE | tv is big in a cabinet can't get to plug or label
1283311 | 12833 | 11 | 40 | Bathroom | TRUE
1283312 | 12833 | 12 | 155 | Laundry Room | TRUE
1283313 | 12833 | 13 | 55 | Bathroom | TRUE | No Windows
1283314 | 12833 | 14 | 58 | Hall | TRUE | No Windows
1283315 | 12833 | 15 | 115 | Bedroom | TRUE
128451 | 12845 | 1 | 37 | Bathroom | TRUE
128452 | 12845 | 2 | 150 | Closet | TRUE
128453 | 12845 | 3 | 471 | Other | TRUE
128454 | 12845 | 4 | 210 | Living Room | TRUE
128455 | 12845 | 5 | 80 | Hall | TRUE
128456 | 12845 | 6 | 105 | Closet | TRUE
128457 | 12845 | 7 | 35 | Bathroom | TRUE
128458 | 12845 | 8 | 105 | Bedroom | TRUE
128459 | 12845 | 9 | 158 | Bedroom | TRUE
1284510 | 12845 | 10 | 158 | Bedroom | TRUE
1284511 | 12845 | 11 | 120 | Dining Room | TRUE
1284512 | 12845 | 12 | 400 | Garage | FALSE
1284513 | 12845 | 13 | 140 | Hall | TRUE
1284514 | 12845 | 14 | 147 | Kitchen | TRUE
1284515 | 12845 | 15 | 26 | Laundry Room | TRUE
1284516 | 12845 | 16 | 223 | Living Room | TRUE
128531 | 12853 | 1 | 33 | Bathroom | TRUE | No Windows
128532 | 12853 | 2 | 140 | Bedroom | TRUE
128533 | 12853 | 3 | 20 | Closet | TRUE | No Windows
128534 | 12853 | 4 | 12 | Closet | TRUE | No Windows
128535 | 12853 | 5 | 130 | Bedroom | TRUE
128536 | 12853 | 6 | 195 | Dining Room | TRUE
128537 | 12853 | 7 | 140 | Bedroom | TRUE
128538 | 12853 | 8 | 308 | Family Room | TRUE
128539 | 12853 | 9 | 293 | Garage | FALSE | No Windows
1285310 | 12853 | 10 | 66 | Hall | TRUE | No Windows
1285311 | 12853 | 11 | 155 | Office | TRUE
1285312 | 12853 | 12 | 198 | Kitchen | TRUE | No Windows
1285313 | 12853 | 13 | 76 | Laundry Room | TRUE
1285314 | 12853 | 14 | 340 | Living Room | TRUE
1285315 | 12853 | 15 | 42 | Bathroom | TRUE
1285316 | 12853 | 16 | 156 | Master Bedroom | TRUE
1285317 | 12853 | 17 | 50 | Bathroom | TRUE | No Windows
128561 | 12856 | 1 | 50 | Bathroom | TRUE
128562 | 12856 | 2 | 143 | Bedroom | TRUE
128563 | 12856 | 3 | 149 | Bedroom | TRUE
128564 | 12856 | 4 | 184 | Bedroom | TRUE
128565 | 12856 | 5 | 103 | Dining Room | TRUE
128566 | 12856 | 6 | 145 | Bedroom | TRUE | No Windows
128567 | 12856 | 7 | 111 | Family Room | TRUE | No Windows
128568 | 12856 | 8 | 103 | Hall | TRUE | No Windows
128569 | 12856 | 9 | 195 | Other | FALSE | No Windows
1285610 | 12856 | 10 | 35 | Hall | TRUE | No Windows
1285611 | 12856 | 11 | 117 | Kitchen | TRUE
1285612 | 12856 | 12 | 53 | Laundry Room | TRUE
1285613 | 12856 | 13 | 331 | Living Room | TRUE
1285614 | 12856 | 14 | 215 | Closet | TRUE | No Windows
1285615 | 12856 | 15 | 127 | Hall | TRUE
128891 | 12889 | 1 | 122 | Kitchen | TRUE
128892 | 12889 | 2 | 207 | Master Bedroom | TRUE
128893 | 12889 | 3 | 102 | Bathroom | TRUE
128894 | 12889 | 4 | 42 | Closet | TRUE
128895 | 12889 | 5 | 54 | Closet | TRUE | No Windows
128896 | 12889 | 6 | 238 | Family Room | TRUE | CRT not plugged in. Only used 1-2 times per year.
128897 | 12889 | 7 | 465 | Garage | FALSE
128898 | 12889 | 8 | 118 | Dining Room | TRUE
128899 | 12889 | 9 | 181 | Living Room | TRUE
1288910 | 12889 | 10 | 131 | Hall | TRUE | No Windows
1288911 | 12889 | 11 | 140 | Bedroom | TRUE
1288912 | 12889 | 12 | 36 | Closet | TRUE
1288913 | 12889 | 13 | 51 | Bathroom | TRUE
1288914 | 12889 | 14 | 111 | Office | TRUE
1288915 | 12889 | 15 | 40 | Closet | TRUE | No Windows
128951 | 12895 | 1 | 50 | Bathroom | TRUE
128952 | 12895 | 2 | 183 | Bedroom | TRUE
128953 | 12895 | 3 | 166 | Bedroom | TRUE
128954 | 12895 | 4 | 56 | Closet | TRUE
128955 | 12895 | 5 | 87 | Dining Room | TRUE
128956 | 12895 | 6 | 300 | Family Room | TRUE
128957 | 12895 | 7 | 485 | Garage | FALSE | No Windows
128958 | 12895 | 8 | 75 | Hall | TRUE
128959 | 12895 | 9 | 185 | Hall | TRUE | No Windows
1289510 | 12895 | 10 | 238 | Kitchen | TRUE
1289511 | 12895 | 11 | 54 | Laundry Room | TRUE
1289512 | 12895 | 12 | 460 | Living Room | TRUE
1289513 | 12895 | 13 | 70 | Bathroom | TRUE | LOFT
1289514 | 12895 | 14 | 160 | Master Bedroom | TRUE | LOFT
1289515 | 12895 | 15 | 200 | Other | TRUE | LOFT SPACE
1289516 | 12895 | 16 | 380 | Other | TRUE
128971 | 12897 | 1 | 850 | Other | TRUE
128972 | 12897 | 2 | 60 | Bathroom | TRUE
128973 | 12897 | 3 | 150 | Bedroom | TRUE
128974 | 12897 | 4 | 145 | Bedroom | TRUE
128975 | 12897 | 5 | 25 | Hall | TRUE | No Windows
128976 | 12897 | 6 | 105 | Kitchen | TRUE
128977 | 12897 | 7 | 220 | Living Room | TRUE
128981 | 12898 | 1 | 96 | Dining Room | TRUE
128982 | 12898 | 2 | 131 | Office | TRUE
128983 | 12898 | 3 | 311 | Family Room | TRUE
128984 | 12898 | 4 | 75 | Laundry Room | TRUE
128985 | 12898 | 5 | 20 | Dining Room | TRUE | No Windows
128986 | 12898 | 6 | 400 | Garage | FALSE
128987 | 12898 | 7 | 251 | Living Room | TRUE
128988 | 12898 | 8 | 127 | Kitchen | TRUE
128989 | 12898 | 9 | 123 | Hall | TRUE
1289810 | 12898 | 10 | 45 | Bathroom | TRUE
1289811 | 12898 | 11 | 153 | Master Bedroom | TRUE
1289812 | 12898 | 12 | 50 | Bathroom | TRUE
1289813 | 12898 | 13 | 100 | Hall | TRUE | No Windows
1289814 | 12898 | 14 | 128 | Bedroom | TRUE
129021 | 12902 | 1 | 272 | Living Room | TRUE
129022 | 12902 | 2 | 59 | Hall | TRUE | No Windows
129023 | 12902 | 3 | 149 | Kitchen | TRUE
129024 | 12902 | 4 | 48 | Hall | TRUE | No Windows
129025 | 12902 | 5 | 75 | Laundry Room | TRUE
129026 | 12902 | 6 | 186 | Bedroom | TRUE
129027 | 12902 | 7 | 40 | Bathroom | TRUE | No Windows
129028 | 12902 | 8 | 183 | Closet | TRUE
129029 | 12902 | 9 | 156 | Closet | TRUE | No Windows
1290210 | 12902 | 10 | 326 | Other | TRUE
1290211 | 12902 | 11 | 134 | Dining Room | TRUE
1290212 | 12902 | 12 | 53 | Bathroom | TRUE
1290213 | 12902 | 13 | 148 | Bedroom | TRUE
1290214 | 12902 | 14 | 156 | Bedroom | TRUE
1290215 | 12902 | 15 | 147 | Bedroom | TRUE
1290216 | 12902 | 16 | 130 | Family Room | TRUE
1290217 | 12902 | 17 | 83 | Hall | TRUE | No Windows
1290218 | 12902 | 18 | 173 | Bedroom | TRUE
129061 | 12906 | 1 | 45 | Bathroom | TRUE | No Windows
129062 | 12906 | 2 | 263 | Bedroom | TRUE
129063 | 12906 | 3 | 329 | Other | TRUE
129064 | 12906 | 4 | 70 | Bathroom | TRUE
129065 | 12906 | 5 | 214 | Bedroom | TRUE
129066 | 12906 | 6 | 90 | Other | TRUE
129067 | 12906 | 7 | 350 | Family Room | TRUE
129068 | 12906 | 8 | 180 | Kitchen | TRUE
129069 | 12906 | 9 | 210 | Other | TRUE | No Windows
129081 | 12908 | 1 | 250 | Other | TRUE
129082 | 12908 | 2 | 50 | Bathroom | TRUE
129083 | 12908 | 3 | 88 | Bedroom | TRUE
129084 | 12908 | 4 | 125 | Bedroom | TRUE
129085 | 12908 | 5 | 136 | Dining Room | TRUE
129086 | 12908 | 6 | 80 | Hall | TRUE | No Windows
129087 | 12908 | 7 | 160 | Kitchen | TRUE
129088 | 12908 | 8 | 150 | Laundry Room | TRUE
129391 | 12939 | 1 | 33 | Bathroom | TRUE
129392 | 12939 | 2 | 202 | Bedroom | TRUE
129393 | 12939 | 3 | 744 | Garage | FALSE
129394 | 12939 | 4 | 136 | Hall | TRUE
129395 | 12939 | 5 | 163 | Kitchen | TRUE
129396 | 12939 | 6 | 426 | Living Room | TRUE
129397 | 12939 | 7 | 326 | Office | TRUE
129398 | 12939 | 8 | 95 | Bathroom | TRUE
129399 | 12939 | 9 | 145 | Hall | TRUE
129441 | 12944 | 1 | 310 | Family Room | TRUE
129442 | 12944 | 2 | 48 | Bathroom | TRUE
129443 | 12944 | 3 | 54 | Bathroom | TRUE
129444 | 12944 | 4 | 64 | Bathroom | TRUE
129445 | 12944 | 5 | 151 | Bedroom | TRUE
129446 | 12944 | 6 | 107 | Bedroom | TRUE
129447 | 12944 | 7 | 201 | Dining Room | TRUE
129448 | 12944 | 8 | 275 | Family Room | TRUE
129449 | 12944 | 9 | 520 | Garage | FALSE | No Windows
1294410 | 12944 | 10 | 51 | Hall | TRUE | No Windows
1294411 | 12944 | 11 | 25 | Hall | TRUE | No Windows
1294412 | 12944 | 12 | 54 | Hall | TRUE | No Windows
1294413 | 12944 | 13 | 134 | Kitchen | TRUE
1294414 | 12944 | 14 | 28 | Laundry Room | TRUE | No Windows
1294415 | 12944 | 15 | 134 | Office | TRUE
1294416 | 12944 | 16 | 82 | Other | TRUE
1294417 | 12944 | 17 | 260 | Other | TRUE
1294418 | 12944 | 18 | 124 | Other | TRUE
129551 | 12955 | 1 | 25 | Bathroom | TRUE
129552 | 12955 | 2 | 34 | Bathroom | TRUE
129553 | 12955 | 3 | 105 | Bedroom | TRUE
129554 | 12955 | 4 | 80 | Dining Room | TRUE
129555 | 12955 | 5 | 90 | Garage | FALSE
129556 | 12955 | 6 | 45 | Hall | TRUE
129557 | 12955 | 7 | 110 | Kitchen | TRUE
129558 | 12955 | 8 | 150 | Bedroom | TRUE
129559 | 12955 | 9 | 25 | Hall | TRUE
1295510 | 12955 | 10 | 175 | Living Room | TRUE
1295511 | 12955 | 11 | 53 | Bathroom | TRUE
1295512 | 12955 | 12 | 185 | Master Bedroom | TRUE
1295513 | 12955 | 13 | 240 | Hall | TRUE
129561 | 12956 | 1 | 145 | Bedroom | TRUE
129562 | 12956 | 2 | 72 | Bathroom | TRUE
129563 | 12956 | 3 | 91 | Dining Room | TRUE
129564 | 12956 | 4 | 180 | Dining Room | TRUE
129565 | 12956 | 5 | 234 | Family Room | TRUE
129566 | 12956 | 6 | 572 | Garage | TRUE
129567 | 12956 | 7 | 192 | Bedroom | TRUE
129568 | 12956 | 8 | 259 | Hall | TRUE | No Windows
129569 | 12956 | 9 | 131 | Kitchen | TRUE
1295610 | 12956 | 10 | 72 | Laundry Room | TRUE
1295611 | 12956 | 11 | 245 | Living Room | TRUE
1295612 | 12956 | 12 | 144 | Bathroom | TRUE | No Windows
1295613 | 12956 | 13 | 188 | Master Bedroom | TRUE
1295614 | 12956 | 14 | 156 | Office | TRUE
129751 | 12975 | 1 | 52 | Bathroom | TRUE
129752 | 12975 | 2 | 97 | Bathroom | TRUE
129753 | 12975 | 3 | 95 | Dining Room | TRUE
129754 | 12975 | 4 | 336 | Living Room | TRUE
129755 | 12975 | 5 | 20 | Closet | TRUE
129756 | 12975 | 6 | 485 | Garage | FALSE
129757 | 12975 | 7 | 47 | Hall | TRUE
129758 | 12975 | 8 | 115 | Kitchen | TRUE
129759 | 12975 | 9 | 34 | Bathroom | TRUE
1297510 | 12975 | 10 | 166 | Master Bedroom | TRUE
1297511 | 12975 | 11 | 139 | Office | TRUE
129771 | 12977 | 1 | 66 | Bathroom | TRUE
129772 | 12977 | 2 | 44 | Closet | TRUE
129773 | 12977 | 3 | 125 | Dining Room | TRUE
129774 | 12977 | 4 | 400 | Garage | FALSE
129775 | 12977 | 5 | 157 | Kitchen | TRUE
129776 | 12977 | 6 | 40 | Bathroom | TRUE
129777 | 12977 | 7 | 150 | Bedroom | TRUE
129778 | 12977 | 8 | 375 | Family Room | TRUE
129779 | 12977 | 9 | 75 | Hall | TRUE
1297710 | 12977 | 10 | 200 | Office | TRUE
1297711 | 12977 | 11 | 130 | Other | TRUE
1297712 | 12977 | 12 | 255 | Living Room | TRUE
1297713 | 12977 | 13 | 68 | Bathroom | TRUE
1297714 | 12977 | 14 | 170 | Master Bedroom | TRUE
1297715 | 12977 | 15 | 240 | Other | FALSE
1297716 | 12977 | 16 | 120 | Hall | TRUE
129921 | 12992 | 1 | 75 | Bathroom | TRUE
129922 | 12992 | 2 | 30 | Bathroom | TRUE | No Windows
129923 | 12992 | 3 | 150 | Office | TRUE
129924 | 12992 | 4 | 165 | Bedroom | TRUE
129925 | 12992 | 5 | 133 | Bedroom | TRUE
129926 | 12992 | 6 | 130 | Dining Room | TRUE
129927 | 12992 | 7 | 480 | Garage | FALSE | No Windows
129928 | 12992 | 8 | 94 | Hall | TRUE
129929 | 12992 | 9 | 120 | Hall | TRUE | No Windows
1299210 | 12992 | 10 | 165 | Kitchen | TRUE
1299211 | 12992 | 11 | 60 | Laundry Room | TRUE
1299212 | 12992 | 12 | 255 | Living Room | TRUE
1299213 | 12992 | 13 | 220 | Bedroom | TRUE
1299214 | 12992 | 14 | 222 | Master Bedroom | TRUE
1299215 | 12992 | 15 | 80 | Hall | TRUE
129941 | 12994 | 1 | 140 | Dining Room | TRUE
129942 | 12994 | 2 | 15 | Bathroom | TRUE | NO WINDOWS
129943 | 12994 | 3 |  | Bedroom | TRUE
129944 | 12994 | 4 | 57 | Laundry Room | TRUE
129945 | 12994 | 5 | 155 | Laundry Room | TRUE
129946 | 12994 | 6 | 810 | Other | TRUE
129947 | 12994 | 7 | 300 | Family Room | TRUE | 6 ft windows on all walls
129948 | 12994 | 8 | 21 | Hall | TRUE | NO WINDOWS
129949 | 12994 | 9 | 350 | Kitchen | TRUE
1299410 | 12994 | 10 | 350 | Living Room | TRUE
1299411 | 12994 | 11 | 15 | Closet | TRUE | NO WINDOWS
1299412 | 12994 | 12 | 155 | Bathroom | TRUE
1299413 | 12994 | 13 | 280 | Master Bedroom | TRUE
1299414 | 12994 | 14 | 80 | Bathroom | TRUE
1299415 | 12994 | 15 |  | Other | FALSE | shop NO WINDOWS
1299416 | 12994 | 16 | 100 | Hall | TRUE | NO WINDOWS
1299417 | 12994 | 17 | 200 | Office | TRUE
1299418 | 12994 | 18 | 50 | Bathroom | TRUE
1299419 | 12994 | 19 | 225 | Bedroom | TRUE
1299420 | 12994 | 20 | 266 | Bedroom | TRUE
1299421 | 12994 | 21 | 75 | Hall | TRUE | NO WINDOWS
1299422 | 12994 | 22 | 150 | Other | TRUE
130041 | 13004 | 1 | 56 | Bathroom | TRUE
130042 | 13004 | 2 | 179 | Office | TRUE
130043 | 13004 | 3 | 28 | Closet | TRUE
130044 | 13004 | 4 | 764 | Other | TRUE
130045 | 13004 | 5 |  | Garage | FALSE
130046 | 13004 | 6 | 159 | Bedroom | TRUE | mother lives with family. on oxygem machine that runs 24/7.
130047 | 13004 | 7 | 143 | Living Room | TRUE
130048 | 13004 | 8 | 140 | Kitchen | TRUE
130049 | 13004 | 9 | 23 | Bathroom | TRUE
1300410 | 13004 | 10 | 64 | Hall | TRUE
1300411 | 13004 | 11 | 154 | Bedroom | TRUE
1300412 | 13004 | 12 | 25 | Closet | TRUE
1300413 | 13004 | 13 | 152 | Bedroom | TRUE
130111 | 13011 | 1 | 460 | Other | FALSE
130112 | 13011 | 2 | 70 | Bathroom | TRUE | No Windows
130113 | 13011 | 3 | 60 | Bathroom | TRUE
130114 | 13011 | 4 | 200 | Bedroom | TRUE
130115 | 13011 | 5 | 20 | Closet | TRUE | No Windows
130116 | 13011 | 6 | 270 | Dining Room | TRUE
130117 | 13011 | 7 | 460 | Garage | FALSE
130118 | 13011 | 8 | 150 | Kitchen | TRUE
130119 | 13011 | 9 | 140 | Living Room | TRUE | No Windows
1301110 | 13011 | 10 | 150 | Office | TRUE
1301111 | 13011 | 11 | 50 | Hall | TRUE
1301112 | 13011 | 12 | 170 | Bedroom | TRUE
130171 | 13017 | 1 | 540 | Other | TRUE
130172 | 13017 | 2 | 168 | Bedroom | TRUE
130173 | 13017 | 3 | 179 | Bedroom | TRUE
130174 | 13017 | 4 | 165 | Bedroom | TRUE
130175 | 13017 | 5 | 24 | Other | FALSE | No Windows
130176 | 13017 | 6 | 368 | Family Room | TRUE | primary tv is not working
130177 | 13017 | 7 | 85 | Hall | TRUE
130178 | 13017 | 8 | 200 | Kitchen | TRUE | owner was watching market drop and I said i would come back to it but forgot to measure wattage
130179 | 13017 | 9 | 56 | Bathroom | TRUE
1301710 | 13017 | 10 | 279 | Master Bedroom | TRUE
1301711 | 13017 | 11 | 57 | Other | TRUE
1301712 | 13017 | 12 | 47 | Other | TRUE | No Windows
1301713 | 13017 | 13 | 54 | Other | TRUE
1301714 | 13017 | 14 | 85 | Bathroom | TRUE
1301715 | 13017 | 15 | 15 | Closet | TRUE | No Windows
1301716 | 13017 | 16 | 168 | Dining Room | TRUE
1301717 | 13017 | 17 | 98 | Hall | TRUE
130191 | 13019 | 1 | 150 | Dining Room | TRUE
130192 | 13019 | 2 | 50 | Bathroom | TRUE | no windows
130193 | 13019 | 3 | 350 | Bedroom | TRUE
130194 | 13019 | 4 | 66 | Closet | TRUE | no windows
130195 | 13019 | 5 | 420 | Family Room | TRUE
130196 | 13019 | 6 | 35 | Other | TRUE | no windows
130197 | 13019 | 7 | 60 | Hall | TRUE | no windows
130198 | 13019 | 8 | 100 | Other | TRUE | no windows
130199 | 13019 | 9 | 100 | Hall | TRUE | no windows
1301910 | 13019 | 10 | 192 | Kitchen | TRUE
1301911 | 13019 | 11 | 176 | Laundry Room | TRUE
1301912 | 13019 | 12 | 512 | Living Room | TRUE
1301913 | 13019 | 13 | 56 | Bathroom | TRUE
1301914 | 13019 | 14 | 310 | Master Bedroom | TRUE
1301915 | 13019 | 15 | 54 | Hall | TRUE
1301916 | 13019 | 16 |  | Other | FALSE | no windows
1301917 | 13019 | 17 | 65 | Bathroom | TRUE
1301918 | 13019 | 18 | 155 | Bedroom | TRUE
1301919 | 13019 | 19 | 143 | Bedroom | TRUE
130231 | 13023 | 1 | 39 | Bathroom | TRUE
130232 | 13023 | 2 | 75 | Dining Room | TRUE
130233 | 13023 | 3 | 48 | Hall | TRUE | No Windows
130234 | 13023 | 4 | 93 | Kitchen | TRUE
130235 | 13023 | 5 | 120 | Laundry Room | TRUE
130236 | 13023 | 6 | 251 | Living Room | TRUE
130237 | 13023 | 7 | 36 | Bathroom | TRUE
130238 | 13023 | 8 | 148 | Master Bedroom | TRUE
130239 | 13023 | 9 | 125 | Other | TRUE
1302310 | 13023 | 10 | 123 | Other | TRUE
1302311 | 13023 | 11 | 50 | Hall | TRUE | no window, but skylight
130411 | 13041 | 1 | 159 | Bathroom | TRUE
130412 | 13041 | 2 | 170 | Hall | TRUE | No Windows
130413 | 13041 | 3 | 69 | Other | TRUE | No Windows
130414 | 13041 | 4 | 135 | Office | TRUE
130415 | 13041 | 5 | 205 | Bedroom | TRUE
130416 | 13041 | 6 | 56 | Bathroom | TRUE
130417 | 13041 | 7 | 142 | Bedroom | TRUE
130418 | 13041 | 8 | 49 | Bathroom | TRUE
130419 | 13041 | 9 | 72 | Hall | TRUE
1304110 | 13041 | 10 | 61 | Other | TRUE
1304111 | 13041 | 11 | 786 | Garage | FALSE
1304112 | 13041 | 12 | 317 | Master Bedroom | TRUE
1304113 | 13041 | 13 | 600 | Other | FALSE | Two stall horse barn with 1500W space heater in tac room
1304114 | 13041 | 14 | 117 | Closet | TRUE
1304115 | 13041 | 15 | 88 | Laundry Room | TRUE
1304116 | 13041 | 16 | 124 | Hall | TRUE | No Windows
1304117 | 13041 | 17 | 195 | Kitchen | TRUE
1304118 | 13041 | 18 | 313 | Living Room | TRUE
1304119 | 13041 | 19 | 36 | Other | TRUE | No Windows
1304120 | 13041 | 20 | 519 | Living Room | TRUE
130461 | 13046 | 1 | 150 | Living Room | TRUE
130462 | 13046 | 2 | 160 | Bedroom | TRUE
130463 | 13046 | 3 | 39 | Bathroom | TRUE
130464 | 13046 | 4 | 148 | Master Bedroom | TRUE
130465 | 13046 | 5 | 168 | Family Room | TRUE
130466 | 13046 | 6 | 851 | Other | TRUE
130467 | 13046 | 7 | 69 | Hall | TRUE
130468 | 13046 | 8 | 36 | Hall | TRUE
130469 | 13046 | 9 | 148 | Dining Room | TRUE
1304610 | 13046 | 10 | 151 | Bedroom | TRUE
1304611 | 13046 | 11 | 39 | Closet | TRUE
1304612 | 13046 | 12 | 128 | Office | TRUE
1304613 | 13046 | 13 | 139 | Kitchen | TRUE
1304614 | 13046 | 14 | 55 | Bathroom | TRUE
1304615 | 13046 | 15 | 83 | Hall | TRUE
130511 | 13051 | 1 | 78 | Other | TRUE
130512 | 13051 | 2 | 139 | Office | TRUE
130513 | 13051 | 3 | 166 | Kitchen | TRUE
130514 | 13051 | 4 | 134 | Laundry Room | TRUE
130515 | 13051 | 5 | 234 | Living Room | TRUE
130516 | 13051 | 6 | 154 | Master Bedroom | TRUE
130517 | 13051 | 7 | 54 | Bathroom | TRUE | No Windows
130518 | 13051 | 8 | 57 | Hall | TRUE | No Windows
130519 | 13051 | 9 | 242 | Bedroom | TRUE
1305110 | 13051 | 10 | 236 | Bedroom | TRUE
130551 | 13055 | 1 | 60 | Bathroom | TRUE
130552 | 13055 | 2 | 150 | Bedroom | TRUE
130553 | 13055 | 3 | 62 | Closet | TRUE
130554 | 13055 | 4 | 420 | Family Room | TRUE
130555 | 13055 | 5 | 80 | Hall | TRUE
130556 | 13055 | 6 | 60 | Bathroom | TRUE
130557 | 13055 | 7 | 137 | Bedroom | TRUE
130558 | 13055 | 8 | 150 | Bedroom | TRUE
130559 | 13055 | 9 | 130 | Dining Room | TRUE
1305510 | 13055 | 10 | 120 | Hall | TRUE
1305511 | 13055 | 11 | 200 | Kitchen | TRUE
1305512 | 13055 | 12 | 25 | Laundry Room | TRUE
1305513 | 13055 | 13 | 260 | Living Room | TRUE
1305514 | 13055 | 14 | 120 | Bathroom | TRUE
1305515 | 13055 | 15 | 200 | Bedroom | TRUE
1305516 | 13055 | 16 | 200 | Hall | TRUE
130941 | 13094 | 1 | 53 | Bathroom | TRUE | no window
130942 | 13094 | 2 | 145 | Bedroom | TRUE
130943 | 13094 | 3 | 358 | Family Room | TRUE
130944 | 13094 | 4 | 75 | Closet | TRUE | no window or skylight
130945 | 13094 | 5 | 100 | Bedroom | TRUE
130946 | 13094 | 6 | 120 | Bedroom | TRUE
130947 | 13094 | 7 | 45 | Closet | TRUE | no window
130948 | 13094 | 8 | 143 | Dining Room | TRUE
130949 | 13094 | 9 | 690 | Garage | FALSE | no wiundow
1309410 | 13094 | 10 | 90 | Hall | TRUE | no window
1309411 | 13094 | 11 | 125 | Kitchen | TRUE
1309412 | 13094 | 12 | 65 | Laundry Room | TRUE
1309413 | 13094 | 13 | 350 | Living Room | TRUE
1309414 | 13094 | 14 | 116 | Bathroom | TRUE
1309415 | 13094 | 15 | 185 | Master Bedroom | TRUE
1309416 | 13094 | 16 | 120 | Hall | TRUE | no window
131131 | 13113 | 1 | 106 | Bedroom | TRUE
131132 | 13113 | 2 | 106 | Bedroom | TRUE
131133 | 13113 | 3 | 128 | Dining Room | TRUE
131134 | 13113 | 4 | 462 | Garage | FALSE
131135 | 13113 | 5 | 30 | Hall | TRUE
131136 | 13113 | 6 | 30 | Hall | TRUE
131137 | 13113 | 7 | 100 | Kitchen | TRUE
131138 | 13113 | 8 | 250 | Family Room | TRUE
131139 | 13113 | 9 | 185 | Living Room | TRUE
1311310 | 13113 | 10 | 92 | Bathroom | TRUE
1311311 | 13113 | 11 | 180 | Master Bedroom | TRUE
1311312 | 13113 | 12 | 50 | Hall | TRUE
1311313 | 13113 | 13 | 43 | Bathroom | TRUE
131271 | 13127 | 1 | 281 | Living Room | TRUE | 10-15 gal. heated aquarium in use,
131272 | 13127 | 2 | 148 | Bedroom | TRUE
131273 | 13127 | 3 | 69 | Bathroom | TRUE
131274 | 13127 | 4 | 48 | Closet | TRUE
131275 | 13127 | 5 | 195 | Garage | TRUE
131276 | 13127 | 6 | 134 | Kitchen | TRUE
131277 | 13127 | 7 | 27 | Bathroom | TRUE
131278 | 13127 | 8 | 185 | Hall | TRUE
131279 | 13127 | 9 | 112 | Family Room | TRUE
1312710 | 13127 | 10 | 128 | Bedroom | TRUE
1312711 | 13127 | 11 | 38 | Bathroom | TRUE
1312712 | 13127 | 12 | 14 | Laundry Room | TRUE
1312713 | 13127 | 13 | 71 | Hall | TRUE
131291 | 13129 | 1 | 353 | Living Room | TRUE
131292 | 13129 | 2 | 78 | Laundry Room | TRUE | no window
131293 | 13129 | 3 | 212 | Bedroom | TRUE
131294 | 13129 | 4 | 176 | Bedroom | TRUE
131295 | 13129 | 5 | 98 | Bathroom | TRUE | no window
131296 | 13129 | 6 | 457 | Family Room | TRUE
131297 | 13129 | 7 | 252 | Garage | FALSE | no window
131298 | 13129 | 8 | 166 | Bedroom | TRUE
131299 | 13129 | 9 | 62 | Closet | TRUE | no window
1312910 | 13129 | 10 | 163 | Office | TRUE
1312911 | 13129 | 11 | 329 | Master Bedroom | TRUE
1312912 | 13129 | 12 | 164 | Dining Room | TRUE
1312913 | 13129 | 13 | 168 | Bathroom | TRUE
1312914 | 13129 | 14 | 127 | Closet | TRUE
1312915 | 13129 | 15 | 169 | Hall | TRUE
1312916 | 13129 | 16 | 28 | Bathroom | TRUE | no window
1312917 | 13129 | 17 | 41 | Hall | TRUE | no window but skylight
1312918 | 13129 | 18 | 203 | Bedroom | TRUE
1312919 | 13129 | 19 | 63 | Bathroom | TRUE
1312920 | 13129 | 20 | 402 | Kitchen | TRUE
1312921 | 13129 | 21 | 156 | Hall | TRUE | no window
131311 | 13131 | 1 | 15 | Bathroom | TRUE
131312 | 13131 | 2 | 80 | Bathroom | TRUE
131313 | 13131 | 3 | 164 | Bedroom | TRUE
131314 | 13131 | 4 | 105 | Bedroom | TRUE
131315 | 13131 | 5 | 10 | Closet | TRUE
131316 | 13131 | 6 | 240 | Family Room | TRUE
131317 | 13131 | 7 | 480 | Garage | FALSE
131318 | 13131 | 8 | 86 | Hall | TRUE
131319 | 13131 | 9 | 148 | Kitchen | TRUE
1313110 | 13131 | 10 | 32 | Laundry Room | TRUE
1313111 | 13131 | 11 | 264 | Living Room | TRUE
1313112 | 13131 | 12 | 147 | Office | TRUE
131411 | 13141 | 1 | 48 | Bathroom | TRUE
131412 | 13141 | 2 | 54 | Bathroom | TRUE
131413 | 13141 | 3 | 180 | Bedroom | TRUE
131414 | 13141 | 4 | 134 | Hall | TRUE
131415 | 13141 | 5 | 185 | Other | TRUE
131416 | 13141 | 6 | 375 | Living Room | TRUE
131417 | 13141 | 7 | 420 | Garage | FALSE | No Windows
131418 | 13141 | 8 | 68 | Hall | TRUE | No Windows
131419 | 13141 | 9 | 152 | Hall | TRUE
1314110 | 13141 | 10 | 375 | Kitchen | TRUE
1314111 | 13141 | 11 | 142 | Laundry Room | TRUE
1314112 | 13141 | 12 | 57 | Closet | TRUE | No Windows
1314113 | 13141 | 13 | 245 | Master Bedroom | TRUE
1314114 | 13141 | 14 | 54 | Bathroom | TRUE
131541 | 13154 | 1 | 38 | Bathroom | TRUE
131542 | 13154 | 2 | 53 | Bathroom | TRUE
131543 | 13154 | 3 | 121 | Bedroom | TRUE
131544 | 13154 | 4 | 103 | Bedroom | TRUE
131545 | 13154 | 5 | 458 | Garage | FALSE | No Windows
131546 | 13154 | 6 | 98 | Hall | TRUE | No Windows
131547 | 13154 | 7 | 91 | Kitchen | TRUE
131548 | 13154 | 8 | 187 | Living Room | TRUE
131549 | 13154 | 9 | 154 | Master Bedroom | TRUE
1315410 | 13154 | 10 | 128 | Dining Room | TRUE
1315411 | 13154 | 11 | 238 | Family Room | TRUE
1315412 | 13154 | 12 | 121 | Other | TRUE
131651 | 13165 | 1 | 25 | Bathroom | TRUE | No Windows
131652 | 13165 | 2 | 80 | Bathroom | TRUE
131653 | 13165 | 3 | 135 | Bedroom | TRUE
131654 | 13165 | 4 | 170 | Bedroom | TRUE
131655 | 13165 | 5 | 80 | Closet | TRUE
131656 | 13165 | 6 | 145 | Garage | TRUE
131657 | 13165 | 7 | 255 | Family Room | TRUE
131658 | 13165 | 8 | 595 | Garage | FALSE | No Windows
131659 | 13165 | 9 | 115 | Hall | TRUE
1316510 | 13165 | 10 | 133 | Kitchen | TRUE
1316511 | 13165 | 11 | 62 | Laundry Room | TRUE
1316512 | 13165 | 12 | 266 | Living Room | TRUE
1316513 | 13165 | 13 | 110 | Bathroom | TRUE
1316514 | 13165 | 14 | 300 | Master Bedroom | TRUE
1316515 | 13165 | 15 | 135 | Dining Room | TRUE
1316516 | 13165 | 16 | 150 | Office | TRUE
131661 | 13166 | 1 | 37 | Bathroom | TRUE
131662 | 13166 | 2 | 820 | Other | TRUE
131663 | 13166 | 3 | 150 | Dining Room | TRUE
131664 | 13166 | 4 | 100 | Hall | TRUE
131665 | 13166 | 5 | 200 | Kitchen | TRUE
131666 | 13166 | 6 | 141 | Living Room | TRUE
131667 | 13166 | 7 | 153 | Other | TRUE
131668 | 13166 | 8 | 45 | Bathroom | TRUE | no window
131669 | 13166 | 9 | 180 | Bedroom | TRUE
1316610 | 13166 | 10 | 43 | Closet | TRUE
1316611 | 13166 | 11 | 110 | Bathroom | TRUE
1316612 | 13166 | 12 | 267 | Master Bedroom | TRUE
131691 | 13169 | 1 | 160 | Bedroom | TRUE
131692 | 13169 | 2 | 108 | Bathroom | TRUE
131693 | 13169 | 3 | 120 | Bedroom | TRUE
131694 | 13169 | 4 | 42 | Bathroom | TRUE
131695 | 13169 | 5 | 28 | Closet | TRUE
131696 | 13169 | 6 | 80 | Kitchen | TRUE
131697 | 13169 | 7 | 140 | Living Room | TRUE
131698 | 13169 | 8 | 296 | Living Room | TRUE
131699 | 13169 | 9 | 160 | Dining Room | TRUE
1316910 | 13169 | 10 | 576 | Garage | TRUE
1316911 | 13169 | 11 | 60 | Hall | TRUE
1316912 | 13169 | 12 | 16 | Closet | TRUE
1316913 | 13169 | 13 | 187 | Kitchen | TRUE
1316914 | 13169 | 14 | 560 | Living Room | TRUE
1316915 | 13169 | 15 | 80 | Bathroom | TRUE
1316916 | 13169 | 16 | 528 | Bedroom | TRUE
1316917 | 13169 | 17 | 36 | Hall | TRUE
1316918 | 13169 | 18 | 36 | Closet | TRUE
131881 | 13188 | 1 | 135 | Other | TRUE
131882 | 13188 | 2 | 160 | Bedroom | TRUE
131883 | 13188 | 3 | 131 | Bedroom | TRUE
131884 | 13188 | 4 | 125 | Office | TRUE
131885 | 13188 | 5 | 35 | Bathroom | TRUE
131886 | 13188 | 6 | 121 | Bedroom | TRUE
131887 | 13188 | 7 | 140 | Dining Room | TRUE
131888 | 13188 | 8 | 160 | Hall | TRUE
131889 | 13188 | 9 | 152 | Kitchen | TRUE
1318810 | 13188 | 10 | 39 | Laundry Room | TRUE
1318811 | 13188 | 11 | 256 | Living Room | TRUE
131911 | 13191 | 1 | 43 | Bathroom | TRUE
131912 | 13191 | 2 | 160 | Bedroom | TRUE
131913 | 13191 | 3 | 158 | Bedroom | TRUE
131914 | 13191 | 4 | 75 | Hall | TRUE
131915 | 13191 | 5 | 140 | Kitchen | TRUE
131916 | 13191 | 6 | 235 | Living Room | TRUE
132221 | 13222 | 1 | 77 | Dining Room | TRUE
132222 | 13222 | 2 | 115 | Bedroom | TRUE
132223 | 13222 | 3 | 50 | Hall | TRUE
132224 | 13222 | 4 | 43 | Bathroom | TRUE
132225 | 13222 | 5 | 81 | Kitchen | TRUE
132226 | 13222 | 6 | 314 | Living Room | TRUE
132227 | 13222 | 7 | 134 | Master Bedroom | TRUE
132228 | 13222 | 8 | 96 | Office | TRUE
132229 | 13222 | 9 | 56 | Bathroom | TRUE
1322210 | 13222 | 10 | 457 | Family Room | TRUE
1322211 | 13222 | 11 | 96 | Hall | TRUE
1322212 | 13222 | 12 | 134 | Laundry Room | TRUE
1322213 | 13222 | 13 | 96 | Office | TRUE
1322214 | 13222 | 14 | 107 | Office | TRUE
1322215 | 13222 | 15 | 30 | Hall | TRUE
132321 | 13232 | 1 | 162 | Dining Room | TRUE | BIRDS 3/2IONIZER AIR CLNERS
132322 | 13232 | 2 | 154 | Hall | TRUE
132323 | 13232 | 3 | 385 | Family Room | TRUE
132324 | 13232 | 4 | 163 | Kitchen | TRUE
132325 | 13232 | 5 | 133 | Office | TRUE
132326 | 13232 | 6 | 230 | Bedroom | TRUE | c-pap machine used regularly
132327 | 13232 | 7 | 433 | Other | TRUE | BASEMENT
132328 | 13232 | 8 | 90 | Laundry Room | TRUE
132329 | 13232 | 9 | 315 | Other | TRUE | above garage
1323210 | 13232 | 10 | 172 | Bedroom | TRUE | above garage
1323211 | 13232 | 11 | 73 | Bathroom | TRUE | above garage
1323212 | 13232 | 12 | 172 | Bedroom | TRUE
1323213 | 13232 | 13 | 702 | Garage | FALSE
1323214 | 13232 | 14 | 217 | Bedroom | TRUE
1323215 | 13232 | 15 | 118 | Hall | TRUE
1323216 | 13232 | 16 | 70 | Other | TRUE
1323217 | 13232 | 17 | 79 | Bathroom | TRUE
132421 | 13242 | 1 | 74 | Dining Room | TRUE
132422 | 13242 | 2 | 121 | Kitchen | TRUE
132423 | 13242 | 3 | 25 | Laundry Room | TRUE
132424 | 13242 | 4 |  | Garage | FALSE
132425 | 13242 | 5 | 260 | Living Room | TRUE
132426 | 13242 | 6 | 66 | Hall | TRUE | No Windows
132427 | 13242 | 7 | 94 | Office | TRUE
132428 | 13242 | 8 | 146 | Bedroom | TRUE
132429 | 13242 | 9 | 201 | Master Bedroom | TRUE
1324210 | 13242 | 10 | 131 | Bathroom | TRUE
1324211 | 13242 | 11 | 77 | Closet | TRUE | No Windows
1324212 | 13242 | 12 | 41 | Bathroom | TRUE
132461 | 13246 | 1 | 51 | Bathroom | TRUE
132462 | 13246 | 2 | 138 | Bedroom | TRUE
132463 | 13246 | 3 | 153 | Bedroom | TRUE
132464 | 13246 | 4 | 426 | Family Room | TRUE
132465 | 13246 | 5 | 126 | Hall | TRUE
132466 | 13246 | 6 | 200 | Office | TRUE
132467 | 13246 | 7 | 143 | Office | TRUE
132468 | 13246 | 8 | 137 | Other | TRUE
132469 | 13246 | 9 | 163 | Other | TRUE
1324610 | 13246 | 10 | 52 | Bathroom | TRUE
1324611 | 13246 | 11 | 135 | Bedroom | TRUE
1324612 | 13246 | 12 | 50 | Other | TRUE
1324613 | 13246 | 13 | 204 | Dining Room | TRUE
1324614 | 13246 | 14 | 105 | Hall | TRUE
1324615 | 13246 | 15 | 726 | Garage | FALSE
1324616 | 13246 | 16 | 127 | Hall | TRUE
1324617 | 13246 | 17 | 232 | Kitchen | TRUE
1324618 | 13246 | 18 | 218 | Laundry Room | TRUE
1324619 | 13246 | 19 | 432 | Living Room | TRUE
1324620 | 13246 | 20 | 108 | Bathroom | TRUE
1324621 | 13246 | 21 | 237 | Bathroom | TRUE
1324622 | 13246 | 22 | 133 | Office | TRUE
132481 | 13248 | 1 | 100 | Dining Room | TRUE
132482 | 13248 | 2 | 472 | Garage | FALSE
132483 | 13248 | 3 | 51 | Hall | TRUE
132484 | 13248 | 4 | 72 | Hall | TRUE
132485 | 13248 | 5 | 80 | Bathroom | TRUE
132486 | 13248 | 6 | 83 | Kitchen | TRUE
132487 | 13248 | 7 | 215 | Living Room | TRUE
132488 | 13248 | 8 | 35 | Bathroom | TRUE
132489 | 13248 | 9 | 31 | Closet | TRUE
1324810 | 13248 | 10 | 148 | Master Bedroom | TRUE
1324811 | 13248 | 11 | 111 | Bedroom | TRUE
1324812 | 13248 | 12 | 111 | Bedroom | TRUE
132501 | 13250 | 1 | 40 | Bathroom | TRUE
132502 | 13250 | 2 | 100 | Bedroom | TRUE
132503 | 13250 | 3 | 110 | Dining Room | TRUE
132504 | 13250 | 4 | 336 | Garage | FALSE | No Windows
132505 | 13250 | 5 | 55 | Hall | TRUE | No Windows
132506 | 13250 | 6 | 100 | Kitchen | TRUE
132507 | 13250 | 7 | 222 | Living Room | TRUE
132508 | 13250 | 8 | 130 | Master Bedroom | TRUE
132509 | 13250 | 9 | 50 | Closet | TRUE | No Windows
1325010 | 13250 | 10 | 125 | Office | TRUE
132611 | 13261 | 1 | 70 | Hall | TRUE
132612 | 13261 | 2 | 72 | Bathroom | TRUE
132613 | 13261 | 3 | 190 | Bedroom | TRUE
132614 | 13261 | 4 | 155 | Bedroom | TRUE
132615 | 13261 | 5 | 110 | Dining Room | TRUE
132616 | 13261 | 6 | 50 | Hall | TRUE
132617 | 13261 | 7 | 200 | Other | TRUE
132618 | 13261 | 8 | 400 | Family Room | TRUE
132619 | 13261 | 9 | 415 | Garage | FALSE | garage had many power tools that scott uses infrequently.
1326110 | 13261 | 10 | 120 | Kitchen | TRUE
1326111 | 13261 | 11 | 220 | Laundry Room | TRUE
1326112 | 13261 | 12 | 396 | Living Room | TRUE
1326113 | 13261 | 13 | 90 | Bathroom | TRUE
1326114 | 13261 | 14 | 350 | Master Bedroom | TRUE
1326115 | 13261 | 15 | 40 | Hall | TRUE
1326116 | 13261 | 16 | 175 | Other | TRUE
132651 | 13265 | 1 | 28 | Bathroom | TRUE
132652 | 13265 | 2 | 109 | Dining Room | TRUE
132653 | 13265 | 3 | 95 | Other | FALSE
132654 | 13265 | 4 | 214 | Family Room | TRUE
132655 | 13265 | 5 | 406 | Garage | FALSE
132656 | 13265 | 6 | 118 | Bedroom | TRUE
132657 | 13265 | 7 | 48 | Hall | TRUE
132658 | 13265 | 8 | 101 | Kitchen | TRUE
132659 | 13265 | 9 | 238 | Living Room | TRUE
1326510 | 13265 | 10 | 45 | Bathroom | TRUE
1326511 | 13265 | 11 | 125 | Master Bedroom | TRUE
1326512 | 13265 | 12 | 105 | Other | TRUE
132731 | 13273 | 1 | 226 | Living Room | TRUE
132732 | 13273 | 2 | 102 | Kitchen | TRUE
132733 | 13273 | 3 | 60 | Laundry Room | TRUE | No Windows
132734 | 13273 | 4 | 38 | Hall | TRUE | No Windows
132735 | 13273 | 5 | 50 | Bathroom | TRUE
132736 | 13273 | 6 | 106 | Bedroom | TRUE
132737 | 13273 | 7 | 127 | Office | TRUE
132738 | 13273 | 8 | 196 | Garage | FALSE | 8' oil filled 1500 w electric wall heater
132751 | 13275 | 1 | 131 | Bedroom | TRUE
132752 | 13275 | 2 | 81 | Bedroom | TRUE | No Windows
132753 | 13275 | 3 | 43 | Bathroom | TRUE
132754 | 13275 | 4 | 133 | Bedroom | TRUE
132755 | 13275 | 5 | 79 | Hall | TRUE | No Windows
132756 | 13275 | 6 | 96 | Kitchen | TRUE
132757 | 13275 | 7 | 279 | Laundry Room | TRUE
132758 | 13275 | 8 | 318 | Living Room | TRUE
132759 | 13275 | 9 | 156 | Master Bedroom | TRUE
1327510 | 13275 | 10 | 100 | Office | TRUE | No Windows
1327511 | 13275 | 11 | 26 | Other | TRUE | No Windows
132921 | 13292 | 1 | 30 | Bathroom | TRUE
132922 | 13292 | 2 | 117 | Bathroom | TRUE
132923 | 13292 | 3 | 111 | Master Bedroom | TRUE
132924 | 13292 | 4 | 126 | Kitchen | TRUE
132925 | 13292 | 5 | 345 | Living Room | TRUE
132926 | 13292 | 6 | 276 | Master Bedroom | TRUE
132931 | 13293 | 1 | 45 | Bathroom | TRUE
132932 | 13293 | 2 | 117 | Bedroom | TRUE
132933 | 13293 | 3 | 140 | Bedroom | TRUE
132934 | 13293 | 4 | 20 | Closet | TRUE | no windows
132935 | 13293 | 5 | 534 | Garage | FALSE | no windows
132936 | 13293 | 6 | 75 | Hall | TRUE | no windows
132937 | 13293 | 7 | 227 | Kitchen | TRUE
132938 | 13293 | 8 | 100 | Laundry Room | TRUE | no windows
132939 | 13293 | 9 | 300 | Master Bedroom | TRUE
1329310 | 13293 | 10 | 427 | Living Room | TRUE
133031 | 13303 | 1 | 57 | Bathroom | TRUE
133032 | 13303 | 2 | 97 | Bedroom | TRUE
133033 | 13303 | 3 | 104 | Bedroom | TRUE
133034 | 13303 | 4 | 145 | Bedroom | TRUE
133035 | 13303 | 5 | 25 | Hall | TRUE
133036 | 13303 | 6 | 177 | Kitchen | TRUE
133037 | 13303 | 7 | 377 | Living Room | TRUE
133101 | 13310 | 1 | 44 | Bathroom | TRUE
133102 | 13310 | 2 | 72 | Garage | FALSE
133103 | 13310 | 3 | 40 | Hall | TRUE
133104 | 13310 | 4 | 116 | Bedroom | TRUE
133105 | 13310 | 5 | 142 | Kitchen | TRUE
133106 | 13310 | 6 | 66 | Laundry Room | TRUE
133107 | 13310 | 7 | 150 | Living Room | TRUE
133108 | 13310 | 8 | 130 | Master Bedroom | TRUE
133151 | 13315 | 1 | 42 | Bathroom | TRUE
133152 | 13315 | 2 | 119 | Bedroom | TRUE
133153 | 13315 | 3 | 157 | Bedroom | TRUE
133154 | 13315 | 4 | 34 | Closet | TRUE | no windows
133155 | 13315 | 5 | 23 | Closet | TRUE | no windows
133156 | 13315 | 6 | 36 | Hall | TRUE | no windows
133157 | 13315 | 7 | 197 | Kitchen | TRUE
133158 | 13315 | 8 | 15 | Laundry Room | TRUE | no windows
133159 | 13315 | 9 | 230 | Living Room | TRUE
133191 | 13319 | 1 | 352 | Living Room | TRUE
133192 | 13319 | 2 | 148 | Office | TRUE
133193 | 13319 | 3 | 40 | Bathroom | TRUE | no window
133194 | 13319 | 4 | 202 | Dining Room | TRUE
133195 | 13319 | 5 | 48 | Hall | TRUE | no window
133196 | 13319 | 6 | 552 | Garage | FALSE | no window
133197 | 13319 | 7 | 35 | Bathroom | TRUE | no window
133198 | 13319 | 8 | 132 | Bedroom | TRUE
133199 | 13319 | 9 | 20 | Closet | TRUE | no window
1331910 | 13319 | 10 | 111 | Hall | TRUE | no windows
1331911 | 13319 | 11 | 132 | Kitchen | TRUE
1331912 | 13319 | 12 | 88 | Laundry Room | TRUE | no window
1331913 | 13319 | 13 | 165 | Living Room | TRUE
1331914 | 13319 | 14 | 108 | Bathroom | TRUE
1331915 | 13319 | 15 | 196 | Bedroom | TRUE
133231 | 13323 | 1 | 60 | Bedroom | TRUE | no window
133232 | 13323 | 2 | 280 | Other | TRUE
133233 | 13323 | 3 | 30 | Hall | TRUE
133234 | 13323 | 4 | 70 | Laundry Room | TRUE
133235 | 13323 | 5 | 39 | Other | TRUE
133236 | 13323 | 6 | 110 | Bedroom | TRUE
133237 | 13323 | 7 | 55 | Other | TRUE | no window
133238 | 13323 | 8 | 60 | Bathroom | TRUE
133239 | 13323 | 9 | 50 | Bathroom | TRUE
1332310 | 13323 | 10 | 125 | Bedroom | TRUE
1332311 | 13323 | 11 | 62 | Closet | TRUE | no window
1332312 | 13323 | 12 | 44 | Closet | TRUE | no window
1332313 | 13323 | 13 | 132 | Family Room | TRUE
1332314 | 13323 | 14 | 116 | Dining Room | TRUE
1332315 | 13323 | 15 | 220 | Garage | FALSE
1332316 | 13323 | 16 | 101 | Hall | TRUE
1332317 | 13323 | 17 | 196 | Living Room | TRUE
1332318 | 13323 | 18 | 115 | Office | TRUE
1332319 | 13323 | 19 | 18 | Closet | TRUE | no window
1332320 | 13323 | 20 | 150 | Master Bedroom | TRUE
1332321 | 13323 | 21 | 105 | Closet | TRUE | no window
1332322 | 13323 | 22 | 91 | Hall | TRUE | no window
133271 | 13327 | 1 | 20 | Bathroom | TRUE
133272 | 13327 | 2 | 32 | Bathroom | TRUE | no windows
133273 | 13327 | 3 | 90 | Bedroom | TRUE
133274 | 13327 | 4 | 90 | Bedroom | TRUE
133275 | 13327 | 5 | 94 | Dining Room | TRUE
133276 | 13327 | 6 | 300 | Garage | TRUE | no windows
133277 | 13327 | 7 | 54 | Hall | TRUE | no windows
133278 | 13327 | 8 | 117 | Kitchen | TRUE
133279 | 13327 | 9 | 19 | Laundry Room | TRUE | no windows
1332710 | 13327 | 10 | 302 | Living Room | TRUE
1332711 | 13327 | 11 | 118 | Master Bedroom | TRUE
133281 | 13328 | 1 | 70 | Bathroom | TRUE
133282 | 13328 | 2 | 45 | Bathroom | TRUE
133283 | 13328 | 3 | 124 | Bedroom | TRUE
133284 | 13328 | 4 | 127 | Bedroom | TRUE
133285 | 13328 | 5 | 118 | Bedroom | TRUE
133286 | 13328 | 6 | 162 | Dining Room | TRUE
133287 | 13328 | 7 | 331 | Family Room | TRUE
133288 | 13328 | 8 | 54 | Hall | TRUE | no windows
133289 | 13328 | 9 | 157 | Hall | TRUE | no windows
1332810 | 13328 | 10 | 189 | Kitchen | TRUE
1332811 | 13328 | 11 | 223 | Living Room | TRUE
1332812 | 13328 | 12 | 180 | Bedroom | TRUE
1332813 | 13328 | 13 | 63 | Other | FALSE
1332814 | 13328 | 14 | 336 | Garage | FALSE
133361 | 13336 | 1 | 40 | Bathroom | TRUE
133362 | 13336 | 2 | 144 | Bedroom | TRUE
133363 | 13336 | 3 | 130 | Bedroom | TRUE
133364 | 13336 | 4 | 169 | Dining Room | TRUE
133365 | 13336 | 5 | 260 | Family Room | TRUE
133366 | 13336 | 6 | 460 | Garage | FALSE
133367 | 13336 | 7 | 50 | Hall | TRUE
133368 | 13336 | 8 | 130 | Kitchen | TRUE
133369 | 13336 | 9 | 65 | Laundry Room | TRUE
1333610 | 13336 | 10 | 210 | Living Room | TRUE
1333611 | 13336 | 11 | 56 | Bathroom | TRUE
1333612 | 13336 | 12 | 200 | Master Bedroom | TRUE
1333613 | 13336 | 13 | 25 | Closet | TRUE
1333614 | 13336 | 14 | 100 | Hall | TRUE
133471 | 13347 | 1 | 234 | Family Room | TRUE
133472 | 13347 | 2 | 105 | Bedroom | TRUE
133473 | 13347 | 3 | 136 | Bedroom | TRUE
133474 | 13347 | 4 | 45 | Bathroom | TRUE
133475 | 13347 | 5 | 393 | Garage | TRUE
133476 | 13347 | 6 | 125 | Laundry Room | TRUE
133477 | 13347 | 7 | 40 | Bathroom | TRUE
133478 | 13347 | 8 | 137 | Office | TRUE
133479 | 13347 | 9 | 205 | Kitchen | TRUE
1334710 | 13347 | 10 | 130 | Dining Room | TRUE
1334711 | 13347 | 11 | 415 | Living Room | TRUE
1334712 | 13347 | 12 | 30 | Hall | TRUE | no windows
1334713 | 13347 | 13 | 162 | Master Bedroom | TRUE
133591 | 13359 | 1 | 88 | Bathroom | TRUE
133592 | 13359 | 2 | 111 | Bedroom | TRUE
133593 | 13359 | 3 | 122 | Bedroom | TRUE
133594 | 13359 | 4 | 120 | Dining Room | TRUE
133595 | 13359 | 5 | 400 | Garage | FALSE
133596 | 13359 | 6 | 52 | Hall | TRUE
133597 | 13359 | 7 | 120 | Kitchen | TRUE
133598 | 13359 | 8 | 238 | Living Room | TRUE
133599 | 13359 | 9 | 157 | Master Bedroom | TRUE
133651 | 13365 | 1 | 56 | Bathroom | TRUE
133652 | 13365 | 2 | 156 | Bedroom | TRUE
133653 | 13365 | 3 | 166 | Bedroom | TRUE
133654 | 13365 | 4 | 50 | Closet | TRUE
133655 | 13365 | 5 | 150 | Dining Room | TRUE
133656 | 13365 | 6 | 505 | Garage | FALSE
133657 | 13365 | 7 | 205 | Hall | TRUE
133658 | 13365 | 8 | 155 | Kitchen | TRUE
133659 | 13365 | 9 | 20 | Laundry Room | TRUE
1336510 | 13365 | 10 | 212 | Living Room | TRUE
1336511 | 13365 | 11 | 62 | Bathroom | TRUE
1336512 | 13365 | 12 | 163 | Master Bedroom | TRUE
1336513 | 13365 | 13 | 192 | Office | TRUE
134001 | 13400 | 1 | 50 | Bathroom | TRUE
134002 | 13400 | 2 | 30 | Bathroom | TRUE
134003 | 13400 | 3 | 105 | Bedroom | TRUE
134004 | 13400 | 4 | 165 | Bedroom | TRUE
134005 | 13400 | 5 | 130 | Bedroom | TRUE
134006 | 13400 | 6 | 75 | Hall | TRUE
134007 | 13400 | 7 | 130 | Dining Room | TRUE
134008 | 13400 | 8 | 110 | Other | TRUE
134009 | 13400 | 9 | 175 | Family Room | TRUE
1340010 | 13400 | 10 | 400 | Garage | FALSE
1340011 | 13400 | 11 | 280 | Kitchen | TRUE
1340012 | 13400 | 12 | 36 | Laundry Room | TRUE
1340013 | 13400 | 13 | 250 | Living Room | TRUE
1340014 | 13400 | 14 | 45 | Bathroom | TRUE
1340015 | 13400 | 15 | 240 | Bedroom | TRUE
1340016 | 13400 | 16 | 150 | Office | TRUE
1340017 | 13400 | 17 | 45 | Hall | TRUE
134011 | 13401 | 1 | 55 | Bathroom | TRUE
134012 | 13401 | 2 | 139 | Bedroom | TRUE
134013 | 13401 | 3 | 201 | Bedroom | TRUE
134014 | 13401 | 4 | 45 | Other | TRUE
134015 | 13401 | 5 | 285 | Family Room | TRUE
134016 | 13401 | 6 | 256 | Garage | FALSE | no windows
134017 | 13401 | 7 | 14 | Hall | TRUE | no windows
134018 | 13401 | 8 | 194 | Kitchen | TRUE
134019 | 13401 | 9 | 70 | Laundry Room | TRUE
1340110 | 13401 | 10 | 34 | Other | TRUE
1340111 | 13401 | 11 | 217 | Other | FALSE | no windows
134201 | 13420 | 1 | 50 | Bathroom | TRUE | NO VENT.
134202 | 13420 | 2 | 130 | Bedroom | TRUE
134203 | 13420 | 3 | 86 | Bedroom | TRUE
134204 | 13420 | 4 | 157 | Bedroom | TRUE
134205 | 13420 | 5 | 720 | Garage | FALSE
134206 | 13420 | 6 | 100 | Hall | TRUE
134207 | 13420 | 7 | 157 | Kitchen | TRUE
134208 | 13420 | 8 | 130 | Laundry Room | TRUE
134209 | 13420 | 9 | 256 | Family Room | TRUE
134261 | 13426 | 1 | 189 | Bedroom | TRUE
134262 | 13426 | 2 | 44 | Bathroom | TRUE
134263 | 13426 | 3 | 41 | Bathroom | TRUE
134264 | 13426 | 4 | 98 | Bedroom | TRUE
134265 | 13426 | 5 | 67 | Bedroom | TRUE
134266 | 13426 | 6 | 117 | Bedroom | TRUE
134267 | 13426 | 7 | 135 | Bedroom | TRUE
134268 | 13426 | 8 | 118 | Bedroom | TRUE
134269 | 13426 | 9 | 16 | Closet | TRUE | no windows
1342610 | 13426 | 10 | 148 | Dining Room | TRUE
1342611 | 13426 | 11 | 164 | Family Room | TRUE
1342612 | 13426 | 12 | 216 | Garage | FALSE | no windows
1342613 | 13426 | 13 | 67 | Hall | TRUE | no windows
1342614 | 13426 | 14 | 24 | Hall | TRUE | no windows
1342615 | 13426 | 15 | 155 | Kitchen | TRUE
1342616 | 13426 | 16 | 113 | Laundry Room | TRUE | no windows
1342617 | 13426 | 17 | 212 | Living Room | TRUE
1342618 | 13426 | 18 | 33 | Hall | TRUE | no windows
1342619 | 13426 | 19 | 124 | Family Room | TRUE
1342620 | 13426 | 20 | 130 | Other | TRUE
134271 | 13427 | 1 | 35 | Bathroom | TRUE
134272 | 13427 | 2 | 63 | Bathroom | TRUE
134273 | 13427 | 3 | 127 | Bathroom | TRUE
134274 | 13427 | 4 | 173 | Bedroom | TRUE
134275 | 13427 | 5 | 251 | Bedroom | TRUE
134276 | 13427 | 6 | 17 | Closet | TRUE | no window
134277 | 13427 | 7 | 75 | Closet | TRUE
134278 | 13427 | 8 | 212 | Dining Room | TRUE
134279 | 13427 | 9 | 190 | Hall | TRUE
1342710 | 13427 | 10 | 181 | Other | TRUE | TV age based on participant response
1342711 | 13427 | 11 | 326 | Family Room | TRUE | 3W LED rated 2.5w
1342712 | 13427 | 12 | 290 | Family Room | TRUE
1342713 | 13427 | 13 | 884 | Garage | FALSE | no window
1342714 | 13427 | 14 | 146 | Bedroom | TRUE
1342715 | 13427 | 15 | 49 | Hall | TRUE | no window
1342716 | 13427 | 16 | 280 | Kitchen | TRUE
1342717 | 13427 | 17 | 207 | Hall | TRUE | "3W" LEDs rated 2.5W
1342718 | 13427 | 18 | 74 | Laundry Room | TRUE
1342719 | 13427 | 19 | 128 | Bathroom | TRUE
1342720 | 13427 | 20 | 275 | Master Bedroom | TRUE
1342721 | 13427 | 21 | 490 | Office | TRUE | "3W" LED is 2.5W
1342722 | 13427 | 22 | 253 | Other | TRUE
1342723 | 13427 | 23 | 360 | Other | TRUE
1342724 | 13427 | 24 | 39 | Closet | TRUE | no window
1342725 | 13427 | 25 | 141 | Other | TRUE | no window
1342726 | 13427 | 26 | 97 | Closet | TRUE | no window
1342727 | 13427 | 27 | 180 | Family Room | TRUE
1342728 | 13427 | 28 | 372 | Family Room | TRUE | no window
1342729 | 13427 | 29 | 18 | Bathroom | TRUE
134351 | 13435 | 1 | 94 | Dining Room | TRUE
134352 | 13435 | 2 | 120 | Hall | TRUE
134353 | 13435 | 3 | 115 | Office | TRUE
134354 | 13435 | 4 | 36 | Bathroom | TRUE
134355 | 13435 | 5 | 162 | Bedroom | TRUE
134356 | 13435 | 6 | 27 | Closet | TRUE
134357 | 13435 | 7 | 76 | Hall | TRUE
134358 | 13435 | 8 | 147 | Laundry Room | TRUE
134359 | 13435 | 9 | 336 | Other | TRUE
1343510 | 13435 | 10 | 53 | Bathroom | TRUE
1343511 | 13435 | 11 | 148 | Bedroom | TRUE
1343512 | 13435 | 12 | 88 | Kitchen | TRUE
1343513 | 13435 | 13 | 32 | Hall | TRUE
1343514 | 13435 | 14 | 251 | Living Room | TRUE
1343515 | 13435 | 15 | 172 | Master Bedroom | TRUE
1343516 | 13435 | 16 | 20 | Closet | TRUE
1343517 | 13435 | 17 | 93 | Hall | TRUE
1343518 | 13435 | 18 | 129 | Bathroom | TRUE
1343519 | 13435 | 19 | 32 | Closet | TRUE
134451 | 13445 | 1 | 75 | Bathroom | TRUE
134452 | 13445 | 2 | 155 | Dining Room | TRUE
134453 | 13445 | 3 | 167 | Living Room | TRUE
134454 | 13445 | 4 | 99 | Hall | TRUE
134455 | 13445 | 5 | 36 | Hall | TRUE
134456 | 13445 | 6 | 85 | Hall | TRUE
134457 | 13445 | 7 | 23 | Closet | TRUE
134458 | 13445 | 8 | 173 | Kitchen | TRUE
134459 | 13445 | 9 | 114 | Office | TRUE
1344510 | 13445 | 10 | 7 | Closet | TRUE
1344511 | 13445 | 11 | 33 | Closet | TRUE
1344512 | 13445 | 12 | 132 | Dining Room | TRUE
1344513 | 13445 | 13 | 282 | Family Room | TRUE
1344514 | 13445 | 14 | 163 | Bedroom | TRUE
1344515 | 13445 | 15 | 187 | Bedroom | TRUE
1344516 | 13445 | 16 | 437 | Family Room | TRUE
1344517 | 13445 | 17 | 108 | Hall | TRUE
1344518 | 13445 | 18 | 52 | Bathroom | TRUE
1344519 | 13445 | 19 | 38 | Laundry Room | TRUE
1344520 | 13445 | 20 | 143 | Bathroom | TRUE
1344521 | 13445 | 21 | 146 | Closet | TRUE
1344522 | 13445 | 22 | 14 | Bathroom | TRUE
1344523 | 13445 | 23 | 315 | Master Bedroom | TRUE
1344524 | 13445 | 24 | 493 | Garage | FALSE
1344525 | 13445 | 25 | 160 | Hall | TRUE
134511 | 13451 | 1 | 50 | Bathroom | TRUE
134512 | 13451 | 2 | 155 | Bedroom | TRUE
134513 | 13451 | 3 | 275 | Dining Room | TRUE | no windows
134514 | 13451 | 4 | 315 | Garage | FALSE
134515 | 13451 | 5 | 30 | Hall | TRUE | no windows
134516 | 13451 | 6 | 140 | Kitchen | TRUE
134517 | 13451 | 7 | 160 | Living Room | TRUE
134518 | 13451 | 8 | 120 | Bedroom | TRUE
134519 | 13451 | 9 | 130 | Other | TRUE
134531 | 13453 | 1 | 43 | Bathroom | TRUE | no windows
134532 | 13453 | 2 | 43 | Bathroom | TRUE
134533 | 13453 | 3 | 90 | Bedroom | TRUE
134534 | 13453 | 4 | 95 | Bedroom | TRUE
134535 | 13453 | 5 | 165 | Master Bedroom | TRUE
134536 | 13453 | 6 | 90 | Dining Room | TRUE
134537 | 13453 | 7 | 265 | Garage | FALSE | no windows
134538 | 13453 | 8 | 100 | Hall | TRUE | no windows
134539 | 13453 | 9 | 100 | Kitchen | TRUE
1345310 | 13453 | 10 | 60 | Laundry Room | TRUE
1345311 | 13453 | 11 | 200 | Living Room | TRUE
134551 | 13455 | 1 | 77 | Bathroom | TRUE
134552 | 13455 | 2 | 36 | Closet | TRUE | no windows
134553 | 13455 | 3 | 36 | Closet | TRUE | no windows
134554 | 13455 | 4 | 223 | Dining Room | TRUE
134555 | 13455 | 5 | 144 | Hall | TRUE
134556 | 13455 | 6 | 156 | Bedroom | TRUE
134557 | 13455 | 7 | 143 | Hall | TRUE | no windows
134558 | 13455 | 8 | 156 | Bedroom | TRUE
134559 | 13455 | 9 | 145 | Kitchen | TRUE | no label on tv for age home owner says it 5 years old
1345510 | 13455 | 10 | 156 | Laundry Room | TRUE
1345511 | 13455 | 11 | 351 | Living Room | TRUE
1345512 | 13455 | 12 | 43 | Bathroom | TRUE
1345513 | 13455 | 13 | 202 | Master Bedroom | TRUE
1345514 | 13455 | 14 | 64 | Closet | TRUE | no windows
1345515 | 13455 | 15 | 143 | Office | TRUE
1345516 | 13455 | 16 | 125 | Laundry Room | TRUE
134621 | 13462 | 1 | 63 | Bathroom | TRUE
134622 | 13462 | 2 | 36 | Bathroom | TRUE | no windows
134623 | 13462 | 3 | 120 | Bedroom | TRUE
134624 | 13462 | 4 | 94 | Bedroom | TRUE
134625 | 13462 | 5 | 240 | Family Room | TRUE
134626 | 13462 | 6 | 125 | Kitchen | TRUE | no windows
134627 | 13462 | 7 | 88 | Laundry Room | TRUE
134628 | 13462 | 8 | 220 | Living Room | TRUE
134629 | 13462 | 9 | 100 | Office | TRUE
134741 | 13474 | 1 | 48 | Bathroom | TRUE
134742 | 13474 | 2 | 110 | Bathroom | TRUE
134743 | 13474 | 3 | 138 | Bedroom | TRUE
134744 | 13474 | 4 | 175 | Dining Room | TRUE
134745 | 13474 | 5 | 86 | Hall | TRUE
134746 | 13474 | 6 | 576 | Garage | FALSE
134747 | 13474 | 7 | 38 | Hall | TRUE
134748 | 13474 | 8 | 110 | Kitchen | TRUE
134749 | 13474 | 9 | 62 | Laundry Room | TRUE
1347410 | 13474 | 10 | 266 | Living Room | TRUE
1347411 | 13474 | 11 | 176 | Master Bedroom | TRUE
1347412 | 13474 | 12 | 170 | Office | TRUE
134901 | 13490 | 1 | 72 | Bathroom | TRUE
134902 | 13490 | 2 | 133 | Bedroom | TRUE
134903 | 13490 | 3 | 150 | Bedroom | TRUE
134904 | 13490 | 4 | 90 | Dining Room | TRUE
134905 | 13490 | 5 | 150 | Family Room | TRUE
134906 | 13490 | 6 |  | Garage | FALSE
134907 | 13490 | 7 | 52 | Hall | TRUE
134908 | 13490 | 8 | 218 | Kitchen | TRUE
134909 | 13490 | 9 | 78 | Laundry Room | TRUE | CIRCULAR FLOURESCENT LAMP.
1349010 | 13490 | 10 | 272 | Living Room | TRUE
1349011 | 13490 | 11 | 200 | Bedroom | TRUE
134941 | 13494 | 1 | 650 | Other | TRUE
134942 | 13494 | 2 | 56 | Bathroom | TRUE | GLASS BLK WINDOW
134943 | 13494 | 3 | 157 | Dining Room | TRUE
134944 | 13494 | 4 | 261 | Family Room | TRUE
134945 | 13494 | 5 | 162 | Hall | TRUE
134946 | 13494 | 6 | 202 | Kitchen | TRUE
134947 | 13494 | 7 | 56 | Laundry Room | TRUE
134948 | 13494 | 8 | 212 | Master Bedroom | TRUE
134949 | 13494 | 9 | 190 | Other | TRUE
1349410 | 13494 | 10 | 90 | Hall | TRUE
1349411 | 13494 | 11 | 53 | Bedroom | TRUE
1349412 | 13494 | 12 | 137 | Bedroom | TRUE
1349413 | 13494 | 13 | 96 | Bedroom | TRUE
1349414 | 13494 | 14 | 31 | Closet | TRUE
1349415 | 13494 | 15 | 49 | Closet | TRUE
1349416 | 13494 | 16 | 110 | Hall | TRUE
134951 | 13495 | 1 | 55 | Bathroom | TRUE
134952 | 13495 | 2 | 145 | Bedroom | TRUE | PLUG HEATER - 1500W
134953 | 13495 | 3 | 263 | Family Room | TRUE | PLUG HEATER - 1500W
134954 | 13495 | 4 | 485 | Other | FALSE
134955 | 13495 | 5 | 100 | Closet | TRUE
134956 | 13495 | 6 | 63 | Bathroom | TRUE
134957 | 13495 | 7 | 190 | Bedroom | TRUE
134958 | 13495 | 8 | 623 | Other | TRUE | ELECT WALL HEATER - NOT USED.
134959 | 13495 | 9 | 131 | Dining Room | TRUE
1349510 | 13495 | 10 | 584 | Garage | FALSE
1349511 | 13495 | 11 | 60 | Hall | TRUE
1349512 | 13495 | 12 | 148 | Kitchen | TRUE
1349513 | 13495 | 13 | 265 | Living Room | TRUE
1349514 | 13495 | 14 | 140 | Office | TRUE
1349515 | 13495 | 15 | 40 | Bathroom | TRUE | LITETUB SKYLIGHT
1349516 | 13495 | 16 | 175 | Bedroom | TRUE
1349517 | 13495 | 17 | 200 | Bedroom | TRUE
1349518 | 13495 | 18 | 100 | Office | TRUE
1349519 | 13495 | 19 | 240 | Family Room | TRUE
1349520 | 13495 | 20 | 50 | Hall | TRUE | LIGHT TUBE SKYLITE
135051 | 13505 | 1 | 55 | Bathroom | TRUE
135052 | 13505 | 2 | 40 | Bathroom | TRUE
135053 | 13505 | 3 | 150 | Bedroom | TRUE
135054 | 13505 | 4 | 145 | Bedroom | TRUE
135055 | 13505 | 5 | 143 | Bedroom | TRUE
135056 | 13505 | 6 | 160 | Dining Room | TRUE
135057 | 13505 | 7 | 155 | Family Room | TRUE
135058 | 13505 | 8 | 120 | Hall | TRUE
135059 | 13505 | 9 | 130 | Kitchen | TRUE
1350510 | 13505 | 10 | 84 | Other | TRUE
135071 | 13507 | 1 | 1049 | Other | TRUE | conditioned basement with furnace and ducts 6 windows , wood single pane
135072 | 13507 | 2 | 46 | Bathroom | TRUE
135073 | 13507 | 3 | 210 | Bedroom | TRUE
135074 | 13507 | 4 | 137 | Bedroom | TRUE
135075 | 13507 | 5 | 268 | Bedroom | TRUE | metal dp failed >1/2
135076 | 13507 | 6 | 250 | Bedroom | TRUE | metal dp
135077 | 13507 | 7 | 67 | Kitchen | TRUE | wood dp windows >1/2
135078 | 13507 | 8 | 193 | Other | TRUE
135079 | 13507 | 9 | 287 | Family Room | TRUE
1350710 | 13507 | 10 | 40 | Hall | TRUE
1350711 | 13507 | 11 | 82 | Other | TRUE
135141 | 13514 | 1 | 65 | Bathroom | TRUE
135142 | 13514 | 2 | 106 | Bedroom | TRUE
135143 | 13514 | 3 | 145 | Master Bedroom | TRUE
135144 | 13514 | 4 | 70 | Dining Room | TRUE
135145 | 13514 | 5 | 480 | Garage | FALSE
135146 | 13514 | 6 | 75 | Hall | TRUE | no windows
135147 | 13514 | 7 | 92 | Kitchen | TRUE
135148 | 13514 | 8 | 232 | Living Room | TRUE
135149 | 13514 | 9 | 110 | Office | TRUE
135541 | 13554 | 1 | 41 | Bathroom | TRUE
135542 | 13554 | 2 | 138 | Dining Room | TRUE
135543 | 13554 | 3 | 48 | Hall | TRUE
135544 | 13554 | 4 | 239 | Family Room | TRUE
135545 | 13554 | 5 | 61 | Hall | TRUE
135546 | 13554 | 6 | 181 | Kitchen | TRUE
135547 | 13554 | 7 | 259 | Living Room | TRUE
135548 | 13554 | 8 | 27 | Closet | TRUE | circline bulb pin base
135549 | 13554 | 9 | 143 | Office | TRUE
1355410 | 13554 | 10 | 15 | Closet | TRUE | Lighting: Circline pin base
1355411 | 13554 | 11 | 55 | Bathroom | TRUE
1355412 | 13554 | 12 | 274 | Family Room | TRUE
1355413 | 13554 | 13 | 48 | Laundry Room | TRUE
1355414 | 13554 | 14 | 235 | Hall | TRUE
1355415 | 13554 | 15 | 21 | Bathroom | TRUE
1355416 | 13554 | 16 | 115 | Bathroom | TRUE
1355417 | 13554 | 17 | 28 | Closet | TRUE
1355418 | 13554 | 18 | 342 | Master Bedroom | TRUE
1355419 | 13554 | 19 | 162 | Bedroom | TRUE
1355420 | 13554 | 20 | 173 | Bedroom | TRUE
1355421 | 13554 | 21 | 173 | Family Room | TRUE
1355422 | 13554 | 22 | 475 | Garage | FALSE
136211 | 13621 | 1 | 151 | Kitchen | TRUE
136212 | 13621 | 2 | 388 | Other | TRUE
136213 | 13621 | 3 | 53 | Hall | TRUE
136214 | 13621 | 4 | 179 | Bedroom | TRUE
136215 | 13621 | 5 | 233 | Hall | TRUE
136216 | 13621 | 6 | 71 | Bathroom | TRUE
136217 | 13621 | 7 | 206 | Bedroom | TRUE
136218 | 13621 | 8 | 56 | Hall | TRUE
136219 | 13621 | 9 | 154 | Dining Room | TRUE
1362110 | 13621 | 10 | 251 | Living Room | TRUE
1362111 | 13621 | 11 | 63 | Hall | TRUE
1362112 | 13621 | 12 | 185 | Master Bedroom | TRUE
1362113 | 13621 | 13 | 56 | Bathroom | TRUE
1362114 | 13621 | 14 | 149 | Bedroom | TRUE
1362115 | 13621 | 15 | 448 | Family Room | TRUE
1362116 | 13621 | 16 | 181 | Laundry Room | TRUE
136431 | 13643 | 1 | 166 | Bedroom | TRUE
136432 | 13643 | 2 | 76 | Living Room | TRUE
136433 | 13643 | 3 | 57 | Hall | TRUE
136434 | 13643 | 4 | 423 | Garage | FALSE | no windows
136435 | 13643 | 5 | 27 | Hall | TRUE | no windows
136436 | 13643 | 6 | 58 | Hall | TRUE | no windows
136437 | 13643 | 7 | 194 | Bedroom | TRUE
136438 | 13643 | 8 | 300 | Kitchen | TRUE
136439 | 13643 | 9 | 76 | Laundry Room | TRUE
1364310 | 13643 | 10 | 185 | Living Room | TRUE
1364311 | 13643 | 11 | 59 | Bathroom | TRUE
1364312 | 13643 | 12 | 222 | Master Bedroom | TRUE
1364313 | 13643 | 13 | 69 | Hall | TRUE | no windows
1364314 | 13643 | 14 | 51 | Bathroom | TRUE | no windows
1364315 | 13643 | 15 | 111 | Other | TRUE
1364316 | 13643 | 16 | 216 | Living Room | TRUE
136551 | 13655 | 1 | 236 | Living Room | TRUE
136552 | 13655 | 2 | 141 | Bedroom | TRUE
136553 | 13655 | 3 | 27 | Bathroom | TRUE
136554 | 13655 | 4 | 91 | Hall | TRUE
136555 | 13655 | 5 | 311 | Living Room | TRUE
136556 | 13655 | 6 | 75 | Other | FALSE
136557 | 13655 | 7 | 34 | Closet | TRUE
136558 | 13655 | 8 | 142 | Bedroom | TRUE
136559 | 13655 | 9 | 78 | Hall | TRUE
1365510 | 13655 | 10 | 18 | Laundry Room | TRUE
1365511 | 13655 | 11 | 65 | Bathroom | TRUE
1365512 | 13655 | 12 | 131 | Office | TRUE
1365513 | 13655 | 13 | 98 | Kitchen | TRUE
136561 | 13656 | 1 | 18 | Bathroom | TRUE
136562 | 13656 | 2 | 90 | Bathroom | TRUE
136563 | 13656 | 3 | 154 | Bedroom | TRUE
136564 | 13656 | 4 | 102 | Bedroom | TRUE
136565 | 13656 | 5 | 290 | Family Room | TRUE | garage conversion addition on slab
136566 | 13656 | 6 | 564 | Garage | FALSE | walls and ceiling are insulated with R 9 batts garage door is wood no heat source other than an electric hot water heater so unconditioned space no windows
136567 | 13656 | 7 | 85 | Hall | TRUE
136568 | 13656 | 8 | 300 | Kitchen | TRUE | includes dining room
136569 | 13656 | 9 | 294 | Living Room | TRUE
1365610 | 13656 | 10 | 105 | Office | TRUE
136721 | 13672 | 1 | 185 | Bedroom | TRUE
136722 | 13672 | 2 | 320 | Master Bedroom | TRUE
136723 | 13672 | 3 | 80 | Closet | TRUE
136724 | 13672 | 4 | 195 | Office | TRUE
136725 | 13672 | 5 | 45 | Hall | TRUE
136726 | 13672 | 6 | 80 | Bathroom | TRUE
136727 | 13672 | 7 | 25 | Bathroom | TRUE
136728 | 13672 | 8 | 170 | Dining Room | TRUE
136729 | 13672 | 9 |  | Garage | FALSE
1367210 | 13672 | 10 | 180 | Kitchen | TRUE | 3rd tv surrounded by collectables ,could notget date,estimate mid 90's.
1367211 | 13672 | 11 |  | Living Room | TRUE
1367212 | 13672 | 12 | 560 | Living Room | TRUE
1367213 | 13672 | 13 | 240 | Office | TRUE
1367214 | 13672 | 14 |  | Closet | TRUE
1367215 | 13672 | 15 |  | Closet | TRUE
136781 | 13678 | 1 | 40 | Bathroom | TRUE
136782 | 13678 | 2 | 79 | Bathroom | TRUE
136783 | 13678 | 3 | 134 | Bedroom | TRUE
136784 | 13678 | 4 | 135 | Bedroom | TRUE
136785 | 13678 | 5 | 92 | Hall | TRUE | no windows
136786 | 13678 | 6 | 317 | Family Room | TRUE
136787 | 13678 | 7 | 84 | Hall | TRUE | no windows
136788 | 13678 | 8 | 25 | Hall | TRUE
136789 | 13678 | 9 | 150 | Living Room | TRUE
1367810 | 13678 | 10 | 355 | Living Room | TRUE
1367811 | 13678 | 11 | 170 | Master Bedroom | TRUE
1367812 | 13678 | 12 | 115 | Bathroom | TRUE
1367813 | 13678 | 13 | 271 | Office | TRUE
1367814 | 13678 | 14 | 480 | Garage | TRUE
136911 | 13691 | 1 | 35 | Bathroom | TRUE
136912 | 13691 | 2 | 80 | Bathroom | TRUE
136913 | 13691 | 3 | 70 | Closet | TRUE
136914 | 13691 | 4 | 75 | Closet | TRUE
136915 | 13691 | 5 | 160 | Bedroom | TRUE
136916 | 13691 | 6 | 285 | Bedroom | TRUE
136917 | 13691 | 7 | 300 | Bedroom | TRUE
136918 | 13691 | 8 | 250 | Other | TRUE
136919 | 13691 | 9 | 130 | Other | TRUE
1369110 | 13691 | 10 | 180 | Dining Room | TRUE
1369111 | 13691 | 11 | 250 | Hall | TRUE
1369112 | 13691 | 12 | 399 | Family Room | TRUE
1369113 | 13691 | 13 | 575 | Garage | FALSE
1369114 | 13691 | 14 | 110 | Hall | TRUE
1369115 | 13691 | 15 | 252 | Kitchen | TRUE
1369116 | 13691 | 16 | 105 | Laundry Room | TRUE
1369117 | 13691 | 17 | 200 | Living Room | TRUE
1369118 | 13691 | 18 | 150 | Bathroom | TRUE
1369119 | 13691 | 19 | 320 | Master Bedroom | TRUE
1369120 | 13691 | 20 | 70 | Closet | TRUE
1369121 | 13691 | 21 | 270 | Office | TRUE
1369122 | 13691 | 22 | 710 | Family Room | TRUE
1369123 | 13691 | 23 | 115 | Other | TRUE
1369124 | 13691 | 24 | 50 | Other | TRUE
137131 | 13713 | 1 | 50 | Bathroom | TRUE
137132 | 13713 | 2 | 20 | Closet | TRUE
137133 | 13713 | 3 | 195 | Dining Room | TRUE
137134 | 13713 | 4 | 110 | Bedroom | TRUE
137135 | 13713 | 5 | 85 | Hall | TRUE
137136 | 13713 | 6 | 60 | Other | TRUE
137137 | 13713 | 7 | 280 | Family Room | TRUE
137138 | 13713 | 8 | 440 | Garage | FALSE
137139 | 13713 | 9 | 175 | Kitchen | TRUE
1371310 | 13713 | 10 | 285 | Living Room | TRUE
1371311 | 13713 | 11 | 315 | Master Bedroom | TRUE
1371312 | 13713 | 12 | 200 | Bathroom | TRUE
1371313 | 13713 | 13 | 130 | Master Bedroom | TRUE
1371314 | 13713 | 14 | 90 | Closet | TRUE
1371315 | 13713 | 15 | 60 | Laundry Room | TRUE
1371316 | 13713 | 16 | 50 | Bathroom | TRUE
1371317 | 13713 | 17 | 150 | Bedroom | TRUE
1371318 | 13713 | 18 | 125 | Hall | TRUE
1371319 | 13713 | 19 | 200 | Bedroom | TRUE
137461 | 13746 | 1 | 36 | Hall | TRUE | no windows
137462 | 13746 | 2 | 20 | Bathroom | TRUE
137463 | 13746 | 3 | 220 | Garage | FALSE
137464 | 13746 | 4 | 250 | Living Room | TRUE
137465 | 13746 | 5 | 170 | Laundry Room | TRUE
137466 | 13746 | 6 | 40 | Laundry Room | TRUE
137467 | 13746 | 7 | 50 | Bathroom | TRUE
137468 | 13746 | 8 | 120 | Bedroom | TRUE
137469 | 13746 | 9 | 160 | Bedroom | TRUE
137521 | 13752 | 1 | 80 | Bathroom | TRUE
137522 | 13752 | 2 | 125 | Bedroom | TRUE
137523 | 13752 | 3 | 125 | Bedroom | TRUE
137524 | 13752 | 4 | 195 | Dining Room | TRUE
137525 | 13752 | 5 | 475 | Family Room | TRUE
137526 | 13752 | 6 | 140 | Hall | TRUE
137527 | 13752 | 7 | 695 | Garage | FALSE | no windows
137528 | 13752 | 8 | 85 | Kitchen | TRUE | no windows
137529 | 13752 | 9 | 105 | Kitchen | TRUE
1375210 | 13752 | 10 | 110 | Laundry Room | TRUE | no windows
1375211 | 13752 | 11 | 80 | Bathroom | TRUE | no windows
1375212 | 13752 | 12 | 150 | Bedroom | TRUE
1375213 | 13752 | 13 | 105 | Kitchen | TRUE | no windows
1375214 | 13752 | 14 | 315 | Living Room | TRUE
1375215 | 13752 | 15 | 110 | Bathroom | TRUE
1375216 | 13752 | 16 | 250 | Master Bedroom | TRUE
1375217 | 13752 | 17 | 60 | Other | TRUE | no windows
1375218 | 13752 | 18 | 50 | Hall | TRUE | no windows
137561 | 13756 | 1 | 49 | Bathroom | TRUE
137562 | 13756 | 2 | 195 | Bedroom | TRUE
137563 | 13756 | 3 | 150 | Bedroom | TRUE
137564 | 13756 | 4 | 108 | Bedroom | TRUE
137565 | 13756 | 5 | 124 | Bedroom | TRUE
137566 | 13756 | 6 | 105 | Dining Room | TRUE
137567 | 13756 | 7 | 71 | Bathroom | TRUE
137568 | 13756 | 8 | 24 | Hall | TRUE | no windows
137569 | 13756 | 9 | 416 | Family Room | TRUE
1375610 | 13756 | 10 | 143 | Bedroom | TRUE
1375611 | 13756 | 11 | 67 | Hall | TRUE | no windows
1375612 | 13756 | 12 | 21 | Hall | TRUE | no windows
1375613 | 13756 | 13 | 34 | Hall | TRUE | no windows
1375614 | 13756 | 14 | 150 | Kitchen | TRUE
1375615 | 13756 | 15 | 126 | Living Room | TRUE
1375616 | 13756 | 16 | 308 | Living Room | TRUE
1375617 | 13756 | 17 | 44 | Bathroom | TRUE | no windows
1375618 | 13756 | 18 | 154 | Bedroom | TRUE
1375619 | 13756 | 19 |  | Master Bedroom | TRUE | no windows
137851 | 13785 | 1 | 40 | Hall | TRUE
137852 | 13785 | 2 | 565 | Office | TRUE
137853 | 13785 | 3 | 75 | Bathroom | TRUE
137854 | 13785 | 4 | 75 | Bathroom | TRUE
137855 | 13785 | 5 | 220 | Master Bedroom | TRUE
137856 | 13785 | 6 | 170 | Bedroom | TRUE
137857 | 13785 | 7 | 150 | Bedroom | TRUE
137858 | 13785 | 8 | 130 | Hall | TRUE
137859 | 13785 | 9 | 294 | Garage | FALSE
1378510 | 13785 | 10 | 148 | Kitchen | TRUE
1378511 | 13785 | 11 | 265 | Kitchen | TRUE
1378512 | 13785 | 12 | 75 | Laundry Room | TRUE
1378513 | 13785 | 13 | 492 | Living Room | TRUE
1378514 | 13785 | 14 | 216 | Bedroom | TRUE
138031 | 13803 | 1 | 564 | Other | TRUE
138032 | 13803 | 2 | 35 | Bathroom | TRUE
138033 | 13803 | 3 | 286 | Family Room | TRUE | Windows 2: FRENCH DOORS SP WOOD
138034 | 13803 | 4 | 212 | Living Room | TRUE
138035 | 13803 | 5 | 484 | Garage | FALSE | no windows
138036 | 13803 | 6 | 190 | Kitchen | TRUE
138037 | 13803 | 7 | 114 | Living Room | TRUE | AIR PURIFIER IN ROOM USED OFTEN
138038 | 13803 | 8 | 245 | Master Bedroom | TRUE
138039 | 13803 | 9 | 88 | Bathroom | TRUE
1380310 | 13803 | 10 | 168 | Other | TRUE | RENTAL ROOM IN GARAGE ,conditioned but not part of home , currently occupied and I felt his load was significant since he is home all the time and had a significant amount of electronics in continuous use
138171 | 13817 | 1 | 192 | Office | TRUE
138172 | 13817 | 2 | 40 | Bathroom | TRUE
138173 | 13817 | 3 | 80 | Bathroom | TRUE | no windows
138174 | 13817 | 4 | 120 | Bedroom | TRUE
138175 | 13817 | 5 | 320 | Other | TRUE
138176 | 13817 | 6 | 224 | Dining Room | TRUE
138177 | 13817 | 7 | 50 | Office | TRUE
138178 | 13817 | 8 | 400 | Garage | FALSE
138179 | 13817 | 9 | 130 | Hall | TRUE | no windows
1381710 | 13817 | 10 | 128 | Kitchen | TRUE
1381711 | 13817 | 11 | 20 | Laundry Room | TRUE | no windows
1381712 | 13817 | 12 | 228 | Living Room | TRUE
1381713 | 13817 | 13 | 260 | Master Bedroom | TRUE
1381714 | 13817 | 14 | 40 | Bathroom | TRUE | no windows
138291 | 13829 | 1 | 310 | Living Room | TRUE
138292 | 13829 | 2 | 64 | Bathroom | TRUE
138293 | 13829 | 3 | 49 | Hall | TRUE
138294 | 13829 | 4 | 230 | Family Room | TRUE
138295 | 13829 | 5 | 291 | Office | TRUE
138296 | 13829 | 6 | 72 | Hall | TRUE
138297 | 13829 | 7 | 58 | Bathroom | TRUE
138298 | 13829 | 8 | 36 | Laundry Room | TRUE
138299 | 13829 | 9 | 285 | Master Bedroom | TRUE
1382910 | 13829 | 10 | 22 | Closet | TRUE
1382911 | 13829 | 11 | 386 | Garage | TRUE
1382912 | 13829 | 12 | 38 | Hall | TRUE
1382913 | 13829 | 13 | 201 | Kitchen | TRUE
1382914 | 13829 | 14 | 171 | Dining Room | TRUE
1382915 | 13829 | 15 | 97 | Hall | TRUE
1382916 | 13829 | 16 | 118 | Bedroom | TRUE
1382917 | 13829 | 17 | 71 | Bathroom | TRUE
1382918 | 13829 | 18 | 174 | Bedroom | TRUE
1382919 | 13829 | 19 | 207 | Bedroom | TRUE
138631 | 13863 | 1 | 103 | Kitchen | TRUE
138632 | 13863 | 2 | 101 | Dining Room | TRUE
138633 | 13863 | 3 | 291 | Garage | TRUE
138634 | 13863 | 4 | 219 | Living Room | TRUE
138635 | 13863 | 5 | 42 | Bathroom | TRUE
138636 | 13863 | 6 | 118 | Bedroom | TRUE
138637 | 13863 | 7 | 24 | Hall | TRUE
138638 | 13863 | 8 | 149 | Bedroom | TRUE
138639 | 13863 | 9 | 282 | Bedroom | TRUE
138671 | 13867 | 1 | 279 | Kitchen | TRUE
138672 | 13867 | 2 | 127 | Bedroom | TRUE
138673 | 13867 | 3 | 228 | Master Bedroom | TRUE
138674 | 13867 | 4 | 90 | Bathroom | TRUE
138675 | 13867 | 5 | 78 | Closet | TRUE
138676 | 13867 | 6 | 114 | Hall | TRUE
138677 | 13867 | 7 | 270 | Dining Room | TRUE
138678 | 13867 | 8 | 387 | Laundry Room | TRUE
138679 | 13867 | 9 | 58 | Laundry Room | TRUE
1386710 | 13867 | 10 | 21 | Bathroom | TRUE
1386711 | 13867 | 11 | 631 | Garage | TRUE
1386712 | 13867 | 12 | 98 | Office | TRUE
1386713 | 13867 | 13 | 98 | Bathroom | TRUE
1386714 | 13867 | 14 | 147 | Bedroom | TRUE
138711 | 13871 | 1 | 40 | Bathroom | TRUE | no windows
138712 | 13871 | 2 | 36 | Bathroom | TRUE
138713 | 13871 | 3 | 132 | Bedroom | TRUE
138714 | 13871 | 4 | 154 | Bedroom | TRUE
138715 | 13871 | 5 | 15 | Closet | TRUE | no windows
138716 | 13871 | 6 | 15 | Closet | TRUE | no windows
138717 | 13871 | 7 | 36 | Closet | TRUE
138718 | 13871 | 8 | 315 | Other | TRUE
138719 | 13871 | 9 | 144 | Dining Room | TRUE
1387110 | 13871 | 10 | 196 | Family Room | TRUE
1387111 | 13871 | 11 | 56 | Hall | TRUE | no windows
1387112 | 13871 | 12 | 54 | Hall | TRUE | no windows
1387113 | 13871 | 13 | 196 | Kitchen | TRUE
1387114 | 13871 | 14 | 47 | Laundry Room | TRUE | no windows
1387115 | 13871 | 15 | 294 | Living Room | TRUE
1387116 | 13871 | 16 | 64 | Bathroom | TRUE
1387117 | 13871 | 17 | 195 | Bedroom | TRUE
1387118 | 13871 | 18 | 15 | Closet | TRUE | no windows
138801 | 13880 | 1 | 35 | Bathroom | TRUE | Wall lighting: 1 x 13cfl twist 1 x 100w inc standard
138802 | 13880 | 2 | 48 | Dining Room | TRUE | METERED: chandelier light
138803 | 13880 | 3 | 241 | Family Room | TRUE
138804 | 13880 | 4 | 115 | Hall | TRUE
138805 | 13880 | 5 | 13 | Hall | TRUE
138806 | 13880 | 6 | 176 | Kitchen | TRUE | METERED: overhead lights Cabinet Lights: averaged over all lamps on switch 5 x 30w inc rope lighting 2 x 2ft T5 16W 5 x 1ft T5 8W
138807 | 13880 | 7 | 79 | Laundry Room | TRUE | METERED: ceiling light
138808 | 13880 | 8 | 222 | Living Room | TRUE | METERED: Torchier light Torchier light is average of main 22w cfl and a 7w mini pin inc. on same switch.
138809 | 13880 | 9 | 26 | Closet | TRUE | METERED: ceiling light
1388010 | 13880 | 10 | 115 | Other | TRUE
1388011 | 13880 | 11 | 28 | Closet | TRUE
1388012 | 13880 | 12 | 162 | Bedroom | TRUE
1388013 | 13880 | 13 | 125 | Other | TRUE | METERED: ceiling light
1388014 | 13880 | 14 | 18 | Closet | TRUE
1388015 | 13880 | 15 | 12 | Bathroom | TRUE
1388016 | 13880 | 16 | 222 | Master Bedroom | TRUE | METERED: ceiling lights
1388017 | 13880 | 17 | 57 | Closet | TRUE | METERED: ceiling light
1388018 | 13880 | 18 | 115 | Bedroom | TRUE
1388019 | 13880 | 19 | 35 | Bathroom | TRUE
1388020 | 13880 | 20 | 291 | Family Room | TRUE | METERED: Ceiling lights
1388021 | 13880 | 21 | 275 | Hall | TRUE | METERED: ceiling light
1388022 | 13880 | 22 |  | Living Room | TRUE
1388023 | 13880 | 23 | 107 | Bathroom | TRUE | METERED: recessed lights over sink
1388024 | 13880 | 24 | 822 | Garage | FALSE | METERED: main ceiling lights
138951 | 13895 | 1 | 18 | Hall | TRUE | METERED: ceiling light
138952 | 13895 | 2 | 41 | Bathroom | TRUE | METERED: ceiling light METERED: wall light
138953 | 13895 | 3 | 111 | Master Bedroom | TRUE | METERED: ceiling light METERED: table light
138954 | 13895 | 4 | 129 | Kitchen | TRUE | METERED: overhead light
138955 | 13895 | 5 | 27 | Laundry Room | TRUE | METERED: Area lights
138956 | 13895 | 6 | 287 | Living Room | TRUE | METERED: wall lamp METERED: floor lamp METERED: ceiling track light NOTE: participant noted she will soon be changing out dining room area light track lighting with CFLS. primary use is living room. Main fixture extends around to dining
138981 | 13898 | 1 | 40 | Bathroom | TRUE | no windows
138982 | 13898 | 2 | 130 | Bedroom | TRUE
138983 | 13898 | 3 | 120 | Dining Room | TRUE
138984 | 13898 | 4 | 480 | Garage | FALSE
138985 | 13898 | 5 | 21 | Hall | TRUE | no windows
138986 | 13898 | 6 | 50 | Hall | TRUE
138987 | 13898 | 7 | 80 | Laundry Room | TRUE
138988 | 13898 | 8 | 325 | Living Room | TRUE
138989 | 13898 | 9 | 200 | Bathroom | TRUE
1389810 | 13898 | 10 | 300 | Master Bedroom | TRUE
1389811 | 13898 | 11 | 120 | Office | TRUE
1389812 | 13898 | 12 | 310 | Living Room | TRUE
1389813 | 13898 | 13 | 100 | Kitchen | TRUE
139031 | 13903 | 1 | 875 | Living Room | TRUE
139032 | 13903 | 2 | 110 | Bathroom | TRUE
139033 | 13903 | 3 | 65 | Bathroom | TRUE
139034 | 13903 | 4 | 55 | Bathroom | TRUE
139035 | 13903 | 5 | 375 | Bedroom | TRUE
139036 | 13903 | 6 | 185 | Bedroom | TRUE
139037 | 13903 | 7 | 275 | Dining Room | TRUE
139038 | 13903 | 8 | 110 | Hall | TRUE
139039 | 13903 | 9 | 624 | Garage | FALSE
1390310 | 13903 | 10 | 45 | Hall | TRUE
1390311 | 13903 | 11 | 290 | Kitchen | TRUE
1390312 | 13903 | 12 | 125 | Laundry Room | TRUE
1390313 | 13903 | 13 | 365 | Living Room | TRUE
1390314 | 13903 | 14 | 155 | Bathroom | TRUE
1390315 | 13903 | 15 | 250 | Master Bedroom | TRUE
1390316 | 13903 | 16 | 170 | Closet | TRUE
139121 | 13912 | 1 | 119 | Dining Room | TRUE
139122 | 13912 | 2 | 10 | Hall | TRUE
139123 | 13912 | 3 | 530 | Garage | FALSE
139124 | 13912 | 4 | 31 | Bathroom | TRUE
139125 | 13912 | 5 | 56 | Hall | TRUE
139126 | 13912 | 6 | 136 | Kitchen | TRUE
139127 | 13912 | 7 | 290 | Living Room | TRUE
139128 | 13912 | 8 | 36 | Bathroom | TRUE
139129 | 13912 | 9 | 176 | Master Bedroom | TRUE
1391210 | 13912 | 10 | 112 | Office | TRUE
1391211 | 13912 | 11 | 105 | Bedroom | TRUE
139481 | 13948 | 1 | 204 | Dining Room | TRUE | METERED:chandelier light average of: 3x60w inc. standard 1 x 100w inc. standard
139482 | 13948 | 2 | 21 | Hall | TRUE
139483 | 13948 | 3 | 47 | Bathroom | TRUE | METERED: wall light
139484 | 13948 | 4 | 23 | Hall | TRUE
139485 | 13948 | 5 | 118 | Hall | TRUE
139486 | 13948 | 6 | 139 | Family Room | TRUE | METERED: ceiling fan light METERED: SE table lamp
139487 | 13948 | 7 | 160 | Kitchen | TRUE | METERED: ceiling light
139488 | 13948 | 8 | 30 | Laundry Room | TRUE
139489 | 13948 | 9 | 182 | Living Room | TRUE
1394810 | 13948 | 10 | 65 | Bathroom | TRUE
1394811 | 13948 | 11 | 159 | Bedroom | TRUE
1394812 | 13948 | 12 | 18 | Closet | TRUE
1394813 | 13948 | 13 | 115 | Hall | TRUE
1394814 | 13948 | 14 | 175 | Master Bedroom | TRUE
1394815 | 13948 | 15 | 157 | Office | TRUE
1394816 | 13948 | 16 | 272 | Other | TRUE | METERED: ceiling lights
1394817 | 13948 | 17 |  | Garage | FALSE | METERED: garage door opener
139561 | 13956 | 1 | 20 | Hall | TRUE
139562 | 13956 | 2 | 20 | Closet | TRUE
139563 | 13956 | 3 | 152 | Family Room | TRUE
139564 | 13956 | 4 | 181 | Dining Room | TRUE
139565 | 13956 | 5 | 43 | Hall | TRUE
139566 | 13956 | 6 | 58 | Bathroom | TRUE
139567 | 13956 | 7 | 130 | Kitchen | TRUE
139568 | 13956 | 8 | 80 | Dining Room | TRUE
139569 | 13956 | 9 | 251 | Living Room | TRUE
1395610 | 13956 | 10 | 150 | Office | TRUE
1395611 | 13956 | 11 | 17 | Closet | TRUE
1395612 | 13956 | 12 | 150 | Hall | TRUE
1395613 | 13956 | 13 | 42 | Hall | TRUE
1395614 | 13956 | 14 | 48 | Laundry Room | TRUE
1395615 | 13956 | 15 | 150 | Master Bedroom | TRUE
1395616 | 13956 | 16 | 70 | Closet | TRUE
1395617 | 13956 | 17 | 131 | Other | TRUE
1395618 | 13956 | 18 | 85 | Office | TRUE
1395619 | 13956 | 19 | 170 | Bedroom | TRUE
1395620 | 13956 | 20 | 160 | Bedroom | TRUE
1395621 | 13956 | 21 | 10 | Closet | TRUE
1395622 | 13956 | 22 | 270 | Office | TRUE
1395623 | 13956 | 23 | 199 | Family Room | TRUE
1395624 | 13956 | 24 | 212 | Other | TRUE
1395625 | 13956 | 25 | 40 | Hall | TRUE
139701 | 13970 | 1 | 41 | Bathroom | TRUE
139702 | 13970 | 2 | 98 | Dining Room | TRUE
139703 | 13970 | 3 | 44 | Hall | TRUE
139704 | 13970 | 4 | 110 | Bedroom | TRUE
139705 | 13970 | 5 | 35 | Hall | TRUE
139706 | 13970 | 6 | 17 | Hall | TRUE
139707 | 13970 | 7 | 130 | Kitchen | TRUE
139708 | 13970 | 8 | 257 | Living Room | TRUE
139709 | 13970 | 9 | 110 | Office | TRUE
1397010 | 13970 | 10 | 56 | Bathroom | TRUE
1397011 | 13970 | 11 | 66 | Closet | TRUE
1397012 | 13970 | 12 | 257 | Master Bedroom | TRUE
1397013 | 13970 | 13 | 238 | Bedroom | TRUE
1397014 | 13970 | 14 | 116 | Other | TRUE
1397015 | 13970 | 15 | 182 | Garage | FALSE | old basement garage, nolonger used as a garage, but still unconditioned.
1397016 | 13970 | 16 | 56 | Other | TRUE
1397017 | 13970 | 17 | 112 | Hall | TRUE
1397018 | 13970 | 18 | 114 | Laundry Room | TRUE
1397019 | 13970 | 19 | 134 | Other | TRUE
1397020 | 13970 | 20 | 79 | Other | TRUE
1397021 | 13970 | 21 | 123 | Hall | TRUE
1397022 | 13970 | 22 | 61 | Other | TRUE
1397023 | 13970 | 23 | 71 | Other | TRUE
139741 | 13974 | 1 | 33 | Bathroom | TRUE
139742 | 13974 | 2 | 161 | Dining Room | TRUE
139743 | 13974 | 3 | 161 | Family Room | TRUE
139744 | 13974 | 4 | 411 | Garage | FALSE
139745 | 13974 | 5 | 51 | Bathroom | TRUE
139746 | 13974 | 6 | 101 | Hall | TRUE
139747 | 13974 | 7 | 176 | Kitchen | TRUE | "other" light - under microwave light, est. W.
139748 | 13974 | 8 | 16 | Laundry Room | FALSE
139749 | 13974 | 9 | 136 | Master Bedroom | TRUE
1397410 | 13974 | 10 | 109 | Bedroom | TRUE
1397411 | 13974 | 11 | 72 | Office | TRUE
1397412 | 13974 | 12 | 135 | Bedroom | TRUE
139751 | 13975 | 1 | 24 | Bathroom | TRUE | Indoor LED fixture measures .3W
139752 | 13975 | 2 | 135 | Dining Room | TRUE
139753 | 13975 | 3 | 50 | Hall | TRUE
139754 | 13975 | 4 | 78 | Hall | TRUE
139755 | 13975 | 5 | 121 | Kitchen | TRUE | "other" light fixture christmas light string plugged in. Wattage from Watts Up total fixture wattage.
139756 | 13975 | 6 | 35 | Laundry Room | TRUE
139757 | 13975 | 7 | 209 | Living Room | TRUE | "other" light fixture christmas light strings plugged in. Wattage from Watts Up total fixture wattages.
139758 | 13975 | 8 | 137 | Master Bedroom | TRUE
139759 | 13975 | 9 | 211 | Family Room | TRUE | other light - christmas lights. wattage guess per other christmas lights measurements with wattsup.
1397510 | 13975 | 10 | 47 | Bathroom | TRUE
1397511 | 13975 | 11 | 55 | Bathroom | TRUE
1397512 | 13975 | 12 | 110 | Bathroom | TRUE
1397513 | 13975 | 13 | 120 | Hall | TRUE
1397514 | 13975 | 14 | 53 | Closet | TRUE
1397515 | 13975 | 15 |  | Garage | FALSE
140001 | 14000 | 1 | 34 | Bathroom | TRUE | METERED: wall light
140002 | 14000 | 2 | 169 | Dining Room | TRUE | Participant noted chandelier lights may eventually all be 25W
140003 | 14000 | 3 | 35 | Kitchen | TRUE | METERED: Ceiling Lights METERED: Wall lighting
140004 | 14000 | 4 | 41 | Office | TRUE | METERED: Ceiling Light METERED: Wall Light
140005 | 14000 | 5 | 158 | Living Room | TRUE | METERED: floor lamp 1 METERED: table light
140006 | 14000 | 6 | 130 | Hall | TRUE | LIGHTS: combined for metering purposes, lights averaged. Includes stairwell wall light and main entry ceiling light. METERED: metered average (entry ceiling light)
140007 | 14000 | 7 | 151 | Kitchen | TRUE | METERED: under cabinet lighting METERED: ceiling light METERED: chandelier light over sink under cabinet lights counted as a single fixture as they are all controlled by 1 switch. They are distributed among 6 fixtures. 3 x 3 lamps 1 x 2 lamps
140008 | 14000 | 8 | 60 | Bathroom | TRUE | METERED: wall light METERED: ceiling light
140009 | 14000 | 9 | 95 | Bedroom | TRUE
1400010 | 14000 | 10 | 13 | Closet | TRUE
1400011 | 14000 | 11 | 106 | Master Bedroom | TRUE | METERED: Ceiling light METERED: wall light
1400012 | 14000 | 12 | 20 | Closet | TRUE
1400013 | 14000 | 13 | 198 | Bedroom | TRUE
1400014 | 14000 | 14 | 18 | Closet | TRUE
1400015 | 14000 | 15 | 45 | Hall | TRUE | METERED: wall light
1400016 | 14000 | 16 | 776 | Other | TRUE | METERED: general basement lighting (over laundry) "general basement lighting" - majority of fixtures on same switch. 38W is average of: 75 incandescent standard 75 incandescent standard 15 CFL straight tube 20 CFL twist 15 CFL twis
1400017 | 14000 | 17 | 24 | Hall | TRUE
140121 | 14012 | 1 | 25 | Bathroom | TRUE
140122 | 14012 | 2 | 216 | Dining Room | TRUE
140123 | 14012 | 3 | 40 | Closet | TRUE
140124 | 14012 | 4 | 47 | Hall | TRUE
140125 | 14012 | 5 | 236 | Family Room | TRUE
140126 | 14012 | 6 | 139 | Kitchen | TRUE
140127 | 14012 | 7 | 188 | Living Room | TRUE
140128 | 14012 | 8 | 89 | Closet | TRUE
140129 | 14012 | 9 | 113 | Bedroom | TRUE
1401210 | 14012 | 10 | 23 | Closet | TRUE
1401211 | 14012 | 11 | 255 | Hall | TRUE
1401212 | 14012 | 12 | 50 | Bathroom | TRUE
1401213 | 14012 | 13 | 37 | Laundry Room | TRUE
1401214 | 14012 | 14 | 113 | Bathroom | TRUE
1401215 | 14012 | 15 | 88 | Closet | TRUE
1401216 | 14012 | 16 | 315 | Master Bedroom | TRUE
1401217 | 14012 | 17 | 145 | Bedroom | TRUE | friend lives with them majority of year in this room
1401218 | 14012 | 18 | 22 | Closet | TRUE
1401219 | 14012 | 19 | 142 | Office | TRUE
1401220 | 14012 | 20 | 38 | Hall | TRUE
1401221 | 14012 | 21 | 1490 | Other | FALSE | open attic space with furance, lighted
1401222 | 14012 | 22 | 372 | Garage | FALSE
140151 | 14015 | 1 | 195 | Dining Room | TRUE
140152 | 14015 | 2 | 50 | Hall | TRUE | light controlled by outside motion detector, sync'd with outside lights
140153 | 14015 | 3 | 220 | Kitchen | TRUE
140154 | 14015 | 4 | 78 | Laundry Room | TRUE
140155 | 14015 | 5 | 213 | Living Room | TRUE
140156 | 14015 | 6 | 45 | Closet | TRUE
140157 | 14015 | 7 | 75 | Hall | TRUE
140158 | 14015 | 8 | 32 | Bathroom | TRUE
140159 | 14015 | 9 | 126 | Office | TRUE | METERED: desk lights include: 2x 25w halogen other 1x 40w incandescent mini Computer 2 accessories are releated computer equipment stored in understair closet
1401510 | 14015 | 10 | 307 | Other | TRUE
1401511 | 14015 | 11 | 79 | Bathroom | TRUE
1401512 | 14015 | 12 | 279 | Master Bedroom | TRUE
1401513 | 14015 | 13 | 153 | Bedroom | TRUE
1401514 | 14015 | 14 | 137 | Other | TRUE
1401515 | 14015 | 15 | 100 | Hall | TRUE
1401516 | 14015 | 16 | 61 | Bathroom | TRUE
1401517 | 14015 | 17 | 31 | Bathroom | TRUE
1401518 | 14015 | 18 | 100 | Closet | TRUE
1401519 | 14015 | 19 | 211 | Bedroom | TRUE
1401520 | 14015 | 20 | 447 | Garage | FALSE
1401521 | 14015 | 21 | 100 | Hall | TRUE
140171 | 14017 | 1 | 34 | Bathroom | TRUE | no windows
140172 | 14017 | 2 | 115 | Bedroom | TRUE
140173 | 14017 | 3 | 141 | Bedroom | TRUE
140174 | 14017 | 4 | 300 | Garage | FALSE | no windows
140175 | 14017 | 5 | 28 | Bathroom | TRUE | no windows
140176 | 14017 | 6 | 120 | Hall | TRUE
140177 | 14017 | 7 | 198 | Kitchen | TRUE
140178 | 14017 | 8 | 200 | Laundry Room | TRUE
140179 | 14017 | 9 | 200 | Living Room | TRUE
1401710 | 14017 | 10 | 161 | Master Bedroom | TRUE
1401711 | 14017 | 11 | 200 | Other | FALSE | no windows
140371 | 14037 | 1 | 96 | Dining Room | TRUE | METERED: chandelier light
140372 | 14037 | 2 | 198 | Family Room | TRUE | METERED: table light METERED: floor light
140373 | 14037 | 3 | 45 | Bathroom | TRUE | METERED: wall light
140374 | 14037 | 4 | 32 | Hall | TRUE | METERED: ceiling light - mixed lamps include: 1x60w inc. reflector 1x75w inc. Standard A-bulb 1x13w cfl twist
140375 | 14037 | 5 | 150 | Bedroom | TRUE | METERED: ceiling light includes: 3 x 35w MR halogen 1x 60w incandescent standard A bulb
140376 | 14037 | 6 | 187 | Kitchen | TRUE | METERED: oversink light METERED: ceiling light bowl fixture
140377 | 14037 | 7 | 42 | Bathroom | TRUE | METERED: wall light
140378 | 14037 | 8 | 130 | Bedroom | TRUE | METERED: ceiling light
140379 | 14037 | 9 | 122 | Master Bedroom | TRUE | METERED: SW table light METERED: ceiling light
1403710 | 14037 | 10 | 30 | Closet | TRUE | METERED: ceiling light
1403711 | 14037 | 11 | 30 | Closet | TRUE
1403712 | 14037 | 12 | 70 | Hall | TRUE | METERED:ceiling light - mixed lamps, includes: 1x 75w halogen par 3x50w inc. reflector
1403713 | 14037 | 13 | 182 | Laundry Room | TRUE | METERED: ceiling light, includes: 8 x 75w par halogen 1 x 60w incandescent standard a bulb
1403714 | 14037 | 14 | 422 | Garage | FALSE | METERED: east ceiling lights - several lamp types include: 1 x (2) T12, 4ft 1 x (2) T12, 8ft
1403715 | 14037 | 15 | 78 | Other | TRUE | METERED: ceiling light
140461 | 14046 | 1 | 180 | Kitchen | TRUE
140462 | 14046 | 2 | 116 | Bedroom | TRUE
140463 | 14046 | 3 | 35 | Closet | TRUE
140464 | 14046 | 4 | 24 | Laundry Room | TRUE
140465 | 14046 | 5 | 223 | Dining Room | TRUE
140466 | 14046 | 6 | 194 | Bedroom | TRUE
140467 | 14046 | 7 | 51 | Bathroom | TRUE
140468 | 14046 | 8 | 40 | Closet | TRUE
140469 | 14046 | 9 | 311 | Living Room | TRUE
1404610 | 14046 | 10 | 81 | Bathroom | TRUE
1404611 | 14046 | 11 | 31 | Hall | TRUE
1404612 | 14046 | 12 | 168 | Bedroom | TRUE
140511 | 14051 | 1 | 32 | Bathroom | TRUE
140512 | 14051 | 2 | 125 | Bedroom | TRUE
140513 | 14051 | 3 | 125 | Dining Room | TRUE
140514 | 14051 | 4 | 23 | Hall | TRUE | no windows
140515 | 14051 | 5 | 155 | Kitchen | TRUE
140516 | 14051 | 6 | 74 | Laundry Room | TRUE
140517 | 14051 | 7 | 290 | Living Room | TRUE
140518 | 14051 | 8 | 62 | Bathroom | TRUE
140519 | 14051 | 9 | 95 | Master Bedroom | TRUE
1405110 | 14051 | 10 | 52 | Hall | TRUE | HALLWAY BACKDOOR HAS DOG ENTRANCE
1405111 | 14051 | 11 | 155 | Bedroom | TRUE
1405112 | 14051 | 12 | 13 | Bathroom | TRUE
1405113 | 14051 | 13 | 12 | Closet | TRUE | no windows
1405114 | 14051 | 14 | 18 | Hall | TRUE
1405115 | 14051 | 15 | 8 | Closet | TRUE | no windows
1405116 | 14051 | 16 | 162 | Other | FALSE | no windows
140521 | 14052 | 1 | 65 | Bathroom | TRUE
140522 | 14052 | 2 | 70 | Bathroom | TRUE | no windows
140523 | 14052 | 3 | 140 | Bedroom | TRUE
140524 | 14052 | 4 | 100 | Bedroom | TRUE
140525 | 14052 | 5 | 100 | Bedroom | TRUE
140526 | 14052 | 6 | 1033 | Garage | FALSE | no windows
140527 | 14052 | 7 | 50 | Hall | TRUE
140528 | 14052 | 8 | 60 | Hall | TRUE | no windows
140529 | 14052 | 9 | 360 | Kitchen | TRUE
1405210 | 14052 | 10 | 200 | Family Room | TRUE
1405211 | 14052 | 11 | 235 | Master Bedroom | TRUE
1405212 | 14052 | 12 | 144 | Office | TRUE
1405213 | 14052 | 13 | 120 | Bedroom | TRUE
1405214 | 14052 | 14 | 70 | Hall | TRUE | no windows
1405215 | 14052 | 15 | 170 | Office | TRUE
140731 | 14073 | 1 | 100 | Hall | TRUE
140732 | 14073 | 2 | 30 | Bathroom | TRUE
140733 | 14073 | 3 | 112 | Kitchen | TRUE
140734 | 14073 | 4 | 280 | Dining Room | TRUE
140735 | 14073 | 5 | 101 | Bathroom | TRUE
140736 | 14073 | 6 | 60 | Closet | TRUE
140737 | 14073 | 7 | 243 | Master Bedroom | TRUE
140738 | 14073 | 8 | 145 | Office | TRUE
140739 | 14073 | 9 | 13 | Closet | TRUE
1407310 | 14073 | 10 | 162 | Dining Room | TRUE
1407311 | 14073 | 11 | 113 | Dining Room | TRUE
1407312 | 14073 | 12 | 100 | Closet | TRUE | above master bed closet, beneath insulated vault ceiling
1407313 | 14073 | 13 | 85 | Bathroom | TRUE
1407314 | 14073 | 14 | 167 | Bedroom | TRUE
1407315 | 14073 | 15 | 390 | Family Room | TRUE
1407316 | 14073 | 16 | 80 | Other | TRUE
1407317 | 14073 | 17 | 178 | Bedroom | TRUE
1407318 | 14073 | 18 | 95 | Hall | TRUE
1407319 | 14073 | 19 | 80 | Office | TRUE
1407320 | 14073 | 20 | 61 | Laundry Room | TRUE
1407321 | 14073 | 21 | 80 | Closet | TRUE
1407322 | 14073 | 22 | 435 | Garage | FALSE
1407323 | 14073 | 23 | 116 | Hall | TRUE
140781 | 14078 | 1 | 60 | Bathroom | TRUE
140782 | 14078 | 2 | 150 | Bedroom | TRUE
140783 | 14078 | 3 | 40 | Closet | TRUE
140784 | 14078 | 4 | 240 | Dining Room | TRUE
140785 | 14078 | 5 | 195 | Other | TRUE
140786 | 14078 | 6 | 215 | Family Room | TRUE
140787 | 14078 | 7 | 200 | Hall | TRUE
140788 | 14078 | 8 | 200 | Kitchen | TRUE
140789 | 14078 | 9 | 100 | Laundry Room | TRUE
1407810 | 14078 | 10 | 192 | Living Room | TRUE
1407811 | 14078 | 11 | 200 | Master Bedroom | TRUE
1407812 | 14078 | 12 | 40 | Closet | TRUE | no window
1407813 | 14078 | 13 | 120 | Bedroom | TRUE
1407814 | 14078 | 14 | 30 | Closet | TRUE | no window
1407815 | 14078 | 15 | 160 | Bedroom | TRUE
1407816 | 14078 | 16 | 300 | Hall | TRUE
1407817 | 14078 | 17 | 35 | Closet | TRUE
1407818 | 14078 | 18 | 130 | Other | TRUE
1407819 | 14078 | 19 | 40 | Closet | TRUE | no windows
1407820 | 14078 | 20 | 140 | Bedroom | TRUE
1407821 | 14078 | 21 | 50 | Bathroom | TRUE
141021 | 14102 | 1 | 125 | Hall | TRUE | METERED: ceiling light
141022 | 14102 | 2 | 48 | Laundry Room | TRUE | METERED: ceiling light
141023 | 14102 | 3 | 51 | Bathroom | TRUE
141024 | 14102 | 4 | 393 | Other | TRUE | METERED: ceiling lights
141025 | 14102 | 5 | 100 | Dining Room | TRUE | METERED: chandelier light
141026 | 14102 | 6 | 93 | Hall | TRUE | METERED: table light
141027 | 14102 | 7 | 120 | Dining Room | TRUE
141028 | 14102 | 8 | 157 | Bedroom | TRUE | METERED: table light
141029 | 14102 | 9 | 185 | Kitchen | TRUE | METERED: can lights above-cabinet light: rope light of unknown style. ~10 ft long x 2
1410210 | 14102 | 10 | 331 | Living Room | TRUE | METERED: ceiling lights - includes two switched banks of light participant switch on at same time METERED: east floor light
1410211 | 14102 | 11 | 120 | Bathroom | TRUE | METERED: wall light
1410212 | 14102 | 12 | 20 | Bathroom | TRUE
1410213 | 14102 | 13 | 265 | Master Bedroom | TRUE | METERED: table light near door
1410214 | 14102 | 14 | 75 | Closet | TRUE | METERED: ceiling light
1410215 | 14102 | 15 | 41 | Hall | TRUE
1410216 | 14102 | 16 | 65 | Hall | TRUE | METERED: ceiling light
1410217 | 14102 | 17 | 52 | Bathroom | TRUE | METERED: wall lights
1410218 | 14102 | 18 | 190 | Office | TRUE | METERED: ceiling lights - cummulative includes: 2x65w incad. reflector 5x75w halogen par lamp
1410219 | 14102 | 19 | 687 | Garage | FALSE | METERED: ceiling light
141171 | 14117 | 1 | 40 | Bathroom | TRUE
141172 | 14117 | 2 | 154 | Bedroom | TRUE
141173 | 14117 | 3 | 156 | Bedroom | TRUE
141174 | 14117 | 4 | 82 | Kitchen | TRUE
141175 | 14117 | 5 | 113 | Laundry Room | TRUE
141176 | 14117 | 6 | 280 | Living Room | TRUE
141221 | 14122 | 1 | 50 | Bathroom | TRUE
141222 | 14122 | 2 | 95 | Bathroom | TRUE
141223 | 14122 | 3 | 145 | Bedroom | TRUE
141224 | 14122 | 4 | 200 | Bedroom | TRUE
141225 | 14122 | 5 | 117 | Bedroom | TRUE
141226 | 14122 | 6 | 140 | Bedroom | TRUE
141227 | 14122 | 7 | 122 | Dining Room | TRUE
141228 | 14122 | 8 | 350 | Family Room | TRUE
141229 | 14122 | 9 | 500 | Garage | FALSE
1412210 | 14122 | 10 | 50 | Hall | TRUE | no windows
1412211 | 14122 | 11 | 65 | Hall | TRUE | no windows
1412212 | 14122 | 12 | 122 | Kitchen | TRUE
1412213 | 14122 | 13 | 70 | Laundry Room | TRUE
1412214 | 14122 | 14 | 256 | Living Room | TRUE
1412215 | 14122 | 15 | 150 | Other | TRUE
1412216 | 14122 | 16 | 120 | Other | TRUE | no windows
141291 | 14129 | 1 | 50 | Bathroom | TRUE
141292 | 14129 | 2 | 140 | Bedroom | TRUE
141293 | 14129 | 3 | 140 | Bedroom | TRUE
141294 | 14129 | 4 | 100 | Dining Room | TRUE | no windows
141295 | 14129 | 5 | 288 | Garage | FALSE
141296 | 14129 | 6 | 30 | Hall | TRUE | no windows
141297 | 14129 | 7 | 80 | Kitchen | TRUE
141298 | 14129 | 8 | 36 | Laundry Room | TRUE | no windows
141299 | 14129 | 9 | 200 | Living Room | TRUE
141401 | 14140 | 1 | 22 | Bathroom | TRUE
141402 | 14140 | 2 | 77 | Hall | TRUE
141403 | 14140 | 3 | 189 | Kitchen | TRUE
141404 | 14140 | 4 | 315 | Living Room | TRUE | powered sub being used
141405 | 14140 | 5 | 155 | Office | TRUE
141406 | 14140 | 6 | 37 | Closet | TRUE
141407 | 14140 | 7 | 50 | Bathroom | TRUE
141408 | 14140 | 8 | 64 | Hall | TRUE
141409 | 14140 | 9 | 20 | Laundry Room | TRUE
1414010 | 14140 | 10 | 113 | Bathroom | TRUE
1414011 | 14140 | 11 | 259 | Master Bedroom | TRUE
1414012 | 14140 | 12 | 110 | Bedroom | TRUE
1414013 | 14140 | 13 | 110 | Bathroom | TRUE
1414014 | 14140 | 14 | 232 | Bedroom | TRUE
1414015 | 14140 | 15 | 22 | Closet | TRUE
1414016 | 14140 | 16 | 127 | Laundry Room | TRUE
1414017 | 14140 | 17 | 31 | Bathroom | TRUE
1414018 | 14140 | 18 | 156 | Kitchen | TRUE
1414019 | 14140 | 19 | 123 | Living Room | TRUE | Television STB DVR use unknown - tennant situation
1414020 | 14140 | 20 | 222 | Master Bedroom | TRUE | television age est. based on participant response
1414021 | 14140 | 21 | 147 | Office | TRUE
1414022 | 14140 | 22 | 524 | Garage | FALSE
141431 | 14143 | 1 | 126 | Bedroom | TRUE
141432 | 14143 | 2 | 125 | Dining Room | TRUE
141433 | 14143 | 3 | 502 | Garage | FALSE
141434 | 14143 | 4 | 51 | Bathroom | TRUE
141435 | 14143 | 5 | 81 | Hall | TRUE
141436 | 14143 | 6 | 75 | Kitchen | TRUE
141437 | 14143 | 7 | 251 | Living Room | TRUE
141438 | 14143 | 8 | 48 | Bathroom | TRUE
141439 | 14143 | 9 | 165 | Master Bedroom | TRUE
1414310 | 14143 | 10 | 136 | Office | TRUE | no lighting plugged in
141501 | 14150 | 1 | 140 | Bedroom | TRUE
141502 | 14150 | 2 | 144 | Dining Room | TRUE
141503 | 14150 | 3 | 294 | Garage | FALSE
141504 | 14150 | 4 | 35 | Hall | TRUE
141505 | 14150 | 5 | 96 | Kitchen | TRUE
141506 | 14150 | 6 | 65 | Laundry Room | TRUE
141507 | 14150 | 7 | 270 | Living Room | TRUE
141508 | 14150 | 8 | 65 | Bathroom | TRUE
141509 | 14150 | 9 | 140 | Master Bedroom | TRUE
141531 | 14153 | 1 | 40 | Bathroom | TRUE
141532 | 14153 | 2 | 250 | Bedroom | TRUE
141533 | 14153 | 3 | 125 | Dining Room | TRUE
141534 | 14153 | 4 | 60 | Hall | TRUE
141535 | 14153 | 5 | 135 | Kitchen | TRUE
141536 | 14153 | 6 | 200 | Laundry Room | TRUE
141537 | 14153 | 7 | 275 | Living Room | TRUE
141538 | 14153 | 8 | 80 | Bathroom | TRUE
141539 | 14153 | 9 | 250 | Master Bedroom | TRUE
1415310 | 14153 | 10 | 280 | Garage | FALSE
1415311 | 14153 | 11 | 75 | Office | TRUE
1415312 | 14153 | 12 | 50 | Hall | TRUE
141621 | 14162 | 1 | 360 | Other | TRUE
141622 | 14162 | 2 | 60 | Bathroom | TRUE
141623 | 14162 | 3 | 54 | Bathroom | TRUE | 2nd floor
141624 | 14162 | 4 | 168 | Bedroom | TRUE
141625 | 14162 | 5 | 122 | Bedroom | TRUE | METAL DP
141626 | 14162 | 6 | 220 | Bedroom | TRUE | ON 2ND FLOOR
141627 | 14162 | 7 | 377 | Dining Room | TRUE
141628 | 14162 | 8 | 352 | Family Room | TRUE
141629 | 14162 | 9 | 360 | Garage | FALSE
1416210 | 14162 | 10 | 76 | Hall | TRUE | window is metal sp ,no storm
1416211 | 14162 | 11 | 104 | Hall | TRUE
1416212 | 14162 | 12 | 42 | Hall | TRUE | 2nd floor
1416213 | 14162 | 13 | 144 | Kitchen | TRUE
1416214 | 14162 | 14 | 50 | Laundry Room | TRUE
1416215 | 14162 | 15 | 85 | Other | TRUE
1416216 | 14162 | 16 |  | Other | FALSE | used to be a crawl space , homeowner dug it out and poured a concrete floor , so now it is more an extension of the garage
1416217 | 14162 | 17 | 144 | Office | TRUE | was once a crawl space that the homeowner dug out an put in a concrete floor , it is conect to the basement and considered conditioned , the floor above is insulated with R11 bats
141741 | 14174 | 1 | 55 | Bathroom | TRUE
141742 | 14174 | 2 | 100 | Bathroom | TRUE
141743 | 14174 | 3 | 155 | Bedroom | TRUE
141744 | 14174 | 4 | 140 | Bedroom | TRUE
141745 | 14174 | 5 | 110 | Dining Room | TRUE
141746 | 14174 | 6 | 35 | Hall | TRUE
141747 | 14174 | 7 | 60 | Hall | TRUE
141748 | 14174 | 8 | 135 | Bedroom | TRUE
141749 | 14174 | 9 | 145 | Kitchen | TRUE
1417410 | 14174 | 10 | 75 | Laundry Room | TRUE
1417411 | 14174 | 11 | 370 | Bathroom | TRUE
1417412 | 14174 | 12 | 40 | Bathroom | TRUE
1417413 | 14174 | 13 | 200 | Master Bedroom | TRUE
1417414 | 14174 | 14 | 255 | Office | TRUE
1417415 | 14174 | 15 | 60 | Hall | TRUE
141811 | 14181 | 1 | 37 | Bathroom | TRUE
141812 | 14181 | 2 | 26 | Hall | TRUE
141813 | 14181 | 3 | 132 | Bedroom | TRUE
141814 | 14181 | 4 | 116 | Kitchen | TRUE
141815 | 14181 | 5 | 24 | Dining Room | TRUE
141816 | 14181 | 6 | 244 | Living Room | TRUE
141817 | 14181 | 7 | 164 | Master Bedroom | TRUE
141818 | 14181 | 8 | 391 | Other | TRUE
141819 | 14181 | 9 | 203 | Garage | TRUE
1418110 | 14181 | 10 | 298 | Hall | TRUE
1418111 | 14181 | 11 | 189 | Laundry Room | TRUE
1418112 | 14181 | 12 | 146 | Office | TRUE
142101 | 14210 | 1 | 297 | Living Room | TRUE
142102 | 14210 | 2 | 69 | Hall | TRUE
142103 | 14210 | 3 | 175 | Bedroom | TRUE
142104 | 14210 | 4 | 72 | Dining Room | TRUE
142105 | 14210 | 5 | 195 | Kitchen | TRUE
142106 | 14210 | 6 | 51 | Bathroom | TRUE
142107 | 14210 | 7 | 149 | Office | TRUE
142108 | 14210 | 8 | 480 | Family Room | TRUE
142109 | 14210 | 9 | 258 | Laundry Room | TRUE
1421010 | 14210 | 10 | 154 | Master Bedroom | TRUE
1421011 | 14210 | 11 | 56 | Closet | TRUE
142111 | 14211 | 1 | 120 | Other | TRUE
142112 | 14211 | 2 | 20 | Closet | TRUE
142113 | 14211 | 3 | 122 | Bedroom | TRUE
142114 | 14211 | 4 | 17 | Closet | TRUE
142115 | 14211 | 5 | 60 | Hall | TRUE
142116 | 14211 | 6 | 46 | Bathroom | TRUE
142117 | 14211 | 7 | 6 | Closet | TRUE
142118 | 14211 | 8 | 8 | Closet | TRUE
142119 | 14211 | 9 | 149 | Kitchen | TRUE
1421110 | 14211 | 10 | 234 | Living Room | TRUE
1421111 | 14211 | 11 | 113 | Dining Room | TRUE
1421112 | 14211 | 12 | 101 | Closet | TRUE
1421113 | 14211 | 13 | 186 | Master Bedroom | TRUE
1421114 | 14211 | 14 | 24 | Closet | TRUE
1421115 | 14211 | 15 | 62 | Closet | TRUE
1421116 | 14211 | 16 | 162 | Office | TRUE
1421117 | 14211 | 17 | 23 | Closet | TRUE
1421118 | 14211 | 18 | 90 | Hall | TRUE
1421119 | 14211 | 19 | 131 | Hall | TRUE
1421120 | 14211 | 20 | 110 | Laundry Room | TRUE
1421121 | 14211 | 21 | 42 | Closet | TRUE
1421122 | 14211 | 22 | 146 | Office | TRUE
1421123 | 14211 | 23 | 208 | Other | TRUE
1421124 | 14211 | 24 | 215 | Other | TRUE
1421125 | 14211 | 25 | 55 | Closet | TRUE
1421126 | 14211 | 26 | 252 | Garage | FALSE
142221 | 14222 | 1 | 60 | Bathroom | TRUE
142222 | 14222 | 2 | 95 | Hall | TRUE
142223 | 14222 | 3 | 48 | Bathroom | TRUE
142224 | 14222 | 4 | 78 | Hall | TRUE
142225 | 14222 | 5 | 364 | Family Room | TRUE
142226 | 14222 | 6 | 173 | Other | TRUE
142227 | 14222 | 7 | 160 | Bedroom | TRUE
142228 | 14222 | 8 | 226 | Family Room | TRUE
142229 | 14222 | 9 | 99 | Dining Room | TRUE
1422210 | 14222 | 10 | 50 | Hall | TRUE
1422211 | 14222 | 11 | 54 | Other | FALSE
1422212 | 14222 | 12 | 528 | Garage | FALSE
1422213 | 14222 | 13 | 100 | Kitchen | TRUE
1422214 | 14222 | 14 | 103 | Laundry Room | TRUE
1422215 | 14222 | 15 | 285 | Living Room | TRUE
1422216 | 14222 | 16 | 163 | Master Bedroom | TRUE
1422217 | 14222 | 17 | 36 | Closet | TRUE
1422218 | 14222 | 18 | 173 | Office | TRUE
1422219 | 14222 | 19 | 60 | Hall | TRUE
142641 | 14264 | 1 | 47 | Bathroom | TRUE
142642 | 14264 | 2 | 142 | Dining Room | TRUE
142643 | 14264 | 3 | 75 | Hall | TRUE
142644 | 14264 | 4 | 63 | Hall | TRUE
142645 | 14264 | 5 | 173 | Kitchen | TRUE
142646 | 14264 | 6 | 251 | Living Room | TRUE
142647 | 14264 | 7 | 35 | Bathroom | TRUE
142648 | 14264 | 8 | 163 | Master Bedroom | TRUE
142649 | 14264 | 9 | 101 | Office | TRUE
1426410 | 14264 | 10 | 138 | Bedroom | TRUE
1426411 | 14264 | 11 | 27 | Closet | TRUE
1426412 | 14264 | 12 | 189 | Family Room | TRUE
1426413 | 14264 | 13 | 30 | Hall | TRUE
1426414 | 14264 | 14 | 65 | Laundry Room | TRUE
1426415 | 14264 | 15 | 225 | Other | TRUE | "pool room" opposite den
1426416 | 14264 | 16 | 562 | Garage | FALSE
142731 | 14273 | 1 | 46 | Bathroom | TRUE
142732 | 14273 | 2 | 51 | Closet | TRUE
142733 | 14273 | 3 | 138 | Bedroom | TRUE
142734 | 14273 | 4 | 140 | Hall | TRUE | includes front (south) entry space
142735 | 14273 | 5 | 288 | Garage | FALSE
142736 | 14273 | 6 | 50 | Dining Room | TRUE
142737 | 14273 | 7 | 140 | Family Room | TRUE
142738 | 14273 | 8 | 80 | Kitchen | TRUE
142739 | 14273 | 9 | 377 | Living Room | TRUE
1427310 | 14273 | 10 | 100 | Hall | TRUE
1427311 | 14273 | 11 | 107 | Office | TRUE
1427312 | 14273 | 12 | 130 | Bedroom | TRUE
1427313 | 14273 | 13 | 50 | Hall | TRUE
1427314 | 14273 | 14 | 39 | Bathroom | TRUE
1427315 | 14273 | 15 | 57 | Bathroom | TRUE
1427316 | 14273 | 16 | 29 | Closet | TRUE
1427317 | 14273 | 17 | 170 | Master Bedroom | TRUE
142771 | 14277 | 1 | 25 | Bathroom | TRUE
142772 | 14277 | 2 | 35 | Closet | TRUE
142773 | 14277 | 3 | 117 | Dining Room | TRUE
142774 | 14277 | 4 | 110 | Kitchen | TRUE
142775 | 14277 | 5 | 18 | Laundry Room | TRUE
142776 | 14277 | 6 | 198 | Living Room | TRUE
142777 | 14277 | 7 | 185 | Office | TRUE
142778 | 14277 | 8 | 51 | Other | TRUE
142779 | 14277 | 9 | 97 | Other | TRUE
1427710 | 14277 | 10 | 39 | Bathroom | TRUE
1427711 | 14277 | 11 | 126 | Bathroom | TRUE
1427712 | 14277 | 12 | 125 | Hall | TRUE
1427713 | 14277 | 13 | 59 | Bathroom | TRUE
1427714 | 14277 | 14 | 200 | Master Bedroom | TRUE
1427715 | 14277 | 15 | 64 | Closet | TRUE
1427716 | 14277 | 16 | 112 | Bathroom | TRUE
1427717 | 14277 | 17 | 420 | Garage | FALSE
142841 | 14284 | 1 | 46 | Bathroom | TRUE
142842 | 14284 | 2 | 36 | Hall | TRUE
142843 | 14284 | 3 | 21 | Closet | TRUE
142844 | 14284 | 4 | 171 | Family Room | TRUE | 1.5ft T8 used in fish tank, used 24/7 TV/STB ages per participant
142845 | 14284 | 5 | 141 | Dining Room | TRUE
142846 | 14284 | 6 | 23 | Hall | TRUE
142847 | 14284 | 7 | 166 | Kitchen | TRUE
142848 | 14284 | 8 | 304 | Living Room | TRUE
142849 | 14284 | 9 | 66 | Dining Room | TRUE
1428410 | 14284 | 10 | 39 | Bathroom | TRUE
1428411 | 14284 | 11 | 70 | Bathroom | TRUE
1428412 | 14284 | 12 | 175 | Master Bedroom | TRUE
1428413 | 14284 | 13 | 48 | Closet | TRUE
1428414 | 14284 | 14 | 122 | Bedroom | TRUE
1428415 | 14284 | 15 | 134 | Bedroom | TRUE
1428416 | 14284 | 16 | 139 | Bedroom | TRUE
1428417 | 14284 | 17 | 140 | Other | TRUE
1428418 | 14284 | 18 | 21 | Closet | TRUE
1428419 | 14284 | 19 | 82 | Hall | TRUE
1428420 | 14284 | 20 | 393 | Other | TRUE
1428421 | 14284 | 21 | 201 | Other | TRUE | "other" incandescent: "IQ lighting Philips Auto-off" time bulb. Participant noted the bulb itself automatically turns off after 5 minutes, rare design.
1428422 | 14284 | 22 | 76 | Laundry Room | TRUE
1428423 | 14284 | 23 | 131 | Family Room | TRUE
1428424 | 14284 | 24 | 202 | Garage | TRUE
142851 | 14285 | 1 | 65 | Hall | TRUE
142852 | 14285 | 2 | 61 | Bathroom | TRUE
142853 | 14285 | 3 | 160 | Dining Room | TRUE | other incandescent christmas light style string.
142854 | 14285 | 4 | 86 | Hall | TRUE
142855 | 14285 | 5 | 157 | Kitchen | TRUE
142856 | 14285 | 6 | 265 | Living Room | TRUE
142857 | 14285 | 7 | 139 | Office | TRUE | compact flourescent other is pin circuline, 20w estimate, 7in diameter.
142858 | 14285 | 8 | 17 | Closet | TRUE | light wattage estimate
142859 | 14285 | 9 | 138 | Office | TRUE | 1 desktop has no monitor
1428510 | 14285 | 10 | 18 | Closet | TRUE
1428511 | 14285 | 11 | 435 | Master Bedroom | TRUE | entire second story
1428512 | 14285 | 12 | 458 | Other | FALSE
1428513 | 14285 | 13 | 156 | Hall | TRUE
1428514 | 14285 | 14 | 60 | Laundry Room | TRUE
1428515 | 14285 | 15 | 140 | Other | TRUE
1428516 | 14285 | 16 | 90 | Other | TRUE
1428517 | 14285 | 17 | 49 | Other | TRUE
1428518 | 14285 | 18 | 284 | Other | TRUE
143001 | 14300 | 1 | 66 | Bathroom | TRUE
143002 | 14300 | 2 | 96 | Dining Room | TRUE
143003 | 14300 | 3 | 23 | Hall | TRUE
143004 | 14300 | 4 | 112 | Family Room | TRUE
143005 | 14300 | 5 | 346 | Garage | FALSE
143006 | 14300 | 6 | 170 | Kitchen | TRUE
143007 | 14300 | 7 | 20 | Laundry Room | TRUE
143008 | 14300 | 8 | 221 | Living Room | TRUE
143009 | 14300 | 9 | 49 | Hall | TRUE
1430010 | 14300 | 10 | 30 | Bathroom | TRUE
1430011 | 14300 | 11 | 230 | Master Bedroom | TRUE
1430012 | 14300 | 12 | 156 | Office | TRUE
143291 | 14329 | 1 | 25 | Bathroom | TRUE
143292 | 14329 | 2 | 72 | Bathroom | TRUE
143293 | 14329 | 3 | 156 | Bedroom | TRUE
143294 | 14329 | 4 | 144 | Dining Room | TRUE
143295 | 14329 | 5 | 63 | Hall | TRUE
143296 | 14329 | 6 | 253 | Family Room | TRUE
143297 | 14329 | 7 | 125 | Hall | TRUE
143298 | 14329 | 8 | 160 | Kitchen | TRUE
143299 | 14329 | 9 | 85 | Laundry Room | TRUE
1432910 | 14329 | 10 | 280 | Living Room | TRUE
1432911 | 14329 | 11 | 65 | Bathroom | TRUE
1432912 | 14329 | 12 | 210 | Master Bedroom | TRUE
1432913 | 14329 | 13 | 45 | Closet | TRUE
1432914 | 14329 | 14 | 144 | Office | TRUE
143311 | 14331 | 1 | 50 | Bathroom | TRUE
143312 | 14331 | 2 | 145 | Bedroom | TRUE
143313 | 14331 | 3 | 130 | Dining Room | TRUE
143314 | 14331 | 4 | 450 | Family Room | TRUE
143315 | 14331 | 5 | 484 | Garage | FALSE
143316 | 14331 | 6 | 60 | Hall | TRUE
143317 | 14331 | 7 | 70 | Kitchen | TRUE
143318 | 14331 | 8 | 484 | Laundry Room | TRUE
143319 | 14331 | 9 | 70 | Bathroom | TRUE
1433110 | 14331 | 10 | 190 | Master Bedroom | TRUE
1433111 | 14331 | 11 | 140 | Bedroom | TRUE
144231 | 14423 | 1 | 17 | Bathroom | TRUE
144232 | 14423 | 2 | 118 | Dining Room | TRUE
144233 | 14423 | 3 | 65 | Hall | TRUE
144234 | 14423 | 4 | 93 | Kitchen | TRUE
144235 | 14423 | 5 | 177 | Laundry Room | TRUE
144236 | 14423 | 6 | 138 | Family Room | TRUE
144237 | 14423 | 7 | 37 | Hall | TRUE
144238 | 14423 | 8 | 26 | Bathroom | TRUE
144239 | 14423 | 9 | 25 | Bathroom | TRUE
1442310 | 14423 | 10 | 155 | Master Bedroom | TRUE
1442311 | 14423 | 11 | 34 | Closet | TRUE
1442312 | 14423 | 12 | 140 | Bedroom | TRUE
1442313 | 14423 | 13 | 100 | Hall | TRUE
1442314 | 14423 | 14 | 246 | Garage | FALSE
144571 | 14457 | 1 | 90 | Bathroom | TRUE
144572 | 14457 | 2 | 140 | Bedroom | TRUE
144573 | 14457 | 3 | 140 | Bedroom | TRUE
144574 | 14457 | 4 | 175 | Dining Room | TRUE
144575 | 14457 | 5 | 225 | Family Room | TRUE
144576 | 14457 | 6 | 25 | Bathroom | TRUE | no windows
144577 | 14457 | 7 | 60 | Hall | TRUE | no windows
144578 | 14457 | 8 | 150 | Kitchen | TRUE
144579 | 14457 | 9 | 75 | Laundry Room | TRUE
1445710 | 14457 | 10 | 275 | Living Room | TRUE
1445711 | 14457 | 11 | 151 | Bedroom | TRUE
145081 | 14508 | 1 | 50 | Hall | TRUE
145082 | 14508 | 2 | 142 | Dining Room | TRUE
145083 | 14508 | 3 | 78 | Hall | TRUE
145084 | 14508 | 4 | 29 | Bathroom | TRUE
145085 | 14508 | 5 | 194 | Kitchen | TRUE
145086 | 14508 | 6 | 61 | Laundry Room | TRUE
145087 | 14508 | 7 | 291 | Laundry Room | TRUE
145088 | 14508 | 8 | 24 | Bathroom | TRUE
145089 | 14508 | 9 | 154 | Family Room | TRUE
1450810 | 14508 | 10 | 112 | Office | TRUE
1450811 | 14508 | 11 | 62 | Closet | TRUE
1450812 | 14508 | 12 | 172 | Bedroom | TRUE
1450813 | 14508 | 13 | 149 | Hall | TRUE
1450814 | 14508 | 14 | 57 | Bathroom | TRUE
1450815 | 14508 | 15 | 87 | Bathroom | TRUE
1450816 | 14508 | 16 | 230 | Master Bedroom | TRUE
1450817 | 14508 | 17 | 36 | Bathroom | TRUE
1450818 | 14508 | 18 | 377 | Bathroom | TRUE
1450819 | 14508 | 19 | 182 | Bedroom | TRUE
1450820 | 14508 | 20 | 47 | Hall | TRUE
1450821 | 14508 | 21 | 982 | Garage | FALSE
1450822 | 14508 | 22 | 150 | Hall | TRUE
1450823 | 14508 | 23 | 380 | Other | TRUE
145421 | 14542 | 1 | 75 | Bathroom | TRUE
145422 | 14542 | 2 | 25 | Bathroom | TRUE
145423 | 14542 | 3 | 20 | Bathroom | TRUE
145424 | 14542 | 4 | 130 | Bedroom | TRUE
145425 | 14542 | 5 | 165 | Bedroom | TRUE
145426 | 14542 | 6 | 130 | Bedroom | TRUE
145427 | 14542 | 7 | 140 | Dining Room | TRUE
145428 | 14542 | 8 | 125 | Hall | TRUE
145429 | 14542 | 9 | 165 | Hall | TRUE
1454210 | 14542 | 10 | 390 | Family Room | TRUE
1454211 | 14542 | 11 | 255 | Family Room | TRUE
1454212 | 14542 | 12 | 520 | Garage | FALSE
1454213 | 14542 | 13 | 144 | Hall | TRUE
1454214 | 14542 | 14 | 110 | Kitchen | TRUE
1454215 | 14542 | 15 | 75 | Laundry Room | TRUE
1454216 | 14542 | 16 | 215 | Living Room | TRUE
1454217 | 14542 | 17 | 145 | Bathroom | TRUE
1454218 | 14542 | 18 | 260 | Master Bedroom | TRUE
1454219 | 14542 | 19 | 90 | Closet | TRUE
1454220 | 14542 | 20 | 160 | Office | TRUE
1454221 | 14542 | 21 | 600 | Closet | TRUE
145451 | 14545 | 1 | 56 | Bathroom | TRUE
145452 | 14545 | 2 | 12 | Bathroom | TRUE
145453 | 14545 | 3 | 144 | Bedroom | TRUE
145454 | 14545 | 4 | 140 | Bedroom | TRUE
145455 | 14545 | 5 | 90 | Dining Room | TRUE
145456 | 14545 | 6 | 70 | Hall | TRUE
145457 | 14545 | 7 | 165 | Kitchen | TRUE
145458 | 14545 | 8 | 105 | Laundry Room | TRUE
145459 | 14545 | 9 | 221 | Living Room | TRUE
1454510 | 14545 | 10 | 170 | Master Bedroom | TRUE
145601 | 14560 | 1 | 45 | Bathroom | TRUE
145602 | 14560 | 2 | 70 | Bathroom | TRUE
145603 | 14560 | 3 | 110 | Bedroom | TRUE
145604 | 14560 | 4 | 110 | Bedroom | TRUE
145605 | 14560 | 5 | 145 | Dining Room | TRUE
145606 | 14560 | 6 | 90 | Hall | TRUE
145607 | 14560 | 7 | 300 | Family Room | TRUE
145608 | 14560 | 8 | 100 | Hall | TRUE
145609 | 14560 | 9 | 140 | Kitchen | TRUE
1456010 | 14560 | 10 | 60 | Laundry Room | TRUE
1456011 | 14560 | 11 | 280 | Living Room | TRUE
1456012 | 14560 | 12 | 200 | Bathroom | TRUE
1456013 | 14560 | 13 | 215 | Master Bedroom | TRUE
1456014 | 14560 | 14 | 75 | Closet | TRUE
1456015 | 14560 | 15 | 125 | Office | TRUE
1456016 | 14560 | 16 | 35 | Closet | TRUE
145771 | 14577 | 1 | 460 | Other | TRUE
145772 | 14577 | 2 | 40 | Bathroom | TRUE
145773 | 14577 | 3 | 210 | Bedroom | TRUE
145774 | 14577 | 4 | 210 | Bedroom | TRUE
145775 | 14577 | 5 | 225 | Bedroom | TRUE
145776 | 14577 | 6 | 100 | Dining Room | TRUE
145777 | 14577 | 7 | 300 | Garage | FALSE
145778 | 14577 | 8 | 85 | Hall | TRUE
145779 | 14577 | 9 | 250 | Kitchen | TRUE
1457710 | 14577 | 10 | 300 | Living Room | TRUE
1457711 | 14577 | 11 | 50 | Bathroom | TRUE
1457712 | 14577 | 12 | 170 | Master Bedroom | TRUE
1457713 | 14577 | 13 | 120 | Hall | TRUE
146461 | 14646 | 1 | 40 | Bathroom | TRUE
146462 | 14646 | 2 | 175 | Bedroom | TRUE
146463 | 14646 | 3 | 48 | Hall | TRUE
146464 | 14646 | 4 | 100 | Kitchen | TRUE
146465 | 14646 | 5 | 95 | Laundry Room | TRUE
146466 | 14646 | 6 | 445 | Living Room | TRUE
146467 | 14646 | 7 | 120 | Master Bedroom | TRUE
146741 | 14674 | 1 | 45 | Bathroom | TRUE
146742 | 14674 | 2 | 130 | Bedroom | TRUE
146743 | 14674 | 3 | 95 | Dining Room | TRUE
146744 | 14674 | 4 | 100 | Hall | TRUE
146745 | 14674 | 5 | 225 | Family Room | TRUE
146746 | 14674 | 6 | 400 | Other | FALSE
146747 | 14674 | 7 | 125 | Kitchen | TRUE
146748 | 14674 | 8 | 75 | Laundry Room | TRUE
146749 | 14674 | 9 | 275 | Living Room | TRUE
1467410 | 14674 | 10 | 50 | Bathroom | TRUE
1467411 | 14674 | 11 | 130 | Bedroom | TRUE
1467412 | 14674 | 12 | 130 | Bedroom | TRUE
200071 | 20007 | 1 | 63 | Bathroom | TRUE | no windows
200072 | 20007 | 2 | 165 | Bedroom | TRUE
200073 | 20007 | 3 | 168 | Bedroom | TRUE
200074 | 20007 | 4 | 234 | Bedroom | TRUE
200075 | 20007 | 5 | 286 | Dining Room | TRUE
200076 | 20007 | 6 | 120 | Other | FALSE | no windows
200077 | 20007 | 7 | 541 | Living Room | TRUE
200078 | 20007 | 8 | 110 | Bathroom | TRUE
200079 | 20007 | 9 | 145 | Master Bedroom | TRUE
2000710 | 20007 | 10 | 39 | Other | FALSE | no windows
2000711 | 20007 | 11 | 63 | Kitchen | TRUE
2000712 | 20007 | 12 | 21 | Hall | TRUE | no windows
2000713 | 20007 | 13 | 70 | Laundry Room | FALSE | no windows
200161 | 20016 | 1 | 79 | Bathroom | TRUE
200162 | 20016 | 2 | 172 | Bedroom | TRUE | Table Lamps are never on So they are not logged
200163 | 20016 | 3 | 77 | Bedroom | TRUE
200164 | 20016 | 4 | 455 | Other | FALSE
200165 | 20016 | 5 | 27 | Hall | TRUE
200166 | 20016 | 6 | 109 | Kitchen | TRUE
200167 | 20016 | 7 | 240 | Living Room | TRUE | Lighting 2 are always on 24/7 but they are connected to the Main light. The lights are inside the base of lamp
200201 | 20020 | 1 | 25 | Bathroom | TRUE
200202 | 20020 | 2 | 59 | Bathroom | TRUE
200203 | 20020 | 3 | 144 | Bedroom | TRUE
200204 | 20020 | 4 | 185 | Bedroom | TRUE
200205 | 20020 | 5 | 164 | Dining Room | TRUE
200206 | 20020 | 6 | 155 | Hall | TRUE
200207 | 20020 | 7 | 239 | Family Room | TRUE
200208 | 20020 | 8 | 592 | Garage | FALSE
200209 | 20020 | 9 | 259 | Kitchen | TRUE
2002010 | 20020 | 10 | 58 | Laundry Room | TRUE
2002011 | 20020 | 11 | 240 | Living Room | TRUE
2002012 | 20020 | 12 | 115 | Bathroom | TRUE
2002013 | 20020 | 13 | 210 | Master Bedroom | TRUE
2002014 | 20020 | 14 | 114 | Office | TRUE
200281 | 20028 | 1 | 35 | Bathroom | TRUE
200282 | 20028 | 2 | 53 | Bathroom | TRUE
200283 | 20028 | 3 | 55 | Bathroom | TRUE
200284 | 20028 | 4 | 181 | Bedroom | TRUE
200285 | 20028 | 5 | 126 | Bedroom | TRUE
200286 | 20028 | 6 | 126 | Bedroom | TRUE
200287 | 20028 | 7 | 408 | Garage | FALSE
200288 | 20028 | 8 | 310 | Other | TRUE
200289 | 20028 | 9 | 100 | Hall | TRUE
2002810 | 20028 | 10 | 220 | Kitchen | TRUE
2002811 | 20028 | 11 | 42 | Laundry Room | TRUE
2002812 | 20028 | 12 | 300 | Living Room | TRUE
200341 | 20034 | 1 | 113 | Other | TRUE | no windows
200342 | 20034 | 2 | 45 | Bathroom | TRUE
200343 | 20034 | 3 | 185 | Bedroom | TRUE
200344 | 20034 | 4 | 158 | Kitchen | TRUE
200345 | 20034 | 5 | 165 | Living Room | TRUE
200346 | 20034 | 6 | 177 | Office | TRUE
200347 | 20034 | 7 | 256 | Other | FALSE | no windows
200381 | 20038 | 1 | 432 | Other | FALSE | no windows
200382 | 20038 | 2 | 55 | Bathroom | TRUE | no windows
200383 | 20038 | 3 | 140 | Bedroom | TRUE
200384 | 20038 | 4 | 500 | Family Room | TRUE
200385 | 20038 | 5 | 48 | Hall | TRUE
200386 | 20038 | 6 | 48 | Hall | TRUE | no windows
200387 | 20038 | 7 | 180 | Kitchen | TRUE
200388 | 20038 | 8 | 38 | Laundry Room | TRUE
200389 | 20038 | 9 | 325 | Living Room | TRUE
2003810 | 20038 | 10 | 48 | Bathroom | TRUE
2003811 | 20038 | 11 | 150 | Master Bedroom | TRUE
2003812 | 20038 | 12 | 800 | Other | TRUE
2003813 | 20038 | 13 | 120 | Office | TRUE
2003814 | 20038 | 14 | 432 | Other | FALSE | no windows
200421 | 20042 | 1 | 22 | Bathroom | TRUE
200422 | 20042 | 2 | 90 | Bathroom | TRUE
200423 | 20042 | 3 | 45 | Bathroom | TRUE
200424 | 20042 | 4 | 220 | Bedroom | TRUE
200425 | 20042 | 5 | 150 | Bedroom | TRUE
200426 | 20042 | 6 | 174 | Bedroom | TRUE | no windows
200427 | 20042 | 7 | 150 | Bedroom | TRUE
200428 | 20042 | 8 | 350 | Kitchen | TRUE
200429 | 20042 | 9 | 330 | Garage | FALSE | no windows
2004210 | 20042 | 10 | 33 | Hall | TRUE | no windows
2004211 | 20042 | 11 | 170 | Kitchen | TRUE
2004212 | 20042 | 12 | 115 | Laundry Room | TRUE
2004213 | 20042 | 13 | 300 | Living Room | TRUE
2004214 | 20042 | 14 | 110 | Closet | TRUE | no windows
2004215 | 20042 | 15 | 175 | Office | TRUE
2004216 | 20042 | 16 | 660 | Family Room | TRUE | no windows
2004217 | 20042 | 17 | 190 | Closet | TRUE
200431 | 20043 | 1 | 220 | Living Room | TRUE
200432 | 20043 | 2 | 168 | Hall | TRUE | no windows
200433 | 20043 | 3 | 187 | Kitchen | TRUE
200434 | 20043 | 4 | 52 | Bathroom | TRUE | no windows
200435 | 20043 | 5 | 135 | Bedroom | TRUE
200436 | 20043 | 6 | 153 | Office | TRUE
200437 | 20043 | 7 | 15 | Laundry Room | TRUE | no windows
200438 | 20043 | 8 |  | Other | FALSE | no windows
200511 | 20051 | 1 | 60 | Bathroom | TRUE
200512 | 20051 | 2 | 518 | Garage | FALSE
200513 | 20051 | 3 | 32 | Hall | TRUE | no windows
200514 | 20051 | 4 | 33 | Hall | TRUE | no windows
200515 | 20051 | 5 | 130 | Kitchen | TRUE
200516 | 20051 | 6 | 300 | Living Room | TRUE
200517 | 20051 | 7 | 132 | Master Bedroom | TRUE
200518 | 20051 | 8 | 120 | Office | TRUE
200581 | 20058 | 1 | 144 | Garage | TRUE
200582 | 20058 | 2 | 288 | Garage | FALSE | no windows
200583 | 20058 | 3 | 48 | Bathroom | TRUE | no windows
200584 | 20058 | 4 | 182 | Bedroom | TRUE
200585 | 20058 | 5 | 36 | Hall | TRUE | no windows
200586 | 20058 | 6 | 140 | Kitchen | TRUE
200587 | 20058 | 7 | 48 | Laundry Room | TRUE
200588 | 20058 | 8 | 324 | Living Room | TRUE
200589 | 20058 | 9 | 48 | Bathroom | TRUE | no windows
2005810 | 20058 | 10 | 194 | Master Bedroom | TRUE
200651 | 20065 | 1 | 200 | Laundry Room | TRUE
200652 | 20065 | 2 | 80 | Bathroom | TRUE | ELECTRIC CADET HEATER IN BATH
200653 | 20065 | 3 | 92 | Bedroom | TRUE | DOUBLE VINY WINDOW
200654 | 20065 | 4 | 108 | Bedroom | TRUE
200655 | 20065 | 5 | 250 | Family Room | TRUE
200656 | 20065 | 6 | 273 | Garage | FALSE
200657 | 20065 | 7 | 170 | Kitchen | TRUE
200658 | 20065 | 8 | 180 | Living Room | TRUE
200659 | 20065 | 9 | 180 | Master Bedroom | TRUE
200661 | 20066 | 1 | 237 | Dining Room | TRUE
200662 | 20066 | 2 | 24 | Closet | TRUE | no windows
200663 | 20066 | 3 | 200 | Bedroom | TRUE
200664 | 20066 | 4 | 424 | Living Room | TRUE
200665 | 20066 | 5 | 15 | Closet | TRUE | no windows
200666 | 20066 | 6 | 24 | Closet | TRUE | no windows
200667 | 20066 | 7 | 320 | Kitchen | TRUE
200668 | 20066 | 8 | 78 | Closet | TRUE
200669 | 20066 | 9 | 100 | Other | TRUE
2006610 | 20066 | 10 | 358 | Office | TRUE
2006611 | 20066 | 11 | 640 | Garage | FALSE | no windows
2006612 | 20066 | 12 | 148 | Hall | TRUE
2006613 | 20066 | 13 | 264 | Master Bedroom | TRUE
2006614 | 20066 | 14 | 74 | Bathroom | TRUE
2006615 | 20066 | 15 | 148 | Office | TRUE
2006616 | 20066 | 16 | 14 | Closet | TRUE | no windows
2006617 | 20066 | 17 | 109 | Bathroom | TRUE
200761 | 20076 | 1 | 120 | Bathroom | TRUE
200762 | 20076 | 2 | 50 | Closet | TRUE | no windows
200763 | 20076 | 3 | 40 | Other | TRUE | no windows
200764 | 20076 | 4 | 1014 | Family Room | TRUE
200765 | 20076 | 5 | 348 | Bedroom | TRUE
200766 | 20076 | 6 | 264 | Other | TRUE | no windows
200767 | 20076 | 7 | 350 | Bedroom | TRUE
200768 | 20076 | 8 | 100 | Bathroom | TRUE
200769 | 20076 | 9 | 400 | Living Room | TRUE
2007610 | 20076 | 10 | 400 | Kitchen | TRUE
2007611 | 20076 | 11 | 50 | Other | TRUE | no windows
2007612 | 20076 | 12 | 52 | Hall | TRUE | no windows
2007613 | 20076 | 13 | 81 | Bathroom | TRUE | no windows
2007614 | 20076 | 14 | 135 | Laundry Room | TRUE | no windows
2007615 | 20076 | 15 | 247 | Master Bedroom | TRUE
2007616 | 20076 | 16 | 72 | Closet | TRUE | no windows
200781 | 20078 | 1 | 555 | Other | TRUE
200782 | 20078 | 2 | 60 | Bathroom | TRUE
200783 | 20078 | 3 | 170 | Bedroom | TRUE
200784 | 20078 | 4 | 160 | Dining Room | TRUE
200785 | 20078 | 5 | 640 | Garage | FALSE
200786 | 20078 | 6 | 50 | Hall | TRUE
200787 | 20078 | 7 | 170 | Kitchen | TRUE
200788 | 20078 | 8 | 330 | Living Room | TRUE
200789 | 20078 | 9 | 190 | Master Bedroom | TRUE
2007810 | 20078 | 10 | 180 | Office | TRUE
2007811 | 20078 | 11 | 220 | Other | TRUE
2007812 | 20078 | 12 | 160 | Other | TRUE
200801 | 20080 | 1 | 49 | Bathroom | TRUE | no windows
200802 | 20080 | 2 | 101 | Bedroom | TRUE
200803 | 20080 | 3 | 114 | Bedroom | TRUE
200804 | 20080 | 4 | 119 | Dining Room | TRUE
200805 | 20080 | 5 | 184 | Hall | TRUE | no windows
200806 | 20080 | 6 | 180 | Kitchen | TRUE
200807 | 20080 | 7 | 47 | Laundry Room | TRUE | no windows
200808 | 20080 | 8 | 309 | Living Room | TRUE
200809 | 20080 | 9 | 160 | Master Bedroom | TRUE
2008010 | 20080 | 10 | 47 | Bathroom | TRUE
2008011 | 20080 | 11 | 245 | Other | TRUE | no windows
2008012 | 20080 | 12 | 240 | Office | TRUE | no windows
2008013 | 20080 | 13 | 405 | Family Room | TRUE
2008014 | 20080 | 14 | 42 | Hall | TRUE | no windows
2008015 | 20080 | 15 | 68 | Bathroom | TRUE | no windows
200811 | 20081 | 1 | 22 | Closet | TRUE
200812 | 20081 | 2 | 48 | Bathroom | TRUE
200813 | 20081 | 3 | 202 | Bedroom | TRUE
200814 | 20081 | 4 | 326 | Living Room | TRUE
200815 | 20081 | 5 | 252 | Other | TRUE
200816 | 20081 | 6 | 78 | Other | TRUE
200817 | 20081 | 7 |  | Garage | FALSE
200818 | 20081 | 8 | 155 | Hall | TRUE
200819 | 20081 | 9 | 238 | Kitchen | TRUE
2008110 | 20081 | 10 | 246 | Laundry Room | TRUE
2008111 | 20081 | 11 | 258 | Living Room | TRUE
2008112 | 20081 | 12 | 76 | Bathroom | TRUE
2008113 | 20081 | 13 | 16 | Closet | TRUE
2008114 | 20081 | 14 | 162 | Master Bedroom | TRUE
2008115 | 20081 | 15 | 145 | Office | TRUE
2008116 | 20081 | 16 | 279 | Family Room | TRUE
200851 | 20085 | 1 | 249 | Kitchen | TRUE
200852 | 20085 | 2 | 209 | Bedroom | TRUE
200853 | 20085 | 3 | 262 | Bedroom | TRUE
200854 | 20085 | 4 | 159 | Laundry Room | FALSE
200855 | 20085 | 5 | 225 | Dining Room | TRUE
200856 | 20085 | 6 | 243 | Living Room | TRUE
200857 | 20085 | 7 | 73 | Closet | TRUE
200858 | 20085 | 8 | 64 | Bathroom | TRUE
200859 | 20085 | 9 | 236 | Bedroom | TRUE
2008510 | 20085 | 10 | 333 | Family Room | TRUE
2008511 | 20085 | 11 | 114 | Bedroom | TRUE
200881 | 20088 | 1 | 55 | Bathroom | TRUE
200882 | 20088 | 2 | 156 | Bedroom | TRUE
200883 | 20088 | 3 | 156 | Bedroom | TRUE
200884 | 20088 | 4 | 300 | Living Room | TRUE
200885 | 20088 | 5 | 67 | Other | TRUE
200886 | 20088 | 6 | 55 | Bathroom | TRUE
200887 | 20088 | 7 | 156 | Bedroom | TRUE
200888 | 20088 | 8 | 156 | Bedroom | TRUE
200889 | 20088 | 9 | 30 | Hall | TRUE
2008810 | 20088 | 10 | 99 | Dining Room | TRUE
2008811 | 20088 | 11 | 520 | Garage | FALSE
2008812 | 20088 | 12 | 30 | Hall | TRUE
2008813 | 20088 | 13 | 121 | Kitchen | TRUE
2008814 | 20088 | 14 | 300 | Living Room | TRUE
2008815 | 20088 | 15 | 66 |  | TRUE
2008816 | 20088 | 16 | 280 | Laundry Room | TRUE
200891 | 20089 | 1 | 25 | Bathroom | TRUE
200892 | 20089 | 2 | 55 | Bathroom | TRUE
200893 | 20089 | 3 | 150 | Bedroom | TRUE
200894 | 20089 | 4 | 135 | Bedroom | TRUE
200895 | 20089 | 5 | 115 | Bedroom | TRUE
200896 | 20089 | 6 | 375 | Bedroom | TRUE
200897 | 20089 | 7 | 113 | Hall | TRUE
200898 | 20089 | 8 | 234 | Family Room | TRUE
200899 | 20089 | 9 | 573 | Garage | FALSE
2008910 | 20089 | 10 | 100 | Hall | TRUE
2008911 | 20089 | 11 | 490 | Dining Room | TRUE
2008912 | 20089 | 12 | 80 | Laundry Room | TRUE
2008913 | 20089 | 13 | 147 | Office | TRUE
200951 | 20095 | 1 | 112 | Office | TRUE
200952 | 20095 | 2 | 324 | Other | TRUE
200953 | 20095 | 3 | 200 | Bedroom | TRUE
200954 | 20095 | 4 |  | Master Bedroom | TRUE | no windows
200955 | 20095 | 5 | 50 | Hall | TRUE | no windows
200956 | 20095 | 6 | 102 | Bedroom | TRUE
200957 | 20095 | 7 | 13 | Closet | TRUE | no windows
200958 | 20095 | 8 | 67 | Bathroom | TRUE
200959 | 20095 | 9 | 115 | Bedroom | TRUE
2009510 | 20095 | 10 | 108 | Bedroom | TRUE
2009511 | 20095 | 11 | 84 | Hall | TRUE | no windows but skylight
2009512 | 20095 | 12 | 209 | Family Room | TRUE
2009513 | 20095 | 13 | 68 | Bathroom | TRUE
2009514 | 20095 | 14 | 185 | Kitchen | TRUE
2009515 | 20095 | 15 | 470 | Living Room | TRUE
2009516 | 20095 | 16 | 15 | Closet | TRUE | no windows
2009517 | 20095 | 17 | 80 | Hall | TRUE
2009518 | 20095 | 18 | 127 | Laundry Room | TRUE | no windows
201001 | 20100 | 1 | 65 | Bathroom | TRUE | no windows
201002 | 20100 | 2 | 94 | Bedroom | TRUE
201003 | 20100 | 3 | 160 | Bedroom | TRUE
201004 | 20100 | 4 | 93 | Bedroom | TRUE
201005 | 20100 | 5 | 31 | Other | TRUE
201006 | 20100 | 6 | 387 | Family Room | TRUE
201007 | 20100 | 7 | 480 | Garage | TRUE
201008 | 20100 | 8 | 45 | Hall | TRUE | no windows
201009 | 20100 | 9 | 164 | Kitchen | TRUE
2010010 | 20100 | 10 | 58 | Laundry Room | TRUE
201061 | 20106 | 1 | 80 | Bathroom | TRUE
201062 | 20106 | 2 | 120 | Dining Room | TRUE | water cooler oster mod ylr2-5-24h2
201063 | 20106 | 3 | 48 | Hall | TRUE
201064 | 20106 | 4 | 100 | Kitchen | TRUE
201065 | 20106 | 5 | 240 | Master Bedroom | TRUE | gas insert is not used due to high cost
201066 | 20106 | 6 | 252 | Master Bedroom | TRUE | xbox an tv are not used
201067 | 20106 | 7 |  | Other | FALSE
201068 | 20106 | 8 | 144 | Bedroom | TRUE
201081 | 20108 | 1 | 67 | Bathroom | TRUE
201082 | 20108 | 2 | 125 | Bedroom | TRUE
201083 | 20108 | 3 | 150 | Bedroom | TRUE
201084 | 20108 | 4 | 145 | Bedroom | TRUE
201085 | 20108 | 5 | 43 | Hall | TRUE
201086 | 20108 | 6 | 500 | Garage | FALSE
201087 | 20108 | 7 | 18 | Hall | TRUE
201088 | 20108 | 8 | 50 | Hall | TRUE
201089 | 20108 | 9 | 320 | Hall | TRUE
2010810 | 20108 | 10 | 70 | Laundry Room | TRUE
2010811 | 20108 | 11 | 343 | Living Room | TRUE
2010812 | 20108 | 12 | 180 | Bathroom | TRUE
2010813 | 20108 | 13 | 224 | Master Bedroom | TRUE | COFFER CEILING IN MASTER BED
201091 | 20109 | 1 | 75 | Bathroom | TRUE
201092 | 20109 | 2 | 132 | Bedroom | TRUE
201093 | 20109 | 3 | 230 | Bedroom | TRUE
201094 | 20109 | 4 | 624 | Garage | FALSE
201095 | 20109 | 5 | 45 | Kitchen | TRUE
201096 | 20109 | 6 | 135 | Kitchen | TRUE
201097 | 20109 | 7 | 69 | Laundry Room | TRUE
201098 | 20109 | 8 | 225 | Living Room | TRUE
201099 | 20109 | 9 | 54 | Other | FALSE
201111 | 20111 | 1 | 65 | Bathroom | TRUE
201112 | 20111 | 2 | 150 | Bedroom | TRUE
201113 | 20111 | 3 | 110 | Kitchen | TRUE
201114 | 20111 | 4 | 275 | Living Room | TRUE
201115 | 20111 | 5 | 100 | Office | TRUE
201171 | 20117 | 1 | 40 | Bathroom | TRUE | NO WINDOWS
201172 | 20117 | 2 | 150 | Bedroom | TRUE
201173 | 20117 | 3 | 135 | Bedroom | TRUE
201174 | 20117 | 4 | 110 | Kitchen | TRUE
201175 | 20117 | 5 | 65 | Laundry Room | TRUE
201176 | 20117 | 6 | 155 | Living Room | TRUE
201177 | 20117 | 7 | 95 | Hall | TRUE | NO WINDOWS
201251 | 20125 | 1 | 110 | Bedroom | TRUE
201252 | 20125 | 2 | 154 | Master Bedroom | TRUE
201253 | 20125 | 3 | 70 | Bathroom | TRUE | no windows but skylight
201254 | 20125 | 4 | 480 | Garage | FALSE
201255 | 20125 | 5 | 120 | Hall | TRUE | no windows but skylight
201256 | 20125 | 6 | 72 | Kitchen | TRUE
201257 | 20125 | 7 | 272 | Living Room | TRUE
201258 | 20125 | 8 | 320 | Master Bedroom | TRUE
201259 | 20125 | 9 | 50 | Bathroom | TRUE
2012510 | 20125 | 10 | 80 | Dining Room | TRUE
201521 | 20152 | 1 | 60 | Bathroom | TRUE
201522 | 20152 | 2 | 56 | Hall | TRUE
201523 | 20152 | 3 | 165 | Bedroom | TRUE | no tv in room had entered one in on mistake and deleted but program still showed the item as outstanding so re-entered some informtation in to make it green, no tv in room.
201524 | 20152 | 4 | 368 | Family Room | TRUE
201525 | 20152 | 5 | 215 | Other | TRUE | SMALL FRIDGE NOT TURNED ON ONLY USE FOR COMPANY ABOUT 5 CUB FEET NO MAKE OR MODEL
201526 | 20152 | 6 | 36 | Bathroom | TRUE
201527 | 20152 | 7 | 167 | Bedroom | TRUE
201528 | 20152 | 8 | 115 | Bedroom | TRUE
201529 | 20152 | 9 | 199 | Bedroom | TRUE | NINTENDO SUPER DOES NOT GET USED
2015210 | 20152 | 10 | 164 | Bedroom | TRUE
2015211 | 20152 | 11 | 92 | Other | TRUE
2015212 | 20152 | 12 | 812 | Garage | FALSE
2015213 | 20152 | 13 | 56 | Hall | TRUE
2015214 | 20152 | 14 | 265 | Kitchen | TRUE
2015215 | 20152 | 15 | 89 | Laundry Room | TRUE
2015216 | 20152 | 16 | 336 | Living Room | TRUE
2015217 | 20152 | 17 | 38 | Bathroom | TRUE
2015218 | 20152 | 18 | 200 | Master Bedroom | TRUE
201541 | 20154 | 1 | 55 | Laundry Room | TRUE | no windows
201542 | 20154 | 2 | 40 | Bathroom | TRUE
201543 | 20154 | 3 | 210 | Dining Room | TRUE
201544 | 20154 | 4 | 150 | Hall | TRUE
201545 | 20154 | 5 | 432 | Family Room | TRUE
201546 | 20154 | 6 | 320 | Living Room | TRUE
201547 | 20154 | 7 | 672 | Garage | FALSE
201548 | 20154 | 8 | 180 | Kitchen | TRUE
201549 | 20154 | 9 | 360 | Master Bedroom | TRUE
2015410 | 20154 | 10 | 144 | Bathroom | TRUE
2015411 | 20154 | 11 | 80 | Closet | TRUE | no windows
2015412 | 20154 | 12 | 70 | Bathroom | TRUE | no windows
2015413 | 20154 | 13 | 225 | Bedroom | TRUE
2015414 | 20154 | 14 | 270 | Bedroom | TRUE
2015415 | 20154 | 15 | 250 | Bedroom | TRUE
2015416 | 20154 | 16 | 20 | Hall | TRUE | no windows
2015417 | 20154 | 17 | 75 | Hall | TRUE
2015418 | 20154 | 18 | 90 | Bathroom | TRUE
201551 | 20155 | 1 | 135 | Bedroom | TRUE
201552 | 20155 | 2 | 130 | Bedroom | TRUE
201553 | 20155 | 3 | 65 | Bathroom | TRUE
201554 | 20155 | 4 | 60 | Bathroom | TRUE
201555 | 20155 | 5 | 145 | Dining Room | TRUE
201556 | 20155 | 6 | 480 | Family Room | TRUE | tv
201557 | 20155 | 7 | 50 | Hall | TRUE
201558 | 20155 | 8 | 105 | Hall | TRUE
201559 | 20155 | 9 | 175 | Kitchen | TRUE
2015510 | 20155 | 10 | 70 | Laundry Room | TRUE
2015511 | 20155 | 11 | 235 | Living Room | TRUE
2015512 | 20155 | 12 | 250 | Master Bedroom | TRUE
2015513 | 20155 | 13 | 440 | Garage | FALSE
2015514 | 20155 | 14 |  | Other | FALSE
201561 | 20156 | 1 | 40 | Bathroom | TRUE
201562 | 20156 | 2 | 20 | Bathroom | TRUE
201563 | 20156 | 3 | 210 | Bedroom | TRUE
201564 | 20156 | 4 | 81 | Dining Room | TRUE
201565 | 20156 | 5 | 42 | Hall | TRUE
201566 | 20156 | 6 | 180 | Family Room | TRUE
201567 | 20156 | 7 | 115 | Bedroom | TRUE
201568 | 20156 | 8 | 50 | Hall | TRUE
201569 | 20156 | 9 | 110 | Kitchen | TRUE
2015610 | 20156 | 10 | 50 | Office | TRUE
2015611 | 20156 | 11 | 120 | Bedroom | TRUE
2015612 | 20156 | 12 |  | Laundry Room | FALSE
201631 | 20163 | 1 | 173 | Other | TRUE
201632 | 20163 | 2 | 15 | Closet | TRUE | no windows
201633 | 20163 | 3 | 34 | Bathroom | TRUE
201634 | 20163 | 4 | 36 | Closet | TRUE | no windows
201635 | 20163 | 5 | 85 | Dining Room | TRUE
201636 | 20163 | 6 | 75 | Garage | TRUE
201637 | 20163 | 7 | 822 | Garage | FALSE
201638 | 20163 | 8 | 225 | Kitchen | TRUE
201639 | 20163 | 9 | 85 | Laundry Room | TRUE
2016310 | 20163 | 10 | 250 | Living Room | TRUE
2016311 | 20163 | 11 | 124 | Master Bedroom | TRUE
2016312 | 20163 | 12 | 245 | Other | FALSE | no windows
2016313 | 20163 | 13 | 55 | Office | TRUE | no windows
2016314 | 20163 | 14 | 210 | Other | FALSE | no windows
201661 | 20166 | 1 | 264 | Family Room | TRUE
201662 | 20166 | 2 | 234 | Master Bedroom | TRUE
201663 | 20166 | 3 | 72 | Closet | TRUE | no window
201664 | 20166 | 4 | 110 | Bathroom | TRUE
201665 | 20166 | 5 | 660 | Garage | FALSE
201666 | 20166 | 6 | 89 | Laundry Room | TRUE
201667 | 20166 | 7 | 115 | Bedroom | TRUE
201668 | 20166 | 8 | 141 | Dining Room | TRUE
201669 | 20166 | 9 | 175 | Kitchen | TRUE
2016610 | 20166 | 10 | 136 | Living Room | TRUE
2016611 | 20166 | 11 | 127 | Hall | TRUE | no window
2016612 | 20166 | 12 | 185 | Office | TRUE
2016613 | 20166 | 13 | 50 | Bathroom | TRUE
201681 | 20168 | 1 | 50 | Bathroom | TRUE
201682 | 20168 | 2 | 25 | Bathroom | TRUE | No windows.
201683 | 20168 | 3 | 130 | Dining Room | TRUE
201684 | 20168 | 4 | 335 | Family Room | TRUE
201685 | 20168 | 5 | 552 | Garage | FALSE
201686 | 20168 | 6 | 155 | Bedroom | TRUE
201687 | 20168 | 7 | 35 | Hall | TRUE | No windows.
201688 | 20168 | 8 | 70 | Hall | TRUE | No windows.
201689 | 20168 | 9 | 115 | Kitchen | TRUE
2016810 | 20168 | 10 | 85 | Laundry Room | TRUE
2016811 | 20168 | 11 | 85 | Bathroom | TRUE
2016812 | 20168 | 12 | 245 | Master Bedroom | TRUE
2016813 | 20168 | 13 | 60 | Closet | TRUE
2016814 | 20168 | 14 | 170 | Office | TRUE
201801 | 20180 | 1 |  | Other | FALSE
201802 | 20180 | 2 | 61 | Bathroom | TRUE
201803 | 20180 | 3 | 203 | Bedroom | TRUE
201804 | 20180 | 4 | 128 | Bedroom | TRUE
201805 | 20180 | 5 | 128 | Bedroom | TRUE
201806 | 20180 | 6 | 92 | Other | TRUE
201807 | 20180 | 7 | 89 | Bathroom | TRUE
201808 | 20180 | 8 | 500 | Other | TRUE
201809 | 20180 | 9 | 200 | Hall | TRUE
2018010 | 20180 | 10 | 320 | Kitchen | TRUE
2018011 | 20180 | 11 | 90 | Laundry Room | TRUE
2018012 | 20180 | 12 | 360 | Living Room | TRUE
2018013 | 20180 | 13 | 117 | Bathroom | TRUE
2018014 | 20180 | 14 | 468 | Master Bedroom | TRUE
2018015 | 20180 | 15 | 200 | Office | TRUE
2018016 | 20180 | 16 | 27 | Closet | TRUE
2018017 | 20180 | 17 |  | Other | FALSE
2018018 | 20180 | 18 |  | Other | FALSE
201821 | 20182 | 1 | 85 | Bathroom | TRUE
201822 | 20182 | 2 | 155 | Bedroom | TRUE
201823 | 20182 | 3 | 75 | Hall | TRUE
201824 | 20182 | 4 | 140 | Kitchen | TRUE
201825 | 20182 | 5 | 60 | Laundry Room | TRUE | No windows.
201826 | 20182 | 6 | 375 | Living Room | TRUE
201827 | 20182 | 7 | 130 | Bathroom | TRUE
201828 | 20182 | 8 | 450 | Garage | FALSE | No windows.
201829 | 20182 | 9 | 160 | Bedroom | TRUE
2018210 | 20182 | 10 | 130 | Other | TRUE
201841 | 20184 | 1 | 300 | Other | TRUE
201842 | 20184 | 2 | 60 | Bathroom | TRUE
201843 | 20184 | 3 | 210 | Bedroom | TRUE
201844 | 20184 | 4 | 170 | Dining Room | TRUE
201845 | 20184 | 5 | 120 | Kitchen | TRUE
201846 | 20184 | 6 | 175 | Master Bedroom | TRUE
201847 | 20184 | 7 | 175 | Living Room | TRUE
201848 | 20184 | 8 | 75 | Laundry Room | TRUE
201851 | 20185 | 1 | 56 | Kitchen | TRUE
201852 | 20185 | 2 | 85 | Bathroom | TRUE
201853 | 20185 | 3 | 400 | Master Bedroom | TRUE
201854 | 20185 | 4 | 55 | Closet | TRUE | no windows
201855 | 20185 | 5 | 69 | Dining Room | TRUE
201856 | 20185 | 6 | 244 | Living Room | TRUE
201857 | 20185 | 7 | 116 | Hall | TRUE
201858 | 20185 | 8 | 98 | Bedroom | TRUE
201859 | 20185 | 9 | 47 | Bathroom | TRUE | no windows
2018510 | 20185 | 10 | 156 | Bedroom | TRUE
2018511 | 20185 | 11 | 154 | Bedroom | TRUE
2018512 | 20185 | 12 | 600 | Garage | FALSE | no windows
201881 | 20188 | 1 | 40 | Bathroom | TRUE
201882 | 20188 | 2 | 55 | Bathroom | TRUE
201883 | 20188 | 3 | 90 | Dining Room | TRUE
201884 | 20188 | 4 | 35 | Hall | TRUE | no windows
201885 | 20188 | 5 | 380 | Garage | FALSE
201886 | 20188 | 6 | 125 | Bedroom | TRUE
201887 | 20188 | 7 | 150 | Bedroom | TRUE
201888 | 20188 | 8 | 90 | Hall | TRUE | no windows
201889 | 20188 | 9 | 130 | Kitchen | TRUE
2018810 | 20188 | 10 | 270 | Living Room | TRUE
2018811 | 20188 | 11 | 170 | Master Bedroom | TRUE
2018812 | 20188 | 12 | 50 | Laundry Room | TRUE | no windows
202001 | 20200 | 1 | 45 | Bathroom | TRUE | No windows.
202002 | 20200 | 2 | 60 | Bathroom | TRUE
202003 | 20200 | 3 | 160 | Bedroom | TRUE
202004 | 20200 | 4 | 80 | Closet | TRUE | No windows.
202005 | 20200 | 5 | 380 | Garage | FALSE | No windows.
202006 | 20200 | 6 | 100 | Hall | TRUE | No windows.
202007 | 20200 | 7 | 190 | Kitchen | TRUE
202008 | 20200 | 8 | 360 | Living Room | TRUE
202009 | 20200 | 9 | 90 | Office | TRUE
2020010 | 20200 | 10 | 170 | Office | TRUE
2020011 | 20200 | 11 | 165 | Master Bedroom | TRUE
202061 | 20206 | 1 | 110 | Bedroom | TRUE
202062 | 20206 | 2 | 155 | Bedroom | TRUE
202063 | 20206 | 3 | 130 | Bedroom | TRUE
202064 | 20206 | 4 | 50 | Bathroom | TRUE
202065 | 20206 | 5 | 40 | Bathroom | TRUE
202066 | 20206 | 6 | 45 | Closet | TRUE
202067 | 20206 | 7 | 280 | Family Room | TRUE
202068 | 20206 | 8 | 15 | Hall | TRUE
202069 | 20206 | 9 | 45 | Hall | TRUE
2020610 | 20206 | 10 | 140 | Kitchen | TRUE
2020611 | 20206 | 11 | 290 | Living Room | TRUE
2020612 | 20206 | 12 | 160 | Master Bedroom | TRUE
202151 | 20215 | 1 | 165 | Bedroom | TRUE
202152 | 20215 | 2 | 195 | Bedroom | TRUE
202153 | 20215 | 3 | 180 | Dining Room | TRUE
202154 | 20215 | 4 | 55 | Bathroom | TRUE
202155 | 20215 | 5 | 312 | Family Room | TRUE
202156 | 20215 | 6 | 105 | Hall | TRUE
202157 | 20215 | 7 | 265 | Hall | TRUE
202158 | 20215 | 8 | 264 | Other | TRUE
202159 | 20215 | 9 | 130 | Kitchen | TRUE
2021510 | 20215 | 10 | 88 | Laundry Room | TRUE
2021511 | 20215 | 11 | 80 | Bathroom | TRUE
2021512 | 20215 | 12 | 200 | Master Bedroom | TRUE
2021513 | 20215 | 13 | 165 | Office | TRUE
2021514 | 20215 | 14 | 504 | Living Room | TRUE
2021515 | 20215 | 15 | 20 | Bathroom | TRUE
202301 | 20230 | 1 | 66 | Bathroom | TRUE
202302 | 20230 | 2 | 122 | Bedroom | TRUE
202303 | 20230 | 3 | 190 | Bedroom | TRUE
202304 | 20230 | 4 | 16 | Closet | TRUE
202305 | 20230 | 5 | 97 | Dining Room | TRUE
202306 | 20230 | 6 | 254 | Hall | TRUE
202307 | 20230 | 7 | 128 | Hall | TRUE
202308 | 20230 | 8 | 139 | Kitchen | TRUE
202309 | 20230 | 9 | 35 | Laundry Room | TRUE
2023010 | 20230 | 10 | 366 | Living Room | TRUE
2023011 | 20230 | 11 | 36 | Bathroom | TRUE
2023012 | 20230 | 12 | 118 | Master Bedroom | TRUE
2023013 | 20230 | 13 | 26 | Closet | TRUE
2023014 | 20230 | 14 | 109 | Office | TRUE
2023015 | 20230 | 15 | 81 | Closet | TRUE
2023016 | 20230 | 16 | 519 | Other | TRUE
2023017 | 20230 | 17 | 18 | Hall | TRUE
2023018 | 20230 | 18 | 158 | Other | TRUE
202441 | 20244 | 1 | 270 | Living Room | TRUE
202442 | 20244 | 2 | 120 | Garage | FALSE
202443 | 20244 | 3 | 50 | Hall | TRUE | no windows
202444 | 20244 | 4 | 32 | Closet | TRUE | no windows
202445 | 20244 | 5 | 72 | Bathroom | TRUE
202446 | 20244 | 6 | 129 | Bedroom | TRUE
202447 | 20244 | 7 | 132 | Bedroom | TRUE
202448 | 20244 | 8 | 79 | Dining Room | TRUE
202449 | 20244 | 9 | 102 | Kitchen | TRUE
2024410 | 20244 | 10 | 34 | Hall | TRUE | no windows
2024411 | 20244 | 11 | 126 | Bedroom | TRUE
2024412 | 20244 | 12 | 129 | Master Bedroom | TRUE
2024413 | 20244 | 13 | 50 | Bathroom | TRUE | no windows
2024414 | 20244 | 14 | 85 | Hall | TRUE
2024415 | 20244 | 15 | 426 | Family Room | TRUE
202451 | 20245 | 1 | 30 | Bathroom | TRUE | no windows
202452 | 20245 | 2 | 300 | Kitchen | TRUE
202501 | 20250 | 1 | 400 | Other | TRUE | 14ft
202502 | 20250 | 2 | 74 | Bathroom | TRUE
202503 | 20250 | 3 | 65 | Bathroom | TRUE
202504 | 20250 | 4 | 135 | Bedroom | TRUE
202505 | 20250 | 5 | 146 | Bedroom | TRUE
202506 | 20250 | 6 | 140 | Bedroom | TRUE
202507 | 20250 | 7 | 110 | Bedroom | TRUE
202508 | 20250 | 8 | 230 | Bedroom | TRUE
202509 | 20250 | 9 | 840 | Garage | FALSE
2025010 | 20250 | 10 | 210 | Hall | TRUE
2025011 | 20250 | 11 | 176 | Kitchen | TRUE
2025012 | 20250 | 12 | 95 | Laundry Room | TRUE
2025013 | 20250 | 13 | 365 | Living Room | TRUE
202641 | 20264 | 1 | 375 | Other | TRUE
202642 | 20264 | 2 | 376 | Kitchen | TRUE
202643 | 20264 | 3 | 502 | Living Room | TRUE
202644 | 20264 | 4 | 125 | Hall | TRUE
202645 | 20264 | 5 | 205 | Bedroom | TRUE
202646 | 20264 | 6 | 41 | Bathroom | TRUE
202647 | 20264 | 7 | 175 | Bedroom | TRUE
202648 | 20264 | 8 | 108 | Bathroom | TRUE
202649 | 20264 | 9 | 23 | Closet | TRUE
2026410 | 20264 | 10 | 44 | Master Bedroom | TRUE
2026411 | 20264 | 11 | 315 | Master Bedroom | TRUE
2026412 | 20264 | 12 | 900 | Family Room | TRUE
2026413 | 20264 | 13 | 96 | Laundry Room | TRUE
2026414 | 20264 | 14 | 90 | Other | TRUE
2026415 | 20264 | 15 | 587 | Garage | FALSE
2026416 | 20264 | 16 | 233 | Bedroom | TRUE
2026417 | 20264 | 17 | 27 | Closet | TRUE
2026418 | 20264 | 18 | 233 | Bedroom | TRUE
2026419 | 20264 | 19 | 24 | Closet | TRUE
2026420 | 20264 | 20 | 40 | Hall | TRUE
2026421 | 20264 | 21 | 52 | Bathroom | TRUE
2026422 | 20264 | 22 | 176 | Other | TRUE
202651 | 20265 | 1 | 57 | Bathroom | TRUE
202652 | 20265 | 2 | 62 | Bathroom | TRUE | No windows.
202653 | 20265 | 3 | 78 | Bedroom | TRUE
202654 | 20265 | 4 | 145 | Bedroom | TRUE
202655 | 20265 | 5 | 87 | Bedroom | TRUE
202656 | 20265 | 6 | 134 | Dining Room | TRUE
202657 | 20265 | 7 | 65 | Hall | TRUE | No Windows
202658 | 20265 | 8 | 342 | Family Room | TRUE
202659 | 20265 | 9 | 540 | Hall | TRUE | No windows
2026510 | 20265 | 10 | 82 | Hall | TRUE | No windows
2026511 | 20265 | 11 | 212 | Kitchen | TRUE
2026512 | 20265 | 12 | 56 | Laundry Room | TRUE | No windows
2026513 | 20265 | 13 | 232 | Living Room | TRUE
2026514 | 20265 | 14 | 134 | Master Bedroom | TRUE
2026515 | 20265 | 15 | 22 | Closet | TRUE | No windows
2026516 | 20265 | 16 | 52 | Closet | TRUE
202661 | 20266 | 1 | 475 | Family Room | TRUE | 2nd tv model number blocked by mount
202662 | 20266 | 2 | 50 | Bathroom | TRUE
202663 | 20266 | 3 | 240 | Bedroom | TRUE
202664 | 20266 | 4 | 100 | Bathroom | TRUE
202665 | 20266 | 5 | 50 | Bathroom | TRUE
202666 | 20266 | 6 | 35 | Closet | TRUE
202667 | 20266 | 7 | 150 | Dining Room | TRUE
202668 | 20266 | 8 | 190 | Hall | TRUE
202669 | 20266 | 9 | 170 | Other | TRUE
2026610 | 20266 | 10 | 1068 | Garage | FALSE
2026611 | 20266 | 11 | 1068 | Garage | FALSE
2026612 | 20266 | 12 | 95 | Hall | TRUE
2026613 | 20266 | 13 | 8 | Hall | TRUE
2026614 | 20266 | 14 | 230 | Kitchen | TRUE
2026615 | 20266 | 15 | 95 | Laundry Room | TRUE | no windows but skylight
2026616 | 20266 | 16 | 385 | Living Room | TRUE
2026617 | 20266 | 17 | 370 | Master Bedroom | TRUE
2026618 | 20266 | 18 | 205 | Master Bedroom | TRUE
2026619 | 20266 | 19 | 85 | Closet | TRUE | no windows but skylight
2026620 | 20266 | 20 | 155 | Office | TRUE
202741 | 20274 | 1 | 45 | Bathroom | TRUE
202742 | 20274 | 2 | 190 | Dining Room | TRUE
202743 | 20274 | 3 | 165 | Hall | TRUE
202744 | 20274 | 4 | 400 | Garage | FALSE | No windows
202745 | 20274 | 5 | 150 | Bedroom | TRUE
202746 | 20274 | 6 | 50 | Hall | TRUE | No windows
202747 | 20274 | 7 | 170 | Kitchen | TRUE
202748 | 20274 | 8 | 50 | Laundry Room | TRUE | No windows
202749 | 20274 | 9 | 285 | Living Room | TRUE
2027410 | 20274 | 10 | 75 | Bathroom | TRUE
2027411 | 20274 | 11 | 190 | Master Bedroom | TRUE
2027412 | 20274 | 12 | 45 | Closet | TRUE | No windows
2027413 | 20274 | 13 | 130 | Office | TRUE
2027414 | 20274 | 14 | 250 | Garage | FALSE | No windows
202871 | 20287 | 1 | 60 | Bathroom | TRUE
202872 | 20287 | 2 | 45 | Bathroom | TRUE
202873 | 20287 | 3 | 29 | Bathroom | TRUE
202874 | 20287 | 4 | 125 | Bedroom | TRUE
202875 | 20287 | 5 | 211 | Bedroom | TRUE
202876 | 20287 | 6 | 145 | Bedroom | TRUE
202877 | 20287 | 7 | 32 | Closet | TRUE
202878 | 20287 | 8 | 266 | Dining Room | TRUE
202879 | 20287 | 9 | 65 | Hall | TRUE
2028710 | 20287 | 10 | 650 | Garage | TRUE
2028711 | 20287 | 11 | 58 | Hall | TRUE
2028712 | 20287 | 12 | 54 | Hall | TRUE
2028713 | 20287 | 13 | 182 | Kitchen | TRUE
2028714 | 20287 | 14 | 64 | Laundry Room | TRUE
2028715 | 20287 | 15 | 271 | Living Room | TRUE
2028716 | 20287 | 16 | 175 | Master Bedroom | TRUE
202881 | 20288 | 1 | 50 | Bathroom | TRUE | No windows
202882 | 20288 | 2 | 120 | Bathroom | TRUE
202883 | 20288 | 3 | 300 | Bedroom | TRUE
202884 | 20288 | 4 | 27 | Closet | TRUE | No windows
202885 | 20288 | 5 | 545 | Garage | FALSE
202886 | 20288 | 6 | 42 | Hall | TRUE | No windows
202887 | 20288 | 7 | 55 | Hall | TRUE | No windows
202888 | 20288 | 8 | 295 | Kitchen | TRUE
202889 | 20288 | 9 | 55 | Laundry Room | TRUE | No windows
2028810 | 20288 | 10 | 415 | Living Room | TRUE
2028811 | 20288 | 11 | 250 | Master Bedroom | TRUE
2028812 | 20288 | 12 | 160 | Office | TRUE
2028813 | 20288 | 13 | 655 | Other | TRUE
2028814 | 20288 | 14 | 360 | Bedroom | TRUE
202901 | 20290 | 1 | 50 | Bathroom | TRUE
202902 | 20290 | 2 | 70 | Bathroom | TRUE | No windows
202903 | 20290 | 3 | 168 | Bedroom | TRUE
202904 | 20290 | 4 | 197 | Bedroom | TRUE
202905 | 20290 | 5 | 360 | Other | TRUE
202906 | 20290 | 6 | 282 | Family Room | TRUE
202907 | 20290 | 7 | 554 | Garage | FALSE
202908 | 20290 | 8 | 40 | Hall | TRUE | No windows
202909 | 20290 | 9 | 25 | Hall | TRUE
2029010 | 20290 | 10 | 218 | Kitchen | TRUE
2029011 | 20290 | 11 | 60 | Laundry Room | TRUE
2029012 | 20290 | 12 | 120 | Office | TRUE
2029013 | 20290 | 13 | 137 | Other | TRUE
202941 | 20294 | 1 | 195 | Other | TRUE
202942 | 20294 | 2 | 75 | Bathroom | TRUE | No windows
202943 | 20294 | 3 | 55 | Bathroom | TRUE
202944 | 20294 | 4 | 35 | Closet | TRUE | No windows
202945 | 20294 | 5 | 25 | Closet | TRUE | No windows
202946 | 20294 | 6 | 180 | Office | TRUE
202947 | 20294 | 7 | 154 | Dining Room | TRUE
202948 | 20294 | 8 | 156 | Bedroom | TRUE
202949 | 20294 | 9 | 195 | Bedroom | TRUE
2029410 | 20294 | 10 | 300 | Other | TRUE
2029411 | 20294 | 11 | 18 | Hall | TRUE | No window
2029412 | 20294 | 12 | 20 | Hall | TRUE | No windows
2029413 | 20294 | 13 | 96 | Hall | TRUE | No window
2029414 | 20294 | 14 | 66 | Hall | TRUE | No windows
2029415 | 20294 | 15 | 52 | Hall | TRUE
2029416 | 20294 | 16 | 216 | Kitchen | TRUE
2029417 | 20294 | 17 | 25 | Closet | TRUE | No windows
2029418 | 20294 | 18 | 96 | Living Room | TRUE | No windows
2029419 | 20294 | 19 | 308 | Living Room | TRUE
2029420 | 20294 | 20 | 594 | Other | TRUE
2029421 | 20294 | 21 | 168 | Bathroom | TRUE
2029422 | 20294 | 22 | 342 | Master Bedroom | TRUE
2029423 | 20294 | 23 | 99 | Closet | TRUE | No windows
2029424 | 20294 | 24 | 18 | Closet | TRUE
2029425 | 20294 | 25 | 120 | Office | TRUE
2029426 | 20294 | 26 | 48 | Other | TRUE | No windows
2029427 | 20294 | 27 | 168 | Other | TRUE
2029428 | 20294 | 28 | 154 | Other | TRUE | No windows
202971 | 20297 | 1 | 900 | Other | FALSE | No windows
202972 | 20297 | 2 | 50 | Bathroom | TRUE
202973 | 20297 | 3 | 120 | Bedroom | TRUE
202974 | 20297 | 4 | 110 | Dining Room | TRUE
202975 | 20297 | 5 | 200 | Kitchen | TRUE
202976 | 20297 | 6 | 235 | Living Room | TRUE
202977 | 20297 | 7 | 120 | Office | TRUE
203031 | 20303 | 1 | 50 | Bathroom | TRUE
203032 | 20303 | 2 | 75 | Bathroom | TRUE
203033 | 20303 | 3 | 180 | Bedroom | TRUE
203034 | 20303 | 4 | 130 | Bedroom | TRUE
203035 | 20303 | 5 | 130 | Bedroom | TRUE
203036 | 20303 | 6 | 130 | Other | TRUE
203037 | 20303 | 7 | 140 | Laundry Room | TRUE | NO WINDOWS
203038 | 20303 | 8 | 30 | Other | TRUE | NO WINDOWS
203039 | 20303 | 9 | 160 | Other | TRUE
2030310 | 20303 | 10 | 450 | Other | TRUE
2030311 | 20303 | 11 | 50 | Hall | TRUE | NO WINDOWS
2030312 | 20303 | 12 | 380 | Kitchen | TRUE
2030313 | 20303 | 13 | 360 | Living Room | TRUE
2030314 | 20303 | 14 | 200 | Master Bedroom | TRUE
2030315 | 20303 | 15 | 150 | Hall | TRUE
2030316 | 20303 | 16 | 70 | Hall | TRUE
2030317 | 20303 | 17 | 145 | Other | TRUE
203051 | 20305 | 1 | 68 | Bathroom | TRUE
203052 | 20305 | 2 | 131 | Bathroom | TRUE
203053 | 20305 | 3 | 120 | Bedroom | TRUE
203054 | 20305 | 4 | 140 | Bedroom | TRUE
203055 | 20305 | 5 | 107 | Closet | TRUE
203056 | 20305 | 6 | 65 | Other | TRUE
203057 | 20305 | 7 | 400 | Family Room | TRUE
203058 | 20305 | 8 |  | Garage | FALSE
203059 | 20305 | 9 | 220 | Kitchen | TRUE
2030510 | 20305 | 10 | 91 | Laundry Room | TRUE
2030511 | 20305 | 11 | 485 | Living Room | TRUE
2030512 | 20305 | 12 | 207 | Master Bedroom | TRUE
2030513 | 20305 | 13 | 80 | Other | TRUE
2030514 | 20305 | 14 | 122 | Bedroom | TRUE
2030515 | 20305 | 15 | 36 | Hall | TRUE
2030516 | 20305 | 16 | 124 | Other | TRUE
203111 | 20311 | 1 | 58 | Bathroom | TRUE
203112 | 20311 | 2 | 57 | Bathroom | TRUE
203113 | 20311 | 3 | 120 | Bedroom | TRUE
203114 | 20311 | 4 | 100 | Bedroom | TRUE
203115 | 20311 | 5 | 112 | Bedroom | TRUE
203116 | 20311 | 6 | 30 | Closet | TRUE
203117 | 20311 | 7 | 369 | Garage | TRUE
203118 | 20311 | 8 | 60 | Hall | TRUE
203119 | 20311 | 9 | 200 | Kitchen | TRUE
2031110 | 20311 | 10 | 30 | Laundry Room | TRUE
2031111 | 20311 | 11 | 145 | Living Room | TRUE
203241 | 20324 | 1 | 60 | Bathroom | TRUE
203242 | 20324 | 2 | 66 | Bathroom | TRUE
203243 | 20324 | 3 | 200 | Bedroom | TRUE
203244 | 20324 | 4 | 142 | Bedroom | TRUE
203245 | 20324 | 5 | 140 | Bedroom | TRUE
203247 | 20324 | 7 | 296 | Family Room | TRUE | No windows
203248 | 20324 | 8 | 650 | Garage | FALSE | No windows
203249 | 20324 | 9 | 80 | Hall | TRUE | No windows
2032410 | 20324 | 10 | 90 | Bedroom | TRUE
2032411 | 20324 | 11 | 132 | Kitchen | TRUE
2032412 | 20324 | 12 | 290 | Living Room | TRUE
2032413 | 20324 | 13 | 80 | Other | FALSE | pump house with 1500 wat electric heater for winter. cannot tell hp for pump No windows
203251 | 20325 | 1 | 52 | Bathroom | TRUE | 9-6
203252 | 20325 | 2 | 37 | Bathroom | TRUE | 5-5 9 No windows
203253 | 20325 | 3 | 170 | Bedroom | TRUE | =24 10-13=12
203254 | 20325 | 4 | 126 | Dining Room | TRUE | 8-16
203255 | 20325 | 5 | 211 | Hall | TRUE | 48 19-8
203256 | 20325 | 6 | 350 | Garage | FALSE | 18-19 No windows
203257 | 20325 | 7 | 564 | Garage | FALSE | No windows
203258 | 20325 | 8 | 72 | Hall | TRUE | 6-12
203259 | 20325 | 9 | 212 | Kitchen | TRUE | 17-11 20
2032510 | 20325 | 10 | 65 | Laundry Room | TRUE | 14-5
2032511 | 20325 | 11 | 296 | Living Room | TRUE | 16-15 +38 TELEVISION PLUG WAS BEHIND ENTERTAINMENT CENTER AND COULD NOT BE REACHED
2032512 | 20325 | 12 | 68 | Bathroom | TRUE | 8-9
2032513 | 20325 | 13 | 221 | Master Bedroom | TRUE | 9 14-15
2032515 | 20325 | 15 | 148 | Office | TRUE | 10-12+12
2032516 | 20325 | 16 | 29 | Hall | TRUE | 7-5 No windows
2032517 | 20325 | 17 | 562 | Other | FALSE | 24-23 No windows
2032518 | 20325 | 18 | 860 | Garage | FALSE | No windows.
2032519 | 20325 | 19 | 78 | Closet | TRUE | 12-6
203381 | 20338 | 1 | 100 | Kitchen | TRUE
203382 | 20338 | 2 | 127 | Master Bedroom | TRUE
203383 | 20338 | 3 | 29 | Bathroom | TRUE
203384 | 20338 | 4 | 22 | Closet | TRUE
203385 | 20338 | 5 | 398 | Living Room | TRUE
203386 | 20338 | 6 | 60 | Hall | TRUE
203387 | 20338 | 7 | 150 | Bedroom | TRUE
203388 | 20338 | 8 | 64 | Laundry Room | TRUE
203389 | 20338 | 9 | 38 | Bathroom | TRUE
2033810 | 20338 | 10 | 97 | Bedroom | TRUE
2033811 | 20338 | 11 | 116 | Bedroom | TRUE
2033812 | 20338 | 12 | 21 | Closet | TRUE
203401 | 20340 | 1 | 41 | Bathroom | TRUE
203402 | 20340 | 2 | 50 | Bathroom | TRUE
203403 | 20340 | 3 | 120 | Bedroom | TRUE
203404 | 20340 | 4 | 145 | Bedroom | TRUE
203405 | 20340 | 5 | 125 | Bedroom | TRUE
203406 | 20340 | 6 | 96 | Bedroom | TRUE | no windows
203407 | 20340 | 7 | 330 | Family Room | TRUE
203408 | 20340 | 8 | 528 | Garage | FALSE | no windows
203409 | 20340 | 9 | 120 | Hall | TRUE
2034010 | 20340 | 10 | 160 | Kitchen | TRUE
2034011 | 20340 | 11 | 255 | Laundry Room | TRUE
203441 | 20344 | 1 | 75 | Bathroom | TRUE
203442 | 20344 | 2 | 160 | Bedroom | TRUE
203443 | 20344 | 3 | 490 | Living Room | TRUE
203444 | 20344 | 4 | 1296 | Garage | FALSE | working on insulating. has a wood stove.
203445 | 20344 | 5 | 130 | Kitchen | TRUE
203446 | 20344 | 6 | 106 | Laundry Room | TRUE
203447 | 20344 | 7 | 185 | Master Bedroom | TRUE
203448 | 20344 | 8 | 95 | Bathroom | TRUE
203511 | 20351 | 1 | 35 | Bathroom | TRUE
203512 | 20351 | 2 | 129 | Bedroom | TRUE
203513 | 20351 | 3 | 153 | Bedroom | TRUE
203514 | 20351 | 4 | 33 | Hall | TRUE
203515 | 20351 | 5 | 100 | Kitchen | TRUE
203516 | 20351 | 6 | 166 | Living Room | TRUE
203517 | 20351 | 7 | 62 | Other | TRUE
203571 | 20357 | 1 | 40 | Bathroom | TRUE
203572 | 20357 | 2 | 150 | Bedroom | TRUE
203573 | 20357 | 3 | 115 | Other | TRUE
203574 | 20357 | 4 | 248 | Kitchen | TRUE
203575 | 20357 | 5 | 139 | Laundry Room | TRUE
203576 | 20357 | 6 | 290 | Living Room | TRUE
203601 | 20360 | 1 | 40 | Bathroom | TRUE
203602 | 20360 | 2 | 65 | Bathroom | TRUE
203603 | 20360 | 3 | 173 | Bedroom | TRUE
203604 | 20360 | 4 | 98 | Bedroom | TRUE | No windows
203605 | 20360 | 5 | 108 | Office | TRUE
203606 | 20360 | 6 | 100 | Closet | TRUE | No windows
203607 | 20360 | 7 | 402 | Family Room | TRUE
203608 | 20360 | 8 |  | Garage | FALSE
203609 | 20360 | 9 | 75 | Hall | TRUE | No windows
2036010 | 20360 | 10 | 185 | Kitchen | TRUE
2036011 | 20360 | 11 | 222 | Laundry Room | TRUE
2036012 | 20360 | 12 | 220 | Living Room | TRUE
2036013 | 20360 | 13 |  | Master Bedroom | TRUE
2036014 | 20360 | 14 | 40 | Other | TRUE | No windows
2036015 | 20360 | 15 | 65 | Other | TRUE | No windows
203631 | 20363 | 1 | 300 | Living Room | TRUE
203632 | 20363 | 2 | 57 | Bathroom | TRUE | No windows
203633 | 20363 | 3 | 129 | Bedroom | TRUE
203634 | 20363 | 4 | 130 | Bedroom | TRUE
203635 | 20363 | 5 | 200 | Bedroom | TRUE
203636 | 20363 | 6 | 156 | Dining Room | TRUE
203637 | 20363 | 7 | 64 | Hall | TRUE | No windows
203638 | 20363 | 8 | 45 | Hall | TRUE | No windows
203639 | 20363 | 9 | 147 | Kitchen | TRUE
2036310 | 20363 | 10 | 52 | Laundry Room | TRUE
2036311 | 20363 | 11 | 56 | Bathroom | TRUE
2036312 | 20363 | 12 | 262 | Master Bedroom | TRUE
203711 | 20371 | 1 | 88 | Other | TRUE
203712 | 20371 | 2 | 45 | Other | TRUE
203713 | 20371 | 3 | 150 | Family Room | TRUE | No windows
203714 | 20371 | 4 | 399 | Garage | FALSE | No windows
203715 | 20371 | 5 | 53 | Hall | TRUE | No windows
203716 | 20371 | 6 | 40 | Hall | TRUE | No windows
203717 | 20371 | 7 | 100 | Kitchen | TRUE
203718 | 20371 | 8 | 55 | Laundry Room | TRUE
203719 | 20371 | 9 | 200 | Living Room | TRUE | prmary tv, very old no date serial # 21204967
2037110 | 20371 | 10 | 125 | Bedroom | TRUE
2037111 | 20371 | 11 | 60 | Bathroom | TRUE
2037112 | 20371 | 12 | 106 | Bedroom | TRUE
2037113 | 20371 | 13 | 180 | Bedroom | TRUE
203741 | 20374 | 1 | 55 | Bathroom | TRUE
203742 | 20374 | 2 | 132 | Bathroom | TRUE
203743 | 20374 | 3 | 155 | Bedroom | TRUE
203744 | 20374 | 4 | 165 | Dining Room | TRUE | no windows
203745 | 20374 | 5 | 550 | Garage | FALSE | no windows
203746 | 20374 | 6 | 250 | Kitchen | TRUE
203747 | 20374 | 7 | 80 | Laundry Room | TRUE
203748 | 20374 | 8 | 320 | Living Room | TRUE
203749 | 20374 | 9 | 240 | Master Bedroom | TRUE
2037410 | 20374 | 10 | 78 | Closet | TRUE | no windows
2037411 | 20374 | 11 | 132 | Office | TRUE
2037412 | 20374 | 12 | 72 | Hall | TRUE
203811 | 20381 | 1 | 40 | Bathroom | TRUE | No windows.
203812 | 20381 | 2 | 130 | Bedroom | TRUE
203813 | 20381 | 3 | 400 | Family Room | TRUE
203814 | 20381 | 4 | 200 | Other | TRUE | No windows.
203815 | 20381 | 5 | 40 | Bathroom | TRUE
203816 | 20381 | 6 | 120 | Bedroom | TRUE
203817 | 20381 | 7 | 300 | Garage | FALSE | No windows.
203818 | 20381 | 8 | 90 | Hall | TRUE | No windows.
203819 | 20381 | 9 | 500 | Living Room | TRUE
2038110 | 20381 | 10 | 163 | Kitchen | TRUE
2038111 | 20381 | 11 | 120 | Bedroom | TRUE | PLUG FOR TV BEHIND LARGE DRESSER CAN NOT MOVE FOR WATTSGE
2038112 | 20381 | 12 | 120 | Bedroom | TRUE
2038113 | 20381 | 13 | 60 | Hall | TRUE | No windows
2038114 | 20381 | 14 | 87 | Other | TRUE | No windows
203841 | 20384 | 1 | 130 | Bedroom | TRUE
203842 | 20384 | 2 | 60 | Bathroom | TRUE
203843 | 20384 | 3 | 40 | Bathroom | TRUE
203844 | 20384 | 4 | 74 | Dining Room | TRUE
203845 | 20384 | 5 | 40 | Hall | TRUE
203846 | 20384 | 6 | 106 | Kitchen | TRUE
203847 | 20384 | 7 | 174 | Laundry Room | TRUE
203848 | 20384 | 8 | 275 | Living Room | TRUE
203849 | 20384 | 9 | 160 | Master Bedroom | TRUE
203901 | 20390 | 1 | 50 | Bathroom | TRUE
203902 | 20390 | 2 | 136 | Bedroom | TRUE
203903 | 20390 | 3 | 121 | Bathroom | TRUE
203904 | 20390 | 4 | 230 | Kitchen | TRUE
203905 | 20390 | 5 | 208 | Living Room | TRUE
203921 | 20392 | 1 | 26 | Bathroom | TRUE | No windows
203922 | 20392 | 2 | 52 | Bathroom | TRUE | No windows
203923 | 20392 | 3 | 183 | Bedroom | TRUE
203924 | 20392 | 4 | 146 | Bedroom | TRUE
203925 | 20392 | 5 | 670 | Other | TRUE
203926 | 20392 | 6 | 55 | Bathroom | TRUE | windows
203927 | 20392 | 7 | 28 | Closet | TRUE | windows
203928 | 20392 | 8 | 180 | Dining Room | TRUE
203929 | 20392 | 9 | 87 | Other | TRUE
2039210 | 20392 | 10 | 746 | Garage | FALSE
2039211 | 20392 | 11 | 58 | Hall | TRUE | No windows
2039212 | 20392 | 12 | 114 | Hall | TRUE | No windows
2039213 | 20392 | 13 | 270 | Kitchen | TRUE
2039214 | 20392 | 14 | 65 | Laundry Room | TRUE | No windows
2039215 | 20392 | 15 | 49 | Closet | TRUE | No windows
2039216 | 20392 | 16 | 325 | Living Room | TRUE
2039217 | 20392 | 17 | 285 | Master Bedroom | TRUE
2039218 | 20392 | 18 | 190 | Bathroom | TRUE
2039219 | 20392 | 19 | 172 | Office | TRUE
2039220 | 20392 | 20 | 73 | Closet | TRUE | No windows
2039221 | 20392 | 21 | 16 | Closet | TRUE | No windows
2039222 | 20392 | 22 | 65 | Other | TRUE | windows
203951 | 20395 | 1 | 65 | Bathroom | TRUE
203952 | 20395 | 2 | 120 | Bedroom | TRUE
203953 | 20395 | 3 | 155 | Master Bedroom | TRUE
203954 | 20395 | 4 | 145 | Dining Room | TRUE
203955 | 20395 | 5 | 40 | Closet | TRUE | no windows
203956 | 20395 | 6 | 120 | Kitchen | TRUE
203957 | 20395 | 7 | 225 | Living Room | TRUE
203958 | 20395 | 8 | 140 | Master Bedroom | TRUE
203959 | 20395 | 9 | 20 | Bathroom | TRUE | no windows
2039510 | 20395 | 10 | 115 | Office | TRUE
2039511 | 20395 | 11 | 900 | Other | FALSE
2039512 | 20395 | 12 | 175 | Hall | TRUE | no windows
204081 | 20408 | 1 | 100 | Bedroom | TRUE
204082 | 20408 | 2 | 105 | Bedroom | TRUE
204083 | 20408 | 3 | 135 | Master Bedroom | TRUE
204084 | 20408 | 4 | 40 | Bathroom | TRUE
204085 | 20408 | 5 | 100 | Dining Room | TRUE
204086 | 20408 | 6 | 460 | Garage | FALSE
204087 | 20408 | 7 | 115 | Hall | TRUE
204088 | 20408 | 8 |  | Other | FALSE
204089 | 20408 | 9 | 125 | Kitchen | TRUE
2040810 | 20408 | 10 | 175 | Living Room | TRUE
2040811 | 20408 | 11 | 50 | Bathroom | TRUE
2040812 | 20408 | 12 | 25 | Closet | TRUE
204111 | 20411 | 1 | 40 | Bathroom | TRUE
204112 | 20411 | 2 | 130 | Bedroom | TRUE
204113 | 20411 | 3 | 120 | Bedroom | TRUE
204114 | 20411 | 4 | 50 | Hall | TRUE
204115 | 20411 | 5 | 440 | Garage | FALSE
204116 | 20411 | 6 | 60 | Hall | TRUE
204117 | 20411 | 7 | 182 | Kitchen | TRUE
204118 | 20411 | 8 | 48 | Laundry Room | TRUE
204119 | 20411 | 9 | 256 | Living Room | TRUE
2041110 | 20411 | 10 | 40 | Closet | TRUE
2041111 | 20411 | 11 | 40 | Bathroom | TRUE
2041112 | 20411 | 12 | 168 | Bedroom | TRUE
204141 | 20414 | 1 | 20 | Bathroom | TRUE | no windows
204142 | 20414 | 2 | 45 | Bathroom | TRUE | no windows
204143 | 20414 | 3 | 150 | Bedroom | TRUE
204144 | 20414 | 4 | 180 | Garage | FALSE | no windows
204145 | 20414 | 5 | 140 | Hall | TRUE | no windows
204146 | 20414 | 6 | 135 | Kitchen | TRUE | no windows
204147 | 20414 | 7 | 30 | Laundry Room | TRUE | no windows
204148 | 20414 | 8 | 260 | Living Room | TRUE
204149 | 20414 | 9 | 60 | Bathroom | TRUE
2041410 | 20414 | 10 | 165 | Master Bedroom | TRUE
2041411 | 20414 | 11 | 100 | Office | TRUE
204261 | 20426 | 1 | 65 | Bedroom | TRUE
204262 | 20426 | 2 | 201 | Living Room | TRUE
204263 | 20426 | 3 | 71 | Kitchen | TRUE
204264 | 20426 | 4 | 52 | Laundry Room | TRUE
204265 | 20426 | 5 | 71 | Bedroom | TRUE
204266 | 20426 | 6 | 64 | Bathroom | TRUE
204267 | 20426 | 7 | 89 | Bedroom | TRUE
204268 | 20426 | 8 | 35 | Hall | TRUE
204269 | 20426 | 9 | 680 | Other | TRUE
204301 | 20430 | 1 | 40 | Bathroom | TRUE | no windows
204302 | 20430 | 2 | 113 | Bedroom | TRUE
204303 | 20430 | 3 | 120 | Office | TRUE
204304 | 20430 | 4 | 143 | Dining Room | TRUE
204305 | 20430 | 5 | 361 | Garage | FALSE | no windows
204306 | 20430 | 6 | 104 | Kitchen | TRUE
204307 | 20430 | 7 | 200 | Living Room | TRUE
204308 | 20430 | 8 | 40 | Bathroom | TRUE | no windows
204309 | 20430 | 9 | 172 | Master Bedroom | TRUE
2043010 | 20430 | 10 | 57 | Hall | TRUE | no windows
204331 | 20433 | 1 | 57 | Bathroom | TRUE
204332 | 20433 | 2 | 50 | Bathroom | TRUE
204333 | 20433 | 3 | 300 | Bedroom | TRUE
204334 | 20433 | 4 | 132 | Bedroom | TRUE
204335 | 20433 | 5 | 115 | Bedroom | TRUE
204336 | 20433 | 6 | 100 | Bedroom | TRUE
204337 | 20433 | 7 | 267 | Garage | FALSE
204338 | 20433 | 8 | 50 | Hall | TRUE
204339 | 20433 | 9 | 342 | Kitchen | TRUE
2043310 | 20433 | 10 | 128 | Living Room | TRUE
2043311 | 20433 | 11 | 137 | Laundry Room | TRUE
204401 | 20440 | 1 | 160 | Bedroom | TRUE
204402 | 20440 | 2 | 80 | Bathroom | TRUE
204403 | 20440 | 3 | 120 | Dining Room | TRUE
204404 | 20440 | 4 | 60 | Hall | TRUE | no windows but skylight
204405 | 20440 | 5 | 420 | Garage | FALSE
204406 | 20440 | 6 | 75 | Hall | TRUE
204407 | 20440 | 7 | 55 | Laundry Room | TRUE
204408 | 20440 | 8 | 260 | Living Room | TRUE
204409 | 20440 | 9 | 210 | Master Bedroom | TRUE
2044010 | 20440 | 10 | 92 | Bathroom | TRUE
2044011 | 20440 | 11 | 120 | Office | TRUE
2044012 | 20440 | 12 | 155 | Kitchen | TRUE
204451 | 20445 | 1 | 70 | Bathroom | TRUE
204452 | 20445 | 2 | 40 | Bathroom | TRUE | no windows
204453 | 20445 | 3 | 220 | Family Room | TRUE
204454 | 20445 | 4 | 60 | Closet | TRUE | no windows
204455 | 20445 | 5 | 320 | Kitchen | TRUE
204456 | 20445 | 6 | 330 | Living Room | TRUE
204457 | 20445 | 7 | 280 | Master Bedroom | TRUE
204458 | 20445 | 8 | 130 | Office | TRUE
204461 | 20446 | 1 | 40 | Bathroom | TRUE
204462 | 20446 | 2 | 130 | Bedroom | TRUE
204463 | 20446 | 3 | 125 | Bedroom | TRUE
204464 | 20446 | 4 | 17 | Hall | TRUE
204465 | 20446 | 5 | 270 | Kitchen | TRUE
204466 | 20446 | 6 | 162 | Living Room | TRUE
204481 | 20448 | 1 | 44 | Bathroom | TRUE
204482 | 20448 | 2 | 74 | Bathroom | TRUE | no windows
204483 | 20448 | 3 | 116 | Bedroom | TRUE
204484 | 20448 | 4 | 74 | Closet | TRUE | no windows
204485 | 20448 | 5 | 100 | Hall | TRUE | no windows
204486 | 20448 | 6 | 419 | Kitchen | TRUE
204487 | 20448 | 7 | 150 | Laundry Room | TRUE
204488 | 20448 | 8 | 484 | Living Room | TRUE
204489 | 20448 | 9 | 159 | Bedroom | TRUE
2044810 | 20448 | 10 | 67 | Office | TRUE | no windows
2044811 | 20448 | 11 | 150 | Other | FALSE | no windows
204571 | 20457 | 1 | 165 | Bathroom | TRUE
204572 | 20457 | 2 | 24 | Bathroom | TRUE | no windows
204573 | 20457 | 3 | 65 | Bathroom | TRUE
204574 | 20457 | 4 | 240 | Master Bedroom | TRUE
204575 | 20457 | 5 | 120 | Bedroom | TRUE
204576 | 20457 | 6 | 140 | Bedroom | TRUE
204577 | 20457 | 7 | 50 | Closet | TRUE | no windows
204578 | 20457 | 8 | 30 | Closet | TRUE | no windows
204579 | 20457 | 9 | 115 | Office | TRUE
2045710 | 20457 | 10 | 204 | Dining Room | TRUE
2045711 | 20457 | 11 | 830 | Garage | FALSE | no windows
2045712 | 20457 | 12 | 140 | Hall | TRUE | no windows
2045713 | 20457 | 13 | 200 | Hall | TRUE
2045714 | 20457 | 14 | 72 | Laundry Room | TRUE | no windows
2045715 | 20457 | 15 | 374 | Living Room | TRUE
204581 | 20458 | 1 | 90 | Bathroom | TRUE | no windows
204582 | 20458 | 2 | 216 | Bedroom | TRUE
204583 | 20458 | 3 | 132 | Bedroom | TRUE
204584 | 20458 | 4 | 160 | Other | FALSE
204585 | 20458 | 5 | 91 | Other | TRUE
204586 | 20458 | 6 | 1200 | Garage | FALSE | no windows
204587 | 20458 | 7 | 144 | Hall | TRUE
204588 | 20458 | 8 | 247 | Kitchen | TRUE
204589 | 20458 | 9 | 182 | Living Room | TRUE
2045810 | 20458 | 10 | 216 | Bedroom | TRUE
204661 | 20466 | 1 | 39 | Bathroom | TRUE
204662 | 20466 | 2 | 136 | Bedroom | TRUE
204663 | 20466 | 3 | 224 | Bedroom | TRUE
204664 | 20466 | 4 | 118 | Dining Room | TRUE
204665 | 20466 | 5 | 40 | Bathroom | TRUE
204666 | 20466 | 6 | 150 | Bedroom | TRUE
204667 | 20466 | 7 | 184 | Bedroom | TRUE
204668 | 20466 | 8 | 443 | Family Room | TRUE
204669 | 20466 | 9 | 30 | Hall | TRUE
2046610 | 20466 | 10 | 89 | Laundry Room | TRUE
2046611 | 20466 | 11 | 75 | Other | TRUE
2046612 | 20466 | 12 | 625 | Garage | FALSE
2046613 | 20466 | 13 | 121 | Kitchen | TRUE
2046614 | 20466 | 14 | 326 | Living Room | TRUE
2046615 | 20466 | 15 | 280 | Living Room | TRUE
2046616 | 20466 | 16 | 48 | Hall | TRUE
204691 | 20469 | 1 | 292 | Living Room | TRUE
204692 | 20469 | 2 | 29 | Bathroom | TRUE
204693 | 20469 | 3 | 60 | Dining Room | TRUE
204694 | 20469 | 4 | 113 | Hall | TRUE
204695 | 20469 | 5 | 178 | Family Room | TRUE
204696 | 20469 | 6 | 3 | Closet | TRUE
204697 | 20469 | 7 | 263 | Kitchen | TRUE
204698 | 20469 | 8 | 110 | Office | TRUE
204699 | 20469 | 9 | 67 | Bathroom | TRUE
2046910 | 20469 | 10 | 76 | Hall | TRUE
2046911 | 20469 | 11 | 54 | Laundry Room | TRUE
2046912 | 20469 | 12 | 107 | Bathroom | TRUE
2046913 | 20469 | 13 | 165 | Master Bedroom | TRUE
2046914 | 20469 | 14 | 37 | Closet | TRUE
2046915 | 20469 | 15 | 118 | Bedroom | TRUE
2046916 | 20469 | 16 | 16 | Closet | TRUE
2046917 | 20469 | 17 | 139 | Bedroom | TRUE
2046918 | 20469 | 18 | 9 | Closet | TRUE
2046919 | 20469 | 19 | 117 | Bedroom | TRUE
2046920 | 20469 | 20 | 42 | Bathroom | TRUE
2046921 | 20469 | 21 | 185 | Bedroom | TRUE
2046922 | 20469 | 22 | 304 | Family Room | TRUE
2046923 | 20469 | 23 | 34 | Hall | TRUE
2046924 | 20469 | 24 | 26 | Hall | TRUE
2046925 | 20469 | 25 | 85 | Closet | TRUE
2046926 | 20469 | 26 | 236 | Office | TRUE
2046927 | 20469 | 27 | 771 | Garage | FALSE
204721 | 20472 | 1 | 180 | Bedroom | TRUE
204722 | 20472 | 2 | 75 | Bathroom | TRUE
204723 | 20472 | 3 | 60 | Dining Room | TRUE
204724 | 20472 | 4 | 125 | Kitchen | TRUE
204725 | 20472 | 5 | 230 | Living Room | TRUE
204726 | 20472 | 6 | 110 | Bedroom | TRUE
204727 | 20472 | 7 | 125 | Bedroom | TRUE
204728 | 20472 | 8 | 60 | Bathroom | TRUE
204729 | 20472 | 9 | 18 | Closet | TRUE
2047210 | 20472 | 10 | 18 | Closet | TRUE
2047211 | 20472 | 11 |  | Garage | FALSE
2047212 | 20472 | 12 | 110 | Hall | TRUE
2047213 | 20472 | 13 | 175 | Kitchen | TRUE
2047214 | 20472 | 14 | 60 | Bathroom | TRUE
2047215 | 20472 | 15 | 140 | Office | TRUE
2047216 | 20472 | 16 | 415 | Living Room | TRUE
204771 | 20477 | 1 | 42 | Bathroom | TRUE | no windows
204772 | 20477 | 2 | 117 | Bedroom | TRUE
204773 | 20477 | 3 | 117 | Bedroom | TRUE
204774 | 20477 | 4 | 27 | Closet | TRUE | no windows
204775 | 20477 | 5 | 122 | Dining Room | TRUE
204776 | 20477 | 6 | 381 | Garage | FALSE
204777 | 20477 | 7 | 62 | Hall | TRUE | no windows
204778 | 20477 | 8 | 33 | Laundry Room | TRUE | no windows
204779 | 20477 | 9 | 284 | Living Room | TRUE
2047710 | 20477 | 10 | 42 | Bathroom | TRUE | no windows
2047711 | 20477 | 11 | 171 | Master Bedroom | TRUE
2047712 | 20477 | 12 | 99 | Kitchen | TRUE
204851 | 20485 | 1 | 70 | Bathroom | TRUE | NO WINDOWS
204852 | 20485 | 2 | 150 | Hall | TRUE | NO WINDOWS
204853 | 20485 | 3 | 126 | Bathroom | TRUE
204854 | 20485 | 4 | 259 | Bedroom | TRUE
204855 | 20485 | 5 | 227 | Bedroom | TRUE
204856 | 20485 | 6 | 122 | Other | TRUE | NO WINDOWS
204857 | 20485 | 7 | 366 | Other | TRUE | NO WINDOWS
204858 | 20485 | 8 | 250 | Hall | TRUE
204859 | 20485 | 9 | 423 | Family Room | TRUE | TV TIGHT IN CABINETS NO ACCESS TO PLUG OR BACK OF TV
2048510 | 20485 | 10 | 576 | Garage | FALSE | NO WINDOWS
2048511 | 20485 | 11 | 82 | Hall | TRUE | NO WINDOWS
2048512 | 20485 | 12 | 180 | Kitchen | TRUE
2048513 | 20485 | 13 | 522 | Living Room | TRUE
2048514 | 20485 | 14 | 77 | Bathroom | TRUE
2048515 | 20485 | 15 | 233 | Master Bedroom | TRUE
2048516 | 20485 | 16 | 320 | Other | TRUE | no label on tv
2048517 | 20485 | 17 | 203 | Hall | TRUE
2048518 | 20485 | 18 | 36 | Other | TRUE | no slab no insulaiton interior door to seperate from basement NO WINDOWS
2048519 | 20485 | 19 | 123 | Bedroom | TRUE | NO WINDOWS
2048520 | 20485 | 20 | 96 | Other | TRUE
204911 | 20491 | 1 | 198 | Kitchen | TRUE
204912 | 20491 | 2 | 197 | Bedroom | TRUE
204913 | 20491 | 3 | 294 | Bedroom | TRUE
204914 | 20491 | 4 | 338 | Living Room | TRUE
204915 | 20491 | 5 | 86 | Hall | TRUE | no windows
204916 | 20491 | 6 | 123 | Bathroom | TRUE
204917 | 20491 | 7 | 14 | Closet | TRUE | no windows
204918 | 20491 | 8 | 210 | Master Bedroom | TRUE
204919 | 20491 | 9 | 60 | Bathroom | TRUE
2049110 | 20491 | 10 | 155 | Bedroom | TRUE
2049111 | 20491 | 11 | 127 | Office | TRUE | no windows
205051 | 20505 | 1 | 75 | Bathroom | TRUE | no windows
205052 | 20505 | 2 | 420 | Bedroom | TRUE
205053 | 20505 | 3 | 320 | Bedroom | TRUE
205054 | 20505 | 4 | 250 | Bedroom | TRUE
205055 | 20505 | 5 | 145 | Dining Room | TRUE
205056 | 20505 | 6 | 400 | Family Room | TRUE
205057 | 20505 | 7 | 90 | Bathroom | TRUE | no windows
205058 | 20505 | 8 | 60 | Hall | TRUE | no windows
205059 | 20505 | 9 | 50 | Hall | TRUE | no windows
2050510 | 20505 | 10 | 445 | Kitchen | TRUE
2050511 | 20505 | 11 | 75 | Bathroom | TRUE | no windows
2050512 | 20505 | 12 | 430 | Master Bedroom | TRUE
2050513 | 20505 | 13 | 445 | Other | TRUE | no windows
2050514 | 20505 | 14 | 300 | Living Room | TRUE
205161 | 20516 | 1 | 40 | Bathroom | TRUE
205162 | 20516 | 2 | 50 | Bathroom | TRUE
205163 | 20516 | 3 | 130 | Bedroom | TRUE
205164 | 20516 | 4 | 96 | Dining Room | TRUE
205165 | 20516 | 5 | 400 | Garage | FALSE
205166 | 20516 | 6 | 85 | Hall | TRUE
205167 | 20516 | 7 | 250 | Kitchen | TRUE
205168 | 20516 | 8 | 225 | Living Room | TRUE
205169 | 20516 | 9 | 180 | Master Bedroom | TRUE
2051610 | 20516 | 10 | 110 | Office | TRUE
205401 | 20540 | 1 | 52 | Bathroom | TRUE | no windows
205402 | 20540 | 2 | 29 | Bathroom | TRUE | no windows but skylight
205403 | 20540 | 3 | 32 | Closet | TRUE | no windows
205404 | 20540 | 4 | 95 | Bedroom | TRUE
205405 | 20540 | 5 | 145 | Bedroom | TRUE
205406 | 20540 | 6 | 32 | Closet | TRUE | no windows
205407 | 20540 | 7 | 78 | Other | TRUE
205408 | 20540 | 8 | 230 | Family Room | TRUE
205409 | 20540 | 9 | 1200 | Garage | FALSE
2054010 | 20540 | 10 | 120 | Hall | TRUE | no windows
2054011 | 20540 | 11 | 345 | Kitchen | TRUE
2054012 | 20540 | 12 | 85 | Living Room | TRUE
2054013 | 20540 | 13 | 450 | Living Room | TRUE
2054014 | 20540 | 14 | 155 | Bathroom | TRUE
2054015 | 20540 | 15 | 262 | Master Bedroom | TRUE
2054016 | 20540 | 16 | 75 | Closet | TRUE | no windows
2054017 | 20540 | 17 | 135 | Office | TRUE
2054018 | 20540 | 18 | 650 | Other | TRUE
205471 | 20547 | 1 | 84 | Bathroom | TRUE
205472 | 20547 | 2 | 108 | Bedroom | TRUE
205473 | 20547 | 3 | 160 | Bedroom | TRUE
205474 | 20547 | 4 | 157 | Bedroom | TRUE
205475 | 20547 | 5 | 486 | Dining Room | TRUE
205476 | 20547 | 6 | 351 | Living Room | TRUE | Unable to gather model number and TV wattage due to location of TV mounting bracket
205477 | 20547 | 7 | 604 | Garage | FALSE | no windows
205478 | 20547 | 8 | 44 | Hall | TRUE | no windows
205479 | 20547 | 9 | 92 | Hall | TRUE | no windows
2054710 | 20547 | 10 | 121 | Kitchen | TRUE
2054711 | 20547 | 11 | 355 | Master Bedroom | TRUE
2054712 | 20547 | 12 | 524 | Office | TRUE
2054713 | 20547 | 13 | 126 | Other | TRUE
2054714 | 20547 | 14 | 79 | Laundry Room | TRUE | no windows
205531 | 20553 | 1 | 51 | Bathroom | TRUE
205532 | 20553 | 2 | 60 | Bathroom | TRUE
205533 | 20553 | 3 | 133 | Bedroom | TRUE
205534 | 20553 | 4 | 227 | Bedroom | TRUE
205535 | 20553 | 5 | 139 | Bedroom | TRUE
205536 | 20553 | 6 | 598 | Other | TRUE
205537 | 20553 | 7 | 46 | Closet | TRUE
205538 | 20553 | 8 | 207 | Dining Room | TRUE
205539 | 20553 | 9 | 215 | Family Room | TRUE
2055310 | 20553 | 10 | 195 | Kitchen | TRUE
2055311 | 20553 | 11 | 467 | Living Room | TRUE
2055312 | 20553 | 12 | 217 | Office | TRUE
2055313 | 20553 | 13 | 130 | Other | TRUE
205591 | 20559 | 1 | 94 | Bedroom | TRUE | no manafacturer name on tv just a D on front
205592 | 20559 | 2 | 161 | Kitchen | TRUE
205593 | 20559 | 3 | 147 | Living Room | TRUE
205594 | 20559 | 4 | 46 | Hall | TRUE | no light bulb in lightv no windows
205595 | 20559 | 5 | 65 | Bathroom | TRUE
205596 | 20559 | 6 | 161 | Hall | TRUE
205597 | 20559 | 7 | 83 | Bedroom | TRUE | NO LIGHT BULB IN LIGHT FIXTURE
205598 | 20559 | 8 | 57 | Laundry Room | TRUE
205651 | 20565 | 1 | 150 | Dining Room | TRUE
205652 | 20565 | 2 | 69 | Hall | TRUE | no windows
205653 | 20565 | 3 | 156 | Bedroom | TRUE
205654 | 20565 | 4 | 40 | Bathroom | TRUE | no windows
205655 | 20565 | 5 | 149 | Bedroom | TRUE
205656 | 20565 | 6 | 267 | Master Bedroom | TRUE
205657 | 20565 | 7 | 47 | Closet | TRUE | no windows
205658 | 20565 | 8 | 76 | Bathroom | TRUE
205659 | 20565 | 9 | 545 | Garage | FALSE | no windows
2056510 | 20565 | 10 | 264 | Living Room | TRUE
2056511 | 20565 | 11 | 108 | Hall | TRUE | no windows
2056512 | 20565 | 12 | 304 | Family Room | TRUE
2056513 | 20565 | 13 | 162 | Kitchen | TRUE
2056514 | 20565 | 14 | 23 | Bathroom | TRUE | no windows
2056515 | 20565 | 15 | 58 | Laundry Room | TRUE | no windows
2056516 | 20565 | 16 | 313 | Office | TRUE
2056517 | 20565 | 17 | 145 | Office | TRUE
205741 | 20574 | 1 | 50 | Bathroom | TRUE | no windows
205742 | 20574 | 2 | 45 | Bathroom | TRUE | no windows
205743 | 20574 | 3 | 245 | Bedroom | TRUE
205744 | 20574 | 4 | 110 | Bedroom | TRUE
205745 | 20574 | 5 | 120 | Bedroom | TRUE
205746 | 20574 | 6 | 35 | Closet | TRUE | no windows
205747 | 20574 | 7 | 275 | Living Room | TRUE
205748 | 20574 | 8 | 470 | Garage | FALSE | unconditioned space no windows recorded
205749 | 20574 | 9 | 35 | Hall | TRUE | no windows
2057410 | 20574 | 10 | 180 | Kitchen | TRUE
2057411 | 20574 | 11 | 275 | Living Room | TRUE
205861 | 20586 | 1 | 413 | Kitchen | TRUE | wall mounted and plug behind the tv. cant get to it
205862 | 20586 | 2 | 195 | Bathroom | TRUE
205863 | 20586 | 3 | 357 | Living Room | TRUE
205864 | 20586 | 4 | 50 | Bathroom | TRUE
205865 | 20586 | 5 | 217 | Master Bedroom | TRUE
205866 | 20586 | 6 | 127 | Laundry Room | TRUE
205867 | 20586 | 7 |  | Garage | FALSE
205868 | 20586 | 8 | 145 | Hall | TRUE
205869 | 20586 | 9 | 514 | Family Room | TRUE | tvs were not hooked up and are in need of repair. they will be hooked up in the future.
2058610 | 20586 | 10 | 212 | Bedroom | TRUE
205931 | 20593 | 1 | 54 | Bathroom | TRUE
205932 | 20593 | 2 | 182 | Bedroom | TRUE
205933 | 20593 | 3 | 90 | Other | TRUE
205934 | 20593 | 4 | 410 | Family Room | TRUE
205935 | 20593 | 5 | 890 | Garage | FALSE
205936 | 20593 | 6 | 65 | Hall | TRUE
205937 | 20593 | 7 | 247 | Kitchen | TRUE
205938 | 20593 | 8 | 100 | Laundry Room | TRUE
205939 | 20593 | 9 | 276 | Living Room | TRUE
2059310 | 20593 | 10 | 76 | Bathroom | TRUE
2059311 | 20593 | 11 | 304 | Master Bedroom | TRUE
2059312 | 20593 | 12 | 48 | Closet | TRUE
2059313 | 20593 | 13 | 244 | Office | TRUE
2059314 | 20593 | 14 | 244 | Office | TRUE
2059315 | 20593 | 15 | 92 | Other | TRUE
205951 | 20595 | 1 | 113 | Laundry Room | TRUE | no windows
205952 | 20595 | 2 | 237 | Bedroom | TRUE
205953 | 20595 | 3 | 50 | Hall | TRUE | no windows
205954 | 20595 | 4 | 40 | Bathroom | TRUE
205955 | 20595 | 5 | 130 | Bedroom | TRUE
205956 | 20595 | 6 | 130 | Bedroom | TRUE
205957 | 20595 | 7 | 130 | Bedroom | TRUE
205958 | 20595 | 8 | 40 | Hall | TRUE | no windows
205959 | 20595 | 9 | 216 | Living Room | TRUE
2059510 | 20595 | 10 | 230 | Kitchen | TRUE
2059511 | 20595 | 11 | 73 | Bathroom | TRUE | no windows
2059512 | 20595 | 12 | 300 | Office | TRUE
206011 | 20601 | 1 | 100 | Bathroom | TRUE
206012 | 20601 | 2 | 170 | Bedroom | TRUE
206013 | 20601 | 3 | 120 | Bedroom | TRUE
206014 | 20601 | 4 | 140 | Bedroom | TRUE
206015 | 20601 | 5 | 90 | Closet | TRUE
206016 | 20601 | 6 | 125 | Dining Room | TRUE
206017 | 20601 | 7 | 25 | Hall | TRUE
206018 | 20601 | 8 | 125 | Kitchen | TRUE
206019 | 20601 | 9 | 190 | Laundry Room | TRUE
2060110 | 20601 | 10 | 445 | Living Room | TRUE
2060111 | 20601 | 11 | 110 | Hall | TRUE
2060112 | 20601 | 12 | 95 | Hall | TRUE
2060113 | 20601 | 13 | 90 | Closet | TRUE
206031 | 20603 | 1 | 256 | Kitchen | TRUE
206032 | 20603 | 2 | 81 | Hall | TRUE
206033 | 20603 | 3 | 836 | Family Room | TRUE
206034 | 20603 | 4 | 49 | Closet | TRUE
206035 | 20603 | 5 | 200 | Bedroom | TRUE
206036 | 20603 | 6 | 35 | Bedroom | TRUE
206037 | 20603 | 7 | 66 | Bathroom | TRUE
206038 | 20603 | 8 | 188 | Bedroom | TRUE
206039 | 20603 | 9 | 83 | Closet | TRUE
2060310 | 20603 | 10 | 70 | Other | TRUE
2060311 | 20603 | 11 | 255 | Living Room | TRUE
2060312 | 20603 | 12 | 244 | Hall | TRUE
2060313 | 20603 | 13 | 177 | Office | TRUE
2060314 | 20603 | 14 | 257 | Master Bedroom | TRUE
2060315 | 20603 | 15 | 156 | Bathroom | TRUE
2060316 | 20603 | 16 | 46 | Bathroom | TRUE
2060317 | 20603 | 17 | 161 | Bedroom | TRUE
2060318 | 20603 | 18 | 67 | Laundry Room | TRUE
206061 | 20606 | 1 |  | Other | FALSE
206062 | 20606 | 2 |  | Hall | TRUE
206063 | 20606 | 3 | 72 | Bathroom | TRUE
206064 | 20606 | 4 | 63 | Dining Room | TRUE
206065 | 20606 | 5 | 15 | Hall | TRUE
206066 | 20606 | 6 | 285 | Family Room | TRUE
206067 | 20606 | 7 | 35 | Hall | TRUE
206068 | 20606 | 8 | 120 | Kitchen | TRUE
206069 | 20606 | 9 | 200 | Master Bedroom | TRUE
2060610 | 20606 | 10 | 170 | Bedroom | TRUE
2060611 | 20606 | 11 | 112 | Bathroom | TRUE
2060612 | 20606 | 12 | 40 | Hall | TRUE
2060613 | 20606 | 13 | 117 | Bedroom | TRUE
2060614 | 20606 | 14 | 210 | Laundry Room | TRUE
2060615 | 20606 | 15 | 120 | Hall | TRUE
206121 | 20612 | 1 | 27 | Bathroom | TRUE
206122 | 20612 | 2 | 55 | Bathroom | TRUE
206123 | 20612 | 3 | 138 | Bedroom | TRUE
206124 | 20612 | 4 | 436 | Family Room | TRUE | converted garage
206125 | 20612 | 5 | 62 | Hall | TRUE
206126 | 20612 | 6 | 348 | Kitchen | TRUE
206127 | 20612 | 7 | 210 | Master Bedroom | TRUE
206128 | 20612 | 8 | 203 | Office | TRUE
206131 | 20613 | 1 | 206 | Living Room | TRUE
206132 | 20613 | 2 | 61 | Closet | TRUE
206133 | 20613 | 3 | 59 | Bathroom | TRUE | no windows
206134 | 20613 | 4 | 161 | Bedroom | TRUE
206135 | 20613 | 5 | 95 | Laundry Room | TRUE
206136 | 20613 | 6 | 380 | Family Room | TRUE
206137 | 20613 | 7 | 76 | Hall | TRUE
206138 | 20613 | 8 | 314 | Other | TRUE | no windows
206139 | 20613 | 9 | 146 | Office | TRUE
2061310 | 20613 | 10 | 241 | Kitchen | TRUE
2061311 | 20613 | 11 | 240 | Dining Room | TRUE
2061312 | 20613 | 12 | 382 | Family Room | TRUE
2061313 | 20613 | 13 | 223 | Hall | TRUE
2061314 | 20613 | 14 | 105 | Bedroom | TRUE
2061315 | 20613 | 15 | 126 | Bedroom | TRUE
2061316 | 20613 | 16 | 72 | Bathroom | TRUE
2061317 | 20613 | 17 | 150 | Master Bedroom | TRUE
206181 | 20618 | 1 | 130 | Bedroom | TRUE
206182 | 20618 | 2 | 130 | Bedroom | TRUE
206183 | 20618 | 3 | 60 | Bathroom | TRUE
206184 | 20618 | 4 | 120 | Bedroom | TRUE
206185 | 20618 | 5 | 60 | Hall | TRUE
206186 | 20618 | 6 | 140 | Kitchen | TRUE
206187 | 20618 | 7 | 200 | Living Room | TRUE | primary tvcould notbemoved for dati g or model#
206191 | 20619 | 1 | 45 | Bathroom | TRUE | no windows
206192 | 20619 | 2 | 170 | Bedroom | TRUE
206193 | 20619 | 3 | 70 | Dining Room | TRUE
206194 | 20619 | 4 | 115 | Dining Room | TRUE
206195 | 20619 | 5 | 350 | Living Room | TRUE
206196 | 20619 | 6 | 400 | Garage | FALSE | no windows
206197 | 20619 | 7 | 50 | Hall | TRUE | no windows
206198 | 20619 | 8 | 80 | Hall | TRUE | no windows
206199 | 20619 | 9 | 100 | Kitchen | TRUE
2061910 | 20619 | 10 | 60 | Bathroom | TRUE
2061911 | 20619 | 11 | 160 | Master Bedroom | TRUE
2061912 | 20619 | 12 | 450 | Family Room | TRUE
2061913 | 20619 | 13 | 25 | Bathroom | TRUE | no windows
2061914 | 20619 | 14 | 160 | Bedroom | TRUE
2061915 | 20619 | 15 | 150 | Bedroom | TRUE
2061916 | 20619 | 16 | 100 | Laundry Room | TRUE | no windows
206261 | 20626 | 1 | 56 | Bathroom | TRUE | no windows
206262 | 20626 | 2 | 93 | Laundry Room | TRUE | no windows
206263 | 20626 | 3 | 184 | Kitchen | TRUE | could not find a model # on TV anywhere
206264 | 20626 | 4 | 165 | Dining Room | TRUE
206265 | 20626 | 5 | 965 | Other | TRUE
206266 | 20626 | 6 | 359 | Family Room | TRUE
206267 | 20626 | 7 | 128 | Bathroom | TRUE
206268 | 20626 | 8 | 220 | Master Bedroom | TRUE
206269 | 20626 | 9 | 69 | Closet | TRUE | no windows
2062610 | 20626 | 10 | 381 | Living Room | TRUE
2062611 | 20626 | 11 | 41 | Hall | TRUE | no windows
2062612 | 20626 | 12 | 142 | Bedroom | TRUE
2062613 | 20626 | 13 | 43 | Bathroom | TRUE | no windows
206321 | 20632 | 1 | 684 | Living Room | TRUE
206322 | 20632 | 2 | 220 | Bedroom | TRUE
206323 | 20632 | 3 | 295 | Bedroom | TRUE
206324 | 20632 | 4 | 405 | Office | TRUE
206325 | 20632 | 5 | 75 | Closet | TRUE
206326 | 20632 | 6 | 83 | Bathroom | TRUE
206327 | 20632 | 7 | 494 | Other | TRUE
206328 | 20632 | 8 | 209 | Other | TRUE
206329 | 20632 | 9 | 581 | Master Bedroom | TRUE
2063210 | 20632 | 10 | 171 | Bathroom | TRUE
2063211 | 20632 | 11 | 216 | Other | TRUE
2063212 | 20632 | 12 | 300 | Kitchen | TRUE
2063213 | 20632 | 13 | 170 | Laundry Room | TRUE
2063214 | 20632 | 14 | 145 | Hall | TRUE
206351 | 20635 | 1 | 60 | Bathroom | TRUE
206352 | 20635 | 2 | 180 | Bedroom | TRUE
206353 | 20635 | 3 | 120 | Bedroom | TRUE
206354 | 20635 | 4 | 50 | Bathroom | TRUE
206355 | 20635 | 5 | 80 | Bedroom | TRUE
206356 | 20635 | 6 | 130 | Bedroom | TRUE
206357 | 20635 | 7 | 135 | Bedroom | TRUE
206358 | 20635 | 8 | 185 | Family Room | TRUE
206359 | 20635 | 9 | 50 | Hall | TRUE
2063510 | 20635 | 10 |  | Garage | FALSE
2063511 | 20635 | 11 | 25 | Hall | TRUE
2063512 | 20635 | 12 | 135 | Kitchen | TRUE
2063513 | 20635 | 13 | 180 | Laundry Room | TRUE
2063514 | 20635 | 14 | 290 | Living Room | TRUE
206461 | 20646 | 1 | 65 | Closet | TRUE
206462 | 20646 | 2 | 90 | Bathroom | TRUE
206463 | 20646 | 3 | 120 | Bedroom | TRUE
206464 | 20646 | 4 | 65 | Bedroom | TRUE
206465 | 20646 | 5 | 395 | Other | TRUE
206466 | 20646 | 6 | 340 | Other | TRUE
206467 | 20646 | 7 | 195 | Kitchen | TRUE
206468 | 20646 | 8 | 195 | Living Room | TRUE
206469 | 20646 | 9 | 40 | Closet | TRUE
2064610 | 20646 | 10 | 75 | Hall | TRUE
206501 | 20650 | 1 | 46 | Bathroom | TRUE | no windows
206502 | 20650 | 2 | 170 | Bedroom | TRUE
206503 | 20650 | 3 | 136 | Bedroom | TRUE
206504 | 20650 | 4 | 80 | Garage | TRUE
206505 | 20650 | 5 | 50 | Hall | TRUE | no windows
206506 | 20650 | 6 | 75 | Kitchen | TRUE
206507 | 20650 | 7 | 65 | Laundry Room | TRUE | no windows
206508 | 20650 | 8 | 223 | Living Room | TRUE
206509 | 20650 | 9 | 96 | Office | TRUE
206711 | 20671 | 1 | 68 | Bathroom | TRUE
206712 | 20671 | 2 | 80 | Bedroom | TRUE
206713 | 20671 | 3 | 193 | Kitchen | TRUE
206851 | 20685 | 1 | 50 | Bathroom | TRUE
206852 | 20685 | 2 | 165 | Bedroom | TRUE
206853 | 20685 | 3 | 175 | Office | TRUE
206854 | 20685 | 4 | 175 | Dining Room | TRUE
206855 | 20685 | 5 | 85 | Hall | TRUE
206856 | 20685 | 6 | 440 | Garage | FALSE
206857 | 20685 | 7 | 65 | Hall | TRUE
206858 | 20685 | 8 | 165 | Kitchen | TRUE
206859 | 20685 | 9 | 75 | Laundry Room | TRUE
2068510 | 20685 | 10 | 260 | Living Room | TRUE
2068511 | 20685 | 11 | 88 | Bathroom | TRUE
2068512 | 20685 | 12 | 200 | Master Bedroom | TRUE
2068513 | 20685 | 13 | 60 | Closet | TRUE
206881 | 20688 | 1 | 48 | Bathroom | TRUE | no windows
206882 | 20688 | 2 | 110 | Bedroom | TRUE | incandescent rope light watts?
206883 | 20688 | 3 | 110 | Bedroom | TRUE
206884 | 20688 | 4 | 188 | Family Room | TRUE
206885 | 20688 | 5 | 410 | Garage | FALSE
206886 | 20688 | 6 | 100 | Kitchen | TRUE | 2x2 pantry inc in kitchen
206887 | 20688 | 7 | 50 | Laundry Room | TRUE | no windows
206888 | 20688 | 8 | 270 | Living Room | TRUE
206889 | 20688 | 9 | 48 | Bathroom | TRUE | no windows
2068810 | 20688 | 10 | 210 | Master Bedroom | TRUE
2068811 | 20688 | 11 | 96 | Dining Room | TRUE
207021 | 20702 | 1 | 56 | Bathroom | TRUE
207022 | 20702 | 2 | 189 | Bedroom | TRUE
207023 | 20702 | 3 | 205 | Bedroom | TRUE
207024 | 20702 | 4 | 884 | Other | TRUE
207025 | 20702 | 5 | 215 | Kitchen | TRUE
207026 | 20702 | 6 | 62 | Laundry Room | TRUE
207027 | 20702 | 7 | 210 | Living Room | TRUE
207028 | 20702 | 8 | 190 | Master Bedroom | TRUE
207029 | 20702 | 9 | 91 | Closet | TRUE
2070210 | 20702 | 10 | 117 | Other | TRUE
2070211 | 20702 | 11 | 73 | Other | FALSE
2070212 | 20702 | 12 | 33 | Hall | TRUE
207071 | 20707 | 1 | 270 | Living Room | TRUE
207072 | 20707 | 2 | 50 | Bathroom | TRUE | no windows
207073 | 20707 | 3 | 150 | Bedroom | TRUE
207074 | 20707 | 4 | 154 | Bedroom | TRUE
207075 | 20707 | 5 | 154 | Bedroom | TRUE
207076 | 20707 | 6 | 98 | Dining Room | TRUE
207077 | 20707 | 7 | 27 | Hall | TRUE | no windows
207078 | 20707 | 8 | 68 | Kitchen | TRUE
207079 | 20707 | 9 | 57 | Laundry Room | TRUE | no windows
2070710 | 20707 | 10 | 290 | Living Room | TRUE
2070711 | 20707 | 11 | 70 | Bathroom | TRUE | no windows
2070712 | 20707 | 12 | 342 | Bedroom | TRUE
2070713 | 20707 | 13 | 132 | Other | TRUE
2070714 | 20707 | 14 | 88 | Other | TRUE | no windows
207121 | 20712 | 1 | 35 | Bathroom | TRUE
207122 | 20712 | 2 | 120 | Bedroom | TRUE
207123 | 20712 | 3 | 160 | Dining Room | TRUE
207124 | 20712 | 4 | 250 | Hall | TRUE
207125 | 20712 | 5 | 480 | Other | TRUE
207126 | 20712 | 6 | 200 | Kitchen | TRUE
207127 | 20712 | 7 | 75 | Laundry Room | TRUE
207128 | 20712 | 8 | 270 | Living Room | TRUE
207129 | 20712 | 9 | 100 | Bathroom | TRUE
2071210 | 20712 | 10 | 233 | Master Bedroom | TRUE
2071211 | 20712 | 11 | 70 | Closet | TRUE | no windows
2071212 | 20712 | 12 | 50 | Kitchen | TRUE
2071213 | 20712 | 13 | 32 | Other | TRUE | no windows
207161 | 20716 | 1 | 81 | Bathroom | TRUE
207162 | 20716 | 2 | 55 | Bathroom | TRUE | no windows but skylight
207163 | 20716 | 3 | 55 | Bathroom | TRUE
207164 | 20716 | 4 | 140 | Bedroom | TRUE
207165 | 20716 | 5 | 155 | Bedroom | TRUE
207166 | 20716 | 6 | 163 | Bedroom | TRUE
207167 | 20716 | 7 | 226 | Bedroom | TRUE
207168 | 20716 | 8 | 225 | Dining Room | TRUE
207169 | 20716 | 9 | 90 | Hall | TRUE
2071610 | 20716 | 10 | 200 | Family Room | TRUE
2071611 | 20716 | 11 | 877 | Garage | FALSE
2071612 | 20716 | 12 | 70 | Hall | TRUE | no windows
2071613 | 20716 | 13 | 365 | Office | TRUE
2071614 | 20716 | 14 | 175 | Other | TRUE | no windows
207461 | 20746 | 1 | 200 | Other | TRUE
207462 | 20746 | 2 | 110 | Bathroom | TRUE
207463 | 20746 | 3 | 65 | Bathroom | TRUE
207464 | 20746 | 4 | 30 | Bathroom | TRUE
207465 | 20746 | 5 | 170 | Bedroom | TRUE
207466 | 20746 | 6 | 150 | Bedroom | TRUE
207467 | 20746 | 7 | 270 | Family Room | TRUE
207468 | 20746 | 8 | 270 | Office | TRUE
207469 | 20746 | 9 | 50 | Closet | TRUE
2074610 | 20746 | 10 | 120 | Closet | TRUE
2074611 | 20746 | 11 | 270 | Dining Room | TRUE
2074612 | 20746 | 12 | 45 | Hall | TRUE
2074613 | 20746 | 13 | 270 | Living Room | TRUE
2074614 | 20746 | 14 | 180 | Master Bedroom | TRUE
2074615 | 20746 | 15 | 40 | Closet | TRUE
2074616 | 20746 | 16 | 120 | Hall | TRUE
207481 | 20748 | 1 | 63 | Closet | TRUE
207482 | 20748 | 2 | 608 | Garage | FALSE
207483 | 20748 | 3 | 310 | Other | TRUE
207484 | 20748 | 4 | 100 | Other | TRUE
207485 | 20748 | 5 | 821 | Other | TRUE
207486 | 20748 | 6 | 180 | Bedroom | TRUE
207487 | 20748 | 7 | 107 | Hall | TRUE
207488 | 20748 | 8 | 68 | Bathroom | TRUE
207489 | 20748 | 9 | 134 | Bedroom | TRUE
2074810 | 20748 | 10 | 760 | Living Room | TRUE
2074811 | 20748 | 11 | 80 | Laundry Room | TRUE
2074812 | 20748 | 12 | 239 | Master Bedroom | TRUE
2074813 | 20748 | 13 | 117 | Bathroom | TRUE
207531 | 20753 | 1 | 65 | Bathroom | TRUE
207532 | 20753 | 2 | 150 | Bedroom | TRUE
207533 | 20753 | 3 | 120 | Bedroom | TRUE
207534 | 20753 | 4 | 150 | Dining Room | TRUE
207535 | 20753 | 5 | 130 | Hall | TRUE
207536 | 20753 | 6 | 250 | Garage | FALSE
207537 | 20753 | 7 | 75 | Hall | TRUE
207538 | 20753 | 8 | 200 | Kitchen | TRUE
207539 | 20753 | 9 | 155 | Laundry Room | TRUE
2075310 | 20753 | 10 | 150 | Living Room | TRUE
2075311 | 20753 | 11 | 70 | Bathroom | TRUE
2075312 | 20753 | 12 | 175 | Master Bedroom | TRUE
2075313 | 20753 | 13 | 185 | Other | TRUE
207581 | 20758 | 1 | 69 | Bathroom | TRUE
207582 | 20758 | 2 | 45 | Bathroom | TRUE
207583 | 20758 | 3 | 203 | Master Bedroom | TRUE
207584 | 20758 | 4 | 146 | Bedroom | TRUE
207585 | 20758 | 5 | 150 | Bedroom | TRUE
207586 | 20758 | 6 | 161 | Dining Room | TRUE
207587 | 20758 | 7 | 28 | Hall | TRUE
207588 | 20758 | 8 | 42 | Other | TRUE
207589 | 20758 | 9 | 173 | Kitchen | TRUE
2075810 | 20758 | 10 | 89 | Laundry Room | TRUE
2075811 | 20758 | 11 | 270 | Living Room | TRUE
2075812 | 20758 | 12 | 146 | Office | TRUE
207701 | 20770 | 1 | 70 | Bathroom | TRUE | no windows
207702 | 20770 | 2 | 55 | Bathroom | TRUE | no windows
207703 | 20770 | 3 | 18 | Bathroom | TRUE | no windows
207704 | 20770 | 4 | 175 | Master Bedroom | TRUE
207705 | 20770 | 5 | 110 | Bedroom | TRUE
207706 | 20770 | 6 | 155 | Bedroom | TRUE
207707 | 20770 | 7 | 110 | Bedroom | TRUE
207708 | 20770 | 8 | 60 | Closet | TRUE | no windows
207709 | 20770 | 9 | 160 | Dining Room | TRUE
2077010 | 20770 | 10 | 135 | Family Room | TRUE
2077011 | 20770 | 11 | 400 | Garage | FALSE | no windows
2077012 | 20770 | 12 | 45 | Hall | TRUE | no windows
2077013 | 20770 | 13 | 200 | Kitchen | TRUE
2077014 | 20770 | 14 | 280 | Living Room | TRUE
2077015 | 20770 | 15 | 155 | Hall | TRUE
207751 | 20775 | 1 | 72 | Bathroom | TRUE
207752 | 20775 | 2 | 50 | Bathroom | TRUE
207753 | 20775 | 3 | 129 | Bedroom | TRUE
207754 | 20775 | 4 | 145 | Bedroom | TRUE
207755 | 20775 | 5 | 223 | Bedroom | TRUE
207756 | 20775 | 6 | 184 | Dining Room | TRUE
207757 | 20775 | 7 | 72 | Hall | TRUE
207758 | 20775 | 8 | 384 | Family Room | TRUE
207759 | 20775 | 9 | 163 | Hall | TRUE
2077510 | 20775 | 10 | 142 | Hall | TRUE
2077511 | 20775 | 11 | 247 | Kitchen | TRUE
2077512 | 20775 | 12 | 123 | Laundry Room | TRUE
2077513 | 20775 | 13 | 304 | Living Room | TRUE
2077514 | 20775 | 14 | 94 | Bathroom | TRUE
2077515 | 20775 | 15 | 215 | Master Bedroom | TRUE
2077516 | 20775 | 16 | 53 | Closet | TRUE
2077517 | 20775 | 17 | 151 | Office | TRUE
2077518 | 20775 | 18 | 34 | Closet | TRUE
2077519 | 20775 | 19 | 138 | Hall | TRUE
2077520 | 20775 | 20 | 294 | Other | TRUE
2077521 | 20775 | 21 | 46 | Closet | TRUE
2077522 | 20775 | 22 | 284 | Other | TRUE
207771 | 20777 | 1 | 250 | Bathroom | TRUE | no windows
207772 | 20777 | 2 | 140 | Other | TRUE | no windows
207773 | 20777 | 3 | 275 | Other | TRUE | no windows
207774 | 20777 | 4 | 45 | Bathroom | TRUE
207775 | 20777 | 5 | 40 | Bathroom | TRUE
207776 | 20777 | 6 | 165 | Master Bedroom | TRUE
207777 | 20777 | 7 | 120 | Office | TRUE
207778 | 20777 | 8 | 145 | Bedroom | TRUE | no windows
207779 | 20777 | 9 | 150 | Bedroom | TRUE | no windows
2077710 | 20777 | 10 | 90 | Office | TRUE | no windows
2077711 | 20777 | 11 | 300 | Kitchen | TRUE
2077712 | 20777 | 12 | 85 | Laundry Room | TRUE | no windows
2077713 | 20777 | 13 | 585 | Living Room | TRUE
2077714 | 20777 | 14 | 160 | Other | TRUE
207781 | 20778 | 1 | 86 | Bedroom | TRUE | lofted
207782 | 20778 | 2 | 86 | Bedroom | TRUE
207783 | 20778 | 3 | 100 | Bedroom | TRUE
207784 | 20778 | 4 | 165 | Bedroom | TRUE | rarely used
207785 | 20778 | 5 | 140 | Kitchen | TRUE
207786 | 20778 | 6 | 55 | Laundry Room | TRUE
207787 | 20778 | 7 | 260 | Living Room | TRUE
207788 | 20778 | 8 | 226 | Master Bedroom | TRUE
207789 | 20778 | 9 | 170 | Bathroom | TRUE
2077810 | 20778 | 10 | 200 | Bedroom | TRUE
2077811 | 20778 | 11 | 200 | Living Room | TRUE | Strawbale house ran off of an extension cord from main house
2077812 | 20778 | 12 | 200 | Kitchen | TRUE
2077813 | 20778 | 13 | 348 | Other | TRUE
207791 | 20779 | 1 | 72 | Bathroom | TRUE
207792 | 20779 | 2 | 40 | Bathroom | TRUE
207793 | 20779 | 3 | 140 | Bedroom | TRUE
207794 | 20779 | 4 | 89 | Bedroom | TRUE
207795 | 20779 | 5 | 130 | Bedroom | TRUE
207796 | 20779 | 6 | 10 | Closet | TRUE | no windows
207797 | 20779 | 7 | 79 | Closet | TRUE | no windows
207798 | 20779 | 8 | 150 | Dining Room | TRUE
207799 | 20779 | 9 | 260 | Family Room | TRUE
2077910 | 20779 | 10 | 102 | Hall | TRUE
2077911 | 20779 | 11 | 56 | Hall | TRUE | no windows
2077912 | 20779 | 12 | 162 | Kitchen | TRUE | no windows
2077913 | 20779 | 13 | 50 | Laundry Room | TRUE
2077914 | 20779 | 14 | 166 | Other | TRUE
2077915 | 20779 | 15 | 26 | Other | TRUE | no windows
2077916 | 20779 | 16 | 155 | Other | TRUE
2077917 | 20779 | 17 | 275 | Other | TRUE
207831 | 20783 | 1 | 65 | Bathroom | TRUE
207832 | 20783 | 2 | 50 | Bathroom | TRUE
207833 | 20783 | 3 | 110 | Bedroom | TRUE
207834 | 20783 | 4 | 160 | Bedroom | TRUE
207835 | 20783 | 5 | 130 | Dining Room | TRUE
207836 | 20783 | 6 | 25 | Kitchen | TRUE | no windows
207837 | 20783 | 7 | 50 | Hall | TRUE | no windows
207838 | 20783 | 8 | 120 | Kitchen | TRUE
207839 | 20783 | 9 | 45 | Laundry Room | TRUE | no windows
2078310 | 20783 | 10 | 200 | Living Room | TRUE
2078311 | 20783 | 11 | 250 | Master Bedroom | TRUE
2078312 | 20783 | 12 | 120 | Office | TRUE
207921 | 20792 | 1 | 1222 | Other | FALSE | UN INSULATED BASEMENT FLOOR ABOVE IS INSULATED
207922 | 20792 | 2 | 38 | Bathroom | TRUE | no windows
207923 | 20792 | 3 | 209 | Kitchen | TRUE
207924 | 20792 | 4 | 572 | Garage | FALSE | no windows
207925 | 20792 | 5 | 140 | Hall | TRUE | no windows
207926 | 20792 | 6 | 280 | Living Room | TRUE
207927 | 20792 | 7 | 25 | Bathroom | TRUE
207928 | 20792 | 8 | 174 | Bedroom | TRUE
207929 | 20792 | 9 | 158 | Bedroom | TRUE
2079210 | 20792 | 10 | 84 | Bedroom | TRUE
2079211 | 20792 | 11 | 26 | Hall | TRUE | UNFINISHED BASEMENT BUT HAS INTERIOR DOOR SEPERATING SPACE FROM HOME no windows
208071 | 20807 | 1 | 132 | Bathroom | TRUE
208072 | 20807 | 2 | 65 | Bathroom | TRUE
208073 | 20807 | 3 | 49 | Bathroom | TRUE
208074 | 20807 | 4 | 142 | Bedroom | TRUE
208075 | 20807 | 5 | 91 | Bedroom | TRUE
208076 | 20807 | 6 | 195 | Other | TRUE
208077 | 20807 | 7 | 154 | Dining Room | TRUE
208078 | 20807 | 8 | 165 | Hall | TRUE
208079 | 20807 | 9 | 381 | Family Room | TRUE
2080710 | 20807 | 10 | 426 | Family Room | TRUE
2080711 | 20807 | 11 | 640 | Garage | FALSE
2080712 | 20807 | 12 | 204 | Kitchen | TRUE
2080713 | 20807 | 13 | 230 | Living Room | TRUE
2080714 | 20807 | 14 | 432 | Master Bedroom | TRUE
2080715 | 20807 | 15 | 99 | Closet | TRUE
2080716 | 20807 | 16 | 139 | Office | TRUE
2080717 | 20807 | 17 | 81 | Other | TRUE
2080718 | 20807 | 18 | 77 | Hall | TRUE
2080719 | 20807 | 19 | 96 | Hall | TRUE
2080720 | 20807 | 20 | 110 | Other | TRUE
2080721 | 20807 | 21 | 121 | Other | TRUE
2080722 | 20807 | 22 | 75 | Kitchen | TRUE
208081 | 20808 | 1 | 73 | Bathroom | TRUE
208082 | 20808 | 2 | 94 | Bedroom | TRUE
208083 | 20808 | 3 | 230 | Bedroom | TRUE
208084 | 20808 | 4 | 47 | Bathroom | TRUE
208085 | 20808 | 5 | 154 | Bedroom | TRUE
208086 | 20808 | 6 | 424 | Family Room | TRUE
208087 | 20808 | 7 | 42 | Hall | TRUE | no windows
208088 | 20808 | 8 | 148 | Kitchen | TRUE
208089 | 20808 | 9 | 276 | Living Room | TRUE
2080810 | 20808 | 10 | 120 | Office | TRUE | no windows
2080811 | 20808 | 11 | 320 | Garage | FALSE | no windows
2080812 | 20808 | 12 | 35 | Hall | TRUE | no windows
208091 | 20809 | 1 | 58 | Bathroom | TRUE
208092 | 20809 | 2 | 39 | Bathroom | TRUE | no windows
208093 | 20809 | 3 | 150 | Bedroom | TRUE
208094 | 20809 | 4 | 149 | Bedroom | TRUE
208095 | 20809 | 5 | 336 | Garage | FALSE | no windows
208096 | 20809 | 6 | 65 | Laundry Room | TRUE | no windows
208097 | 20809 | 7 | 247 | Kitchen | TRUE
208098 | 20809 | 8 | 255 | Living Room | TRUE
208099 | 20809 | 9 | 167 | Master Bedroom | TRUE
208141 | 20814 | 1 | 36 | Bathroom | TRUE | no windows
208142 | 20814 | 2 | 100 | Bedroom | TRUE
208143 | 20814 | 3 | 100 | Bedroom | TRUE
208144 | 20814 | 4 | 120 | Bedroom | TRUE
208145 | 20814 | 5 | 110 | Bedroom | TRUE
208146 | 20814 | 6 | 420 | Garage | FALSE | no windows
208147 | 20814 | 7 | 70 | Hall | TRUE | no windows
208148 | 20814 | 8 | 110 | Kitchen | TRUE
208149 | 20814 | 9 | 275 | Living Room | TRUE
2081410 | 20814 | 10 | 60 | Bathroom | TRUE
208171 | 20817 | 1 | 142 | Bedroom | TRUE
208172 | 20817 | 2 | 195 | Bedroom | TRUE
208173 | 20817 | 3 | 341 | Other | FALSE | no windows
208174 | 20817 | 4 | 91 | Dining Room | TRUE
208175 | 20817 | 5 | 43 | Bedroom | TRUE | no windows but skylight
208176 | 20817 | 6 | 192 | Family Room | TRUE
208177 | 20817 | 7 | 217 | Kitchen | TRUE
208178 | 20817 | 8 | 39 | Laundry Room | TRUE | no windows
208179 | 20817 | 9 | 42 | Bathroom | TRUE | no windows but skylight
2081710 | 20817 | 10 | 195 | Master Bedroom | TRUE
2081711 | 20817 | 11 | 357 | Other | TRUE
2081712 | 20817 | 12 | 67 | Hall | TRUE | no windows
2081713 | 20817 | 13 | 357 | Other | TRUE
208191 | 20819 | 1 | 240 | Kitchen | TRUE
208192 | 20819 | 2 | 40 | Bathroom | TRUE
208193 | 20819 | 3 | 150 | Bedroom | TRUE
208194 | 20819 | 4 | 137 | Bedroom | TRUE
208195 | 20819 | 5 | 504 | Garage | FALSE
208196 | 20819 | 6 | 341 | Living Room | TRUE
208197 | 20819 | 7 | 48 | Hall | TRUE
208198 | 20819 | 8 | 40 | Bathroom | TRUE
208199 | 20819 | 9 | 137 | Bedroom | TRUE
2081910 | 20819 | 10 | 180 | Bedroom | TRUE
2081911 | 20819 | 11 | 95 | Hall | TRUE
2081912 | 20819 | 12 | 368 | Family Room | TRUE
2081913 | 20819 | 13 | 56 | Laundry Room | TRUE
208251 | 20825 | 1 | 132 | Bedroom | TRUE
208252 | 20825 | 2 | 144 | Bedroom | TRUE
208253 | 20825 | 3 | 132 | Dining Room | TRUE
208254 | 20825 | 4 |  | Garage | FALSE
208255 | 20825 | 5 | 50 | Bathroom | TRUE
208256 | 20825 | 6 | 54 | Hall | TRUE
208257 | 20825 | 7 | 132 | Kitchen | TRUE
208258 | 20825 | 8 | 42 | Laundry Room | TRUE
208259 | 20825 | 9 | 396 | Living Room | TRUE | Wall mounted TV, unable to obtain Model #
2082510 | 20825 | 10 | 70 | Bathroom | TRUE
2082511 | 20825 | 11 | 256 | Bedroom | TRUE
2082512 | 20825 | 12 | 35 | Closet | TRUE
208391 | 20839 | 1 | 80 | Bathroom | TRUE
208392 | 20839 | 2 | 130 | Bathroom | TRUE
208393 | 20839 | 3 | 180 | Bedroom | TRUE
208394 | 20839 | 4 | 190 | Bedroom | TRUE
208395 | 20839 | 5 | 175 | Office | TRUE
208396 | 20839 | 6 | 85 | Closet | TRUE
208397 | 20839 | 7 | 50 | Closet | TRUE
208398 | 20839 | 8 | 85 | Garage | TRUE
208399 | 20839 | 9 | 90 | Hall | TRUE
2083910 | 20839 | 10 | 300 | Kitchen | TRUE
2083911 | 20839 | 11 | 160 | Laundry Room | TRUE
2083912 | 20839 | 12 | 330 | Living Room | TRUE
2083913 | 20839 | 13 | 300 | Master Bedroom | TRUE
2083914 | 20839 | 14 | 100 | Bathroom | FALSE
2083915 | 20839 | 15 | 330 | Kitchen | FALSE
2083916 | 20839 | 16 | 425 | Other | FALSE
2083917 | 20839 | 17 | 165 | Office | FALSE
208531 | 20853 | 1 | 60 | Bathroom | TRUE
208532 | 20853 | 2 | 250 | Family Room | TRUE
208533 | 20853 | 3 | 155 | Dining Room | TRUE
208534 | 20853 | 4 | 60 | Hall | TRUE
208535 | 20853 | 5 | 375 | Living Room | TRUE
208536 | 20853 | 6 | 150 | Bedroom | TRUE
208537 | 20853 | 7 | 80 | Hall | TRUE
208538 | 20853 | 8 | 140 | Kitchen | TRUE
208539 | 20853 | 9 | 225 | Bedroom | TRUE
2085310 | 20853 | 10 | 210 | Bedroom | TRUE
2085311 | 20853 | 11 | 125 | Bathroom | TRUE
2085312 | 20853 | 12 | 40 | Closet | TRUE
2085313 | 20853 | 13 | 42 | Other | TRUE
2085314 | 20853 | 14 | 110 | Bedroom | TRUE
2085315 | 20853 | 15 | 45 | Closet | TRUE
2085316 | 20853 | 16 | 50 | Laundry Room | TRUE
208591 | 20859 | 1 | 50 | Bathroom | TRUE | no windows
208592 | 20859 | 2 | 150 | Bedroom | TRUE
208593 | 20859 | 3 | 108 | Bedroom | TRUE
208594 | 20859 | 4 | 172 | Family Room | TRUE
208595 | 20859 | 5 | 57 | Hall | TRUE | no windows
208596 | 20859 | 6 | 185 | Kitchen | TRUE
208597 | 20859 | 7 | 200 | Living Room | TRUE
208598 | 20859 | 8 | 110 | Office | TRUE
208611 | 20861 | 1 | 210 | Other | TRUE
208612 | 20861 | 2 | 94 | Bathroom | TRUE
208613 | 20861 | 3 | 140 | Bedroom | TRUE
208614 | 20861 | 4 | 24 | Closet | TRUE
208615 | 20861 | 5 | 340 | Family Room | TRUE
208616 | 20861 | 6 | 98 | Kitchen | TRUE
208617 | 20861 | 7 | 90 | Laundry Room | TRUE
208618 | 20861 | 8 | 216 | Living Room | TRUE
208619 | 20861 | 9 | 62 | Office | TRUE
2086110 | 20861 | 10 | 150 | Bedroom | TRUE
2086111 | 20861 | 11 | 45 | Bathroom | TRUE
2086112 | 20861 | 12 | 148 | Hall | TRUE
2086113 | 20861 | 13 | 112 | Office | TRUE
208631 | 20863 | 1 | 75 | Bathroom | TRUE
208632 | 20863 | 2 | 165 | Bedroom | TRUE
208633 | 20863 | 3 | 165 | Bedroom | TRUE
208634 | 20863 | 4 | 220 | Family Room | TRUE
208635 | 20863 | 5 | 30 | Hall | TRUE
208636 | 20863 | 6 | 150 | Kitchen | TRUE
208637 | 20863 | 7 | 80 | Laundry Room | TRUE
208638 | 20863 | 8 | 555 | Living Room | TRUE
208781 | 20878 | 1 | 52 | Bathroom | TRUE | no windows
208782 | 20878 | 2 | 166 | Bedroom | TRUE
208783 | 20878 | 3 | 132 | Dining Room | TRUE
208784 | 20878 | 4 | 310 | Family Room | TRUE
208785 | 20878 | 5 | 433 | Garage | FALSE | no windows
208786 | 20878 | 6 | 152 | Hall | TRUE | no windows
208787 | 20878 | 7 | 257 | Living Room | TRUE
208788 | 20878 | 8 | 47 | Bathroom | TRUE
208789 | 20878 | 9 | 191 | Master Bedroom | TRUE
2087810 | 20878 | 10 | 117 | Office | TRUE
2087811 | 20878 | 11 | 190 | Kitchen | TRUE
208941 | 20894 | 1 | 114 | Other | FALSE | Contains Washer, Dryer and DHW
208942 | 20894 | 2 | 42 | Bathroom | TRUE
208943 | 20894 | 3 | 88 | Bedroom | TRUE
208944 | 20894 | 4 | 143 | Kitchen | TRUE
208945 | 20894 | 5 | 190 | Living Room | TRUE
208946 | 20894 | 6 | 122 | Master Bedroom | TRUE
208947 | 20894 | 7 | 60 | Office | TRUE
208951 | 20895 | 1 | 195 | Bedroom | TRUE
208952 | 20895 | 2 | 140 | Bedroom | TRUE
208953 | 20895 | 3 | 170 | Bedroom | TRUE
208954 | 20895 | 4 | 61 | Bathroom | TRUE | no windows
208955 | 20895 | 5 | 150 | Kitchen | TRUE
208956 | 20895 | 6 | 105 | Laundry Room | TRUE
208957 | 20895 | 7 | 275 | Living Room | TRUE
209021 | 20902 | 1 | 55 | Bathroom | TRUE | no windows
209022 | 20902 | 2 | 50 | Bathroom | TRUE | no windows
209023 | 20902 | 3 | 180 | Bedroom | TRUE
209024 | 20902 | 4 | 190 | Bedroom | TRUE
209025 | 20902 | 5 | 505 | Family Room | TRUE
209026 | 20902 | 6 | 35 | Hall | TRUE | no windows
209027 | 20902 | 7 | 50 | Hall | TRUE | no windows
209028 | 20902 | 8 | 50 | Hall | TRUE
209029 | 20902 | 9 | 370 | Kitchen | TRUE
2090210 | 20902 | 10 | 125 | Laundry Room | TRUE
2090211 | 20902 | 11 | 510 | Living Room | TRUE
2090212 | 20902 | 12 | 360 | Master Bedroom | TRUE
2090213 | 20902 | 13 | 197 | Other | TRUE
2090214 | 20902 | 14 | 155 | Other | TRUE
209051 | 20905 | 1 | 41 | Bathroom | TRUE
209052 | 20905 | 2 | 150 | Bedroom | TRUE
209053 | 20905 | 3 | 130 | Bedroom | TRUE
209054 | 20905 | 4 | 50 | Hall | TRUE
209055 | 20905 | 5 | 201 | Kitchen | TRUE
209056 | 20905 | 6 | 205 | Living Room | TRUE
209057 | 20905 | 7 |  | Office | TRUE | heater 8 hrs a day.
209058 | 20905 | 8 |  | Other | FALSE
209201 | 20920 | 1 | 50 | Bathroom | TRUE
209202 | 20920 | 2 | 40 | Bathroom | TRUE
209203 | 20920 | 3 | 110 | Bedroom | TRUE
209204 | 20920 | 4 | 130 | Bedroom | TRUE
209205 | 20920 | 5 | 35 | Closet | TRUE | no windows
209206 | 20920 | 6 | 110 | Dining Room | TRUE
209207 | 20920 | 7 | 85 | Hall | TRUE | no windows
209208 | 20920 | 8 | 100 | Kitchen | TRUE | no windows
209209 | 20920 | 9 | 300 | Living Room | TRUE
2092010 | 20920 | 10 | 180 | Master Bedroom | TRUE
2092011 | 20920 | 11 | 150 | Office | TRUE
209301 | 20930 | 1 | 33 | Bathroom | TRUE | no windows
209302 | 20930 | 2 | 136 | Bedroom | TRUE
209303 | 20930 | 3 | 298 | Dining Room | TRUE
209304 | 20930 | 4 | 37 | Hall | TRUE
209305 | 20930 | 5 | 50 | Hall | TRUE
209306 | 20930 | 6 | 206 | Kitchen | TRUE
209307 | 20930 | 7 | 109 | Laundry Room | TRUE | no windows
209308 | 20930 | 8 | 58 | Bathroom | TRUE | no windows
209309 | 20930 | 9 | 256 | Bedroom | TRUE
2093010 | 20930 | 10 | 63 | Office | TRUE
2093011 | 20930 | 11 | 548 | Office | TRUE
2093012 | 20930 | 12 | 108 | Other | TRUE | no windows
2093013 | 20930 | 13 | 35 | Hall | TRUE | no windows
2093014 | 20930 | 14 | 485 | Family Room | TRUE
2093015 | 20930 | 15 | 52 | Bathroom | TRUE | no windows
2093016 | 20930 | 16 | 52 | Hall | TRUE | no windows
2093017 | 20930 | 17 | 160 | Bedroom | TRUE
2093018 | 20930 | 18 | 70 | Hall | TRUE | no windows
2093019 | 20930 | 19 | 70 | Bathroom | TRUE | no windows
2093020 | 20930 | 20 | 110 | Bedroom | TRUE
2093021 | 20930 | 21 | 275 | Other | TRUE | no windows
2093022 | 20930 | 22 | 175 | Family Room | TRUE | no windows
2093023 | 20930 | 23 | 34 | Other | TRUE | no windows
2093024 | 20930 | 24 | 460 | Family Room | TRUE | no windows
2093025 | 20930 | 25 | 80 | Other | TRUE | no windows
209361 | 20936 | 1 | 367 | Master Bedroom | TRUE
209362 | 20936 | 2 | 217 | Kitchen | TRUE
209363 | 20936 | 3 | 282 | Living Room | TRUE
209364 | 20936 | 4 | 50 | Hall | TRUE
209365 | 20936 | 5 | 126 | Office | TRUE
209366 | 20936 | 6 | 72 | Bathroom | TRUE
209367 | 20936 | 7 | 130 | Bedroom | TRUE
209368 | 20936 | 8 | 138 | Bedroom | TRUE
209369 | 20936 | 9 | 250 | Bathroom | TRUE
2093610 | 20936 | 10 | 84 | Hall | TRUE
2093611 | 20936 | 11 | 342 | Family Room | TRUE
2093612 | 20936 | 12 | 45 | Hall | TRUE
2093613 | 20936 | 13 | 171 | Bedroom | TRUE
2093614 | 20936 | 14 | 121 | Bedroom | TRUE
2093615 | 20936 | 15 | 50 | Bathroom | TRUE
2093616 | 20936 | 16 | 220 | Laundry Room | TRUE
209411 | 20941 | 1 | 140 | Bedroom | TRUE
209412 | 20941 | 2 | 150 | Bedroom | TRUE
209413 | 20941 | 3 | 160 | Master Bedroom | TRUE | SCENTED CANDE PLUGGED IN
209414 | 20941 | 4 | 780 | Garage | FALSE | 600 CAR PORT NO LIGHTS / two electric heaters going one stereo in garage
209415 | 20941 | 5 | 20 | Hall | TRUE | no windows
209416 | 20941 | 6 | 300 | Hall | TRUE
209417 | 20941 | 7 | 130 | Laundry Room | TRUE
209418 | 20941 | 8 | 300 | Living Room | TRUE | SCENTED CANDLES PLUGGED IN
209419 | 20941 | 9 | 180 | Other | TRUE
2094110 | 20941 | 10 | 110 | Office | TRUE
2094111 | 20941 | 11 | 55 | Bathroom | TRUE
2094112 | 20941 | 12 | 50 | Hall | TRUE | no windows
2094113 | 20941 | 13 | 110 | Other | TRUE
209461 | 20946 | 1 | 55 | Bathroom | TRUE
209462 | 20946 | 2 | 70 | Bathroom | TRUE
209463 | 20946 | 3 | 165 | Bedroom | TRUE
209464 | 20946 | 4 | 180 | Bedroom | TRUE
209465 | 20946 | 5 | 100 | Bedroom | TRUE
209466 | 20946 | 6 | 205 | Bedroom | TRUE
209467 | 20946 | 7 | 200 | Office | TRUE
209468 | 20946 | 8 | 490 | Family Room | TRUE
209469 | 20946 | 9 | 110 | Hall | TRUE
2094610 | 20946 | 10 | 65 | Closet | TRUE
2094611 | 20946 | 11 | 80 | Closet | TRUE
2094612 | 20946 | 12 | 110 | Dining Room | TRUE
2094613 | 20946 | 13 | 30 | Hall | TRUE
2094614 | 20946 | 14 | 120 | Kitchen | TRUE
2094615 | 20946 | 15 | 50 | Laundry Room | TRUE
2094616 | 20946 | 16 | 330 | Living Room | TRUE
2094617 | 20946 | 17 | 200 | Master Bedroom | TRUE
2094618 | 20946 | 18 | 40 | Hall | TRUE
209581 | 20958 | 1 | 70 | Bathroom | TRUE
209582 | 20958 | 2 | 640 | Family Room | TRUE
209583 | 20958 | 3 | 720 | Garage | FALSE | no windows
209584 | 20958 | 4 | 460 | Kitchen | TRUE
209585 | 20958 | 5 | 77 | Laundry Room | TRUE | no windows
209586 | 20958 | 6 | 300 | Living Room | TRUE
209587 | 20958 | 7 | 80 | Master Bedroom | TRUE
209588 | 20958 | 8 | 180 | Bathroom | TRUE
209589 | 20958 | 9 | 80 | Closet | TRUE | no windows
2095810 | 20958 | 10 | 676 | Other | FALSE | WASH ROOM AND PUMP HOUSE HAS SHOWER WASHER AND DRYER WELLPUMP SMAL ELECTRIC HEATERS no windows
2095811 | 20958 | 11 | 160 | Bedroom | TRUE
2095812 | 20958 | 12 | 60 | Bathroom | TRUE | no windows
209651 | 20965 | 1 | 144 | Bedroom | TRUE | 0ther lights notvpluged in
209652 | 20965 | 2 | 90 | Bathroom | TRUE
209653 | 20965 | 3 | 80 | Dining Room | TRUE
209654 | 20965 | 4 | 270 | Family Room | TRUE
209655 | 20965 | 5 | 528 | Garage | FALSE | compressor and other industrial tools no windows
209656 | 20965 | 6 | 100 | Hall | TRUE
209657 | 20965 | 7 | 144 | Bedroom | TRUE
209658 | 20965 | 8 | 131 | Kitchen | TRUE
209659 | 20965 | 9 | 40 | Laundry Room | TRUE
2096510 | 20965 | 10 | 234 | Living Room | TRUE
2096511 | 20965 | 11 | 208 | Master Bedroom | TRUE
2096512 | 20965 | 12 | 60 | Bathroom | TRUE
209681 | 20968 | 1 | 65 | Bathroom | TRUE
209682 | 20968 | 2 | 112 | Bathroom | TRUE
209683 | 20968 | 3 | 195 | Bedroom | TRUE
209684 | 20968 | 4 | 195 | Bedroom | TRUE
209685 | 20968 | 5 | 117 | Other | TRUE
209686 | 20968 | 6 |  | Garage | FALSE
209687 | 20968 | 7 | 94 | Hall | TRUE
209688 | 20968 | 8 | 240 | Kitchen | TRUE
209689 | 20968 | 9 | 168 | Laundry Room | TRUE
2096810 | 20968 | 10 | 570 | Living Room | TRUE
2096811 | 20968 | 11 | 224 | Master Bedroom | TRUE
2096812 | 20968 | 12 |  | Other | FALSE
2096813 | 20968 | 13 |  | Garage | FALSE
209701 | 20970 | 1 | 100 | Bedroom | TRUE
209702 | 20970 | 2 | 110 | Bedroom | TRUE
209703 | 20970 | 3 | 150 | Dining Room | TRUE
209704 | 20970 | 4 | 420 | Garage | FALSE
209705 | 20970 | 5 | 90 | Hall | TRUE
209706 | 20970 | 6 | 125 | Kitchen | TRUE
209707 | 20970 | 7 | 228 | Living Room | TRUE
209708 | 20970 | 8 | 25 | Bathroom | TRUE
209709 | 20970 | 9 | 182 | Master Bedroom | TRUE
2097010 | 20970 | 10 | 120 | Bedroom | TRUE
2097011 | 20970 | 11 | 25 | Laundry Room | TRUE
2097012 | 20970 | 12 | 30 | Closet | TRUE
209741 | 20974 | 1 | 49 | Bathroom | TRUE | no windows
209742 | 20974 | 2 | 349 | Master Bedroom | TRUE
209743 | 20974 | 3 | 196 | Bedroom | TRUE
209744 | 20974 | 4 | 500 | Garage | FALSE | no windows
209745 | 20974 | 5 | 84 | Hall | TRUE | no windows
209746 | 20974 | 6 | 365 | Kitchen | TRUE
209747 | 20974 | 7 | 77 | Laundry Room | TRUE | no windows
209748 | 20974 | 8 | 267 | Living Room | TRUE
209749 | 20974 | 9 | 60 | Bathroom | TRUE | no windows
2097410 | 20974 | 10 | 69 | Other | TRUE | no windows
2097411 | 20974 | 11 | 70 | Other | TRUE | no windows
2097412 | 20974 | 12 | 170 | Office | TRUE
2097413 | 20974 | 13 | 213 | Other | TRUE
209761 | 20976 | 1 | 60 | Bathroom | TRUE
209762 | 20976 | 2 | 144 | Bedroom | TRUE
209763 | 20976 | 3 | 148 | Bedroom | TRUE
209764 | 20976 | 4 | 148 | Bedroom | TRUE
209765 | 20976 | 5 | 144 | Dining Room | TRUE
209766 | 20976 | 6 | 120 | Hall | TRUE
209767 | 20976 | 7 | 36 | Laundry Room | TRUE
209768 | 20976 | 8 | 260 | Living Room | TRUE
209769 | 20976 | 9 | 36 | Closet | TRUE
2097610 | 20976 | 10 | 812 | Garage | FALSE
209951 | 20995 | 1 | 40 | Bathroom | TRUE
209952 | 20995 | 2 | 160 | Bedroom | TRUE
209953 | 20995 | 3 | 158 | Bedroom | TRUE
209954 | 20995 | 4 |  | Garage | FALSE | no windows
209955 | 20995 | 5 | 132 | Kitchen | TRUE
209956 | 20995 | 6 | 27 | Laundry Room | TRUE | no windows
209957 | 20995 | 7 | 194 | Living Room | TRUE
209981 | 20998 | 1 | 36 | Bathroom | TRUE
209982 | 20998 | 2 | 56 | Bathroom | TRUE
209983 | 20998 | 3 | 176 | Bedroom | TRUE
209984 | 20998 | 4 | 104 | Bedroom | TRUE
209985 | 20998 | 5 | 150 | Bedroom | TRUE
209986 | 20998 | 6 | 16 | Closet | TRUE
209987 | 20998 | 7 | 155 | Dining Room | TRUE
209988 | 20998 | 8 | 97 | Hall | TRUE
209989 | 20998 | 9 | 293 | Family Room | TRUE
2099810 | 20998 | 10 | 552 | Garage | FALSE
2099811 | 20998 | 11 | 128 | Hall | TRUE
2099812 | 20998 | 12 | 99 | Hall | TRUE
2099813 | 20998 | 13 | 161 | Kitchen | TRUE
2099814 | 20998 | 14 | 99 | Laundry Room | TRUE
2099815 | 20998 | 15 | 223 | Living Room | TRUE
2099816 | 20998 | 16 | 47 | Bathroom | TRUE
2099817 | 20998 | 17 | 193 | Master Bedroom | TRUE
2099818 | 20998 | 18 | 366 | Office | TRUE
210021 | 21002 | 1 | 590 | Other | TRUE | no windows
210022 | 21002 | 2 | 34 | Bathroom | TRUE
210023 | 21002 | 3 | 79 | Bedroom | TRUE
210024 | 21002 | 4 | 65 | Bedroom | TRUE
210025 | 21002 | 5 | 75 | Dining Room | TRUE
210026 | 21002 | 6 | 110 | Other | TRUE
210027 | 21002 | 7 | 200 | Family Room | TRUE
210028 | 21002 | 8 | 1528 | Garage | FALSE
210029 | 21002 | 9 | 137 | Kitchen | TRUE
210031 | 21003 | 1 | 180 | Bedroom | TRUE
210032 | 21003 | 2 | 162 | Bedroom | TRUE
210033 | 21003 | 3 | 216 | Dining Room | TRUE
210034 | 21003 | 4 | 70 | Closet | TRUE
210035 | 21003 | 5 | 140 | Closet | TRUE | 7' x 20' over garage
210036 | 21003 | 6 | 42 | Bedroom | TRUE
210037 | 21003 | 7 | 165 | Dining Room | TRUE
210038 | 21003 | 8 | 48 | Bathroom | TRUE
210039 | 21003 | 9 | 224 | Office | TRUE
2100310 | 21003 | 10 | 340 | Family Room | TRUE
2100311 | 21003 | 11 | 60 | Hall | TRUE
2100312 | 21003 | 12 | 690 | Garage | FALSE
2100313 | 21003 | 13 | 133 | Hall | TRUE
2100314 | 21003 | 14 | 255 | Kitchen | TRUE
2100315 | 21003 | 15 | 99 | Laundry Room | TRUE
2100316 | 21003 | 16 | 340 | Living Room | TRUE
2100317 | 21003 | 17 | 178 | Bathroom | TRUE
2100318 | 21003 | 18 | 264 | Master Bedroom | TRUE
2100319 | 21003 | 19 | 30 | Closet | TRUE
2100320 | 21003 | 20 | 15 | Closet | TRUE
2100321 | 21003 | 21 | 42 | Bathroom | TRUE
2100322 | 21003 | 22 | 114 | Hall | TRUE
2100323 | 21003 | 23 | 55 | Hall | TRUE
2100324 | 21003 | 24 | 42 | Bathroom | TRUE
210061 | 21006 | 1 | 256 | Living Room | TRUE
210062 | 21006 | 2 | 53 | Bathroom | TRUE
210063 | 21006 | 3 | 246 | Bedroom | TRUE
210064 | 21006 | 4 | 82 | Closet | TRUE | no windows
210065 | 21006 | 5 | 20 | Closet | TRUE | no windows
210066 | 21006 | 6 | 354 | Family Room | TRUE
210067 | 21006 | 7 | 72 | Laundry Room | TRUE
210068 | 21006 | 8 | 742 | Garage | FALSE | no windows
210069 | 21006 | 9 | 97 | Kitchen | TRUE
2100610 | 21006 | 10 | 152 | Dining Room | TRUE
2100611 | 21006 | 11 | 47 | Hall | TRUE | no windows
2100612 | 21006 | 12 | 51 | Bathroom | TRUE
2100613 | 21006 | 13 | 30 | Closet | TRUE | no windows
2100614 | 21006 | 14 | 135 | Bedroom | TRUE
2100615 | 21006 | 15 | 169 | Bedroom | TRUE
2100616 | 21006 | 16 | 82 | Hall | TRUE
210121 | 21012 | 1 | 38 | Bathroom | TRUE
210122 | 21012 | 2 | 88 | Bathroom | TRUE
210123 | 21012 | 3 | 118 | Bedroom | TRUE
210124 | 21012 | 4 | 336 | Garage | FALSE | no windows
210125 | 21012 | 5 | 35 | Hall | TRUE | no windows
210126 | 21012 | 6 | 165 | Kitchen | TRUE
210127 | 21012 | 7 | 202 | Living Room | TRUE
210128 | 21012 | 8 | 340 | Bedroom | TRUE
210129 | 21012 | 9 | 120 | Laundry Room | TRUE | no windows
2101210 | 21012 | 10 | 90 | Bedroom | TRUE
2101211 | 21012 | 11 | 70 | Hall | TRUE | no windows
210161 | 21016 | 1 | 168 | Bedroom | TRUE
210162 | 21016 | 2 | 509 | Living Room | TRUE
210163 | 21016 | 3 | 79 | Bathroom | TRUE | no windows
210164 | 21016 | 4 | 40 | Bathroom | TRUE | no windows
210165 | 21016 | 5 | 130 | Bedroom | TRUE
210166 | 21016 | 6 | 130 | Bedroom | TRUE
210167 | 21016 | 7 | 780 | Garage | FALSE | no windows
210168 | 21016 | 8 | 104 | Hall | TRUE | no windows
210169 | 21016 | 9 | 280 | Kitchen | TRUE
2101610 | 21016 | 10 | 96 | Laundry Room | TRUE
2101611 | 21016 | 11 | 233 | Living Room | TRUE
2101612 | 21016 | 12 | 167 | Bedroom | TRUE
2101613 | 21016 | 13 | 143 | Other | TRUE | no windows
2101614 | 21016 | 14 | 87 | Other | TRUE
210181 | 21018 | 1 | 130 | Bedroom | TRUE
210182 | 21018 | 2 | 162 | Bedroom | TRUE
210183 | 21018 | 3 | 158 | Bedroom | TRUE
210184 | 21018 | 4 | 68 | Bathroom | TRUE
210185 | 21018 | 5 | 320 | Family Room | TRUE
210186 | 21018 | 6 | 68 | Hall | TRUE
210187 | 21018 | 7 |  | Other | FALSE
210188 | 21018 | 8 | 180 | Kitchen | TRUE
210189 | 21018 | 9 | 286 | Living Room | TRUE
2101810 | 21018 | 10 | 130 | Office | TRUE
2101811 | 21018 | 11 | 42 | Hall | TRUE
2101812 | 21018 | 12 | 48 | Bathroom | TRUE
2101813 | 21018 | 13 | 86 | Hall | TRUE
210211 | 21021 | 1 | 200 | Bedroom | TRUE
210212 | 21021 | 2 | 40 | Bathroom | TRUE
210213 | 21021 | 3 | 38 | Bathroom | TRUE
210214 | 21021 | 4 | 144 | Bedroom | TRUE
210215 | 21021 | 5 | 125 | Bedroom | TRUE
210216 | 21021 | 6 | 192 | Family Room | TRUE
210217 | 21021 | 7 | 400 | Garage | FALSE | no windows
210218 | 21021 | 8 | 65 | Hall | TRUE | no windows
210219 | 21021 | 9 | 165 | Kitchen | TRUE
2102110 | 21021 | 10 | 64 | Laundry Room | FALSE
2102111 | 21021 | 11 | 250 | Living Room | TRUE
2102112 | 21021 | 12 | 250 | Other | FALSE | no windows
2102113 | 21021 | 13 | 27 | Other | FALSE | no windows
2102114 | 21021 | 14 | 500 | Other | FALSE | no windows
2102115 | 21021 | 15 | 140 | Hall | TRUE
210261 | 21026 | 1 | 100 | Bathroom | TRUE
210262 | 21026 | 2 | 100 | Bedroom | TRUE
210263 | 21026 | 3 | 140 | Bedroom | TRUE
210264 | 21026 | 4 | 40 | Hall | TRUE
210265 | 21026 | 5 | 110 | Kitchen | TRUE
210266 | 21026 | 6 | 162 | Living Room | TRUE
210381 | 21038 | 1 | 110 | Kitchen | TRUE
210382 | 21038 | 2 | 116 | Bedroom | TRUE
210383 | 21038 | 3 | 206 | Living Room | TRUE
210384 | 21038 | 4 | 102 | Bedroom | TRUE
210385 | 21038 | 5 | 127 | Bedroom | TRUE
210386 | 21038 | 6 | 120 | Bedroom | TRUE
210387 | 21038 | 7 | 144 | Laundry Room | TRUE
210388 | 21038 | 8 | 276 | Family Room | TRUE | no windows
210389 | 21038 | 9 | 270 | Other | TRUE
2103810 | 21038 | 10 | 34 | Hall | TRUE
210451 | 21045 | 1 | 64 | Bathroom | TRUE
210452 | 21045 | 2 | 156 | Bedroom | TRUE
210453 | 21045 | 3 | 32 | Closet | TRUE | no windows
210454 | 21045 | 4 | 32 | Kitchen | TRUE | no windows
210455 | 21045 | 5 | 160 | Kitchen | TRUE
210456 | 21045 | 6 | 56 | Laundry Room | TRUE
210457 | 21045 | 7 | 160 | Living Room | TRUE
210458 | 21045 | 8 | 88 | Office | TRUE
210491 | 21049 | 1 | 95 | Bathroom | TRUE
210492 | 21049 | 2 | 175 | Bedroom | TRUE
210493 | 21049 | 3 | 200 | Family Room | TRUE
210494 | 21049 | 4 | 200 | Other | TRUE
210495 | 21049 | 5 | 295 | Family Room | TRUE
210496 | 21049 | 6 | 95 | Hall | TRUE
210497 | 21049 | 7 | 160 | Kitchen | TRUE
210498 | 21049 | 8 | 100 | Laundry Room | TRUE
210499 | 21049 | 9 | 325 | Living Room | TRUE
2104910 | 21049 | 10 | 90 | Bathroom | TRUE
2104911 | 21049 | 11 | 225 | Master Bedroom | TRUE
2104912 | 21049 | 12 | 120 | Other | TRUE
2104913 | 21049 | 13 | 135 | Office | TRUE
2104914 | 21049 | 14 | 110 | Hall | TRUE
2104915 | 21049 | 15 | 160 | Other | TRUE
2104916 | 21049 | 16 | 45 | Closet | TRUE
210701 | 21070 | 1 | 30 | Bathroom | TRUE
210702 | 21070 | 2 | 40 | Bathroom | TRUE
210703 | 21070 | 3 | 70 | Bathroom | TRUE
210704 | 21070 | 4 | 387 | Bedroom | TRUE
210705 | 21070 | 5 | 170 | Bedroom | TRUE
210706 | 21070 | 6 | 146 | Bedroom | TRUE
210707 | 21070 | 7 | 250 | Bedroom | TRUE
210708 | 21070 | 8 | 40 | Closet | TRUE
210709 | 21070 | 9 | 211 | Dining Room | TRUE
2107010 | 21070 | 10 | 655 | Garage | FALSE | 31x25
2107011 | 21070 | 11 | 220 | Hall | TRUE
2107012 | 21070 | 12 | 212 | Kitchen | TRUE
2107013 | 21070 | 13 | 75 | Laundry Room | TRUE
2107014 | 21070 | 14 | 345 | Living Room | TRUE
210851 | 21085 | 1 | 118 | Bathroom | TRUE | no windows
210852 | 21085 | 2 | 190 | Master Bedroom | TRUE
210853 | 21085 | 3 | 62 | Bathroom | TRUE | no windows
210854 | 21085 | 4 | 191 | Bedroom | TRUE
210855 | 21085 | 5 | 69 | Hall | TRUE | no windows
210856 | 21085 | 6 | 115 | Office | TRUE | no windows
210857 | 21085 | 7 | 783 | Living Room | TRUE
210858 | 21085 | 8 | 65 | Laundry Room | TRUE | no windows
210891 | 21089 | 1 | 169 | Kitchen | TRUE
210892 | 21089 | 2 | 225 | Living Room | TRUE
210893 | 21089 | 3 | 63 | Hall | TRUE
210894 | 21089 | 4 | 126 | Office | TRUE
210895 | 21089 | 5 | 123 | Bedroom | TRUE
210896 | 21089 | 6 | 77 | Bathroom | TRUE
210897 | 21089 | 7 | 209 | Master Bedroom | TRUE
210898 | 21089 | 8 | 68 | Bathroom | TRUE
210911 | 21091 | 1 | 150 | Bedroom | TRUE
210912 | 21091 | 2 | 70 | Bathroom | TRUE
210913 | 21091 | 3 | 550 | Garage | FALSE | no windows
210914 | 21091 | 4 | 25 | Hall | TRUE | no windows
210915 | 21091 | 5 | 35 | Hall | TRUE | no windows
210916 | 21091 | 6 | 155 | Kitchen | TRUE | lighting 3 is u tube flourescent
210917 | 21091 | 7 | 25 | Laundry Room | TRUE | no windows
210918 | 21091 | 8 | 450 | Living Room | TRUE | could not get to plug on primary tv
210919 | 21091 | 9 | 190 | Master Bedroom | TRUE
2109110 | 21091 | 10 | 60 | Bathroom | TRUE
2109111 | 21091 | 11 | 40 | Closet | TRUE | no windows
2109112 | 21091 | 12 | 125 | Office | TRUE
2109113 | 21091 | 13 | 15 | Closet | TRUE | no windows
2109114 | 21091 | 14 | 190 | Other | TRUE
211031 | 21103 | 1 | 45 | Bathroom | TRUE
211032 | 21103 | 2 | 89 | Bedroom | TRUE
211033 | 21103 | 3 | 138 | Bedroom | TRUE
211034 | 21103 | 4 | 42 | Dining Room | TRUE
211035 | 21103 | 5 | 299 | Other | TRUE
211036 | 21103 | 6 | 283 | Garage | TRUE
211037 | 21103 | 7 | 38 | Hall | TRUE | no windows
211038 | 21103 | 8 | 105 | Kitchen | TRUE
211039 | 21103 | 9 | 57 | Laundry Room | TRUE | no windows
2110310 | 21103 | 10 | 252 | Living Room | TRUE
211071 | 21107 | 1 | 59 | Bathroom | TRUE
211072 | 21107 | 2 | 29 | Bathroom | TRUE
211073 | 21107 | 3 | 144 | Master Bedroom | TRUE
211074 | 21107 | 4 | 122 | Bedroom | TRUE
211075 | 21107 | 5 | 130 | Bedroom | TRUE
211076 | 21107 | 6 | 378 | Other | FALSE
211077 | 21107 | 7 | 33 | Hall | TRUE | no windows
211078 | 21107 | 8 | 39 | Hall | TRUE | no windows
211079 | 21107 | 9 | 350 | Kitchen | TRUE
2110710 | 21107 | 10 | 36 | Laundry Room | TRUE
2110711 | 21107 | 11 | 354 | Living Room | TRUE
211091 | 21109 | 1 | 68 | Bathroom | TRUE | 8-8
211092 | 21109 | 2 | 114 | Bedroom | TRUE | 10-10
211093 | 21109 | 3 | 74 | Dining Room | TRUE | 8-10
211094 | 21109 | 4 | 368 | Family Room | TRUE | 20-18 CONVERTED GARAGE
211095 | 21109 | 5 | 616 | Garage | FALSE | GARAGE IS PARTIALLY INSULATED. BATTING IN THE WALLS AND HALF THE ROOF no windows
211096 | 21109 | 6 | 98 | Hall | TRUE | 17-4 35 no windows
211097 | 21109 | 7 | 154 | Kitchen | TRUE | 18-9
211098 | 21109 | 8 | 94 | Laundry Room | TRUE | 14-6
211099 | 21109 | 9 | 322 | Living Room | TRUE | 23-14
2110910 | 21109 | 10 | 165 | Master Bedroom | TRUE | 11-12
2110911 | 21109 | 11 | 110 | Bedroom | TRUE | 9-10 20
211121 | 21112 | 1 | 25 | Bathroom | TRUE | no windows
211122 | 21112 | 2 | 44 | Bathroom | TRUE
211123 | 21112 | 3 | 45 | Bathroom | TRUE
211124 | 21112 | 4 | 110 | Bathroom | TRUE
211125 | 21112 | 5 | 120 | Bedroom | TRUE
211126 | 21112 | 6 | 150 | Master Bedroom | TRUE
211127 | 21112 | 7 | 90 | Dining Room | TRUE
211128 | 21112 | 8 | 300 | Family Room | TRUE | TV WATTAGE IS LISTED AS 0 BECAUSE IT WAS INNACCESSIBLE AND NEITHER NA or UNK WORK THE DATA BOX
211129 | 21112 | 9 | 576 | Garage | FALSE | no windows
2111210 | 21112 | 10 | 318 | Kitchen | TRUE
2111211 | 21112 | 11 | 318 | Living Room | TRUE
2111212 | 21112 | 12 | 180 | Family Room | TRUE | no windows
211221 | 21122 | 1 | 50 | Bathroom | TRUE
211222 | 21122 | 2 | 30 | Bathroom | TRUE
211223 | 21122 | 3 | 165 | Bedroom | TRUE
211224 | 21122 | 4 | 113 | Bedroom | TRUE
211225 | 21122 | 5 | 103 | Bedroom | TRUE
211226 | 21122 | 6 | 1030 | Garage | FALSE | FLOOR UNDER GARAGE. DETACHED GARAGE.
211227 | 21122 | 7 | 65 | Hall | TRUE
211228 | 21122 | 8 | 203 | Kitchen | TRUE
211229 | 21122 | 9 | 40 | Laundry Room | TRUE
2112210 | 21122 | 10 | 230 | Living Room | TRUE
211321 | 21132 | 1 | 35 | Bathroom | TRUE
211322 | 21132 | 2 | 56 | Dining Room | TRUE
211323 | 21132 | 3 | 100 | Hall | TRUE
211324 | 21132 | 4 | 205 | Family Room | TRUE
211325 | 21132 | 5 | 400 | Garage | FALSE
211326 | 21132 | 6 | 95 | Bedroom | TRUE
211327 | 21132 | 7 | 70 | Hall | TRUE
211328 | 21132 | 8 | 100 | Kitchen | TRUE
211329 | 21132 | 9 | 35 | Laundry Room | TRUE
2113210 | 21132 | 10 | 45 | Bathroom | TRUE
2113211 | 21132 | 11 | 162 | Master Bedroom | TRUE
2113212 | 21132 | 12 | 117 | Bedroom | TRUE
2113213 | 21132 | 13 | 24 | Closet | TRUE
211371 | 21137 | 1 | 65 | Bathroom | TRUE | no windows
211372 | 21137 | 2 | 33 | Bathroom | TRUE | no windows
211373 | 21137 | 3 | 190 | Bedroom | TRUE
211374 | 21137 | 4 | 167 | Bedroom | TRUE
211375 | 21137 | 5 | 180 | Bedroom | TRUE
211376 | 21137 | 6 | 812 | Garage | FALSE
211377 | 21137 | 7 | 56 | Hall | TRUE | no windows
211378 | 21137 | 8 | 70 | Hall | TRUE | no windows
211379 | 21137 | 9 | 35 | Hall | TRUE | no windows
2113710 | 21137 | 10 | 230 | Kitchen | TRUE
2113711 | 21137 | 11 | 230 | Living Room | TRUE
2113712 | 21137 | 12 | 165 | Office | TRUE
2113713 | 21137 | 13 | 90 | Hall | TRUE
2113714 | 21137 | 14 | 265 | Other | TRUE | no windows
2113715 | 21137 | 15 | 130 | Other | TRUE | no windows
211431 | 21143 | 1 | 50 | Bathroom | TRUE
211432 | 21143 | 2 | 200 | Bedroom | TRUE
211433 | 21143 | 3 | 42 | Hall | TRUE
211434 | 21143 | 4 | 210 | Family Room | TRUE
211435 | 21143 | 5 | 506 | Garage | FALSE
211436 | 21143 | 6 | 100 | Hall | TRUE
211437 | 21143 | 7 | 175 | Kitchen | TRUE
211438 | 21143 | 8 | 240 | Living Room | TRUE
211439 | 21143 | 9 | 35 | Bathroom | TRUE
2114310 | 21143 | 10 | 200 | Master Bedroom | TRUE
2114311 | 21143 | 11 | 76 | Closet | TRUE
211551 | 21155 | 1 | 260 | Bedroom | TRUE
211552 | 21155 | 2 | 61 | Other | TRUE
211553 | 21155 | 3 | 250 | Other | TRUE
211554 | 21155 | 4 | 252 | Other | TRUE
211555 | 21155 | 5 | 54 | Bathroom | TRUE
211556 | 21155 | 6 | 224 | Bedroom | TRUE
211557 | 21155 | 7 | 270 | Bedroom | TRUE
211558 | 21155 | 8 | 232 | Other | TRUE
211559 | 21155 | 9 | 53 | Hall | TRUE
2115510 | 21155 | 10 | 704 | Garage | FALSE
2115511 | 21155 | 11 | 231 | Kitchen | TRUE | EXT FULL LITE DOOR ENTERED AS WINDOW
2115512 | 21155 | 12 | 366 | Living Room | TRUE
2115513 | 21155 | 13 | 120 | Bathroom | TRUE
2115514 | 21155 | 14 | 287 | Master Bedroom | TRUE | COUNTED FULL LITE DOOR AS WINDOW
2115515 | 21155 | 15 | 120 | Office | TRUE
2115516 | 21155 | 16 | 157 | Hall | TRUE
2115517 | 21155 | 17 | 170 | Other | TRUE | SUNROOM ON SOUTH SIDE/ COMPUTER AND TV BUT NONE PLUGGED IN
211601 | 21160 | 1 | 96 | Other | TRUE | 10-7 no windows
211602 | 21160 | 2 | 97 | Other | TRUE | 7-11
211603 | 21160 | 3 | 152 | Other | TRUE | 13-11
211604 | 21160 | 4 | 64 | Bathroom | TRUE | 5-12
211605 | 21160 | 5 | 67 | Bathroom | TRUE | 5-6=27 6-5=32
211606 | 21160 | 6 | 207 | Bedroom | TRUE | 12-13=167 21
211607 | 21160 | 7 | 27 | Dining Room | TRUE | 13-15
211608 | 21160 | 8 | 64 | Hall | TRUE | 7-6 12
211609 | 21160 | 9 | 47 | Hall | TRUE | 10-4
2116010 | 21160 | 10 | 176 | Kitchen | TRUE | 13-13 12
2116011 | 21160 | 11 | 205 | Living Room | TRUE | 13-15
2116012 | 21160 | 12 | 756 | Other | TRUE | 40-17=689 8-7=52
2116013 | 21160 | 13 | 147 | Master Bedroom | TRUE | 11-12
2116014 | 21160 | 14 | 45 | Closet | TRUE | 8-4=28 6
2116015 | 21160 | 15 | 128 | Office | TRUE | 12-10
2116016 | 21160 | 16 | 195 | Hall | TRUE | 3-8 10-14=142
211761 | 21176 | 1 | 47 | Bathroom | TRUE | no windows
211762 | 21176 | 2 | 190 | Bedroom | TRUE | no windows
211763 | 21176 | 3 | 178 | Bedroom | TRUE
211764 | 21176 | 4 | 363 | Family Room | TRUE
211765 | 21176 | 5 | 130 | Hall | TRUE | no windows
211766 | 21176 | 6 | 46 | Bathroom | TRUE | no windows
211767 | 21176 | 7 | 183 | Bedroom | TRUE
211768 | 21176 | 8 | 624 | Garage | FALSE | no windows
211769 | 21176 | 9 | 307 | Kitchen | TRUE
2117610 | 21176 | 10 | 45 | Laundry Room | TRUE
2117611 | 21176 | 11 | 332 | Living Room | TRUE
2117612 | 21176 | 12 | 83 | Bathroom | TRUE
2117613 | 21176 | 13 | 228 | Master Bedroom | TRUE | oxygen pump in bedroom
2117614 | 21176 | 14 | 94 | Other | TRUE | no windows
2117615 | 21176 | 15 | 123 | Hall | TRUE
2117616 | 21176 | 16 | 160 | Bedroom | TRUE
2117617 | 21176 | 17 | 96 | Bedroom | TRUE | CAN NOT GET TO TV PLUG TO READ WATTAGE
2117618 | 21176 | 18 | 84 | Hall | TRUE | no windows
2117619 | 21176 | 19 | 48 | Other | TRUE | no windows
2117620 | 21176 | 20 | 130 | Other | TRUE | no windows
211801 | 21180 | 1 | 60 | Bathroom | TRUE
211802 | 21180 | 2 | 112 | Bathroom | TRUE
211803 | 21180 | 3 | 306 | Bedroom | TRUE
211804 | 21180 | 4 | 24 | Closet | TRUE
211805 | 21180 | 5 | 42 | Closet | TRUE
211806 | 21180 | 6 | 35 | Closet | TRUE
211807 | 21180 | 7 | 143 | Dining Room | TRUE
211808 | 21180 | 8 | 110 | Other | TRUE
211809 | 21180 | 9 | 108 | Other | TRUE
2118010 | 21180 | 10 | 700 | Garage | FALSE | 35 x 20
2118011 | 21180 | 11 | 195 | Bedroom | TRUE
2118012 | 21180 | 12 | 144 | Bedroom | TRUE
2118013 | 21180 | 13 | 156 | Kitchen | TRUE
2118014 | 21180 | 14 | 48 | Laundry Room | TRUE
2118015 | 21180 | 15 | 484 | Living Room | TRUE
2118016 | 21180 | 16 | 252 | Other | TRUE
2118017 | 21180 | 17 | 156 | Bathroom | TRUE
2118018 | 21180 | 18 | 285 | Master Bedroom | TRUE
2118019 | 21180 | 19 | 49 | Closet | TRUE
2118020 | 21180 | 20 | 169 | Office | TRUE
2118021 | 21180 | 21 | 66 | Other | TRUE
2118022 | 21180 | 22 | 161 | Hall | TRUE
2118023 | 21180 | 23 | 49 | Bathroom | TRUE
211881 | 21188 | 1 | 100 | Bathroom | TRUE
211882 | 21188 | 2 | 100 | Bathroom | TRUE
211883 | 21188 | 3 | 120 | Bedroom | TRUE
211884 | 21188 | 4 | 175 | Bedroom | TRUE
211885 | 21188 | 5 | 200 | Bedroom | TRUE
211886 | 21188 | 6 | 120 | Bedroom | TRUE
211887 | 21188 | 7 | 160 | Bedroom | TRUE
211888 | 21188 | 8 | 135 | Bedroom | TRUE
211889 | 21188 | 9 | 255 | Other | TRUE
2118810 | 21188 | 10 | 275 | Garage | FALSE
2118811 | 21188 | 11 | 250 | Hall | TRUE
2118812 | 21188 | 12 | 275 | Kitchen | TRUE
2118813 | 21188 | 13 | 175 | Kitchen | TRUE
2118814 | 21188 | 14 | 270 | Living Room | TRUE
212011 | 21201 | 1 | 155 | Bedroom | TRUE
212012 | 21201 | 2 | 48 | Bathroom | TRUE | no windows, but skylight
212013 | 21201 | 3 | 40 | Bathroom | TRUE | no windows
212014 | 21201 | 4 | 120 | Dining Room | TRUE
212015 | 21201 | 5 | 140 | Bedroom | TRUE
212016 | 21201 | 6 | 300 | Family Room | TRUE
212017 | 21201 | 7 | 250 | Bedroom | TRUE
212018 | 21201 | 8 | 200 | Kitchen | TRUE
212019 | 21201 | 9 | 120 | Living Room | TRUE
2120110 | 21201 | 10 | 160 | Office | TRUE
2120111 | 21201 | 11 | 115 | Hall | TRUE | no windows
2120112 | 21201 | 12 | 200 | Hall | TRUE
212031 | 21203 | 1 | 28 | Hall | TRUE
212032 | 21203 | 2 | 55 | Other | TRUE
212033 | 21203 | 3 | 515 | Family Room | TRUE
212034 | 21203 | 4 | 50 | Bathroom | TRUE
212035 | 21203 | 5 | 141 | Dining Room | TRUE
212036 | 21203 | 6 | 297 | Garage | FALSE
212037 | 21203 | 7 | 133 | Bedroom | TRUE
212038 | 21203 | 8 | 175 | Kitchen | TRUE
212039 | 21203 | 9 | 350 | Living Room | TRUE
2120310 | 21203 | 10 | 133 | Master Bedroom | TRUE
2120311 | 21203 | 11 | 40 | Hall | TRUE
212141 | 21214 | 1 | 46 | Bathroom | TRUE
212142 | 21214 | 2 | 120 | Bathroom | TRUE | No windows
212143 | 21214 | 3 | 245 | Bedroom | TRUE
212144 | 21214 | 4 | 247 | Bedroom | TRUE
212145 | 21214 | 5 | 182 | Dining Room | TRUE
212146 | 21214 | 6 | 400 | Family Room | TRUE
212147 | 21214 | 7 | 728 | Garage | FALSE
212148 | 21214 | 8 | 465 | Garage | FALSE
212149 | 21214 | 9 | 115 | Hall | TRUE | No windows
2121410 | 21214 | 10 | 201 | Hall | TRUE
2121411 | 21214 | 11 | 190 | Kitchen | TRUE
2121412 | 21214 | 12 | 40 | Laundry Room | TRUE | no windows but skylight
2121413 | 21214 | 13 | 485 | Living Room | TRUE
2121414 | 21214 | 14 | 365 | Master Bedroom | TRUE
2121415 | 21214 | 15 | 130 | Bathroom | TRUE
2121416 | 21214 | 16 | 150 | Other | TRUE | No windows
2121417 | 21214 | 17 | 135 | Office | TRUE
2121418 | 21214 | 18 | 600 | Other | TRUE
212181 | 21218 | 1 | 412 | Living Room | TRUE
212182 | 21218 | 2 | 21 | Bathroom | TRUE
212183 | 21218 | 3 | 144 | Bathroom | TRUE
212184 | 21218 | 4 | 210 | Other | TRUE
212185 | 21218 | 5 | 340 | Bedroom | TRUE
212186 | 21218 | 6 | 26 | Hall | TRUE
212187 | 21218 | 7 | 56 | Bathroom | TRUE
212188 | 21218 | 8 | 57 | Bathroom | TRUE
212189 | 21218 | 9 | 262 | Family Room | TRUE
2121810 | 21218 | 10 | 35 | Bathroom | TRUE
2121811 | 21218 | 11 | 504 | Living Room | TRUE
2121812 | 21218 | 12 | 273 | Kitchen | TRUE
2121813 | 21218 | 13 | 30 | Hall | TRUE
2121814 | 21218 | 14 | 55 | Hall | TRUE
2121815 | 21218 | 15 | 96 | Laundry Room | TRUE
2121816 | 21218 | 16 | 224 | Bedroom | TRUE
2121817 | 21218 | 17 | 94 | Bathroom | TRUE
2121818 | 21218 | 18 | 171 | Laundry Room | TRUE
2121819 | 21218 | 19 | 251 | Dining Room | TRUE
2121820 | 21218 | 20 | 37 | Bathroom | TRUE
2121821 | 21218 | 21 | 501 | Family Room | TRUE
2121822 | 21218 | 22 | 110 | Hall | TRUE
2121823 | 21218 | 23 | 408 | Master Bedroom | TRUE
2121824 | 21218 | 24 | 60 | Closet | TRUE
212191 | 21219 | 1 | 40 | Bathroom | TRUE
212192 | 21219 | 2 | 60 | Bathroom | TRUE
212193 | 21219 | 3 | 60 | Bathroom | TRUE
212194 | 21219 | 4 | 105 | Bedroom | TRUE
212195 | 21219 | 5 | 127 | Bedroom | TRUE
212196 | 21219 | 6 | 175 | Bedroom | TRUE
212197 | 21219 | 7 | 600 | Garage | FALSE
212198 | 21219 | 8 | 150 | Hall | TRUE
212199 | 21219 | 9 | 282 | Kitchen | TRUE
2121910 | 21219 | 10 | 193 | Living Room | TRUE
2121911 | 21219 | 11 | 240 | Other | TRUE | 23X10
2121912 | 21219 | 12 | 15 | Other | TRUE
212251 | 21225 | 1 | 100 | Bathroom | TRUE
212252 | 21225 | 2 | 150 | Bedroom | TRUE
212253 | 21225 | 3 | 60 | Other | TRUE | no window
212254 | 21225 | 4 | 500 | Living Room | TRUE
212255 | 21225 | 5 | 400 | Garage | FALSE
212256 | 21225 | 6 | 120 | Bathroom | TRUE
212257 | 21225 | 7 | 150 | Bedroom | TRUE
212258 | 21225 | 8 | 60 | Hall | TRUE
212259 | 21225 | 9 | 250 | Kitchen | TRUE
2122510 | 21225 | 10 | 72 | Laundry Room | TRUE
2122511 | 21225 | 11 | 150 | Office | TRUE
212281 | 21228 | 1 | 157 | Bedroom | TRUE
212282 | 21228 | 2 | 117 | Bedroom | TRUE
212283 | 21228 | 3 | 462 | Garage | FALSE
212284 | 21228 | 4 | 48 | Bathroom | TRUE
212285 | 21228 | 5 | 178 | Bedroom | TRUE
212286 | 21228 | 6 | 24 | Hall | TRUE
212287 | 21228 | 7 | 320 | Living Room | TRUE
212288 | 21228 | 8 | 158 | Kitchen | TRUE
212289 | 21228 | 9 | 34 | Hall | TRUE
2122810 | 21228 | 10 | 164 | Bedroom | TRUE
2122811 | 21228 | 11 | 70 | Bathroom | TRUE
212311 | 21231 | 1 | 75 | Bathroom | TRUE
212312 | 21231 | 2 | 35 | Bathroom | TRUE
212313 | 21231 | 3 | 180 | Bedroom | TRUE
212314 | 21231 | 4 | 165 | Bedroom | TRUE
212315 | 21231 | 5 | 190 | Bedroom | TRUE
212316 | 21231 | 6 | 120 | Dining Room | TRUE
212317 | 21231 | 7 | 240 | Family Room | TRUE
212318 | 21231 | 8 | 150 | Dining Room | TRUE
212319 | 21231 | 9 | 165 | Kitchen | TRUE
2123110 | 21231 | 10 | 220 | Living Room | TRUE
2123111 | 21231 | 11 | 55 | Bathroom | TRUE
2123112 | 21231 | 12 | 270 | Master Bedroom | TRUE
2123113 | 21231 | 13 | 60 | Closet | TRUE | No windows
2123114 | 21231 | 14 | 160 | Hall | TRUE
2123115 | 21231 | 15 | 200 | Other | TRUE
2123116 | 21231 | 16 | 200 | Other | FALSE
2123117 | 21231 | 17 | 80 | Laundry Room | TRUE
212331 | 21233 | 1 | 62 | Bathroom | TRUE
212332 | 21233 | 2 | 40 | Bathroom | TRUE
212333 | 21233 | 3 | 122 | Bedroom | TRUE
212334 | 21233 | 4 | 160 | Bedroom | TRUE
212335 | 21233 | 5 | 29 | Closet | TRUE | No windows
212336 | 21233 | 6 | 68 | Other | TRUE
212337 | 21233 | 7 | 285 | Family Room | TRUE
212338 | 21233 | 8 | 440 | Garage | FALSE | No windows
212339 | 21233 | 9 | 237 | Dining Room | TRUE
2123310 | 21233 | 10 | 30 | Laundry Room | TRUE | No windows
2123311 | 21233 | 11 | 162 | Office | TRUE
212381 | 21238 | 1 | 800 | Other | TRUE
212382 | 21238 | 2 | 22 | Bathroom | TRUE | No windows
212383 | 21238 | 3 | 70 | Bathroom | TRUE
212384 | 21238 | 4 | 170 | Bedroom | TRUE
212385 | 21238 | 5 | 130 | Bedroom | TRUE
212386 | 21238 | 6 | 120 | Dining Room | TRUE | No windows
212387 | 21238 | 7 | 60 | Hall | TRUE | No windows
212388 | 21238 | 8 | 120 | Kitchen | TRUE
212389 | 21238 | 9 | 290 | Living Room | TRUE
2123810 | 21238 | 10 | 130 | Other | TRUE
212421 | 21242 | 1 | 32 | Bathroom | TRUE
212422 | 21242 | 2 | 95 | Laundry Room | TRUE
212423 | 21242 | 3 | 332 | Living Room | TRUE
212424 | 21242 | 4 | 123 | Office | TRUE
212425 | 21242 | 5 | 85 | Dining Room | TRUE
212426 | 21242 | 6 | 39 | Other | TRUE | No windows
212427 | 21242 | 7 | 285 | Garage | FALSE | No windows
212428 | 21242 | 8 | 124 | Kitchen | TRUE
212429 | 21242 | 9 | 335 | Living Room | TRUE
2124210 | 21242 | 10 | 86 | Bathroom | TRUE
2124211 | 21242 | 11 | 139 | Bedroom | TRUE
2124212 | 21242 | 12 | 181 | Bedroom | TRUE
2124213 | 21242 | 13 | 144 | Bedroom | TRUE
2124214 | 21242 | 14 | 63 | Hall | TRUE | No windows
212521 | 21252 | 1 | 35 | Bathroom | TRUE
212522 | 21252 | 2 | 60 | Bathroom | TRUE
212523 | 21252 | 3 | 250 | Family Room | TRUE
212524 | 21252 | 4 | 750 | Family Room | TRUE
212525 | 21252 | 5 |  | Garage | FALSE
212526 | 21252 | 6 | 145 | Bedroom | TRUE
212527 | 21252 | 7 | 50 | Hall | TRUE
212528 | 21252 | 8 | 325 | Kitchen | TRUE
212529 | 21252 | 9 | 265 | Bathroom | TRUE
2125210 | 21252 | 10 | 310 | Master Bedroom | TRUE
2125211 | 21252 | 11 | 90 | Closet | TRUE
2125212 | 21252 | 12 | 150 | Office | TRUE
2125213 | 21252 | 13 | 70 | Closet | TRUE
2125214 | 21252 | 14 | 375 | Other | TRUE
2125215 | 21252 | 15 | 120 | Hall | TRUE
2125216 | 21252 | 16 | 180 | Laundry Room | TRUE
212581 | 21258 | 1 | 35 | Bathroom | TRUE
212582 | 21258 | 2 | 72 | Dining Room | TRUE
212583 | 21258 | 3 | 205 | Dining Room | TRUE
212584 | 21258 | 4 |  | Garage | FALSE
212585 | 21258 | 5 | 145 | Bedroom | TRUE
212586 | 21258 | 6 | 60 | Hall | TRUE
212587 | 21258 | 7 | 162 | Kitchen | TRUE
212588 | 21258 | 8 | 210 | Living Room | TRUE
212589 | 21258 | 9 | 155 | Master Bedroom | TRUE
2125810 | 21258 | 10 | 120 | Bedroom | TRUE
2125811 | 21258 | 11 | 85 | Closet | TRUE
2125812 | 21258 | 12 | 840 | Other | FALSE
2125813 | 21258 | 13 | 77 | Bathroom | TRUE
212591 | 21259 | 1 | 49 | Bathroom | TRUE
212592 | 21259 | 2 | 72 | Hall | TRUE
212593 | 21259 | 3 | 405 | Family Room | TRUE
212594 | 21259 | 4 | 90 | Bathroom | TRUE
212595 | 21259 | 5 | 264 | Hall | TRUE
212596 | 21259 | 6 | 125 | Other | TRUE
212597 | 21259 | 7 | 189 | Other | TRUE
212598 | 21259 | 8 | 36 | Closet | TRUE
212599 | 21259 | 9 | 108 | Laundry Room | TRUE
2125910 | 21259 | 10 | 360 | Kitchen | TRUE
2125911 | 21259 | 11 | 576 | Garage | FALSE
2125912 | 21259 | 12 | 378 | Living Room | TRUE
2125913 | 21259 | 13 | 108 | Hall | TRUE
2125914 | 21259 | 14 | 144 | Office | TRUE
2125915 | 21259 | 15 | 144 | Bedroom | TRUE
2125916 | 21259 | 16 | 75 | Bathroom | TRUE
2125917 | 21259 | 17 | 240 | Bedroom | TRUE
212631 | 21263 | 1 | 40 | Bathroom | TRUE | No windows
212632 | 21263 | 2 | 144 | Bedroom | TRUE
212633 | 21263 | 3 | 116 | Dining Room | TRUE
212634 | 21263 | 4 | 852 | Garage | FALSE | No windows
212635 | 21263 | 5 | 89 | Hall | TRUE | No windows
212636 | 21263 | 6 | 215 | Living Room | TRUE
212637 | 21263 | 7 | 200 | Master Bedroom | TRUE
212638 | 21263 | 8 | 102 | Office | TRUE
212639 | 21263 | 9 | 18 | Hall | TRUE | No windows
2126310 | 21263 | 10 | 30 | Laundry Room | TRUE
2126311 | 21263 | 11 | 40 | Hall | TRUE | No windows
2126312 | 21263 | 12 | 55 | Bathroom | TRUE | No windows
2126313 | 21263 | 13 | 157 | Bedroom | TRUE
2126314 | 21263 | 14 | 276 | Bedroom | TRUE
2126315 | 21263 | 15 | 48 | Other | TRUE | No windows
2126316 | 21263 | 16 | 383 | Family Room | TRUE
2126317 | 21263 | 17 | 275 | Other | TRUE
2126318 | 21263 | 18 | 33 | Bathroom | TRUE
2126319 | 21263 | 19 | 94 | Kitchen | TRUE
2126320 | 21263 | 20 | 102 | Family Room | TRUE
212641 | 21264 | 1 | 50 | Bathroom | TRUE
212642 | 21264 | 2 | 47 | Bathroom | TRUE | no windows but skylight
212643 | 21264 | 3 | 145 | Bedroom | TRUE
212644 | 21264 | 4 | 101 | Dining Room | TRUE
212645 | 21264 | 5 | 74 | Hall | TRUE
212646 | 21264 | 6 | 310 | Family Room | TRUE
212647 | 21264 | 7 | 96 | Hall | TRUE | no windows
212648 | 21264 | 8 | 173 | Kitchen | TRUE
212649 | 21264 | 9 | 41 | Laundry Room | TRUE | no windows
2126410 | 21264 | 10 | 298 | Living Room | TRUE
2126411 | 21264 | 11 | 50 | Bathroom | TRUE
2126412 | 21264 | 12 | 185 | Master Bedroom | TRUE
2126413 | 21264 | 13 | 159 | Master Bedroom | TRUE
2126414 | 21264 | 14 | 100 | Office | TRUE
2126415 | 21264 | 15 | 312 | Garage | FALSE | no windows
212771 | 21277 | 1 | 320 | Master Bedroom | TRUE
212772 | 21277 | 2 | 110 | Bathroom | TRUE | 220v fan assist celing unted mounted heater
212773 | 21277 | 3 | 200 | Dining Room | TRUE
212774 | 21277 | 4 | 132 | Hall | TRUE
212775 | 21277 | 5 | 130 | Hall | TRUE | No windows
212776 | 21277 | 6 | 45 | Hall | TRUE | no windows but skylight
212777 | 21277 | 7 | 195 | Kitchen | TRUE
212778 | 21277 | 8 | 330 | Living Room | TRUE
212779 | 21277 | 9 | 300 | Office | TRUE
2127710 | 21277 | 10 | 100 | Bathroom | TRUE
2127711 | 21277 | 11 | 340 | Bedroom | TRUE
2127712 | 21277 | 12 | 35 | Closet | TRUE | No windows
212911 | 21291 | 1 | 485 | Kitchen | TRUE
212912 | 21291 | 2 | 148 | Hall | TRUE
212913 | 21291 | 3 | 140 | Bedroom | TRUE
212914 | 21291 | 4 | 301 | Living Room | TRUE
212915 | 21291 | 5 | 140 | Bedroom | TRUE
212916 | 21291 | 6 | 64 | Bathroom | TRUE
212917 | 21291 | 7 | 126 | Office | TRUE
212918 | 21291 | 8 | 64 | Bathroom | TRUE
212919 | 21291 | 9 | 316 | Master Bedroom | TRUE
2129110 | 21291 | 10 | 381 | Garage | FALSE
2129111 | 21291 | 11 | 40 | Hall | TRUE
2129112 | 21291 | 12 | 35 | Closet | TRUE
2129113 | 21291 | 13 | 308 | Family Room | TRUE
2129114 | 21291 | 14 | 210 | Kitchen | TRUE
2129115 | 21291 | 15 | 238 | Other | TRUE
2129116 | 21291 | 16 | 36 | Bathroom | TRUE
2129117 | 21291 | 17 | 147 | Dining Room | TRUE
2129118 | 21291 | 18 | 290 | Living Room | TRUE
2129119 | 21291 | 19 | 12 | Closet | TRUE
2129120 | 21291 | 20 | 140 | Hall | TRUE
2129121 | 21291 | 21 | 163 | Bedroom | TRUE
212931 | 21293 | 1 | 150 | Bedroom | TRUE
212932 | 21293 | 2 | 108 | Hall | TRUE | no windows
212933 | 21293 | 3 | 270 | Bedroom | TRUE
212934 | 21293 | 4 | 273 | Other | TRUE | no windows
212935 | 21293 | 5 | 365 | Living Room | TRUE | no windows
212936 | 21293 | 6 | 342 | Family Room | TRUE
212937 | 21293 | 7 | 216 | Bedroom | TRUE
212938 | 21293 | 8 | 72 | Bathroom | TRUE | no windows
212939 | 21293 | 9 | 84 | Hall | TRUE | no lights and no windows
2129310 | 21293 | 10 | 156 | Dining Room | TRUE
2129311 | 21293 | 11 | 216 | Kitchen | TRUE
2129312 | 21293 | 12 | 192 | Laundry Room | TRUE
2129313 | 21293 | 13 | 576 | Garage | FALSE | no windows
2129314 | 21293 | 14 | 540 | Living Room | TRUE
2129315 | 21293 | 15 | 84 | Hall | TRUE | no windows
2129316 | 21293 | 16 | 273 | Master Bedroom | TRUE
2129317 | 21293 | 17 | 150 | Bedroom | TRUE
212941 | 21294 | 1 | 168 | Dining Room | TRUE
212942 | 21294 | 2 | 161 | Kitchen | TRUE
212943 | 21294 | 3 | 85 | Closet | TRUE | no windows
212944 | 21294 | 4 | 127 | Bathroom | TRUE
212945 | 21294 | 5 | 60 | Bathroom | TRUE | no windows
212946 | 21294 | 6 | 133 | Office | TRUE
212947 | 21294 | 7 | 60 | Bathroom | TRUE | no windows
212948 | 21294 | 8 | 156 | Bedroom | TRUE
212949 | 21294 | 9 | 554 | Garage | FALSE | no windows
2129410 | 21294 | 10 | 25 | Closet | TRUE | no windows
2129411 | 21294 | 11 | 240 | Living Room | TRUE
2129412 | 21294 | 12 | 230 | Hall | TRUE
2129413 | 21294 | 13 | 473 | Family Room | TRUE
2129414 | 21294 | 14 | 25 | Closet | TRUE | no windows
2129415 | 21294 | 15 | 45 | Laundry Room | TRUE | no windows
2129416 | 21294 | 16 | 222 | Master Bedroom | TRUE
212951 | 21295 | 1 | 92 | Bathroom | TRUE
212952 | 21295 | 2 | 95 | Bedroom | TRUE
212953 | 21295 | 3 | 14 | Closet | TRUE
212954 | 21295 | 4 | 60 | Hall | TRUE
212955 | 21295 | 5 | 155 | Kitchen | TRUE
212956 | 21295 | 6 | 54 | Laundry Room | TRUE
212957 | 21295 | 7 | 95 | Laundry Room | TRUE
212961 | 21296 | 1 | 43 | Bathroom | TRUE
212962 | 21296 | 2 | 70 | Bedroom | TRUE
212963 | 21296 | 3 | 84 | Kitchen | TRUE
212964 | 21296 | 4 | 37 | Laundry Room | TRUE
212965 | 21296 | 5 | 147 | Living Room | TRUE
212966 | 21296 | 6 | 123 | Master Bedroom | TRUE
212981 | 21298 | 1 | 36 | Bathroom | TRUE
212982 | 21298 | 2 | 85 | Bathroom | TRUE
212983 | 21298 | 3 | 67 | Bathroom | TRUE
212984 | 21298 | 4 | 122 | Bedroom | TRUE
212985 | 21298 | 5 | 126 | Bedroom | TRUE
212986 | 21298 | 6 | 151 | Bedroom | TRUE
212987 | 21298 | 7 | 142 | Bedroom | TRUE
212988 | 21298 | 8 | 210 | Bedroom | TRUE
212989 | 21298 | 9 | 142 | Dining Room | TRUE
2129810 | 21298 | 10 | 131 | Hall | TRUE
2129811 | 21298 | 11 | 275 | Family Room | TRUE
2129812 | 21298 | 12 | 696 | Other | TRUE
2129813 | 21298 | 13 | 240 | Kitchen | TRUE
2129814 | 21298 | 14 | 153 | Kitchen | TRUE
2129815 | 21298 | 15 | 152 | Laundry Room | TRUE
2129816 | 21298 | 16 | 272 | Living Room | TRUE
213051 | 21305 | 1 | 48 | Bathroom | TRUE
213052 | 21305 | 2 | 110 | Bedroom | TRUE
213053 | 21305 | 3 | 144 | Kitchen | TRUE
213054 | 21305 | 4 | 319 | Living Room | TRUE
213055 | 21305 | 5 | 36 | Other | FALSE
213161 | 21316 | 1 | 35 | Bathroom | TRUE
213162 | 21316 | 2 | 125 | Bedroom | TRUE
213163 | 21316 | 3 | 90 | Bedroom | TRUE | no lighting in room
213164 | 21316 | 4 | 130 | Dining Room | TRUE
213165 | 21316 | 5 | 120 | Kitchen | TRUE
213166 | 21316 | 6 | 70 | Laundry Room | FALSE
213167 | 21316 | 7 | 240 | Living Room | TRUE
213168 | 21316 | 8 | 125 | Bedroom | TRUE
213191 | 21319 | 1 | 238 | Other | TRUE
213192 | 21319 | 2 | 46 | Bathroom | TRUE
213193 | 21319 | 3 | 150 | Bedroom | TRUE
213194 | 21319 | 4 | 160 | Bedroom | TRUE
213195 | 21319 | 5 | 160 | Bedroom | TRUE
213196 | 21319 | 6 | 46 | Hall | TRUE
213197 | 21319 | 7 | 50 | Hall | TRUE
213198 | 21319 | 8 | 40 | Hall | TRUE
213199 | 21319 | 9 | 160 | Kitchen | TRUE
2131910 | 21319 | 10 | 220 | Living Room | TRUE
2131911 | 21319 | 11 | 140 | Office | TRUE
2131912 | 21319 | 12 | 130 | Other | TRUE
213201 | 21320 | 1 | 44 | Bathroom | TRUE
213202 | 21320 | 2 | 91 | Bathroom | TRUE
213203 | 21320 | 3 | 142 | Bedroom | TRUE
213204 | 21320 | 4 | 148 | Bedroom | TRUE
213205 | 21320 | 5 | 132 | Dining Room | TRUE
213206 | 21320 | 6 | 285 | Family Room | TRUE
213207 | 21320 | 7 | 477 | Garage | FALSE | No windows
213208 | 21320 | 8 | 50 | Hall | TRUE | No windows
213209 | 21320 | 9 | 53 | Laundry Room | TRUE
2132010 | 21320 | 10 | 175 | Master Bedroom | TRUE
2132011 | 21320 | 11 | 105 | Kitchen | TRUE
2132012 | 21320 | 12 | 54 | Other | TRUE | No windows
213261 | 21326 | 1 | 46 | Bathroom | TRUE | no windows
213262 | 21326 | 2 | 72 | Bathroom | TRUE
213263 | 21326 | 3 | 50 | Bedroom | TRUE
213264 | 21326 | 4 | 186 | Bedroom | TRUE
213265 | 21326 | 5 | 506 | Garage | FALSE
213266 | 21326 | 6 | 70 | Hall | TRUE | no windows
213267 | 21326 | 7 | 300 | Kitchen | TRUE
213268 | 21326 | 8 | 332 | Living Room | TRUE
213269 | 21326 | 9 | 232 | Bedroom | TRUE
213341 | 21334 | 1 | 258 | Living Room | TRUE
213342 | 21334 | 2 | 147 | Kitchen | TRUE
213343 | 21334 | 3 | 64 | Hall | TRUE
213344 | 21334 | 4 | 185 | Bedroom | TRUE
213345 | 21334 | 5 | 67 | Bathroom | TRUE
213346 | 21334 | 6 | 95 | Bathroom | TRUE
213347 | 21334 | 7 | 160 | Bedroom | TRUE
213348 | 21334 | 8 | 150 | Bedroom | TRUE
213431 | 21343 | 1 | 84 | Bathroom | TRUE
213432 | 21343 | 2 | 150 | Bedroom | TRUE
213433 | 21343 | 3 | 300 | Bedroom | TRUE
213434 | 21343 | 4 | 300 | Office | TRUE
213435 | 21343 | 5 | 100 | Dining Room | TRUE
213436 | 21343 | 6 | 120 | Hall | TRUE
213437 | 21343 | 7 | 140 | Kitchen | TRUE
213438 | 21343 | 8 | 140 | Laundry Room | TRUE
213439 | 21343 | 9 | 250 | Living Room | TRUE
2134310 | 21343 | 10 | 72 | Bathroom | TRUE
2134311 | 21343 | 11 | 135 | Master Bedroom | TRUE
2134312 | 21343 | 12 | 150 | Office | TRUE
213451 | 21345 | 1 | 54 | Bathroom | TRUE
213452 | 21345 | 2 | 204 | Bedroom | TRUE
213453 | 21345 | 3 | 48 | Hall | TRUE
213454 | 21345 | 4 | 144 | Kitchen | TRUE
213455 | 21345 | 5 | 234 | Living Room | TRUE
213501 | 21350 | 1 | 42 | Bathroom | TRUE
213502 | 21350 | 2 | 40 | Bathroom | TRUE
213503 | 21350 | 3 | 168 | Hall | TRUE
213504 | 21350 | 4 | 118 | Bedroom | TRUE
213505 | 21350 | 5 | 237 | Kitchen | TRUE
213506 | 21350 | 6 | 150 | Laundry Room | TRUE
213507 | 21350 | 7 | 335 | Living Room | TRUE
213508 | 21350 | 8 | 125 | Bathroom | TRUE
213509 | 21350 | 9 | 280 | Master Bedroom | TRUE
2135010 | 21350 | 10 | 280 | Master Bedroom | TRUE
2135011 | 21350 | 11 | 105 | Office | TRUE
2135012 | 21350 | 12 | 1400 | Garage | FALSE
2135013 | 21350 | 13 | 210 | Bedroom | TRUE
213531 | 21353 | 1 | 26 | Bathroom | TRUE
213532 | 21353 | 2 | 22 | Closet | TRUE
213533 | 21353 | 3 | 417 | Family Room | TRUE | TV INSTALKED IN ENTERTAINMENT CENTER DONT USE
213534 | 21353 | 4 | 500 | Other | TRUE
213535 | 21353 | 5 | 132 | Bedroom | TRUE | MAKE UP LAMP ON TABLE WAS NOT SURE ABIUT BULB OR WATTAGE
213536 | 21353 | 6 | 157 | Bedroom | TRUE
213537 | 21353 | 7 | 158 | Bedroom | TRUE
213538 | 21353 | 8 | 80 | Hall | TRUE
213539 | 21353 | 9 | 227 | Kitchen | TRUE
2135310 | 21353 | 10 | 327 | Living Room | TRUE | TV PLUG BEHIND ENTERTSIN,ENT CENTER
2135311 | 21353 | 11 | 53 | Bathroom | TRUE
2135312 | 21353 | 12 | 158 | Bedroom | TRUE
2135313 | 21353 | 13 | 77 | Bathroom | TRUE
2135314 | 21353 | 14 | 153 | Bedroom | TRUE
2135315 | 21353 | 15 | 20 | Hall | TRUE
213551 | 21355 | 1 | 53 | Bathroom | TRUE
213552 | 21355 | 2 | 122 | Bedroom | TRUE
213553 | 21355 | 3 | 74 | Dining Room | TRUE
213554 | 21355 | 4 | 52 | Hall | TRUE
213555 | 21355 | 5 | 101 | Kitchen | TRUE
213556 | 21355 | 6 | 69 | Laundry Room | TRUE
213557 | 21355 | 7 | 254 | Living Room | TRUE
213558 | 21355 | 8 | 134 | Master Bedroom | TRUE
213559 | 21355 | 9 | 90 | Office | TRUE
213661 | 21366 | 1 | 20 | Closet | TRUE | No windows
213662 | 21366 | 2 | 28 | Closet | TRUE | No windows
213663 | 21366 | 3 | 100 | Bathroom | TRUE
213664 | 21366 | 4 | 28 | Bedroom | TRUE | No windows
213665 | 21366 | 5 | 160 | Bedroom | TRUE
213666 | 21366 | 6 | 203 | Bedroom | TRUE
213667 | 21366 | 7 | 25 | Closet | TRUE | No windows
213668 | 21366 | 8 | 35 | Hall | TRUE
213669 | 21366 | 9 | 10 | Closet | TRUE | No windows
2136610 | 21366 | 10 | 500 | Garage | FALSE | No windows
2136611 | 21366 | 11 | 41 | Hall | TRUE | No windows
2136612 | 21366 | 12 | 894 | Living Room | TRUE
2136613 | 21366 | 13 | 155 | Bathroom | TRUE
2136614 | 21366 | 14 | 355 | Bedroom | TRUE
2136615 | 21366 | 15 | 64 | Other | TRUE | No windows
2136616 | 21366 | 16 | 141 | Other | TRUE
2136617 | 21366 | 17 | 16 | Closet | TRUE | No windows
2136618 | 21366 | 18 | 74 | Laundry Room | TRUE
2136619 | 21366 | 19 | 70 | Other | TRUE | No windows
213671 | 21367 | 1 | 374 | Other | TRUE | No windows
213672 | 21367 | 2 | 55 | Bathroom | TRUE
213673 | 21367 | 3 | 130 | Bedroom | TRUE
213674 | 21367 | 4 | 145 | Bedroom | TRUE
213675 | 21367 | 5 | 165 | Kitchen | TRUE
213676 | 21367 | 6 | 570 | Garage | FALSE | No windows
213677 | 21367 | 7 | 56 | Laundry Room | TRUE
213678 | 21367 | 8 | 242 | Living Room | TRUE
213679 | 21367 | 9 | 270 | Other | TRUE
213721 | 21372 | 1 | 170 | Bedroom | TRUE
213722 | 21372 | 2 | 225 | Bedroom | TRUE
213723 | 21372 | 3 | 380 | Bedroom | TRUE | tv in bonus room is a vizio model#vx240m,serial# lsmfaak3600992,no date
213724 | 21372 | 4 | 25 | Bathroom | TRUE | no windows but skylight
213725 | 21372 | 5 | 18 | Bathroom | TRUE
213726 | 21372 | 6 | 135 | Closet | TRUE | no windows
213727 | 21372 | 7 | 230 | Dining Room | TRUE
213728 | 21372 | 8 | 105 | Hall | TRUE
213729 | 21372 | 9 | 450 | Garage | FALSE | no windows
2137210 | 21372 | 10 | 240 | Family Room | TRUE
2137211 | 21372 | 11 | 610 | Garage | FALSE | no windows
2137212 | 21372 | 12 | 100 | Other | TRUE | room has an electric heated floor, 220v
2137213 | 21372 | 13 | 75 | Hall | TRUE | no windows but skylight
2137214 | 21372 | 14 | 370 | Kitchen | TRUE
2137215 | 21372 | 15 | 80 | Laundry Room | TRUE
2137216 | 21372 | 16 | 200 | Office | TRUE
2137217 | 21372 | 17 | 130 | Other | FALSE
2137218 | 21372 | 18 | 132 | Bedroom | TRUE
2137219 | 21372 | 19 | 130 | Bathroom | TRUE
2137220 | 21372 | 20 | 85 | Hall | TRUE | no windows
2137221 | 21372 | 21 | 60 | Hall | TRUE
213741 | 21374 | 1 | 65 | Bathroom | TRUE
213742 | 21374 | 2 | 190 | Bedroom | TRUE
213743 | 21374 | 3 | 150 | Bedroom | TRUE
213744 | 21374 | 4 | 110 | Bedroom | TRUE
213745 | 21374 | 5 | 170 | Bedroom | TRUE
213746 | 21374 | 6 | 170 | Dining Room | TRUE
213747 | 21374 | 7 | 315 | Family Room | TRUE | primary tvcould not be moved, no date or model# or wattage
213748 | 21374 | 8 | 440 | Garage | FALSE
213749 | 21374 | 9 | 90 | Hall | TRUE
2137410 | 21374 | 10 | 100 | Kitchen | TRUE
2137411 | 21374 | 11 | 225 | Living Room | TRUE | primary tv nodate serial# 6130y02807088
2137412 | 21374 | 12 | 45 | Bathroom | TRUE
2137413 | 21374 | 13 | 30 | Closet | TRUE
2137414 | 21374 | 14 | 51 | Hall | TRUE
213761 | 21376 | 1 | 80 | Bathroom | TRUE
213762 | 21376 | 2 | 48 | Bathroom | TRUE
213763 | 21376 | 3 | 147 | Bedroom | TRUE
213764 | 21376 | 4 | 140 | Bedroom | TRUE
213765 | 21376 | 5 | 264 | Bedroom | TRUE
213766 | 21376 | 6 | 413 | Family Room | TRUE
213767 | 21376 | 7 | 1800 | Garage | FALSE
213768 | 21376 | 8 | 93 | Hall | TRUE
213769 | 21376 | 9 | 112 | Laundry Room | TRUE
2137610 | 21376 | 10 | 180 | Other | TRUE
2137611 | 21376 | 11 | 200 | Office | TRUE
2137612 | 21376 | 12 | 107 | Kitchen | TRUE
2137613 | 21376 | 13 | 170 | Dining Room | TRUE
2137614 | 21376 | 14 | 308 | Laundry Room | TRUE
2137615 | 21376 | 15 | 1800 | Other | FALSE
213841 | 21384 | 1 | 75 | Bathroom | TRUE
213842 | 21384 | 2 | 175 | Bedroom | TRUE
213843 | 21384 | 3 | 170 | Bedroom | TRUE
213844 | 21384 | 4 | 75 | Bathroom | TRUE
213845 | 21384 | 5 | 155 | Bedroom | TRUE
213846 | 21384 | 6 | 165 | Bedroom | TRUE
213847 | 21384 | 7 | 175 | Family Room | TRUE
213848 | 21384 | 8 | 75 | Hall | TRUE
213849 | 21384 | 9 | 140 | Laundry Room | TRUE
2138410 | 21384 | 10 | 145 | Dining Room | TRUE
2138411 | 21384 | 11 | 550 | Garage | FALSE
2138412 | 21384 | 12 | 130 | Hall | TRUE
2138413 | 21384 | 13 | 60 | Hall | TRUE
2138414 | 21384 | 14 | 150 | Kitchen | TRUE
2138415 | 21384 | 15 | 350 | Living Room | TRUE
2138416 | 21384 | 16 | 115 | Bathroom | TRUE
2138417 | 21384 | 17 | 260 | Master Bedroom | TRUE
2138418 | 21384 | 18 | 220 | Family Room | TRUE
213901 | 21390 | 1 | 35 | Bathroom | TRUE
213902 | 21390 | 2 | 110 | Bathroom | TRUE
213903 | 21390 | 3 | 200 | Bedroom | TRUE
213904 | 21390 | 4 | 145 | Bedroom | TRUE
213905 | 21390 | 5 | 185 | Bedroom | TRUE
213906 | 21390 | 6 | 360 | Family Room | TRUE | Television is in a large entertainment system. Model number and power cord were inaccessible.
213907 | 21390 | 7 | 40 | Hall | TRUE
213908 | 21390 | 8 | 245 | Kitchen | TRUE
213909 | 21390 | 9 | 360 | Living Room | TRUE
2139010 | 21390 | 10 | 195 | Office | TRUE
213911 | 21391 | 1 | 42 | Bathroom | TRUE | SCENTED CANDLE PLUGGED IN
213912 | 21391 | 2 | 134 | Bedroom | TRUE
213913 | 21391 | 3 | 145 | Bedroom | TRUE
213914 | 21391 | 4 | 760 | Garage | FALSE
213915 | 21391 | 5 | 40 | Hall | TRUE
213916 | 21391 | 6 | 196 | Kitchen | TRUE
213917 | 21391 | 7 | 50 | Laundry Room | TRUE
213918 | 21391 | 8 | 337 | Living Room | TRUE | SCENTED CANDLES PLUGGED IN
213919 | 21391 | 9 | 122 | Bathroom | TRUE
2139110 | 21391 | 10 | 178 | Master Bedroom | TRUE | SCENTED CANDLES PLUGGED IN
2139111 | 21391 | 11 | 40 | Hall | TRUE
213941 | 21394 | 1 | 40 | Bathroom | TRUE
213942 | 21394 | 2 | 135 | Office | TRUE
213943 | 21394 | 3 | 150 | Bedroom | TRUE
213944 | 21394 | 4 | 110 | Laundry Room | TRUE
213945 | 21394 | 5 | 80 | Hall | TRUE | no windows
213946 | 21394 | 6 | 140 | Kitchen | TRUE
213947 | 21394 | 7 | 250 | Living Room | TRUE
214011 | 21401 | 1 | 125 | Laundry Room | TRUE | no windows
214012 | 21401 | 2 | 540 | Bedroom | TRUE
214013 | 21401 | 3 | 170 | Bedroom | TRUE
214014 | 21401 | 4 | 435 | Bedroom | TRUE
214015 | 21401 | 5 | 381 | Family Room | TRUE
214016 | 21401 | 6 | 500 | Garage | FALSE
214017 | 21401 | 7 | 615 | Kitchen | TRUE
214018 | 21401 | 8 | 235 | Office | TRUE
214031 | 21403 | 1 | 44 | Bathroom | TRUE
214032 | 21403 | 2 | 44 | Bathroom | TRUE
214033 | 21403 | 3 | 121 | Bedroom | TRUE
214034 | 21403 | 4 | 135 | Bedroom | TRUE
214035 | 21403 | 5 | 523 | Family Room | TRUE
214036 | 21403 | 6 | 89 | Hall | TRUE
214037 | 21403 | 7 | 94 | Hall | TRUE | no windows
214038 | 21403 | 8 | 85 | Kitchen | TRUE
214039 | 21403 | 9 | 40 | Bathroom | TRUE
2140310 | 21403 | 10 | 204 | Master Bedroom | TRUE
2140311 | 21403 | 11 | 125 | Office | TRUE
2140312 | 21403 | 12 | 132 | Office | TRUE
2140313 | 21403 | 13 | 181 | Dining Room | TRUE
2140314 | 21403 | 14 | 379 | Living Room | TRUE
2140315 | 21403 | 15 | 390 | Other | TRUE | no windows
214051 | 21405 | 1 | 29 | Bathroom | TRUE
214052 | 21405 | 2 | 47 | Bathroom | TRUE
214053 | 21405 | 3 | 150 | Bedroom | TRUE
214054 | 21405 | 4 | 269 | Master Bedroom | TRUE
214055 | 21405 | 5 | 530 | Family Room | TRUE
214056 | 21405 | 6 | 145 | Bedroom | TRUE
214057 | 21405 | 7 | 85 | Closet | TRUE
214058 | 21405 | 8 | 270 | Dining Room | TRUE
214059 | 21405 | 9 | 118 | Hall | TRUE
2140510 | 21405 | 10 | 213 | Dining Room | TRUE
2140511 | 21405 | 11 | 538 | Garage | FALSE
2140512 | 21405 | 12 | 48 | Hall | TRUE
2140513 | 21405 | 13 | 62 | Hall | TRUE
2140514 | 21405 | 14 | 170 | Kitchen | TRUE
2140515 | 21405 | 15 | 44 | Laundry Room | TRUE
2140516 | 21405 | 16 | 36 | Closet | TRUE
2140517 | 21405 | 17 | 121 | Office | TRUE
2140518 | 21405 | 18 | 47 | Bathroom | TRUE
2140519 | 21405 | 19 | 57 | Bathroom | TRUE
2140520 | 21405 | 20 | 287 | Living Room | TRUE
2140521 | 21405 | 21 | 65 | Other | TRUE
214081 | 21408 | 1 | 55 | Bathroom | TRUE
214082 | 21408 | 2 | 131 | Bedroom | TRUE
214083 | 21408 | 3 | 182 | Bedroom | TRUE
214084 | 21408 | 4 | 98 | Dining Room | TRUE
214085 | 21408 | 5 | 70 | Hall | TRUE
214086 | 21408 | 6 | 181 | Family Room | TRUE
214087 | 21408 | 7 | 484 | Garage | FALSE
214088 | 21408 | 8 | 42 | Hall | TRUE
214089 | 21408 | 9 | 142 | Kitchen | TRUE
2140810 | 21408 | 10 | 72 | Laundry Room | TRUE
2140811 | 21408 | 11 | 260 | Living Room | TRUE
2140812 | 21408 | 12 | 212 | Master Bedroom | TRUE
2140813 | 21408 | 13 | 48 | Bathroom | TRUE
214111 | 21411 | 1 | 40 | Other | TRUE
214112 | 21411 | 2 | 46 | Bathroom | TRUE
214113 | 21411 | 3 | 24 | Closet | TRUE
214114 | 21411 | 4 | 24 | Closet | TRUE
214115 | 21411 | 5 | 72 | Dining Room | TRUE
214116 | 21411 | 6 | 40 | Bathroom | TRUE
214117 | 21411 | 7 | 150 | Bedroom | TRUE
214118 | 21411 | 8 | 174 | Bedroom | TRUE
214119 | 21411 | 9 | 51 | Closet | TRUE
2141110 | 21411 | 10 | 445 | Family Room | TRUE
2141111 | 21411 | 11 | 35 | Hall | TRUE | no lighting
2141112 | 21411 | 12 | 95 | Kitchen | TRUE
2141113 | 21411 | 13 | 25 | Other | TRUE
2141114 | 21411 | 14 | 107 | Hall | TRUE
2141115 | 21411 | 15 | 182 | Kitchen | TRUE
2141116 | 21411 | 16 | 325 | Living Room | TRUE
2141117 | 21411 | 17 | 112 | Bedroom | TRUE
2141118 | 21411 | 18 | 194 | Bedroom | TRUE
2141119 | 21411 | 19 | 140 | Bedroom | TRUE
2141120 | 21411 | 20 | 229 | Bedroom | TRUE
2141121 | 21411 | 21 | 242 | Living Room | TRUE
214141 | 21414 | 1 | 22 | Bathroom | TRUE
214142 | 21414 | 2 | 39 | Bathroom | TRUE
214143 | 21414 | 3 | 132 | Bedroom | TRUE
214144 | 21414 | 4 | 89 | Dining Room | TRUE
214145 | 21414 | 5 | 83 | Hall | TRUE
214146 | 21414 | 6 | 102 | Kitchen | TRUE
214147 | 21414 | 7 | 52 | Laundry Room | TRUE
214148 | 21414 | 8 | 329 | Living Room | TRUE
214149 | 21414 | 9 | 34 | Bathroom | TRUE
2141410 | 21414 | 10 | 197 | Master Bedroom | TRUE
2141411 | 21414 | 11 | 118 | Office | TRUE
2141412 | 21414 | 12 | 43 | Other | TRUE
214171 | 21417 | 1 | 377 | Living Room | TRUE
214172 | 21417 | 2 | 219 | Bedroom | TRUE
214173 | 21417 | 3 | 366 | Kitchen | TRUE
214174 | 21417 | 4 | 248 | Office | TRUE
214175 | 21417 | 5 | 82 | Bathroom | TRUE
214176 | 21417 | 6 | 68 | Hall | TRUE
214177 | 21417 | 7 | 203 | Other | TRUE
214178 | 21417 | 8 | 213 | Bedroom | TRUE
214179 | 21417 | 9 |  | Other | FALSE
214191 | 21419 | 1 | 60 | Bathroom | TRUE
214192 | 21419 | 2 | 120 | Bedroom | TRUE
214193 | 21419 | 3 | 115 | Bedroom | TRUE
214194 | 21419 | 4 | 200 | Living Room | TRUE
214195 | 21419 | 5 | 200 | Kitchen | TRUE
214196 | 21419 | 6 | 100 | Laundry Room | TRUE
214197 | 21419 | 7 | 200 | Living Room | TRUE
214271 | 21427 | 1 | 40 | Bathroom | TRUE
214272 | 21427 | 2 | 130 | Bedroom | TRUE
214273 | 21427 | 3 | 132 | Bedroom | TRUE
214274 | 21427 | 4 |  | Garage | FALSE
214275 | 21427 | 5 | 45 | Hall | TRUE
214276 | 21427 | 6 | 210 | Kitchen | TRUE
214277 | 21427 | 7 | 240 | Living Room | TRUE
214311 | 21431 | 1 | 60 | Bathroom | TRUE
214312 | 21431 | 2 | 130 | Bedroom | TRUE
214313 | 21431 | 3 | 400 | Bedroom | TRUE
214314 | 21431 | 4 | 180 | Bedroom | TRUE
214315 | 21431 | 5 | 130 | Dining Room | TRUE
214316 | 21431 | 6 | 45 | Closet | TRUE | no windows
214317 | 21431 | 7 | 155 | Kitchen | TRUE
214318 | 21431 | 8 | 100 | Laundry Room | TRUE | no windows
214319 | 21431 | 9 | 400 | Living Room | TRUE | TV wattage is listed as inaccessible
2143110 | 21431 | 10 | 190 | Master Bedroom | TRUE
2143111 | 21431 | 11 | 210 | Other | TRUE
2143112 | 21431 | 12 | 30 | Other | TRUE | no windows
2143113 | 21431 | 13 | 150 | Other | TRUE
2143114 | 21431 | 14 | 200 | Other | TRUE | no windows
2143115 | 21431 | 15 | 45 | Bathroom | TRUE | no windows
214361 | 21436 | 1 | 132 | Other | TRUE
214362 | 21436 | 2 | 71 | Bathroom | TRUE
214363 | 21436 | 3 | 167 | Bedroom | TRUE
214364 | 21436 | 4 | 165 | Bedroom | TRUE | no windows
214365 | 21436 | 5 | 182 | Bedroom | TRUE
214366 | 21436 | 6 | 576 | Garage | FALSE | no windows
214367 | 21436 | 7 | 39 | Hall | TRUE | no windows
214368 | 21436 | 8 | 278 | Kitchen | TRUE
214369 | 21436 | 9 | 280 | Living Room | TRUE
2143610 | 21436 | 10 | 238 | Living Room | TRUE
2143611 | 21436 | 11 | 30 | Hall | TRUE
2143612 | 21436 | 12 | 116 | Bedroom | TRUE
214371 | 21437 | 1 | 25 | Bathroom | TRUE | no windows
214372 | 21437 | 2 | 90 | Bathroom | TRUE | no windows
214373 | 21437 | 3 | 120 | Bathroom | TRUE
214374 | 21437 | 4 | 130 | Bedroom | TRUE
214375 | 21437 | 5 | 130 | Bedroom | TRUE
214376 | 21437 | 6 | 200 | Bedroom | TRUE
214377 | 21437 | 7 | 220 | Master Bedroom | TRUE
214378 | 21437 | 8 | 80 | Closet | TRUE | no windows
214379 | 21437 | 9 | 130 | Dining Room | TRUE
2143710 | 21437 | 10 | 400 | Family Room | TRUE
2143711 | 21437 | 11 | 650 | Garage | FALSE | no windows
2143712 | 21437 | 12 | 500 | Hall | TRUE
2143713 | 21437 | 13 | 225 | Kitchen | TRUE
2143714 | 21437 | 14 | 110 | Laundry Room | TRUE | no windows
2143715 | 21437 | 15 | 160 | Living Room | TRUE
2143716 | 21437 | 16 | 175 | Family Room | TRUE
214381 | 21438 | 1 | 185 | Bedroom | TRUE
214382 | 21438 | 2 | 35 | Bathroom | TRUE
214383 | 21438 | 3 | 230 | Kitchen | TRUE
214384 | 21438 | 4 | 350 | Master Bedroom | TRUE
214385 | 21438 | 5 | 140 | Bathroom | TRUE
214386 | 21438 | 6 | 200 | Office | TRUE
214387 | 21438 | 7 | 450 | Living Room | TRUE | primary tv no date, serial#lupdqaj4603176,client esimate 2008. Two story, mostly glass south wall.
214388 | 21438 | 8 | 30 | Hall | TRUE
214521 | 21452 | 1 | 137 | Bedroom | TRUE
214522 | 21452 | 2 | 162 | Dining Room | TRUE
214523 | 21452 | 3 | 74 | Laundry Room | TRUE
214524 | 21452 | 4 | 571 | Garage | FALSE | no windows
214525 | 21452 | 5 | 134 | Bedroom | TRUE
214526 | 21452 | 6 | 47 | Bathroom | TRUE | no windows
214527 | 21452 | 7 | 45 | Closet | TRUE | no windows
214528 | 21452 | 8 | 130 | Bathroom | TRUE
214529 | 21452 | 9 | 158 | Master Bedroom | TRUE
2145210 | 21452 | 10 | 338 | Living Room | TRUE
2145211 | 21452 | 11 | 46 | Hall | TRUE | no windows
2145212 | 21452 | 12 | 77 | Kitchen | TRUE
214561 | 21456 | 1 | 44 | Bathroom | TRUE
214562 | 21456 | 2 | 115 | Bedroom | TRUE
214563 | 21456 | 3 | 80 | Bedroom | TRUE
214564 | 21456 | 4 | 288 | Garage | FALSE | no windows
214565 | 21456 | 5 | 114 | Kitchen | TRUE
214566 | 21456 | 6 | 246 | Living Room | TRUE | + hallway.
214591 | 21459 | 1 | 91 | Bathroom | TRUE
214592 | 21459 | 2 | 175 | Bathroom | TRUE
214593 | 21459 | 3 | 136 | Bedroom | TRUE
214594 | 21459 | 4 | 147 | Bedroom | TRUE
214595 | 21459 | 5 | 550 | Bedroom | TRUE
214596 | 21459 | 6 | 43 | Closet | TRUE | no windows
214597 | 21459 | 7 | 895 | Family Room | TRUE
214598 | 21459 | 8 | 702 | Garage | FALSE | no windows
214599 | 21459 | 9 | 90 | Hall | TRUE | no windows
2145910 | 21459 | 10 | 564 | Office | TRUE
2145911 | 21459 | 11 | 74 | Other | TRUE | no windows
214601 | 21460 | 1 | 130 | Bedroom | TRUE
214602 | 21460 | 2 | 37 | Hall | TRUE
214603 | 21460 | 3 | 408 | Laundry Room | TRUE
214604 | 21460 | 4 | 301 | Office | TRUE
214605 | 21460 | 5 | 162 | Family Room | TRUE
214606 | 21460 | 6 | 30 | Hall | TRUE
214607 | 21460 | 7 | 57 | Bathroom | TRUE
214608 | 21460 | 8 | 141 | Master Bedroom | TRUE
214609 | 21460 | 9 | 61 | Closet | TRUE
2146010 | 21460 | 10 | 250 | Living Room | TRUE
2146011 | 21460 | 11 | 20 | Hall | TRUE
2146012 | 21460 | 12 | 75 | Dining Room | TRUE
2146013 | 21460 | 13 | 134 | Kitchen | TRUE
214631 | 21463 | 1 | 180 | Other | TRUE
214632 | 21463 | 2 | 944 | Other | FALSE | no windows
214633 | 21463 | 3 | 110 | Bathroom | TRUE
214634 | 21463 | 4 | 180 | Bedroom | TRUE
214635 | 21463 | 5 | 210 | Master Bedroom | TRUE
214636 | 21463 | 6 | 200 | Dining Room | TRUE
214637 | 21463 | 7 | 180 | Other | TRUE
214638 | 21463 | 8 | 30 | Bathroom | TRUE
214639 | 21463 | 9 | 120 | Hall | TRUE | no windows
2146310 | 21463 | 10 | 144 | Kitchen | TRUE
2146311 | 21463 | 11 | 250 | Living Room | TRUE | Speakers were spaced stategically about the main floor, hence the 8 pieces of audio equipment.
2146312 | 21463 | 12 | 30 | Other | TRUE
2146313 | 21463 | 13 | 80 | Other | TRUE
214641 | 21464 | 1 | 126 | Bedroom | TRUE
214642 | 21464 | 2 | 52 | Other | TRUE
214643 | 21464 | 3 | 51 | Bathroom | TRUE | FAN COMBO HEATER IN CEILING HEATER DOES NOT WORK
214644 | 21464 | 4 | 162 | Bedroom | TRUE
214645 | 21464 | 5 | 146 | Bedroom | TRUE
214646 | 21464 | 6 | 96 | Other | TRUE
214647 | 21464 | 7 | 536 | Family Room | TRUE
214648 | 21464 | 8 | 24 | Hall | TRUE
214649 | 21464 | 9 | 189 | Kitchen | TRUE | LOW VOLTAGE LAMPS UNDER CABINETS
2146410 | 21464 | 10 | 55 | Laundry Room | TRUE
2146411 | 21464 | 11 | 436 | Living Room | TRUE
214691 | 21469 | 1 | 52 | Bathroom | TRUE | no window
214692 | 21469 | 2 | 128 | Bedroom | TRUE
214693 | 21469 | 3 | 111 | Bedroom | TRUE
214694 | 21469 | 4 | 176 | Bedroom | TRUE
214695 | 21469 | 5 | 116 | Dining Room | TRUE
214696 | 21469 | 6 | 370 | Family Room | TRUE
214697 | 21469 | 7 | 270 | Family Room | TRUE
214698 | 21469 | 8 | 24 | Hall | TRUE | no windows
214699 | 21469 | 9 | 90 | Hall | TRUE | no window
2146910 | 21469 | 10 | 135 | Kitchen | TRUE
2146911 | 21469 | 11 | 81 | Laundry Room | TRUE
2146912 | 21469 | 12 | 275 | Living Room | TRUE
2146913 | 21469 | 13 | 38 | Bathroom | TRUE
2146914 | 21469 | 14 | 151 | Master Bedroom | TRUE
2146915 | 21469 | 15 | 480 | Garage | FALSE | no windows
2146916 | 21469 | 16 | 27 | Other | TRUE | no windows
214711 | 21471 | 1 | 80 | Bathroom | TRUE
214712 | 21471 | 2 | 95 | Bathroom | TRUE
214713 | 21471 | 3 | 240 | Bedroom | TRUE
214714 | 21471 | 4 | 200 | Bedroom | TRUE
214715 | 21471 | 5 | 173 | Dining Room | TRUE
214716 | 21471 | 6 | 90 | Hall | TRUE
214717 | 21471 | 7 | 9 | Closet | TRUE
214718 | 21471 | 8 | 80 | Hall | TRUE
214719 | 21471 | 9 | 140 | Kitchen | TRUE
2147110 | 21471 | 10 | 504 | Living Room | TRUE
2147111 | 21471 | 11 | 18 | Closet | TRUE
2147112 | 21471 | 12 | 310 | Master Bedroom | TRUE
2147113 | 21471 | 13 | 210 | Other | TRUE
2147114 | 21471 | 14 | 135 | Other | TRUE
2147115 | 21471 | 15 | 143 | Family Room | TRUE
214831 | 21483 | 1 | 94 | Bathroom | TRUE
214832 | 21483 | 2 | 80 | Bathroom | TRUE
214833 | 21483 | 3 | 150 | Bedroom | TRUE
214834 | 21483 | 4 | 188 | Bedroom | TRUE
214835 | 21483 | 5 | 210 | Bedroom | TRUE
214836 | 21483 | 6 | 70 | Closet | TRUE
214837 | 21483 | 7 | 760 | Garage | FALSE
214838 | 21483 | 8 | 150 | Hall | TRUE
214839 | 21483 | 9 | 365 | Kitchen | TRUE
2148310 | 21483 | 10 | 46 | Laundry Room | TRUE
2148311 | 21483 | 11 | 350 | Living Room | TRUE
2148312 | 21483 | 12 | 120 | Office | TRUE
214841 | 21484 | 1 | 99 | Bedroom | TRUE | PORTABLE ELECTRIC HEATER IN BED ROOM
214842 | 21484 | 2 | 240 | Other | TRUE
214843 | 21484 | 3 | 34 | Bathroom | TRUE
214844 | 21484 | 4 | 72 | Bathroom | TRUE
214845 | 21484 | 5 | 157 | Bedroom | TRUE
214846 | 21484 | 6 | 126 | Bedroom | TRUE
214847 | 21484 | 7 | 114 | Dining Room | TRUE
214848 | 21484 | 8 | 200 | Family Room | TRUE
214849 | 21484 | 9 | 73 | Hall | TRUE
2148410 | 21484 | 10 | 104 | Kitchen | TRUE
2148411 | 21484 | 11 | 260 | Laundry Room | TRUE
2148412 | 21484 | 12 | 286 | Living Room | TRUE
214861 | 21486 | 1 | 45 | Bathroom | TRUE
214862 | 21486 | 2 | 115 | Bedroom | TRUE
214863 | 21486 | 3 | 180 | Master Bedroom | TRUE
214864 | 21486 | 4 | 100 | Dining Room | TRUE
214865 | 21486 | 5 | 110 | Hall | TRUE | no windows
214866 | 21486 | 6 | 210 | Family Room | TRUE
214867 | 21486 | 7 | 480 | Garage | FALSE
214868 | 21486 | 8 | 100 | Kitchen | TRUE
214869 | 21486 | 9 | 225 | Living Room | TRUE
2148610 | 21486 | 10 | 40 | Bathroom | TRUE | no window
2148611 | 21486 | 11 | 95 | Bedroom | TRUE
214871 | 21487 | 1 | 132 | Bedroom | TRUE
214872 | 21487 | 2 | 221 | Family Room | TRUE | windows exist in the basement (18 sq ft) however they are curtained off and blocked with styrofoam. I didn't count them.
214873 | 21487 | 3 | 156 | Laundry Room | TRUE
214874 | 21487 | 4 | 39 | Hall | TRUE
214875 | 21487 | 5 | 64 | Bathroom | TRUE | 8x8, solar tube in MF Bathroom
214876 | 21487 | 6 | 121 | Dining Room | TRUE | 11x11
214877 | 21487 | 7 | 25 | Other | TRUE | 5x5
214878 | 21487 | 8 | 30 | Hall | TRUE | 3x10
214879 | 21487 | 9 | 162 | Kitchen | TRUE | 18x9
2148710 | 21487 | 10 | 182 | Living Room | TRUE | 13x14
2148711 | 21487 | 11 | 96 | Bathroom | TRUE | 8X12
2148712 | 21487 | 12 | 312 | Master Bedroom | TRUE | 24x13
2148713 | 21487 | 13 | 120 | Office | TRUE | 12x10
2148714 | 21487 | 14 | 195 | Other | TRUE
2148715 | 21487 | 15 | 220 | Bedroom | TRUE
2148716 | 21487 | 16 | 112 | Closet | TRUE
2148717 | 21487 | 17 | 132 | Hall | TRUE
214941 | 21494 | 1 | 50 | Bathroom | TRUE | no windows
214942 | 21494 | 2 | 130 | Bedroom | TRUE
214943 | 21494 | 3 | 135 | Bedroom | TRUE
214944 | 21494 | 4 | 30 | Closet | TRUE | no windows
214945 | 21494 | 5 | 30 | Hall | TRUE
214946 | 21494 | 6 | 165 | Kitchen | TRUE | no windows
214947 | 21494 | 7 | 270 | Living Room | TRUE
214948 | 21494 | 8 | 150 | Office | TRUE
214949 | 21494 | 9 | 75 | Hall | TRUE
214991 | 21499 | 1 | 65 | Bathroom | TRUE | Window goes to garage not to exterior
214992 | 21499 | 2 | 42 | Closet | TRUE
214993 | 21499 | 3 | 37 | Closet | TRUE
214994 | 21499 | 4 | 125 | Bedroom | TRUE
214995 | 21499 | 5 | 206 | Bedroom | TRUE
214996 | 21499 | 6 | 500 | Garage | FALSE
214997 | 21499 | 7 | 40 | Hall | TRUE
214998 | 21499 | 8 | 165 | Kitchen | TRUE
214999 | 21499 | 9 | 85 | Laundry Room | TRUE
2149910 | 21499 | 10 | 248 | Living Room | TRUE
2149911 | 21499 | 11 | 10 | Closet | TRUE
2149912 | 21499 | 12 | 82 | Hall | TRUE
215011 | 21501 | 1 | 62 | Bathroom | TRUE
215012 | 21501 | 2 | 153 | Bedroom | TRUE
215013 | 21501 | 3 | 153 | Bedroom | TRUE
215014 | 21501 | 4 | 390 | Garage | FALSE
215015 | 21501 | 5 | 56 | Hall | TRUE | no windows
215016 | 21501 | 6 | 314 | Kitchen | TRUE
215017 | 21501 | 7 | 321 | Living Room | TRUE
215018 | 21501 | 8 | 53 | Bathroom | TRUE | no windows
215019 | 21501 | 9 | 176 | Bedroom | TRUE
2150110 | 21501 | 10 | 40 | Closet | TRUE | no windows
2150111 | 21501 | 11 | 224 | Office | TRUE
215031 | 21503 | 1 | 75 | Bathroom | TRUE
215032 | 21503 | 2 | 110 | Bedroom | TRUE
215033 | 21503 | 3 | 225 | Dining Room | TRUE
215034 | 21503 | 4 | 55 | Hall | TRUE
215035 | 21503 | 5 | 75 | Hall | TRUE | no windows
215036 | 21503 | 6 | 170 | Kitchen | TRUE
215037 | 21503 | 7 | 350 | Living Room | TRUE
215038 | 21503 | 8 | 190 | Master Bedroom | TRUE
215039 | 21503 | 9 | 70 | Other | TRUE
2150310 | 21503 | 10 | 120 | Bedroom | TRUE
2150311 | 21503 | 11 | 2000 | Other | FALSE | no windows
215041 | 21504 | 1 | 653 | Other | TRUE | no windows
215042 | 21504 | 2 | 48 | Bathroom | TRUE | no windows
215043 | 21504 | 3 | 105 | Bedroom | TRUE
215044 | 21504 | 4 | 127 | Dining Room | TRUE
215045 | 21504 | 5 | 228 | Family Room | TRUE
215046 | 21504 | 6 | 113 | Kitchen | TRUE
215047 | 21504 | 7 | 56 | Laundry Room | TRUE
215048 | 21504 | 8 | 304 | Bedroom | TRUE
215241 | 21524 | 1 | 30 | Bathroom | TRUE | no window
215242 | 21524 | 2 | 75 | Bathroom | TRUE | no window but skylight
215243 | 21524 | 3 | 175 | Bedroom | TRUE
215244 | 21524 | 4 | 190 | Bedroom | TRUE
215245 | 21524 | 5 | 300 | Family Room | TRUE
215246 | 21524 | 6 | 175 | Hall | TRUE | no window but skylight
215247 | 21524 | 7 | 715 | Garage | FALSE
215248 | 21524 | 8 | 130 | Hall | TRUE | no window but skylight
215249 | 21524 | 9 | 300 | Kitchen | TRUE
2152410 | 21524 | 10 | 150 | Laundry Room | TRUE
2152411 | 21524 | 11 | 320 | Living Room | TRUE
2152412 | 21524 | 12 | 225 | Bathroom | TRUE
2152413 | 21524 | 13 | 310 | Master Bedroom | TRUE
2152414 | 21524 | 14 | 160 | Office | TRUE
2152415 | 21524 | 15 | 50 | Closet | TRUE | no window
215311 | 21531 | 1 | 71 | Bathroom | TRUE
215312 | 21531 | 2 | 50 | Bathroom | TRUE
215313 | 21531 | 3 | 205 | Bedroom | TRUE
215314 | 21531 | 4 | 185 | Bedroom | TRUE
215315 | 21531 | 5 | 430 | Bedroom | TRUE
215316 | 21531 | 6 | 116 | Dining Room | TRUE
215317 | 21531 | 7 | 266 | Family Room | TRUE
215318 | 21531 | 8 | 584 | Garage | FALSE
215319 | 21531 | 9 | 168 | Hall | TRUE
2153110 | 21531 | 10 | 800 | Other | FALSE
2153111 | 21531 | 11 | 260 | Kitchen | TRUE
2153112 | 21531 | 12 | 44 | Laundry Room | TRUE
2153113 | 21531 | 13 | 252 | Living Room | TRUE
215321 | 21532 | 1 | 110 | Bathroom | TRUE
215322 | 21532 | 2 | 320 | Bedroom | TRUE
215323 | 21532 | 3 | 260 | Bedroom | TRUE
215324 | 21532 | 4 | 120 | Bedroom | TRUE
215325 | 21532 | 5 | 75 | Bathroom | TRUE
215326 | 21532 | 6 | 60 | Closet | TRUE
215327 | 21532 | 7 | 320 | Dining Room | TRUE
215328 | 21532 | 8 | 792 | Garage | FALSE
215329 | 21532 | 9 | 140 | Hall | TRUE
2153210 | 21532 | 10 | 325 | Kitchen | TRUE
2153211 | 21532 | 11 | 215 | Laundry Room | TRUE
2153212 | 21532 | 12 | 450 | Living Room | TRUE
2153213 | 21532 | 13 | 120 | Bathroom | TRUE
2153214 | 21532 | 14 | 140 | Office | TRUE
2153215 | 21532 | 15 | 30 | Closet | TRUE
215371 | 21537 | 1 | 45 | Bathroom | TRUE
215372 | 21537 | 2 | 47 | Bathroom | TRUE
215373 | 21537 | 3 | 145 | Bedroom | TRUE
215374 | 21537 | 4 | 121 | Bedroom | TRUE
215375 | 21537 | 5 | 144 | Bedroom | TRUE
215376 | 21537 | 6 | 306 | Family Room | TRUE
215377 | 21537 | 7 | 200 | Other | FALSE | no windows
215378 | 21537 | 8 | 482 | Garage | FALSE | no windows
215379 | 21537 | 9 | 65 | Bathroom | TRUE
2153710 | 21537 | 10 | 80 | Hall | TRUE | no windows
2153711 | 21537 | 11 | 175 | Kitchen | TRUE
2153712 | 21537 | 12 | 296 | Living Room | TRUE
215461 | 21546 | 1 | 24 | Bathroom | TRUE
215462 | 21546 | 2 | 165 | Bathroom | TRUE
215463 | 21546 | 3 | 126 | Bathroom | TRUE
215464 | 21546 | 4 | 65 | Bathroom | TRUE
215465 | 21546 | 5 | 225 | Bedroom | TRUE
215466 | 21546 | 6 | 361 | Bedroom | TRUE
215467 | 21546 | 7 | 165 | Bedroom | TRUE
215468 | 21546 | 8 | 270 | Hall | TRUE
215469 | 21546 | 9 | 1253 | Garage | FALSE
2154610 | 21546 | 10 | 290 | Kitchen | TRUE
2154611 | 21546 | 11 | 165 | Laundry Room | TRUE
2154612 | 21546 | 12 | 260 | Other | TRUE
2154613 | 21546 | 13 | 550 | Living Room | TRUE
2154614 | 21546 | 14 | 225 | Other | TRUE
2154615 | 21546 | 15 | 550 | Family Room | TRUE
215661 | 21566 | 1 | 45 | Bathroom | TRUE
215662 | 21566 | 2 | 145 | Bedroom | TRUE
215663 | 21566 | 3 | 200 | Other | TRUE
215664 | 21566 | 4 | 160 | Kitchen | TRUE
215665 | 21566 | 5 | 250 | Laundry Room | TRUE
215666 | 21566 | 6 | 360 | Living Room | TRUE
215667 | 21566 | 7 | 50 | Hall | TRUE
215668 | 21566 | 8 | 150 | Office | TRUE
215669 | 21566 | 9 | 300 | Other | TRUE
2156610 | 21566 | 10 | 60 | Hall | TRUE
215781 | 21578 | 1 | 45 | Bathroom | TRUE | no windows
215782 | 21578 | 2 | 152 | Dining Room | TRUE
215783 | 21578 | 3 | 1000 | Other | TRUE
215784 | 21578 | 4 | 252 | Family Room | TRUE
215785 | 21578 | 5 | 450 | Garage | FALSE
215786 | 21578 | 6 | 35 | Bathroom | TRUE | no windows
215787 | 21578 | 7 | 100 | Kitchen | TRUE | no windows
215788 | 21578 | 8 | 151 | Kitchen | TRUE
215789 | 21578 | 9 | 280 | Living Room | TRUE
2157810 | 21578 | 10 | 100 | Laundry Room | TRUE
2157811 | 21578 | 11 | 75 | Bathroom | TRUE
2157812 | 21578 | 12 | 240 | Master Bedroom | TRUE
2157813 | 21578 | 13 | 45 | Closet | TRUE | no windows
2157814 | 21578 | 14 | 110 | Office | TRUE
2157815 | 21578 | 15 | 110 | Office | TRUE
2157816 | 21578 | 16 | 18 | Closet | TRUE | no windows
2157817 | 21578 | 17 | 220 | Bedroom | TRUE
215881 | 21588 | 1 | 52 | Bathroom | TRUE
215882 | 21588 | 2 | 125 | Bedroom | TRUE
215883 | 21588 | 3 | 50 | Hall | TRUE
215884 | 21588 | 4 | 115 | Kitchen | TRUE
215885 | 21588 | 5 | 340 | Living Room | TRUE
215886 | 21588 | 6 | 37 | Bathroom | TRUE
215887 | 21588 | 7 | 170 | Master Bedroom | TRUE
215981 | 21598 | 1 | 75 | Bathroom | TRUE
215982 | 21598 | 2 | 41 | Bathroom | TRUE
215983 | 21598 | 3 | 172 | Bedroom | TRUE
215984 | 21598 | 4 | 162 | Bedroom | TRUE
215985 | 21598 | 5 | 201 | Bedroom | TRUE
215986 | 21598 | 6 | 161 | Bedroom | TRUE
215987 | 21598 | 7 | 200 | Bedroom | TRUE
215988 | 21598 | 8 | 300 | Hall | TRUE | stairs and storage.
215989 | 21598 | 9 | 220 | Kitchen | TRUE
2159810 | 21598 | 10 | 59 | Laundry Room | TRUE
2159811 | 21598 | 11 | 450 | Living Room | TRUE
2159812 | 21598 | 12 | 160 | Other | FALSE | no window
216011 | 21601 | 1 | 50 | Bathroom | TRUE
216012 | 21601 | 2 | 150 | Bedroom | TRUE
216013 | 21601 | 3 | 100 | Dining Room | TRUE
216014 | 21601 | 4 | 50 | Hall | TRUE
216015 | 21601 | 5 | 125 | Kitchen | TRUE
216016 | 21601 | 6 | 450 | Living Room | TRUE
216017 | 21601 | 7 | 130 | Bedroom | TRUE
216051 | 21605 | 1 | 71 | Bathroom | TRUE
216052 | 21605 | 2 | 125 | Bedroom | TRUE
216053 | 21605 | 3 | 190 | Bedroom | TRUE
216054 | 21605 | 4 | 150 | Bedroom | TRUE
216055 | 21605 | 5 | 211 | Family Room | TRUE
216056 | 21605 | 6 | 190 | Kitchen | TRUE
216057 | 21605 | 7 | 40 | Other | TRUE
216121 | 21612 | 1 | 464 | Other | TRUE
216122 | 21612 | 2 | 40 | Bathroom | TRUE
216123 | 21612 | 3 | 312 | Bedroom | TRUE
216124 | 21612 | 4 | 420 | Bedroom | TRUE
216125 | 21612 | 5 | 393 | Family Room | TRUE
216126 | 21612 | 6 | 185 | Kitchen | TRUE
216151 | 21615 | 1 | 60 | Bathroom | TRUE
216152 | 21615 | 2 | 158 | Bedroom | TRUE
216153 | 21615 | 3 | 133 | Dining Room | TRUE
216154 | 21615 | 4 | 527 | Garage | FALSE
216155 | 21615 | 5 | 46 | Hall | TRUE
216156 | 21615 | 6 | 172 | Kitchen | TRUE
216157 | 21615 | 7 | 54 | Laundry Room | TRUE
216158 | 21615 | 8 | 450 | Living Room | TRUE
216159 | 21615 | 9 | 57 | Bathroom | TRUE
2161510 | 21615 | 10 | 105 | Master Bedroom | TRUE
2161511 | 21615 | 11 | 47 | Closet | TRUE
2161512 | 21615 | 12 | 177 | Office | TRUE
216231 | 21623 | 1 | 115 | Hall | TRUE
216232 | 21623 | 2 | 60 | Bathroom | TRUE
216233 | 21623 | 3 | 135 | Bedroom | TRUE
216234 | 21623 | 4 | 120 | Bedroom | TRUE
216235 | 21623 | 5 | 150 | Bedroom | TRUE
216236 | 21623 | 6 | 100 | Closet | TRUE
216237 | 21623 | 7 | 180 | Office | TRUE
216238 | 21623 | 8 | 380 | Dining Room | TRUE
216239 | 21623 | 9 | 170 | Other | TRUE
2162310 | 21623 | 10 | 265 | Family Room | TRUE
2162311 | 21623 | 11 | 425 | Family Room | TRUE
2162312 | 21623 | 12 | 475 | Garage | FALSE
2162313 | 21623 | 13 | 105 | Hall | TRUE
2162314 | 21623 | 14 | 180 | Kitchen | TRUE
2162315 | 21623 | 15 | 120 | Laundry Room | TRUE
2162316 | 21623 | 16 | 135 | Office | TRUE
2162317 | 21623 | 17 | 60 | Bathroom | TRUE
2162318 | 21623 | 18 | 160 | Bathroom | TRUE
2162319 | 21623 | 19 | 280 | Master Bedroom | TRUE
2162320 | 21623 | 20 | 100 | Office | TRUE
2162321 | 21623 | 21 | 110 | Other | TRUE
2162322 | 21623 | 22 | 80 | Hall | TRUE
2162323 | 21623 | 23 | 50 | Hall | TRUE
216381 | 21638 | 1 | 54 | Bathroom | TRUE
216382 | 21638 | 2 | 149 | Bedroom | TRUE
216383 | 21638 | 3 | 148 | Dining Room | TRUE
216384 | 21638 | 4 | 228 | Dining Room | TRUE
216385 | 21638 | 5 | 264 | Garage | FALSE
216386 | 21638 | 6 | 50 | Hall | TRUE
216387 | 21638 | 7 | 131 | Kitchen | TRUE
216388 | 21638 | 8 | 270 | Living Room | TRUE
216389 | 21638 | 9 | 82 | Hall | TRUE
2163810 | 21638 | 10 | 44 | Bathroom | TRUE
2163811 | 21638 | 11 | 160 | Bedroom | TRUE
2163812 | 21638 | 12 | 132 | Hall | TRUE
2163813 | 21638 | 13 | 95 | Bathroom | TRUE
2163814 | 21638 | 14 | 400 | Master Bedroom | TRUE
216471 | 21647 | 1 | 594 | Other | FALSE | has a dehumidifier
216472 | 21647 | 2 | 80 | Bathroom | TRUE
216473 | 21647 | 3 | 15 | Closet | TRUE
216474 | 21647 | 4 | 135 | Bedroom | TRUE
216475 | 21647 | 5 | 175 | Family Room | TRUE | could no reach plug for secondary tv .
216476 | 21647 | 6 | 95 | Bedroom | TRUE
216477 | 21647 | 7 | 80 | Hall | TRUE
216478 | 21647 | 8 | 120 | Kitchen | TRUE
216479 | 21647 | 9 | 300 | Living Room | TRUE
2164710 | 21647 | 10 | 195 | Master Bedroom | TRUE
2164711 | 21647 | 11 | 140 | Office | TRUE
2164712 | 21647 | 12 | 45 | Laundry Room | FALSE
216541 | 21654 | 1 | 46 | Bathroom | TRUE | no windows
216542 | 21654 | 2 | 160 | Bathroom | TRUE
216543 | 21654 | 3 | 110 | Bedroom | TRUE
216544 | 21654 | 4 | 140 | Bedroom | TRUE
216545 | 21654 | 5 | 210 | Bedroom | TRUE
216546 | 21654 | 6 | 1200 | Garage | TRUE
216547 | 21654 | 7 | 355 | Dining Room | TRUE
216548 | 21654 | 8 | 303 | Living Room | TRUE
216549 | 21654 | 9 | 200 | Other | TRUE
2165410 | 21654 | 10 | 215 | Other | TRUE | Adult rec room. 220 Volt Hot tup, wine cooler, and sauna as well. Exhaust fan right above the hottub.
216681 | 21668 | 1 | 288 | Kitchen | TRUE
216682 | 21668 | 2 | 355 | Master Bedroom | TRUE
216683 | 21668 | 3 | 462 | Garage | FALSE | no windows
216684 | 21668 | 4 | 50 | Hall | TRUE | no windows
216685 | 21668 | 5 | 70 | Bathroom | TRUE
216686 | 21668 | 6 | 144 | Bedroom | TRUE
216687 | 21668 | 7 | 144 | Bedroom | TRUE
216688 | 21668 | 8 | 42 | Laundry Room | TRUE | no windows
216689 | 21668 | 9 | 84 | Hall | TRUE
216721 | 21672 | 1 | 72 | Bathroom | TRUE
216722 | 21672 | 2 | 180 | Bedroom | TRUE
216723 | 21672 | 3 | 190 | Dining Room | TRUE
216724 | 21672 | 4 | 134 | Other | TRUE
216725 | 21672 | 5 | 480 | Family Room | TRUE | no window
216726 | 21672 | 6 | 36 | Hall | TRUE | no window
216727 | 21672 | 7 | 116 | Hall | TRUE | no window
216728 | 21672 | 8 | 116 | Kitchen | TRUE
216729 | 21672 | 9 | 275 | Living Room | TRUE
2167210 | 21672 | 10 | 55 | Bathroom | TRUE
2167211 | 21672 | 11 | 232 | Master Bedroom | TRUE
2167212 | 21672 | 12 | 551 | Other | TRUE
2167213 | 21672 | 13 | 90 | Bedroom | TRUE
2167214 | 21672 | 14 | 175 | Bedroom | TRUE
2167215 | 21672 | 15 | 80 | Hall | TRUE | no window
2167216 | 21672 | 16 | 191 | Laundry Room | TRUE
216781 | 21678 | 1 | 46 | Bathroom | TRUE
216782 | 21678 | 2 | 26 | Bathroom | TRUE
216783 | 21678 | 3 | 153 | Bedroom | TRUE
216784 | 21678 | 4 | 208 | Bedroom | TRUE
216785 | 21678 | 5 | 97 | Hall | TRUE
216786 | 21678 | 6 | 193 | Hall | TRUE
216787 | 21678 | 7 | 168 | Kitchen | TRUE
216788 | 21678 | 8 | 51 | Laundry Room | TRUE
216789 | 21678 | 9 | 201 | Living Room | TRUE
2167810 | 21678 | 10 | 98 | Bathroom | TRUE
2167811 | 21678 | 11 | 167 | Master Bedroom | TRUE
2167812 | 21678 | 12 | 58 | Closet | TRUE
2167813 | 21678 | 13 | 414 | Garage | FALSE
216801 | 21680 | 1 | 100 | Bathroom | TRUE
216802 | 21680 | 2 | 20 | Closet | TRUE | no windows
216803 | 21680 | 3 | 290 | Hall | TRUE | no windows
216804 | 21680 | 4 | 100 | Bathroom | TRUE
216805 | 21680 | 5 | 230 | Bedroom | TRUE
216806 | 21680 | 6 | 270 | Kitchen | TRUE
216807 | 21680 | 7 | 120 | Laundry Room | TRUE
216808 | 21680 | 8 | 545 | Living Room | TRUE
216809 | 21680 | 9 | 230 | Bathroom | TRUE
2168010 | 21680 | 10 | 215 | Master Bedroom | TRUE
2168011 | 21680 | 11 | 52 | Closet | TRUE | no windows
2168012 | 21680 | 12 | 260 | Office | TRUE
2168013 | 21680 | 13 | 165 | Office | TRUE
2168014 | 21680 | 14 | 35 | Other | TRUE | no windows
2168015 | 21680 | 15 | 80 | Hall | TRUE
2168016 | 21680 | 16 | 95 | Closet | TRUE
216841 | 21684 | 1 | 67 | Bathroom | TRUE
216842 | 21684 | 2 | 40 | Bathroom | TRUE
216843 | 21684 | 3 | 57 | Bathroom | TRUE
216844 | 21684 | 4 | 230 | Bedroom | TRUE
216845 | 21684 | 5 | 205 | Bedroom | TRUE
216846 | 21684 | 6 | 241 | Bedroom | TRUE
216847 | 21684 | 7 | 53 | Closet | TRUE
216848 | 21684 | 8 | 221 | Dining Room | TRUE
216849 | 21684 | 9 | 528 | Garage | FALSE | 22X25
2168410 | 21684 | 10 | 300 | Hall | TRUE
2168411 | 21684 | 11 | 142 | Kitchen | TRUE
2168412 | 21684 | 12 | 130 | Laundry Room | TRUE
2168413 | 21684 | 13 | 362 | Living Room | TRUE
216891 | 21689 | 1 | 300 | Family Room | TRUE
216892 | 21689 | 2 | 72 | Bathroom | TRUE
216893 | 21689 | 3 | 216 | Bedroom | TRUE
216894 | 21689 | 4 | 216 | Bedroom | TRUE
216895 | 21689 | 5 | 48 | Hall | TRUE | no windows
216896 | 21689 | 6 | 480 | Garage | FALSE | no windows
216897 | 21689 | 7 | 142 | Hall | TRUE
216898 | 21689 | 8 | 150 | Kitchen | TRUE
216899 | 21689 | 9 | 150 | Laundry Room | TRUE
2168910 | 21689 | 10 | 210 | Living Room | TRUE
2168911 | 21689 | 11 | 180 | Office | TRUE
2168912 | 21689 | 12 | 120 | Bathroom | TRUE
216921 | 21692 | 1 | 60 | Bathroom | TRUE
216922 | 21692 | 2 | 80 | Hall | TRUE
216923 | 21692 | 3 | 114 | Bedroom | TRUE
216924 | 21692 | 4 | 160 | Bedroom | TRUE
216925 | 21692 | 5 | 90 | Bedroom | TRUE
216926 | 21692 | 6 | 214 | Bedroom | TRUE
216927 | 21692 | 7 | 40 | Closet | TRUE | no windows
216928 | 21692 | 8 | 265 | Dining Room | TRUE
216929 | 21692 | 9 | 900 | Garage | FALSE | no windows
2169210 | 21692 | 10 | 144 | Kitchen | TRUE
2169211 | 21692 | 11 | 55 | Laundry Room | TRUE | no windows
2169212 | 21692 | 12 | 420 | Living Room | TRUE
2169213 | 21692 | 13 | 460 | Other | FALSE | shop is insulated to r19 floor wall and ceiling, wood heat used 3 to5 days a week in the winter.
2169214 | 21692 | 14 | 166 | Other | FALSE | storage room is insulated to r19 floor ceiling and wall,220v baseboard used for freeze protection, no windows
217001 | 21700 | 1 | 110 | Bathroom | TRUE
217002 | 21700 | 2 | 170 | Bedroom | TRUE
217003 | 21700 | 3 | 170 | Kitchen | TRUE
217004 | 21700 | 4 | 322 | Living Room | TRUE
217005 | 21700 | 5 | 260 | Master Bedroom | TRUE
217006 | 21700 | 6 | 256 | Office | TRUE
217011 | 21701 | 1 | 56 | Bathroom | TRUE
217012 | 21701 | 2 | 153 | Bedroom | TRUE
217013 | 21701 | 3 | 27 | Hall | TRUE | no window
217014 | 21701 | 4 | 229 | Kitchen | TRUE
217015 | 21701 | 5 | 141 | Laundry Room | TRUE
217016 | 21701 | 6 | 172 | Living Room | TRUE
217017 | 21701 | 7 | 156 | Office | TRUE
217018 | 21701 | 8 | 38 | Bathroom | TRUE
217019 | 21701 | 9 | 150 | Bedroom | TRUE
2170110 | 21701 | 10 | 180 | Bedroom | TRUE
2170111 | 21701 | 11 | 52 | Hall | TRUE | no window
217031 | 21703 | 1 | 105 | Kitchen | TRUE
217032 | 21703 | 2 | 66 | Hall | TRUE | no windows
217033 | 21703 | 3 | 82 | Bathroom | TRUE
217034 | 21703 | 4 | 137 | Bathroom | TRUE
217035 | 21703 | 5 | 133 | Bedroom | TRUE
217036 | 21703 | 6 | 276 | Living Room | TRUE
217037 | 21703 | 7 | 187 | Bedroom | TRUE
217038 | 21703 | 8 | 299 | Family Room | TRUE
217039 | 21703 | 9 | 62 | Laundry Room | TRUE
217071 | 21707 | 1 | 279 | Bedroom | TRUE
217072 | 21707 | 2 | 81 | Bathroom | TRUE
217073 | 21707 | 3 | 113 | Bathroom | TRUE
217074 | 21707 | 4 | 96 | Bathroom | TRUE
217075 | 21707 | 5 | 207 | Bedroom | TRUE
217076 | 21707 | 6 | 156 | Bedroom | TRUE
217077 | 21707 | 7 | 212 | Bedroom | TRUE
217078 | 21707 | 8 | 34 | Closet | TRUE
217079 | 21707 | 9 | 40 | Closet | TRUE
2170710 | 21707 | 10 | 500 | Family Room | TRUE
2170711 | 21707 | 11 | 300 | Hall | TRUE
2170712 | 21707 | 12 | 240 | Kitchen | TRUE
2170713 | 21707 | 13 | 156 | Living Room | TRUE
2170714 | 21707 | 14 | 620 | Living Room | TRUE
2170715 | 21707 | 15 | 37 | Other | TRUE
2170716 | 21707 | 16 | 70 | Other | TRUE
2170717 | 21707 | 17 | 184 | Other | TRUE
2170718 | 21707 | 18 | 350 | Other | TRUE
217081 | 21708 | 1 | 148 | Bedroom | TRUE | TV PLUG BEHIND ENT CENTER CAN NOT MOVE TO ACCESS
217082 | 21708 | 2 | 142 | Bedroom | TRUE
217083 | 21708 | 3 | 480 | Garage | FALSE
217084 | 21708 | 4 | 34 | Bathroom | TRUE
217085 | 21708 | 5 | 21 | Hall | TRUE
217086 | 21708 | 6 | 40 | Hall | TRUE
217087 | 21708 | 7 | 230 | Kitchen | TRUE
217088 | 21708 | 8 | 55 | Laundry Room | TRUE
217089 | 21708 | 9 | 332 | Living Room | TRUE | PLUG BEHIND ENT CENTER
2170810 | 21708 | 10 | 46 | Bathroom | TRUE
2170811 | 21708 | 11 | 176 | Master Bedroom | TRUE | NO LABEL ON MASTER BED TV
2170812 | 21708 | 12 | 49 | Closet | TRUE
217101 | 21710 | 1 | 49 | Bathroom | TRUE | No windows but skylight
217102 | 21710 | 2 | 118 | Bedroom | TRUE
217103 | 21710 | 3 | 17 | Closet | TRUE
217104 | 21710 | 4 | 17 | Closet | TRUE
217105 | 21710 | 5 | 319 | Dining Room | TRUE
217106 | 21710 | 6 | 49 | Hall | TRUE
217107 | 21710 | 7 | 440 | Garage | FALSE
217108 | 21710 | 8 | 70 | Hall | TRUE
217109 | 21710 | 9 | 182 | Kitchen | TRUE
2171010 | 21710 | 10 | 44 | Laundry Room | TRUE
2171011 | 21710 | 11 | 240 | Living Room | TRUE
2171012 | 21710 | 12 | 45 | Bathroom | TRUE
2171013 | 21710 | 13 | 169 | Master Bedroom | TRUE
2171014 | 21710 | 14 | 21 | Closet | TRUE
2171015 | 21710 | 15 | 99 | Office | TRUE
217191 | 21719 | 1 | 55 | Bathroom | TRUE
217192 | 21719 | 2 | 148 | Bedroom | TRUE
217193 | 21719 | 3 | 132 | Bedroom | TRUE
217194 | 21719 | 4 | 51 | Bathroom | TRUE
217195 | 21719 | 5 | 148 | Bedroom | TRUE
217196 | 21719 | 6 | 127 | Bedroom | TRUE
217197 | 21719 | 7 | 7 | Closet | TRUE | no windows
217198 | 21719 | 8 | 9 | Closet | TRUE | no windows
217199 | 21719 | 9 | 13 | Closet | TRUE | no windows
2171910 | 21719 | 10 | 13 | Closet | TRUE | no windows
2171911 | 21719 | 11 | 66 | Hall | TRUE | no windows
2171912 | 21719 | 12 | 148 | Kitchen | TRUE
2171913 | 21719 | 13 | 160 | Other | TRUE
2171914 | 21719 | 14 | 7 | Closet | TRUE | no windows
2171915 | 21719 | 15 | 20 | Closet | TRUE | no windows
2171916 | 21719 | 16 | 13 | Closet | TRUE | no windows
2171917 | 21719 | 17 | 222 | Family Room | TRUE
2171918 | 21719 | 18 | 143 | Kitchen | TRUE
2171919 | 21719 | 19 | 90 | Laundry Room | TRUE
2171920 | 21719 | 20 | 221 | Living Room | TRUE
2171921 | 21719 | 21 | 34 | Hall | TRUE | no windows
2171922 | 21719 | 22 | 33 | Hall | TRUE | no windows
217201 | 21720 | 1 | 132 | Dining Room | TRUE
217202 | 21720 | 2 | 120 | Kitchen | TRUE
217203 | 21720 | 3 | 115 | Laundry Room | TRUE | no windows
217204 | 21720 | 4 | 1170 | Garage | FALSE | no windows
217205 | 21720 | 5 | 312 | Living Room | TRUE
217206 | 21720 | 6 | 72 | Hall | TRUE | no windows
217207 | 21720 | 7 | 50 | Bathroom | TRUE | no windows
217208 | 21720 | 8 | 150 | Office | TRUE
217209 | 21720 | 9 | 150 | Bedroom | TRUE
2172010 | 21720 | 10 | 180 | Master Bedroom | TRUE
2172011 | 21720 | 11 | 85 | Bathroom | TRUE
217221 | 21722 | 1 | 55 | Bathroom | TRUE
217222 | 21722 | 2 | 105 | Bedroom | TRUE
217223 | 21722 | 3 | 46 | Bathroom | TRUE
217224 | 21722 | 4 | 125 | Bedroom | TRUE
217225 | 21722 | 5 | 50 | Hall | TRUE
217226 | 21722 | 6 | 40 | Laundry Room | TRUE
217227 | 21722 | 7 | 210 | Family Room | TRUE
217228 | 21722 | 8 | 200 | Other | TRUE
217229 | 21722 | 9 |  | Garage | FALSE
2172210 | 21722 | 10 | 35 | Hall | TRUE
2172211 | 21722 | 11 | 210 | Kitchen | TRUE
2172212 | 21722 | 12 | 210 | Living Room | TRUE
2172213 | 21722 | 13 | 290 | Master Bedroom | TRUE
2172214 | 21722 | 14 | 75 | Hall | TRUE
217331 | 21733 | 1 | 46 | Bathroom | TRUE
217332 | 21733 | 2 | 137 | Bedroom | TRUE
217333 | 21733 | 3 | 120 | Bedroom | TRUE
217334 | 21733 | 4 | 230 | Bedroom | TRUE
217335 | 21733 | 5 | 570 | Family Room | TRUE | FLAT SCREEN CAN NOT MOVE AND PLUG BEHIND ENT CENTER
217336 | 21733 | 6 | 43 | Bathroom | TRUE
217337 | 21733 | 7 | 137 | Bedroom | TRUE
217338 | 21733 | 8 | 150 | Bedroom | TRUE
217339 | 21733 | 9 | 43 | Other | TRUE
2173310 | 21733 | 10 | 598 | Garage | FALSE | 26 X 23
2173311 | 21733 | 11 | 275 | Kitchen | TRUE
2173312 | 21733 | 12 | 75 | Laundry Room | TRUE
2173313 | 21733 | 13 | 107 | Bathroom | TRUE
2173314 | 21733 | 14 | 255 | Master Bedroom | TRUE
2173315 | 21733 | 15 | 59 | Other | TRUE
2173316 | 21733 | 16 | 330 | Family Room | TRUE
217411 | 21741 | 1 | 59 | Bathroom | TRUE
217412 | 21741 | 2 | 43 | Bathroom | TRUE
217413 | 21741 | 3 | 140 | Bedroom | TRUE
217414 | 21741 | 4 | 12 | Closet | TRUE
217415 | 21741 | 5 | 33 | Closet | TRUE
217416 | 21741 | 6 | 21 | Closet | TRUE
217417 | 21741 | 7 | 26 | Closet | TRUE
217418 | 21741 | 8 | 130 | Dining Room | TRUE
217419 | 21741 | 9 | 170 | Hall | TRUE
2174110 | 21741 | 10 | 273 | Family Room | TRUE
2174111 | 21741 | 11 | 701 | Garage | FALSE | no windows
2174112 | 21741 | 12 | 224 | Family Room | TRUE
2174113 | 21741 | 13 | 29 | Hall | TRUE
2174114 | 21741 | 14 | 18 | Hall | TRUE
2174115 | 21741 | 15 | 178 | Kitchen | TRUE
2174116 | 21741 | 16 | 140 | Dining Room | TRUE
2174117 | 21741 | 17 | 223 | Hall | TRUE
2174118 | 21741 | 18 | 45 | Laundry Room | TRUE
2174119 | 21741 | 19 | 202 | Living Room | TRUE
2174120 | 21741 | 20 | 60 | Bathroom | TRUE
2174121 | 21741 | 21 | 246 | Master Bedroom | TRUE
2174122 | 21741 | 22 | 117 | Office | TRUE
2174123 | 21741 | 23 | 32 | Bathroom | TRUE
2174124 | 21741 | 24 | 45 | Bathroom | TRUE
217461 | 21746 | 1 | 58 | Bathroom | TRUE
217462 | 21746 | 2 | 135 | Bedroom | TRUE
217463 | 21746 | 3 | 154 | Bedroom | TRUE
217464 | 21746 | 4 | 125 | Bedroom | TRUE
217465 | 21746 | 5 | 225 | Family Room | TRUE
217466 | 21746 | 6 | 400 | Garage | FALSE | no windows
217467 | 21746 | 7 | 35 | Bathroom | TRUE | no windows
217468 | 21746 | 8 | 226 | Hall | TRUE
217469 | 21746 | 9 | 161 | Kitchen | TRUE
2174610 | 21746 | 10 | 42 | Laundry Room | TRUE | no windows
2174611 | 21746 | 11 | 265 | Living Room | TRUE
2174612 | 21746 | 12 | 72 | Bathroom | TRUE
2174613 | 21746 | 13 | 180 | Bedroom | TRUE
2174614 | 21746 | 14 | 27 | Closet | TRUE | no windows
217481 | 21748 | 1 | 140 | Bedroom | TRUE
217482 | 21748 | 2 | 305 | Family Room | TRUE
217483 | 21748 | 3 | 60 | Bathroom | TRUE
217484 | 21748 | 4 | 150 | Bedroom | TRUE
217485 | 21748 | 5 | 120 | Bedroom | TRUE
217486 | 21748 | 6 | 300 | Dining Room | TRUE
217487 | 21748 | 7 | 680 | Garage | FALSE
217488 | 21748 | 8 | 123 | Kitchen | TRUE
217489 | 21748 | 9 | 130 | Laundry Room | TRUE
2174810 | 21748 | 10 | 124 | Living Room | TRUE
2174811 | 21748 | 11 | 150 | Master Bedroom | TRUE
2174812 | 21748 | 12 | 70 | Hall | TRUE
2174813 | 21748 | 13 | 60 | Bathroom | TRUE
217531 | 21753 | 1 | 40 | Bathroom | TRUE
217532 | 21753 | 2 | 60 | Bathroom | TRUE
217533 | 21753 | 3 | 130 | Bedroom | TRUE
217534 | 21753 | 4 | 130 | Other | TRUE
217535 | 21753 | 5 | 135 | Bedroom | TRUE
217536 | 21753 | 6 | 140 | Living Room | TRUE
217537 | 21753 | 7 | 110 | Hall | TRUE
217538 | 21753 | 8 | 135 | Kitchen | TRUE
217539 | 21753 | 9 | 75 | Laundry Room | TRUE
2175310 | 21753 | 10 | 255 | Family Room | TRUE
2175311 | 21753 | 11 | 384 | Other | FALSE
217681 | 21768 | 1 | 40 | Bathroom | TRUE | no windows, but skylight
217682 | 21768 | 2 | 150 | Bedroom | TRUE
217683 | 21768 | 3 | 72 | Garage | TRUE
217684 | 21768 | 4 | 530 | Garage | FALSE
217685 | 21768 | 5 | 28 | Hall | TRUE
217686 | 21768 | 6 | 70 | Kitchen | TRUE
217687 | 21768 | 7 | 54 | Laundry Room | TRUE
217688 | 21768 | 8 | 270 | Living Room | TRUE
217689 | 21768 | 9 | 180 | Master Bedroom | TRUE
2176810 | 21768 | 10 | 24 | Bathroom | TRUE | no windows, but skylight
2176811 | 21768 | 11 | 25 | Closet | TRUE | no windows
2176812 | 21768 | 12 | 110 | Office | TRUE
217771 | 21777 | 1 | 203 | Other | TRUE
217772 | 21777 | 2 | 39 | Bathroom | TRUE | no windows
217773 | 21777 | 3 | 34 | Bathroom | TRUE
217774 | 21777 | 4 | 195 | Bedroom | TRUE
217775 | 21777 | 5 | 144 | Bedroom | TRUE
217776 | 21777 | 6 | 211 | Bedroom | TRUE
217777 | 21777 | 7 | 188 | Bedroom | TRUE
217778 | 21777 | 8 | 62 | Other | TRUE | no windows
217779 | 21777 | 9 | 341 | Family Room | TRUE
2177710 | 21777 | 10 | 585 | Garage | FALSE | no windows
2177711 | 21777 | 11 | 32 | Hall | TRUE | no windows
2177712 | 21777 | 12 | 347 | Kitchen | TRUE
2177713 | 21777 | 13 | 111 | Laundry Room | TRUE
2177714 | 21777 | 14 | 136 | Other | TRUE | no windows
2177715 | 21777 | 15 | 393 | Other | TRUE
217811 | 21781 | 1 | 47 | Bathroom | TRUE
217812 | 21781 | 2 | 50 | Bathroom | TRUE
217813 | 21781 | 3 | 60 | Bathroom | TRUE
217814 | 21781 | 4 | 143 | Bedroom | TRUE
217815 | 21781 | 5 | 175 | Bedroom | TRUE
217816 | 21781 | 6 | 155 | Bedroom | TRUE
217817 | 21781 | 7 | 587 | Family Room | TRUE
217818 | 21781 | 8 | 587 | Family Room | TRUE | Ceilings average 15' in this room, The room is open to the vaulted 2nd floor roof line.
217819 | 21781 | 9 | 175 | Kitchen | TRUE
2178110 | 21781 | 10 | 195 | Master Bedroom | TRUE
2178111 | 21781 | 11 | 120 | Office | TRUE
2178112 | 21781 | 12 | 80 | Hall | TRUE
2178113 | 21781 | 13 | 315 | Other | FALSE
2178114 | 21781 | 14 | 146 | Laundry Room | TRUE
217831 | 21783 | 1 | 78 | Bathroom | TRUE
217832 | 21783 | 2 | 280 | Bedroom | TRUE
217833 | 21783 | 3 | 80 | Other | TRUE
217834 | 21783 | 4 | 370 | Kitchen | TRUE
217835 | 21783 | 5 | 100 | Laundry Room | TRUE
217836 | 21783 | 6 | 320 | Living Room | TRUE | TV UNAVAILABLE TO GET TO
217837 | 21783 | 7 | 140 | Other | TRUE | 8X10
217871 | 21787 | 1 | 54 | Bathroom | TRUE
217872 | 21787 | 2 | 185 | Master Bedroom | TRUE
217873 | 21787 | 3 | 800 | Garage | FALSE | UPRIGHT FREEZER
217874 | 21787 | 4 | 120 | Bedroom | TRUE
217875 | 21787 | 5 | 115 | Hall | TRUE
217876 | 21787 | 6 | 35 | Hall | TRUE
217877 | 21787 | 7 | 265 | Kitchen | TRUE
217878 | 21787 | 8 | 131 | Laundry Room | TRUE
217879 | 21787 | 9 | 410 | Living Room | TRUE
2178710 | 21787 | 10 | 62 | Bathroom | TRUE
2178711 | 21787 | 11 | 42 | Closet | TRUE
2178712 | 21787 | 12 | 82 | Bathroom | TRUE
2178713 | 21787 | 13 | 203 | Bedroom | TRUE
2178714 | 21787 | 14 | 62 | Office | TRUE
2178715 | 21787 | 15 | 90 | Hall | TRUE
217911 | 21791 | 1 | 65 | Bathroom | TRUE
217912 | 21791 | 2 | 120 | Bedroom | TRUE
217913 | 21791 | 3 | 110 | Bedroom | TRUE
217914 | 21791 | 4 | 110 | Bedroom | TRUE
217915 | 21791 | 5 | 230 | Hall | TRUE
217916 | 21791 | 6 | 240 | Kitchen | TRUE
217917 | 21791 | 7 | 500 | Living Room | TRUE
217918 | 21791 | 8 | 46 | Closet | TRUE
217961 | 21796 | 1 | 306 | Dining Room | TRUE
217962 | 21796 | 2 | 450 | Living Room | TRUE
217963 | 21796 | 3 | 304 | Master Bedroom | TRUE
217964 | 21796 | 4 | 282 | Bathroom | TRUE
217965 | 21796 | 5 | 225 | Other | FALSE
217966 | 21796 | 6 | 216 | Hall | TRUE | no windows
217967 | 21796 | 7 | 432 | Living Room | TRUE
217968 | 21796 | 8 | 630 | Living Room | TRUE
217969 | 21796 | 9 | 270 | Bedroom | TRUE
2179610 | 21796 | 10 | 156 | Other | TRUE
2179611 | 21796 | 11 | 270 | Family Room | TRUE
2179612 | 21796 | 12 | 360 | Other | TRUE | no windows
2179613 | 21796 | 13 | 108 | Other | TRUE | no windows
2179614 | 21796 | 14 | 225 | Other | TRUE | no windows
2179615 | 21796 | 15 | 36 | Hall | TRUE | no windows
2179616 | 21796 | 16 | 225 | Bedroom | TRUE
2179617 | 21796 | 17 | 260 | Bathroom | TRUE
2179618 | 21796 | 18 | 270 | Bedroom | TRUE
2179619 | 21796 | 19 | 108 | Hall | TRUE | no windows
2179620 | 21796 | 20 | 216 | Other | TRUE | no windows
2179621 | 21796 | 21 | 44 | Hall | TRUE | no windows
2179622 | 21796 | 22 | 270 | Other | TRUE
2179623 | 21796 | 23 | 150 | Laundry Room | TRUE
2179624 | 21796 | 24 | 40 | Hall | TRUE
2179625 | 21796 | 25 | 864 | Other | TRUE
2179626 | 21796 | 26 | 80 | Hall | TRUE | no windows
2179627 | 21796 | 27 | 150 | Bedroom | TRUE
2179628 | 21796 | 28 | 252 | Bathroom | TRUE | no windows
2179629 | 21796 | 29 | 432 | Bedroom | TRUE
2179630 | 21796 | 30 | 1152 | Garage | FALSE | no windows
2179631 | 21796 | 31 | 188 | Hall | TRUE
2179632 | 21796 | 32 | 270 | Bedroom | TRUE
2179633 | 21796 | 33 | 144 | Bathroom | TRUE
2179634 | 21796 | 34 | 75 | Hall | TRUE | no windows
2179635 | 21796 | 35 | 35 | Other | TRUE
2179636 | 21796 | 36 | 378 | Kitchen | TRUE
217991 | 21799 | 1 | 53 | Bathroom | TRUE
217992 | 21799 | 2 | 43 | Bathroom | TRUE
217993 | 21799 | 3 | 154 | Bedroom | TRUE
217994 | 21799 | 4 | 188 | Bedroom | TRUE
217995 | 21799 | 5 | 117 | Dining Room | TRUE
217996 | 21799 | 6 | 123 | Hall | TRUE
217997 | 21799 | 7 | 218 | Family Room | TRUE
217998 | 21799 | 8 | 103 | Dining Room | TRUE
217999 | 21799 | 9 | 50 | Hall | TRUE
2179910 | 21799 | 10 | 190 | Kitchen | TRUE
2179911 | 21799 | 11 | 14 | Laundry Room | TRUE
2179912 | 21799 | 12 | 233 | Living Room | TRUE
2179913 | 21799 | 13 | 39 | Bathroom | TRUE
2179914 | 21799 | 14 | 178 | Master Bedroom | TRUE
2179915 | 21799 | 15 | 88 | Closet | TRUE
2179916 | 21799 | 16 | 156 | Office | TRUE
218161 | 21816 | 1 | 423 | Family Room | TRUE
218162 | 21816 | 2 | 600 | Other | TRUE
218163 | 21816 | 3 | 145 | Bedroom | TRUE
218164 | 21816 | 4 |  | Garage | FALSE | no windows
218165 | 21816 | 5 | 56 | Hall | TRUE | no windows
218166 | 21816 | 6 | 157 | Kitchen | TRUE | NO MANF DATE ON TV
218167 | 21816 | 7 | 62 | Laundry Room | TRUE | no windows
218168 | 21816 | 8 | 400 | Living Room | TRUE
218169 | 21816 | 9 | 38 | Bathroom | TRUE
2181610 | 21816 | 10 | 141 | Bedroom | TRUE
2181611 | 21816 | 11 | 56 | Bathroom | TRUE
2181612 | 21816 | 12 | 180 | Master Bedroom | TRUE | can not get to tv cord behind entertainment center-lots of chargers plugged into multiple gang plug ins.
2181613 | 21816 | 13 | 90 | Hall | TRUE | no windows
218181 | 21818 | 1 | 60 | Bathroom | TRUE
218182 | 21818 | 2 | 200 | Bedroom | TRUE
218183 | 21818 | 3 | 130 | Kitchen | TRUE
218184 | 21818 | 4 | 180 | Living Room | TRUE
218281 | 21828 | 1 | 32 | Bathroom | TRUE
218282 | 21828 | 2 | 101 | Kitchen | TRUE
218283 | 21828 | 3 | 201 | Family Room | TRUE
218284 | 21828 | 4 | 459 | Garage | FALSE | no windows
218285 | 21828 | 5 | 38 | Closet | TRUE | no windows
218286 | 21828 | 6 | 243 | Master Bedroom | TRUE
218287 | 21828 | 7 | 121 | Bedroom | TRUE
218288 | 21828 | 8 | 121 | Hall | TRUE | no windows
218289 | 21828 | 9 | 109 | Bedroom | TRUE | The Model # was covered by the mounting device
2182810 | 21828 | 10 | 39 | Bathroom | TRUE | no windows
2182811 | 21828 | 11 | 315 | Living Room | TRUE
2182812 | 21828 | 12 | 90 | Dining Room | TRUE
218311 | 21831 | 1 | 510 | Other | TRUE
218312 | 21831 | 2 | 40 | Bathroom | TRUE | no windows
218313 | 21831 | 3 | 120 | Bedroom | TRUE
218314 | 21831 | 4 | 120 | Bedroom | TRUE
218315 | 21831 | 5 | 1120 | Garage | FALSE | Restores old automobiles. no windows
218316 | 21831 | 6 | 30 | Hall | TRUE | no windows
218317 | 21831 | 7 | 210 | Kitchen | TRUE
218318 | 21831 | 8 | 235 | Living Room | TRUE | TV wattage was listed as unk/ inaccessable.
218561 | 21856 | 1 | 65 | Bathroom | TRUE
218562 | 21856 | 2 | 190 | Bedroom | TRUE
218563 | 21856 | 3 | 250 | Family Room | TRUE
218564 | 21856 | 4 | 175 | Family Room | TRUE
218565 | 21856 | 5 | 210 | Office | TRUE | Electronic fan in upstairs office/crafts room.
218566 | 21856 | 6 | 165 | Office | TRUE | Portable electric space heater in office. 120 Volts.
218621 | 21862 | 1 | 78 | Closet | TRUE
218622 | 21862 | 2 | 42 | Bathroom | TRUE
218623 | 21862 | 3 | 30 | Closet | TRUE
218624 | 21862 | 4 | 179 | Master Bedroom | TRUE
218625 | 21862 | 5 | 84 | Closet | TRUE
218626 | 21862 | 6 | 131 | Bathroom | TRUE
218627 | 21862 | 7 | 175 | Bedroom | TRUE
218628 | 21862 | 8 | 64 | Closet | TRUE
218629 | 21862 | 9 | 92 | Hall | TRUE
2186210 | 21862 | 10 | 202 | Family Room | TRUE
2186211 | 21862 | 11 | 166 | Bedroom | TRUE
2186212 | 21862 | 12 | 391 | Kitchen | TRUE
2186213 | 21862 | 13 | 67 | Bathroom | TRUE
2186214 | 21862 | 14 | 620 | Other | TRUE
2186215 | 21862 | 15 | 184 | Hall | TRUE
2186216 | 21862 | 16 | 44 | Bathroom | TRUE
2186217 | 21862 | 17 | 82 | Laundry Room | TRUE
2186218 | 21862 | 18 |  | Garage | FALSE
2186219 | 21862 | 19 | 908 | Living Room | TRUE
2186220 | 21862 | 20 | 228 | Hall | TRUE
2186221 | 21862 | 21 | 108 | Hall | TRUE
2186222 | 21862 | 22 | 141 | Office | TRUE
2186223 | 21862 | 23 | 30 | Closet | TRUE
2186224 | 21862 | 24 | 174 | Bedroom | TRUE
2186225 | 21862 | 25 | 27 | Closet | TRUE
218771 | 21877 | 1 | 65 | Bathroom | TRUE
218772 | 21877 | 2 | 130 | Bedroom | TRUE
218773 | 21877 | 3 | 125 | Closet | TRUE
218774 | 21877 | 4 | 480 | Family Room | TRUE
218775 | 21877 | 5 | 40 | Hall | TRUE
218776 | 21877 | 6 | 150 | Kitchen | TRUE
218777 | 21877 | 7 | 375 | Living Room | TRUE
218778 | 21877 | 8 | 120 | Bathroom | TRUE
218779 | 21877 | 9 | 290 | Master Bedroom | TRUE
2187710 | 21877 | 10 | 90 | Office | TRUE
2187711 | 21877 | 11 | 185 | Other | TRUE
2187712 | 21877 | 12 | 192 | Other | FALSE
218811 | 21881 | 1 | 30 | Bathroom | TRUE | ROOM BEING REMODELED NOT FINISHED
218812 | 21881 | 2 | 28 | Bathroom | TRUE
218813 | 21881 | 3 | 155 | Bedroom | TRUE
218814 | 21881 | 4 | 130 | Bedroom | TRUE
218815 | 21881 | 5 | 133 | Bedroom | TRUE
218816 | 21881 | 6 | 286 | Garage | FALSE | Sketch shows Garage is 13x22, added room area of 286
218817 | 21881 | 7 | 50 | Hall | TRUE
218818 | 21881 | 8 | 250 | Hall | TRUE
218819 | 21881 | 9 | 131 | Kitchen | TRUE
2188110 | 21881 | 10 | 300 | Laundry Room | TRUE | DEHUMIDIFIER RUNNING
2188111 | 21881 | 11 | 324 | Living Room | TRUE
2188112 | 21881 | 12 | 234 | Master Bedroom | TRUE
2188113 | 21881 | 13 | 200 | Closet | TRUE
218831 | 21883 | 1 | 650 | Other | TRUE
218832 | 21883 | 2 | 78 | Bathroom | TRUE
218833 | 21883 | 3 | 101 | Bathroom | TRUE
218834 | 21883 | 4 | 145 | Bedroom | TRUE
218835 | 21883 | 5 | 101 | Bathroom | TRUE
218836 | 21883 | 6 | 179 | Dining Room | TRUE
218837 | 21883 | 7 | 373 | Family Room | TRUE
218838 | 21883 | 8 | 343 | Garage | FALSE
218839 | 21883 | 9 | 175 | Kitchen | TRUE
2188310 | 21883 | 10 | 120 | Office | TRUE
2188311 | 21883 | 11 | 425 | Other | TRUE
218881 | 21888 | 1 | 792 | Other | TRUE | 23-24
218882 | 21888 | 2 | 72 | Bathroom | TRUE | 7-9
218883 | 21888 | 3 | 106 | Bedroom | TRUE | 9-12
218884 | 21888 | 4 | 132 | Bedroom | TRUE | 19-6
218885 | 21888 | 5 | 43 | Hall | TRUE | 6-7
218886 | 21888 | 6 | 252 | Garage | FALSE
218887 | 21888 | 7 | 158 | Kitchen | TRUE | 11-13
218888 | 21888 | 8 | 298 | Living Room | TRUE | 19-12
218889 | 21888 | 9 | 138 | Master Bedroom | TRUE | 12-11
2188810 | 21888 | 10 | 36 | Closet | TRUE
218891 | 21889 | 1 | 57 | Bedroom | TRUE | 5-9 16
218892 | 21889 | 2 | 163 | Bedroom | TRUE | 13-11 12
218893 | 21889 | 3 | 232 | Bedroom | TRUE | 15-15
218894 | 21889 | 4 | 219 | Bedroom | TRUE | 13-16
218895 | 21889 | 5 | 27 | Closet | TRUE | 8-3
218896 | 21889 | 6 | 189 | Hall | TRUE | 7-26
218897 | 21889 | 7 | 395 | Living Room | TRUE | 12-28 50
218898 | 21889 | 8 | 636 | Garage | FALSE
218899 | 21889 | 9 | 258 | Kitchen | TRUE | 17-14
2188910 | 21889 | 10 | 56 | Laundry Room | TRUE | 7-8
2188911 | 21889 | 11 | 86 | Bathroom | TRUE | 8-10
2188912 | 21889 | 12 | 237 | Master Bedroom | TRUE | 15-15 -8
2188913 | 21889 | 13 | 54 | Closet | TRUE | 8-6
2188914 | 21889 | 14 | 102 | Closet | TRUE | 15-6
2188915 | 21889 | 15 | 296 | Living Room | TRUE
2188916 | 21889 | 16 | 138 | Hall | TRUE | 5-7 7-1
2188917 | 21889 | 17 | 82 | Hall | TRUE | 8-9
2188918 | 21889 | 18 | 78 | Hall | TRUE
2188919 | 21889 | 19 | 473 | Other | FALSE
218961 | 21896 | 1 | 75 | Bathroom | TRUE | no windows
218962 | 21896 | 2 | 75 | Bathroom | TRUE | no windows
218963 | 21896 | 3 | 185 | Bedroom | TRUE
218964 | 21896 | 4 | 230 | Bedroom | TRUE
218965 | 21896 | 5 | 230 | Bedroom | TRUE
218966 | 21896 | 6 | 420 | Family Room | TRUE
218967 | 21896 | 7 | 200 | Kitchen | TRUE
218968 | 21896 | 8 | 110 | Laundry Room | TRUE
218969 | 21896 | 9 | 275 | Living Room | TRUE
218981 | 21898 | 1 | 264 | Bedroom | TRUE
218982 | 21898 | 2 | 54 | Bathroom | TRUE | no windows
218983 | 21898 | 3 | 32 | Kitchen | TRUE | no windows
218984 | 21898 | 4 | 240 | Master Bedroom | TRUE
218985 | 21898 | 5 | 168 | Bathroom | TRUE
218986 | 21898 | 6 | 324 | Office | TRUE
218987 | 21898 | 7 | 40 | Laundry Room | TRUE
218988 | 21898 | 8 | 600 | Other | TRUE
218989 | 21898 | 9 | 480 | Garage | FALSE | no windows
2189810 | 21898 | 10 | 140 | Living Room | TRUE
2189811 | 21898 | 11 | 196 | Kitchen | TRUE | no windows
2189812 | 21898 | 12 | 120 | Dining Room | TRUE
2189813 | 21898 | 13 | 216 | Living Room | TRUE
2189814 | 21898 | 14 | 316 | Hall | TRUE
2189815 | 21898 | 15 | 195 | Office | TRUE
2189816 | 21898 | 16 | 20 | Closet | TRUE | no windows
218991 | 21899 | 1 | 80 | Bathroom | TRUE
218992 | 21899 | 2 | 151 | Bathroom | TRUE
218993 | 21899 | 3 | 292 | Bedroom | TRUE
218994 | 21899 | 4 | 162 | Bedroom | TRUE
218995 | 21899 | 5 | 170 | Bedroom | TRUE
218996 | 21899 | 6 | 640 | Other | TRUE
218997 | 21899 | 7 | 35 | Closet | TRUE
218998 | 21899 | 8 | 75 | Closet | TRUE
218999 | 21899 | 9 | 571 | Garage | FALSE
2189910 | 21899 | 10 | 215 | Hall | TRUE
2189911 | 21899 | 11 | 402 | Kitchen | TRUE
2189912 | 21899 | 12 | 90 | Laundry Room | TRUE
2189913 | 21899 | 13 | 448 | Living Room | TRUE
219051 | 21905 | 1 | 65 | Bathroom | TRUE
219052 | 21905 | 2 | 45 | Bathroom | TRUE
219053 | 21905 | 3 | 210 | Bedroom | TRUE
219054 | 21905 | 4 | 200 | Bedroom | TRUE
219055 | 21905 | 5 | 221 | Other | TRUE
219056 | 21905 | 6 | 345 | Dining Room | TRUE
219057 | 21905 | 7 | 380 | Family Room | TRUE
219058 | 21905 | 8 | 404 | Garage | FALSE
219059 | 21905 | 9 | 27 | Bathroom | TRUE
2190510 | 21905 | 10 | 220 | Other | TRUE
2190511 | 21905 | 11 | 35 | Hall | TRUE
2190512 | 21905 | 12 | 175 | Kitchen | TRUE
2190513 | 21905 | 13 | 115 | Laundry Room | TRUE
2190514 | 21905 | 14 | 40 | Hall | TRUE
2190515 | 21905 | 15 | 375 | Living Room | TRUE
2190516 | 21905 | 16 | 200 | Bathroom | TRUE
2190517 | 21905 | 17 | 203 | Other | TRUE
2190518 | 21905 | 18 | 235 | Master Bedroom | TRUE
2190519 | 21905 | 19 | 240 | Office | TRUE
2190520 | 21905 | 20 | 17 | Bathroom | TRUE
2190521 | 21905 | 21 | 115 | Other | TRUE
219061 | 21906 | 1 | 112 | Other | TRUE
219062 | 21906 | 2 | 32 | Bathroom | TRUE
219063 | 21906 | 3 | 20 | Closet | TRUE | no windows
219064 | 21906 | 4 | 140 | Kitchen | TRUE
219065 | 21906 | 5 | 96 | Laundry Room | TRUE
219066 | 21906 | 6 | 225 | Living Room | TRUE
219067 | 21906 | 7 | 182 | Bedroom | TRUE
219068 | 21906 | 8 | 96 | Office | TRUE
219069 | 21906 | 9 | 64 | Bathroom | TRUE
2190610 | 21906 | 10 | 153 | Bedroom | TRUE
2190611 | 21906 | 11 | 159 | Bedroom | TRUE
2190612 | 21906 | 12 | 19 | Closet | TRUE
2190613 | 21906 | 13 | 110 | Hall | TRUE
219141 | 21914 | 1 | 504 | Dining Room | TRUE
219142 | 21914 | 2 | 81 | Other | TRUE
219143 | 21914 | 3 | 770 | Garage | FALSE
219144 | 21914 | 4 | 299 | Kitchen | TRUE
219145 | 21914 | 5 | 414 | Living Room | TRUE
219146 | 21914 | 6 | 154 | Bathroom | TRUE
219147 | 21914 | 7 | 303 | Master Bedroom | TRUE
219148 | 21914 | 8 | 81 | Bathroom | TRUE
219149 | 21914 | 9 | 30 | Closet | TRUE
2191410 | 21914 | 10 | 96 | Hall | TRUE
2191411 | 21914 | 11 | 45 | Closet | TRUE | Room chiller mounted on the wall that keeps the wine closet a little cooler than the other rooms. It's a Whisper Kool 3000.
2191412 | 21914 | 12 | 176 | Bedroom | TRUE
2191413 | 21914 | 13 | 81 | Office | TRUE
2191414 | 21914 | 14 | 192 | Office | TRUE
2191415 | 21914 | 15 | 125 | Hall | TRUE
2191416 | 21914 | 16 | 176 | Laundry Room | TRUE
2191417 | 21914 | 17 | 40 | Closet | TRUE
2191418 | 21914 | 18 | 225 | Bathroom | TRUE
2191419 | 21914 | 19 | 210 | Bedroom | TRUE
2191420 | 21914 | 20 | 205 | Hall | TRUE
2191421 | 21914 | 21 | 176 | Closet | TRUE
2191422 | 21914 | 22 | 310 | Office | TRUE
219221 | 21922 | 1 | 122 | Bedroom | TRUE
219222 | 21922 | 2 | 178 | Master Bedroom | TRUE
219223 | 21922 | 3 | 40 | Bathroom | TRUE | no windows
219224 | 21922 | 4 | 53 | Hall | TRUE | no windows
219225 | 21922 | 5 | 38 | Bathroom | TRUE | no windows
219226 | 21922 | 6 | 103 | Bedroom | TRUE
219227 | 21922 | 7 | 210 | Kitchen | TRUE
219228 | 21922 | 8 | 248 | Living Room | TRUE | TV was mounted on the wall and model number inaccessible
219229 | 21922 | 9 | 205 | Garage | TRUE | no windows
219341 | 21934 | 1 | 49 | Bedroom | TRUE
219342 | 21934 | 2 | 20 | Bathroom | TRUE | no windows
219343 | 21934 | 3 | 200 | Bedroom | TRUE
219344 | 21934 | 4 | 200 | Bedroom | TRUE
219345 | 21934 | 5 | 240 | Garage | FALSE | no windows
219346 | 21934 | 6 | 60 | Hall | TRUE | no windows
219347 | 21934 | 7 | 144 | Laundry Room | TRUE
219348 | 21934 | 8 | 224 | Living Room | TRUE
219361 | 21936 | 1 | 45 | Bathroom | TRUE | no windows
219362 | 21936 | 2 | 100 | Bedroom | TRUE
219363 | 21936 | 3 | 130 | Bedroom | TRUE
219364 | 21936 | 4 | 180 | Dining Room | TRUE
219365 | 21936 | 5 | 30 | Laundry Room | TRUE | no windows
219366 | 21936 | 6 | 210 | Living Room | TRUE
219501 | 21950 | 1 | 65 | Bathroom | TRUE
219502 | 21950 | 2 | 70 | Bathroom | TRUE
219503 | 21950 | 3 | 45 | Bathroom | TRUE
219504 | 21950 | 4 | 192 | Bedroom | TRUE
219505 | 21950 | 5 | 156 | Bedroom | TRUE
219506 | 21950 | 6 | 350 | Family Room | TRUE
219507 | 21950 | 7 | 125 | Hall | TRUE
219508 | 21950 | 8 | 235 | Hall | TRUE
219509 | 21950 | 9 | 225 | Kitchen | TRUE
2195010 | 21950 | 10 | 65 | Laundry Room | TRUE
2195011 | 21950 | 11 | 260 | Living Room | TRUE
2195012 | 21950 | 12 | 150 | Office | TRUE
2195013 | 21950 | 13 | 169 | Office | TRUE
219511 | 21951 | 1 | 253 | Living Room | TRUE
219512 | 21951 | 2 | 177 | Bedroom | TRUE
219513 | 21951 | 3 | 190 | Other | TRUE
219514 | 21951 | 4 | 496 | Other | TRUE
219515 | 21951 | 5 | 220 | Other | TRUE
219516 | 21951 | 6 | 105 | Other | TRUE | no windows
219517 | 21951 | 7 | 143 | Dining Room | TRUE
219518 | 21951 | 8 | 181 | Kitchen | TRUE
219519 | 21951 | 9 | 132 | Hall | TRUE | no windows
2195110 | 21951 | 10 | 83 | Bathroom | TRUE
2195111 | 21951 | 11 | 215 | Master Bedroom | TRUE
2195112 | 21951 | 12 | 170 | Bedroom | TRUE
2195113 | 21951 | 13 | 143 | Bedroom | TRUE
2195114 | 21951 | 14 | 249 | Family Room | TRUE
219611 | 21961 | 1 | 190 | Bedroom | TRUE
219612 | 21961 | 2 | 169 | Other | TRUE | r 11 in walls x 7' high. perimeter walls
219613 | 21961 | 3 | 209 | Other | TRUE | 19 x
219614 | 21961 | 4 | 21 | Hall | TRUE
219615 | 21961 | 5 | 48 | Bathroom | TRUE
219616 | 21961 | 6 | 48 | Bathroom | TRUE
219617 | 21961 | 7 | 32 | Closet | TRUE
219618 | 21961 | 8 | 24 | Closet | TRUE | flat attic
219619 | 21961 | 9 | 171 | Dining Room | TRUE
2196110 | 21961 | 10 | 221 | Family Room | TRUE
2196111 | 21961 | 11 | 28 | Hall | TRUE | On slab 4 x 7
2196112 | 21961 | 12 | 15 | Hall | TRUE
2196113 | 21961 | 13 | 110 | Kitchen | TRUE
2196114 | 21961 | 14 | 285 | Laundry Room | TRUE | In basement
2196115 | 21961 | 15 | 156 | Living Room | TRUE
2196116 | 21961 | 16 | 233 | Master Bedroom | TRUE
2196117 | 21961 | 17 | 97 | Office | TRUE
2196118 | 21961 | 18 | 110 | Office | TRUE
2196119 | 21961 | 19 | 43 | Hall | TRUE | exterior walls = 11' long x 8' high. Flat attic
2196120 | 21961 | 20 | 110 | Bedroom | TRUE
2196121 | 21961 | 21 | 92 | Hall | TRUE | 4' x 8' exterior wall on west side between bedroom. flat attic
219671 | 21967 | 1 | 41 | Closet | TRUE | no windows
219672 | 21967 | 2 | 253 | Dining Room | TRUE
219673 | 21967 | 3 | 307 | Kitchen | TRUE
219674 | 21967 | 4 | 38 | Closet | TRUE | no windows
219675 | 21967 | 5 | 340 | Family Room | TRUE
219676 | 21967 | 6 | 180 | Office | TRUE
219677 | 21967 | 7 | 59 | Bathroom | TRUE | no windows
219678 | 21967 | 8 | 111 | Laundry Room | TRUE
219679 | 21967 | 9 | 925 | Garage | FALSE | no windows
2196710 | 21967 | 10 | 100 | Other | TRUE | no windows
2196711 | 21967 | 11 | 293 | Living Room | TRUE
2196712 | 21967 | 12 | 143 | Bedroom | TRUE
2196713 | 21967 | 13 | 366 | Family Room | TRUE | no windows
2196714 | 21967 | 14 | 75 | Other | TRUE | no windows
2196715 | 21967 | 15 | 439 | Other | TRUE | no window, but sklight
2196716 | 21967 | 16 | 99 | Bathroom | TRUE
2196717 | 21967 | 17 | 151 | Bedroom | TRUE
2196718 | 21967 | 18 | 222 | Bathroom | TRUE
2196719 | 21967 | 19 | 211 | Master Bedroom | TRUE
2196720 | 21967 | 20 | 81 | Closet | TRUE | no windows
2196721 | 21967 | 21 | 508 | Hall | TRUE | no windows
2196722 | 21967 | 22 | 207 | Living Room | TRUE
219741 | 21974 | 1 | 160 | Kitchen | TRUE
219742 | 21974 | 2 | 240 | Living Room | TRUE
219743 | 21974 | 3 | 216 | Other | TRUE
219744 | 21974 | 4 | 120 | Master Bedroom | TRUE
219745 | 21974 | 5 | 72 | Bathroom | TRUE
219746 | 21974 | 6 | 36 | Closet | TRUE | no windows
219747 | 21974 | 7 | 72 | Bathroom | TRUE
219748 | 21974 | 8 | 144 | Bedroom | TRUE
219749 | 21974 | 9 | 100 | Bedroom | TRUE
2197410 | 21974 | 10 | 130 | Bedroom | TRUE
219771 | 21977 | 1 | 60 | Bathroom | TRUE
219772 | 21977 | 2 | 151 | Bedroom | TRUE
219773 | 21977 | 3 | 151 | Bedroom | TRUE
219774 | 21977 | 4 | 427 | Garage | FALSE
219775 | 21977 | 5 | 60 | Hall | TRUE
219776 | 21977 | 6 | 200 | Kitchen | TRUE
219777 | 21977 | 7 | 320 | Living Room | TRUE
219778 | 21977 | 8 | 60 | Bathroom | TRUE
219779 | 21977 | 9 | 250 | Master Bedroom | TRUE
219781 | 21978 | 1 | 57 | Bathroom | TRUE
219782 | 21978 | 2 | 58 | Bathroom | TRUE
219783 | 21978 | 3 | 145 | Bedroom | TRUE
219784 | 21978 | 4 | 130 | Master Bedroom | TRUE
219785 | 21978 | 5 | 134 | Bedroom | TRUE
219786 | 21978 | 6 | 323 | Other | TRUE
219787 | 21978 | 7 | 175 | Other | TRUE
219788 | 21978 | 8 | 88 | Dining Room | TRUE
219789 | 21978 | 9 | 420 | Family Room | TRUE
2197810 | 21978 | 10 | 510 | Garage | FALSE | no windows
2197811 | 21978 | 11 | 100 | Hall | TRUE | no windows
2197812 | 21978 | 12 | 60 | Hall | TRUE | no windows
2197813 | 21978 | 13 | 125 | Kitchen | TRUE
2197814 | 21978 | 14 | 30 | Laundry Room | TRUE | no windows
2197815 | 21978 | 15 | 285 | Living Room | TRUE
2197816 | 21978 | 16 | 165 | Master Bedroom | TRUE
2197817 | 21978 | 17 | 58 | Hall | TRUE
219791 | 21979 | 1 | 45 | Bathroom | TRUE | no windows
219792 | 21979 | 2 | 195 | Bedroom | TRUE
219793 | 21979 | 3 | 180 | Bedroom | TRUE
219794 | 21979 | 4 | 120 | Dining Room | TRUE
219795 | 21979 | 5 | 115 | Closet | TRUE | no windows
219796 | 21979 | 6 | 130 | Other | TRUE
219797 | 21979 | 7 | 665 | Garage | FALSE | no windows
219798 | 21979 | 8 | 80 | Hall | TRUE | no windows
219799 | 21979 | 9 | 170 | Kitchen | TRUE
2197910 | 21979 | 10 | 110 | Laundry Room | TRUE | no windows
2197911 | 21979 | 11 | 450 | Living Room | TRUE
2197912 | 21979 | 12 | 50 | Bathroom | TRUE
2197913 | 21979 | 13 | 175 | Master Bedroom | TRUE
2197914 | 21979 | 14 | 360 | Bedroom | TRUE
219811 | 21981 | 1 | 100 | Bathroom | TRUE
219812 | 21981 | 2 | 40 | Other | TRUE
219813 | 21981 | 3 | 110 | Kitchen | TRUE
219814 | 21981 | 4 | 275 | Living Room | TRUE
219815 | 21981 | 5 | 210 | Master Bedroom | TRUE
219816 | 21981 | 6 | 170 | Office | TRUE
219881 | 21988 | 1 | 25 | Bathroom | TRUE | no windows
219882 | 21988 | 2 | 70 | Bathroom | TRUE
219883 | 21988 | 3 | 60 | Bathroom | TRUE
219884 | 21988 | 4 | 110 | Bedroom | TRUE
219885 | 21988 | 5 | 120 | Bedroom | TRUE
219886 | 21988 | 6 | 160 | Master Bedroom | TRUE
219887 | 21988 | 7 | 190 | Office | TRUE
219888 | 21988 | 8 | 35 | Closet | TRUE | no windows
219889 | 21988 | 9 | 225 | Family Room | TRUE
2198810 | 21988 | 10 | 400 | Garage | FALSE | no windows
2198811 | 21988 | 11 | 120 | Hall | TRUE | no windows
2198812 | 21988 | 12 | 260 | Kitchen | TRUE
2198813 | 21988 | 13 | 60 | Laundry Room | TRUE
2198814 | 21988 | 14 | 255 | Living Room | TRUE
2198815 | 21988 | 15 | 90 | Kitchen | TRUE
220001 | 22000 | 1 | 168 | Kitchen | TRUE
220002 | 22000 | 2 | 56 | Bathroom | TRUE
220003 | 22000 | 3 | 313 | Family Room | TRUE
220004 | 22000 | 4 | 120 | Bedroom | TRUE
220005 | 22000 | 5 | 169 | Bedroom | TRUE
220006 | 22000 | 6 | 120 | Laundry Room | TRUE
220007 | 22000 | 7 | 247 | Living Room | TRUE
220008 | 22000 | 8 | 120 | Bedroom | TRUE | no windows
220009 | 22000 | 9 | 95 | Closet | TRUE | no windows
2200010 | 22000 | 10 | 168 | Other | TRUE | no windows
2200011 | 22000 | 11 | 48 | Bathroom | TRUE
2200012 | 22000 | 12 | 32 | Hall | TRUE | no windows
2200013 | 22000 | 13 | 144 | Kitchen | TRUE
220051 | 22005 | 1 | 60 | Bathroom | TRUE | no windows
220052 | 22005 | 2 | 103 | Bathroom | TRUE
220053 | 22005 | 3 | 210 | Bedroom | TRUE
220054 | 22005 | 4 | 130 | Bedroom | TRUE
220055 | 22005 | 5 | 250 | Bedroom | TRUE
220056 | 22005 | 6 | 710 | Family Room | TRUE
220057 | 22005 | 7 | 564 | Garage | FALSE
220058 | 22005 | 8 | 110 | Hall | TRUE | no windows
220059 | 22005 | 9 | 50 | Laundry Room | TRUE | no windows
2200510 | 22005 | 10 | 160 | Office | TRUE
2200511 | 22005 | 11 | 172 | Other | TRUE
2200512 | 22005 | 12 | 360 | Other | TRUE
220151 | 22015 | 1 | 88 | Bathroom | TRUE
220152 | 22015 | 2 | 155 | Bedroom | TRUE
220153 | 22015 | 3 | 160 | Bedroom | TRUE
220154 | 22015 | 4 | 162 | Bedroom | TRUE
220155 | 22015 | 5 | 61 | Hall | TRUE | no windows
220156 | 22015 | 6 | 227 | Dining Room | TRUE
220157 | 22015 | 7 | 403 | Living Room | TRUE
220158 | 22015 | 8 | 110 | Laundry Room | TRUE
220191 | 22019 | 1 | 52 | Bathroom | TRUE
220192 | 22019 | 2 | 48 | Bathroom | TRUE | no windows
220193 | 22019 | 3 | 119 | Bedroom | TRUE
220194 | 22019 | 4 | 110 | Bedroom | TRUE
220195 | 22019 | 5 | 85 | Closet | TRUE | no windows
220196 | 22019 | 6 | 91 | Dining Room | TRUE
220197 | 22019 | 7 | 64 | Other | TRUE
220198 | 22019 | 8 | 385 | Living Room | TRUE
220199 | 22019 | 9 | 400 | Garage | FALSE
2201910 | 22019 | 10 | 24 | Hall | TRUE | no windows
2201911 | 22019 | 11 | 64 | Hall | TRUE | no windows
2201912 | 22019 | 12 | 59 | Hall | TRUE | no windows
2201913 | 22019 | 13 | 86 | Kitchen | TRUE
2201914 | 22019 | 14 | 62 | Laundry Room | TRUE
2201915 | 22019 | 15 | 225 | Living Room | TRUE
2201916 | 22019 | 16 | 192 | Bedroom | TRUE
2201917 | 22019 | 17 | 101 | Office | TRUE
220211 | 22021 | 1 | 300 | Other | TRUE
220212 | 22021 | 2 | 120 | Bathroom | TRUE
220213 | 22021 | 3 | 100 | Bedroom | TRUE
220214 | 22021 | 4 | 240 | Bedroom | TRUE
220215 | 22021 | 5 | 100 | Bedroom | TRUE
220216 | 22021 | 6 | 180 | Garage | FALSE
220217 | 22021 | 7 | 196 | Kitchen | TRUE
220218 | 22021 | 8 | 375 | Living Room | TRUE
220219 | 22021 | 9 | 200 | Laundry Room | TRUE
220231 | 22023 | 1 | 40 | Bathroom | TRUE
220232 | 22023 | 2 | 140 | Bathroom | TRUE
220233 | 22023 | 3 | 60 | Bathroom | TRUE
220234 | 22023 | 4 | 180 | Master Bedroom | TRUE
220235 | 22023 | 5 | 110 | Bedroom | TRUE
220236 | 22023 | 6 | 90 | Office | TRUE
220237 | 22023 | 7 | 72 | Closet | TRUE | no windows
220238 | 22023 | 8 | 170 | Dining Room | TRUE
220239 | 22023 | 9 | 180 | Family Room | TRUE
2202310 | 22023 | 10 | 550 | Garage | FALSE | no windows
2202311 | 22023 | 11 | 120 | Hall | TRUE | no windows
2202312 | 22023 | 12 | 140 | Kitchen | TRUE
2202313 | 22023 | 13 | 88 | Laundry Room | TRUE | no windows
2202314 | 22023 | 14 | 320 | Living Room | TRUE
220241 | 22024 | 1 | 325 | Living Room | TRUE
220242 | 22024 | 2 | 58 | Bathroom | TRUE
220243 | 22024 | 3 | 170 | Bedroom | TRUE
220244 | 22024 | 4 | 91 | Bedroom | TRUE
220245 | 22024 | 5 | 394 | Other | TRUE
220246 | 22024 | 6 | 558 | Family Room | TRUE
220247 | 22024 | 7 | 720 | Garage | FALSE | 1/21/12 cschafer Updated square footage of garage based on sketch.
220248 | 22024 | 8 | 230 | Master Bedroom | TRUE
220249 | 22024 | 9 | 224 | Dining Room | TRUE
2202410 | 22024 | 10 | 185 | Kitchen | TRUE
2202411 | 22024 | 11 | 192 | Laundry Room | TRUE
2202412 | 22024 | 12 | 68 | Bathroom | TRUE
2202413 | 22024 | 13 | 54 | Hall | TRUE
2202414 | 22024 | 14 | 143 | Bedroom | TRUE
2202415 | 22024 | 15 | 100 | Hall | TRUE
220391 | 22039 | 1 | 159 | Dining Room | TRUE
220392 | 22039 | 2 | 44 | Bathroom | TRUE
220393 | 22039 | 3 | 178 | Bathroom | TRUE
220394 | 22039 | 4 | 111 | Bedroom | TRUE
220395 | 22039 | 5 | 76 | Laundry Room | TRUE
220396 | 22039 | 6 | 715 | Garage | FALSE
220397 | 22039 | 7 | 46 | Bathroom | TRUE
220398 | 22039 | 8 | 238 | Living Room | TRUE | The power cord was put inside the wall. The TV was mounted to the wall
220399 | 22039 | 9 | 287 | Family Room | TRUE
2203910 | 22039 | 10 | 118 | Hall | TRUE
2203911 | 22039 | 11 | 225 | Master Bedroom | TRUE
2203912 | 22039 | 12 | 110 | Bathroom | TRUE
2203913 | 22039 | 13 | 37 | Closet | TRUE
2203914 | 22039 | 14 | 141 | Kitchen | TRUE
2203915 | 22039 | 15 | 161 | Bedroom | TRUE
220411 | 22041 | 1 | 55 | Bathroom | TRUE
220412 | 22041 | 2 | 55 | Bathroom | TRUE | no windows
220413 | 22041 | 3 | 140 | Bedroom | TRUE
220414 | 22041 | 4 | 175 | Bedroom | TRUE
220415 | 22041 | 5 | 120 | Hall | TRUE | no windows
220416 | 22041 | 6 | 65 | Hall | TRUE | no windows
220417 | 22041 | 7 | 200 | Kitchen | TRUE
220418 | 22041 | 8 | 135 | Laundry Room | TRUE
220419 | 22041 | 9 | 260 | Living Room | TRUE
2204110 | 22041 | 10 | 170 | Master Bedroom | TRUE
2204111 | 22041 | 11 | 80 | Office | TRUE
2204112 | 22041 | 12 | 360 | Family Room | TRUE
220471 | 22047 | 1 | 136 | Bathroom | TRUE
220472 | 22047 | 2 | 168 | Bedroom | TRUE
220473 | 22047 | 3 | 144 | Bedroom | TRUE
220474 | 22047 | 4 | 204 | Dining Room | TRUE
220475 | 22047 | 5 | 113 | Family Room | TRUE | CAN NOT MOVE FLAT SCREEN IN FAMILY ROOM
220476 | 22047 | 6 | 45 | Hall | TRUE
220477 | 22047 | 7 | 173 | Kitchen | TRUE
220478 | 22047 | 8 | 350 | Family Room | TRUE
220479 | 22047 | 9 | 155 | Bedroom | TRUE
2204710 | 22047 | 10 | 104 | Office | TRUE
2204711 | 22047 | 11 | 75 | Bathroom | TRUE
220521 | 22052 | 1 | 45 | Bathroom | TRUE
220522 | 22052 | 2 | 150 | Bedroom | TRUE
220523 | 22052 | 3 | 145 | Bedroom | TRUE
220524 | 22052 | 4 | 140 | Bedroom | TRUE
220525 | 22052 | 5 | 385 | Garage | FALSE
220526 | 22052 | 6 | 50 | Hall | TRUE
220527 | 22052 | 7 | 40 | Hall | TRUE
220528 | 22052 | 8 | 265 | Kitchen | TRUE
220529 | 22052 | 9 | 55 | Laundry Room | TRUE
2205210 | 22052 | 10 | 330 | Living Room | TRUE
2205211 | 22052 | 11 | 95 | Bathroom | TRUE
2205212 | 22052 | 12 | 275 | Master Bedroom | TRUE
220531 | 22053 | 1 | 120 | Dining Room | TRUE
220532 | 22053 | 2 | 60 | Bathroom | TRUE
220533 | 22053 | 3 | 55 | Laundry Room | TRUE | NO WINDOWS
220534 | 22053 | 4 | 180 | Office | TRUE
220535 | 22053 | 5 | 465 | Garage | FALSE | NO WINDOWS
220536 | 22053 | 6 | 142 | Kitchen | TRUE
220537 | 22053 | 7 | 461 | Living Room | TRUE
220538 | 22053 | 8 | 126 | Hall | TRUE | NO WINDOWS
220539 | 22053 | 9 | 177 | Master Bedroom | TRUE
2205310 | 22053 | 10 | 50 | Bathroom | TRUE | NO WINDOWS BUT SKYLIGHT
2205311 | 22053 | 11 | 231 | Master Bedroom | TRUE
2205312 | 22053 | 12 | 65 | Closet | TRUE | NO WINDOWS
2205313 | 22053 | 13 | 16 | Hall | TRUE | NO WINDOWS
220591 | 22059 | 1 | 37 | Bathroom | TRUE | no windows
220592 | 22059 | 2 | 134 | Bedroom | TRUE
220593 | 22059 | 3 | 112 | Dining Room | TRUE
220594 | 22059 | 4 | 711 | Garage | FALSE | no windows
220595 | 22059 | 5 | 70 | Hall | TRUE | no windows
220596 | 22059 | 6 | 145 | Kitchen | TRUE
220597 | 22059 | 7 | 47 | Laundry Room | TRUE | no windows
220598 | 22059 | 8 | 276 | Living Room | TRUE
220599 | 22059 | 9 | 58 | Bathroom | TRUE
2205910 | 22059 | 10 | 181 | Master Bedroom | TRUE
2205911 | 22059 | 11 | 143 | Office | TRUE
220611 | 22061 | 1 | 65 | Bathroom | TRUE
220612 | 22061 | 2 | 70 | Bathroom | TRUE
220613 | 22061 | 3 | 130 | Bedroom | TRUE
220614 | 22061 | 4 | 270 | Family Room | TRUE
220615 | 22061 | 5 | 550 | Other | TRUE
220616 | 22061 | 6 | 720 | Garage | FALSE
220617 | 22061 | 7 | 140 | Hall | TRUE
220618 | 22061 | 8 | 170 | Kitchen | TRUE
220619 | 22061 | 9 | 325 | Living Room | TRUE
2206110 | 22061 | 10 | 70 | Bathroom | TRUE
2206111 | 22061 | 11 | 350 | Master Bedroom | TRUE
2206112 | 22061 | 12 | 150 | Office | TRUE
2206113 | 22061 | 13 | 205 | Office | TRUE
2206114 | 22061 | 14 | 290 | Other | TRUE
220771 | 22077 | 1 | 36 | Bathroom | TRUE
220772 | 22077 | 2 | 64 | Bathroom | TRUE | not functional for typ bathroom uses
220773 | 22077 | 3 | 36 | Closet | TRUE
220774 | 22077 | 4 | 36 | Hall | TRUE
220775 | 22077 | 5 | 192 | Kitchen | TRUE
220776 | 22077 | 6 | 144 | Laundry Room | TRUE
220777 | 22077 | 7 | 80 | Other | TRUE
220778 | 22077 | 8 | 36 | Closet | TRUE
220779 | 22077 | 9 | 50 | Other | TRUE
2207710 | 22077 | 10 | 196 | Living Room | TRUE
2207711 | 22077 | 11 | 144 | Bedroom | TRUE
220841 | 22084 | 1 | 150 | Bathroom | TRUE | jets in bathtub
220842 | 22084 | 2 | 180 | Bedroom | TRUE
220843 | 22084 | 3 | 190 | Bedroom | TRUE
220844 | 22084 | 4 | 70 | Bathroom | TRUE
220845 | 22084 | 5 | 350 | Other | TRUE
220846 | 22084 | 6 | 70 | Hall | TRUE
220847 | 22084 | 7 |  | Garage | FALSE
220848 | 22084 | 8 | 25 | Hall | TRUE
220849 | 22084 | 9 | 22 | Laundry Room | TRUE
2208410 | 22084 | 10 | 600 | Kitchen | TRUE
2208411 | 22084 | 11 | 230 | Master Bedroom | TRUE
2208412 | 22084 | 12 | 60 | Closet | TRUE
220861 | 22086 | 1 | 72 | Bathroom | TRUE
220862 | 22086 | 2 | 252 | Family Room | TRUE
220863 | 22086 | 3 | 80 | Hall | TRUE
220864 | 22086 | 4 | 120 | Dining Room | TRUE
220865 | 22086 | 5 | 156 | Bedroom | TRUE
220866 | 22086 | 6 | 40 | Closet | TRUE
220867 | 22086 | 7 | 182 | Bedroom | TRUE
220868 | 22086 | 8 | 60 | Hall | TRUE
220869 | 22086 | 9 | 168 | Living Room | TRUE
2208610 | 22086 | 10 | 676 | Garage | FALSE
2208611 | 22086 | 11 | 131 | Kitchen | TRUE
2208612 | 22086 | 12 | 72 | Laundry Room | TRUE
2208613 | 22086 | 13 | 252 | Living Room | TRUE
2208614 | 22086 | 14 | 30 | Closet | TRUE
2208615 | 22086 | 15 | 168 | Bedroom | TRUE
2208616 | 22086 | 16 | 100 | Hall | TRUE
2208617 | 22086 | 17 | 196 | Bathroom | TRUE
2208618 | 22086 | 18 | 72 | Bathroom | TRUE
220871 | 22087 | 1 | 56 | Bathroom | TRUE
220872 | 22087 | 2 | 228 | Bedroom | TRUE
220873 | 22087 | 3 | 117 | Dining Room | TRUE
220874 | 22087 | 4 | 340 | Family Room | TRUE
220875 | 22087 | 5 | 357 | Garage | FALSE | 1/21/12 cschafer added garage square feet based on sketch principle that one square on graph paper = 1 sq ft according to other dimensions.
220876 | 22087 | 6 | 155 | Bedroom | TRUE
220877 | 22087 | 7 | 45 | Hall | TRUE
220878 | 22087 | 8 | 100 | Hall | TRUE
220879 | 22087 | 9 | 100 | Kitchen | TRUE
2208710 | 22087 | 10 | 120 | Bathroom | TRUE
2208711 | 22087 | 11 | 345 | Master Bedroom | TRUE
2208712 | 22087 | 12 | 150 | Bedroom | TRUE
2208713 | 22087 | 13 | 48 | Laundry Room | TRUE
220951 | 22095 | 1 | 45 | Bathroom | TRUE
220952 | 22095 | 2 | 50 | Bathroom | TRUE
220953 | 22095 | 3 | 30 | Bathroom | TRUE | no windows
220954 | 22095 | 4 | 150 | Bedroom | TRUE
220955 | 22095 | 5 | 300 | Bedroom | TRUE
220956 | 22095 | 6 | 70 | Hall | TRUE | no windows
220957 | 22095 | 7 | 155 | Kitchen | TRUE
220958 | 22095 | 8 | 110 | Laundry Room | TRUE | no windows
220959 | 22095 | 9 | 500 | Living Room | TRUE
2209510 | 22095 | 10 | 190 | Master Bedroom | TRUE
2209511 | 22095 | 11 | 125 | Office | TRUE
2209512 | 22095 | 12 | 50 | Hall | TRUE
220961 | 22096 | 1 | 17 | Bathroom | TRUE
220962 | 22096 | 2 | 98 | Bathroom | TRUE
220963 | 22096 | 3 | 130 | Bedroom | TRUE
220964 | 22096 | 4 | 192 | Bathroom | TRUE
220965 | 22096 | 5 | 154 | Bedroom | TRUE
220966 | 22096 | 6 | 154 | Bedroom | TRUE
220967 | 22096 | 7 | 105 | Kitchen | TRUE
220968 | 22096 | 8 | 62 | Laundry Room | TRUE
220969 | 22096 | 9 | 25 | Other | TRUE | no windows
2209610 | 22096 | 10 | 333 | Family Room | TRUE
2209611 | 22096 | 11 | 48 | Bathroom | TRUE | no windows
2209612 | 22096 | 12 | 255 | Bedroom | TRUE | no windows
2209613 | 22096 | 13 | 442 | Living Room | TRUE
2209614 | 22096 | 14 | 246 | Dining Room | TRUE | no windows
2209615 | 22096 | 15 | 162 | Other | TRUE
221081 | 22108 | 1 | 680 | Other | FALSE | NOT YET FINISHED APARTMENT ABOVE GARAGE THAT IS NOT HEATED BEYOND FREEZE PROTECTION, USED A WEEK OR TWO A YEAR IN THE SUMMER FOR GUESTS no windows
221082 | 22108 | 2 | 170 | Bathroom | TRUE
221083 | 22108 | 3 | 60 | Bathroom | TRUE
221084 | 22108 | 4 | 175 | Bedroom | TRUE
221085 | 22108 | 5 | 110 | Bedroom | TRUE
221086 | 22108 | 6 | 142 | Dining Room | TRUE | no windows
221087 | 22108 | 7 | 270 | Family Room | TRUE | ceiling fan nolamps in family room
221088 | 22108 | 8 | 576 | Garage | FALSE | no windows
221089 | 22108 | 9 | 140 | Kitchen | TRUE
2210810 | 22108 | 10 | 150 | Laundry Room | TRUE
2210811 | 22108 | 11 | 305 | Living Room | TRUE
2210812 | 22108 | 12 | 190 | Hall | TRUE
2210813 | 22108 | 13 | 175 | Office | TRUE
2210814 | 22108 | 14 | 16 | Other | FALSE | PUMPHOUSE WITH A 1000 WATT FREEZE PROTECTION HEATER AND A 3/4 HP PUMP no rooms
2210815 | 22108 | 15 | 290 | Bedroom | TRUE
2210816 | 22108 | 16 | 40 | Hall | TRUE
2210817 | 22108 | 17 | 215 | Other | TRUE | no window but skylight
221091 | 22109 | 1 | 40 | Bathroom | TRUE
221092 | 22109 | 2 | 110 | Bathroom | TRUE
221093 | 22109 | 3 | 65 | Bathroom | TRUE
221094 | 22109 | 4 | 170 | Bedroom | TRUE
221095 | 22109 | 5 | 200 | Bedroom | TRUE
221096 | 22109 | 6 | 170 | Bedroom | TRUE
221097 | 22109 | 7 | 180 | Bedroom | TRUE
221098 | 22109 | 8 | 144 | Bedroom | TRUE
221099 | 22109 | 9 | 180 | Bedroom | TRUE
2210910 | 22109 | 10 | 100 | Closet | TRUE
2210911 | 22109 | 11 | 37 | Closet | TRUE
2210912 | 22109 | 12 | 131 | Dining Room | TRUE
2210913 | 22109 | 13 | 200 | Family Room | TRUE
2210914 | 22109 | 14 | 606 | Garage | TRUE
2210915 | 22109 | 15 | 200 | Hall | TRUE
2210916 | 22109 | 16 | 200 | Kitchen | TRUE
2210917 | 22109 | 17 | 46 | Laundry Room | TRUE
2210918 | 22109 | 18 | 229 | Living Room | TRUE
221231 | 22123 | 1 | 321 | Living Room | TRUE
221232 | 22123 | 2 | 128 | Bedroom | TRUE
221233 | 22123 | 3 | 64 | Bathroom | TRUE
221241 | 22124 | 1 | 12 | Bathroom | TRUE
221242 | 22124 | 2 | 80 | Bathroom | TRUE
221243 | 22124 | 3 | 245 | Dining Room | TRUE
221244 | 22124 | 4 | 296 | Family Room | TRUE
221245 | 22124 | 5 | 110 | Hall | TRUE
221246 | 22124 | 6 | 412 | Kitchen | TRUE
221247 | 22124 | 7 | 77 | Laundry Room | TRUE
221248 | 22124 | 8 | 160 | Office | TRUE
221249 | 22124 | 9 | 151 | Bedroom | TRUE
2212410 | 22124 | 10 | 155 | Hall | TRUE
2212411 | 22124 | 11 | 70 | Bathroom | TRUE
2212412 | 22124 | 12 | 170 | Bedroom | TRUE
2212413 | 22124 | 13 | 148 | Bathroom | TRUE
2212414 | 22124 | 14 | 291 | Master Bedroom | TRUE
2212415 | 22124 | 15 | 75 | Closet | TRUE
2212416 | 22124 | 16 | 73 | Hall | TRUE
221251 | 22125 | 1 | 80 | Bedroom | TRUE | no windows
221252 | 22125 | 2 | 110 | Bedroom | TRUE
221253 | 22125 | 3 | 170 | Bedroom | TRUE
221254 | 22125 | 4 | 65 | Closet | TRUE | no windows
221255 | 22125 | 5 | 143 | Hall | TRUE
221256 | 22125 | 6 | 180 | Kitchen | TRUE
221257 | 22125 | 7 | 115 | Laundry Room | TRUE | no windows
221258 | 22125 | 8 | 330 | Living Room | TRUE
221259 | 22125 | 9 | 215 | Office | TRUE
221271 | 22127 | 1 | 36 | Bathroom | TRUE
221272 | 22127 | 2 | 130 | Dining Room | TRUE
221273 | 22127 | 3 | 360 | Family Room | TRUE
221274 | 22127 | 4 | 460 | Garage | FALSE | there is a radiant heater connected to the geothermal in the garage so there is a load there is also a poorly insulated garage door there is only attic above the garage
221275 | 22127 | 5 | 88 | Hall | TRUE
221276 | 22127 | 6 | 169 | Kitchen | TRUE
221277 | 22127 | 7 | 60 | Laundry Room | TRUE
221278 | 22127 | 8 | 204 | Living Room | TRUE
221279 | 22127 | 9 | 100 | Bathroom | TRUE
2212710 | 22127 | 10 | 216 | Master Bedroom | TRUE
2212711 | 22127 | 11 | 80 | Closet | TRUE
2212712 | 22127 | 12 | 150 | Office | TRUE
2212713 | 22127 | 13 | 54 | Bathroom | TRUE
2212714 | 22127 | 14 | 150 | Bedroom | TRUE
2212715 | 22127 | 15 | 48 | Hall | TRUE
221291 | 22129 | 1 | 70 | Bathroom | TRUE
221292 | 22129 | 2 | 168 | Bedroom | TRUE
221293 | 22129 | 3 | 185 | Dining Room | TRUE
221294 | 22129 | 4 | 530 | Family Room | TRUE
221295 | 22129 | 5 | 15 | Hall | TRUE
221296 | 22129 | 6 | 165 | Kitchen | TRUE
221297 | 22129 | 7 | 100 | Laundry Room | TRUE
221298 | 22129 | 8 | 150 | Bathroom | TRUE
221299 | 22129 | 9 | 225 | Master Bedroom | TRUE
2212910 | 22129 | 10 | 85 | Closet | TRUE
2212911 | 22129 | 11 | 80 | Hall | TRUE
221311 | 22131 | 1 | 61 | Bathroom | TRUE
221312 | 22131 | 2 | 36 | Bathroom | TRUE
221313 | 22131 | 3 | 100 | Bedroom | TRUE
221314 | 22131 | 4 | 120 | Bedroom | TRUE
221315 | 22131 | 5 | 139 | Bedroom | TRUE
221316 | 22131 | 6 | 29 | Closet | TRUE | no windows
221317 | 22131 | 7 | 415 | Garage | FALSE | no windows
221318 | 22131 | 8 | 36 | Hall | TRUE | no windows
221319 | 22131 | 9 | 173 | Kitchen | TRUE
2213110 | 22131 | 10 | 230 | Living Room | TRUE
221381 | 22138 | 1 | 30 | Bathroom | TRUE
221382 | 22138 | 2 | 85 | Bathroom | TRUE
221383 | 22138 | 3 | 320 | Bedroom | TRUE
221384 | 22138 | 4 | 163 | Bedroom | TRUE
221385 | 22138 | 5 | 220 | Dining Room | TRUE
221386 | 22138 | 6 | 232 | Hall | TRUE
221387 | 22138 | 7 | 148 | Family Room | TRUE
221388 | 22138 | 8 | 624 | Garage | FALSE
221389 | 22138 | 9 | 300 | Hall | TRUE
2213810 | 22138 | 10 | 173 | Kitchen | TRUE
2213811 | 22138 | 11 | 100 | Laundry Room | TRUE
2213812 | 22138 | 12 | 205 | Living Room | TRUE
2213813 | 22138 | 13 | 96 | Bathroom | TRUE
2213814 | 22138 | 14 | 305 | Master Bedroom | TRUE
2213815 | 22138 | 15 | 60 | Closet | TRUE
2213816 | 22138 | 16 | 154 | Office | TRUE
221441 | 22144 | 1 | 46 | Bathroom | TRUE
221442 | 22144 | 2 | 134 | Bedroom | TRUE
221443 | 22144 | 3 | 117 | Dining Room | TRUE
221444 | 22144 | 4 | 30 | Hall | TRUE
221445 | 22144 | 5 | 167 | Other | TRUE
221446 | 22144 | 6 | 456 | Garage | FALSE
221447 | 22144 | 7 | 42 | Hall | TRUE
221448 | 22144 | 8 | 128 | Kitchen | TRUE
221449 | 22144 | 9 | 79 | Laundry Room | TRUE
2214410 | 22144 | 10 | 267 | Living Room | TRUE
2214411 | 22144 | 11 | 60 | Bathroom | TRUE
2214412 | 22144 | 12 | 148 | Master Bedroom | TRUE
2214413 | 22144 | 13 | 31 | Closet | TRUE
221531 | 22153 | 1 | 352 | Living Room | TRUE
221532 | 22153 | 2 | 206 | Office | TRUE
221533 | 22153 | 3 | 50 | Hall | TRUE
221534 | 22153 | 4 | 71 | Bathroom | TRUE
221535 | 22153 | 5 | 126 | Other | TRUE
221536 | 22153 | 6 | 40 | Hall | TRUE
221537 | 22153 | 7 | 229 | Bedroom | TRUE
221538 | 22153 | 8 | 83 | Bathroom | TRUE
221539 | 22153 | 9 | 50 | Closet | TRUE
2215310 | 22153 | 10 | 837 | Garage | FALSE
2215311 | 22153 | 11 | 179 | Dining Room | TRUE
2215312 | 22153 | 12 | 118 | Kitchen | TRUE
2215313 | 22153 | 13 | 48 | Laundry Room | TRUE
2215314 | 22153 | 14 | 106 | Hall | TRUE
2215315 | 22153 | 15 | 170 | Bedroom | TRUE
2215316 | 22153 | 16 | 174 | Bedroom | TRUE
2215317 | 22153 | 17 | 77 | Bathroom | TRUE
2215318 | 22153 | 18 | 767 | Family Room | TRUE
221591 | 22159 | 1 | 239 | Living Room | TRUE
221592 | 22159 | 2 | 70 | Bathroom | TRUE
221593 | 22159 | 3 | 119 | Office | TRUE
221594 | 22159 | 4 | 140 | Bedroom | TRUE
221595 | 22159 | 5 | 53 | Hall | TRUE
221596 | 22159 | 6 | 310 | Bedroom | TRUE
221597 | 22159 | 7 | 116 | Bathroom | TRUE
221598 | 22159 | 8 | 82 | Closet | TRUE
221599 | 22159 | 9 | 183 | Dining Room | TRUE
2215910 | 22159 | 10 | 192 | Kitchen | TRUE
2215911 | 22159 | 11 | 111 | Laundry Room | TRUE
2215912 | 22159 | 12 | 86 | Hall | TRUE
221721 | 22172 | 1 | 98 | Office | TRUE
221722 | 22172 | 2 | 70 | Bathroom | TRUE
221723 | 22172 | 3 | 123 | Bedroom | TRUE
221724 | 22172 | 4 | 160 | Bedroom | TRUE
221725 | 22172 | 5 | 140 | Bathroom | TRUE
221726 | 22172 | 6 | 180 | Master Bedroom | TRUE
221727 | 22172 | 7 | 174 | Garage | FALSE | no windows
221728 | 22172 | 8 | 119 | Dining Room | TRUE
221729 | 22172 | 9 | 55 | Laundry Room | TRUE
2217210 | 22172 | 10 | 112 | Kitchen | TRUE
2217211 | 22172 | 11 | 274 | Living Room | TRUE | There were no lights in the living room. They must use the lights in the dinning room.
2217212 | 22172 | 12 | 68 | Hall | TRUE | no windows
221751 | 22175 | 1 | 80 | Bathroom | TRUE
221752 | 22175 | 2 | 125 | Dining Room | TRUE
221753 | 22175 | 3 | 850 | Garage | FALSE
221754 | 22175 | 4 | 115 | Hall | TRUE
221755 | 22175 | 5 | 125 | Kitchen | TRUE
221756 | 22175 | 6 | 180 | Living Room | TRUE
221757 | 22175 | 7 | 175 | Bathroom | TRUE
221758 | 22175 | 8 | 260 | Master Bedroom | TRUE
221759 | 22175 | 9 | 60 | Bathroom | TRUE
2217510 | 22175 | 10 | 135 | Bedroom | TRUE
2217511 | 22175 | 11 | 135 | Bedroom | TRUE
2217512 | 22175 | 12 | 390 | Family Room | TRUE
221761 | 22176 | 1 | 80 | Bathroom | TRUE
221762 | 22176 | 2 | 60 | Bathroom | TRUE
221763 | 22176 | 3 | 60 | Bathroom | TRUE
221764 | 22176 | 4 | 340 | Bedroom | TRUE
221765 | 22176 | 5 | 190 | Bedroom | TRUE
221766 | 22176 | 6 | 190 | Bedroom | TRUE
221767 | 22176 | 7 | 190 | Bedroom | TRUE
221768 | 22176 | 8 | 190 | Family Room | TRUE
221769 | 22176 | 9 | 55 | Hall | TRUE | no windows
2217610 | 22176 | 10 | 130 | Office | TRUE
2217611 | 22176 | 11 | 190 | Dining Room | TRUE
2217612 | 22176 | 12 | 80 | Hall | TRUE | no windows
2217613 | 22176 | 13 | 720 | Garage | FALSE
2217614 | 22176 | 14 | 100 | Hall | TRUE | no windows
2217615 | 22176 | 15 | 320 | Kitchen | TRUE
2217616 | 22176 | 16 | 90 | Laundry Room | TRUE
2217617 | 22176 | 17 | 380 | Living Room | TRUE
2217618 | 22176 | 18 | 150 | Office | TRUE
221771 | 22177 | 1 | 34 | Hall | TRUE
221772 | 22177 | 2 | 198 | Bedroom | TRUE
221773 | 22177 | 3 | 372 | Family Room | TRUE
221774 | 22177 | 4 | 23 | Closet | TRUE
221775 | 22177 | 5 | 587 | Garage | TRUE | NOTE: not used as garage, used as a workshop. Has garage door. treated as heated space, as space contains supply registers from the furnace. Subterranian except for the garage door.
221776 | 22177 | 6 | 35 | Hall | TRUE
221777 | 22177 | 7 | 17 | Closet | TRUE
221778 | 22177 | 8 | 13 | Closet | TRUE
221779 | 22177 | 9 | 88 | Bathroom | TRUE
2217710 | 22177 | 10 | 100 | Bathroom | TRUE
2217711 | 22177 | 11 | 206 | Office | TRUE | completely detached building with an office. Heated by electric wall unit, but *never* used. not counting conditioned
2217712 | 22177 | 12 | 453 | Garage | FALSE | attached, unheated garage
2217713 | 22177 | 13 | 85 | Hall | TRUE
2217714 | 22177 | 14 | 81 | Hall | TRUE
2217715 | 22177 | 15 | 401 | Kitchen | TRUE
2217716 | 22177 | 16 | 255 | Laundry Room | TRUE
2217717 | 22177 | 17 | 690 | Living Room | TRUE
2217718 | 22177 | 18 | 110 | Bathroom | TRUE
2217719 | 22177 | 19 | 425 | Master Bedroom | TRUE
2217720 | 22177 | 20 | 75 | Closet | TRUE
2217721 | 22177 | 21 | 72 | Hall | TRUE
2217722 | 22177 | 22 | 189 | Office | TRUE
2217723 | 22177 | 23 | 60 | Hall | TRUE
2217724 | 22177 | 24 | 230 | Hall | TRUE
2217725 | 22177 | 25 | 11 | Closet | TRUE
2217726 | 22177 | 26 | 48 | Closet | TRUE
221791 | 22179 | 1 | 61 | Bathroom | TRUE
221792 | 22179 | 2 | 87 | Bedroom | TRUE | DO NOT USE TV TO WATCH TV
221793 | 22179 | 3 | 108 | Bedroom | TRUE
221794 | 22179 | 4 | 213 | Dining Room | TRUE | ELECTRIC PIANO PLUGGED IN
221795 | 22179 | 5 | 212 | Family Room | TRUE | CA NOT FIND MANF DATE OWNER SAYS 200
221796 | 22179 | 6 | 153 | Kitchen | TRUE
221797 | 22179 | 7 | 146 | Bedroom | TRUE
221801 | 22180 | 1 | 40 | Bathroom | TRUE
221802 | 22180 | 2 | 100 | Bedroom | TRUE
221803 | 22180 | 3 | 215 | Family Room | TRUE
221804 | 22180 | 4 | 110 | Bedroom | TRUE
221805 | 22180 | 5 | 55 | Hall | TRUE
221806 | 22180 | 6 | 180 | Dining Room | TRUE
221807 | 22180 | 7 | 100 | Kitchen | TRUE
221808 | 22180 | 8 | 290 | Living Room | TRUE
221809 | 22180 | 9 | 40 | Bathroom | TRUE
2218010 | 22180 | 10 | 155 | Bedroom | TRUE
2218011 | 22180 | 11 | 165 | Laundry Room | TRUE
221811 | 22181 | 1 | 439 | Master Bedroom | TRUE | ADDITION WILL USE EXISTING FURNACE TO HEAT / TWO REC CAN AND 6 LIGHT FIXTURE BOXES FOR FUTURE FIXTURES TEMP WORK LIGHT ON CEILING/ NEW VINYL LOW E WINDOWS
221812 | 22181 | 2 | 30 | Hall | TRUE | PART OF ADDITION NOT FINISHED No window
221813 | 22181 | 3 | 138 | Other | TRUE | TEMP WORK LAMP 3 ELEC BOXES FOR FUTURE FIXTURES . No window
221814 | 22181 | 4 | 115 | Other | TRUE | SMALL BASEMENT FOR LAUNDRY AND MECH No window
221815 | 22181 | 5 | 231 | Dining Room | TRUE
221816 | 22181 | 6 | 94 | Other | TRUE | full lite door single pane between front entry porch and conditioned space
221817 | 22181 | 7 | 205 | Family Room | TRUE
221818 | 22181 | 8 | 114 | Kitchen | TRUE
221819 | 22181 | 9 | 95 | Bathroom | TRUE | SHOWER NOT FINISHED CAN LIGHT BEING INSTALKED
2218110 | 22181 | 10 | 130 | Bathroom | TRUE | NEW VINYL WINDOWS/ SHOWER AND BATH NOT FINISHED REC CAN FIXTURE INSTALKING IN SHOWER
2218111 | 22181 | 11 | 218 | Master Bedroom | TRUE
2218112 | 22181 | 12 | 78 | Bedroom | TRUE
2218113 | 22181 | 13 | 66 | Other | FALSE | single pane wood windows
2218114 | 22181 | 14 | 183 | Bedroom | TRUE
2218115 | 22181 | 15 | 102 | Bedroom | TRUE
2218116 | 22181 | 16 | 154 | Bedroom | TRUE
2218117 | 22181 | 17 | 130 | Hall | TRUE
2218118 | 22181 | 18 | 65 | Hall | TRUE | ELECTRIC PLUG IN HEATER IN USE No window
221861 | 22186 | 1 | 60 | Bathroom | TRUE | no windows
221862 | 22186 | 2 | 154 | Bedroom | TRUE | small fish tank no data entered
221863 | 22186 | 3 | 144 | Bedroom | TRUE
221864 | 22186 | 4 | 64 | Closet | TRUE | no windows
221865 | 22186 | 5 | 400 | Garage | FALSE | no windows
221866 | 22186 | 6 | 252 | Kitchen | TRUE
221867 | 22186 | 7 | 100 | Laundry Room | TRUE | no windows
221868 | 22186 | 8 | 390 | Living Room | TRUE
221869 | 22186 | 9 | 192 | Master Bedroom | TRUE
2218610 | 22186 | 10 | 72 | Bathroom | TRUE | no windows
221871 | 22187 | 1 | 50 | Bathroom | TRUE
221872 | 22187 | 2 | 50 | Bathroom | TRUE
221873 | 22187 | 3 | 172 | Bedroom | TRUE
221874 | 22187 | 4 | 148 | Bedroom | TRUE
221875 | 22187 | 5 | 203 | Bedroom | TRUE
221876 | 22187 | 6 | 200 | Bedroom | TRUE
221877 | 22187 | 7 | 10 | Closet | TRUE
221878 | 22187 | 8 | 70 | Hall | TRUE | no window
221879 | 22187 | 9 | 95 | Kitchen | TRUE
2218710 | 22187 | 10 | 100 | Laundry Room | TRUE
2218711 | 22187 | 11 | 308 | Living Room | TRUE
221911 | 22191 | 1 | 55 | Bathroom | TRUE
221912 | 22191 | 2 | 143 | Bedroom | TRUE
221913 | 22191 | 3 | 143 | Bedroom | TRUE
221914 | 22191 | 4 | 202 | Kitchen | TRUE
221915 | 22191 | 5 | 280 | Living Room | TRUE
221916 | 22191 | 6 | 53 | Other | TRUE
221981 | 22198 | 1 | 48 | Bathroom | TRUE
221982 | 22198 | 2 | 88 | Bathroom | TRUE
221983 | 22198 | 3 | 240 | Bedroom | TRUE | extensive elctronics many not used
221984 | 22198 | 4 | 425 | Family Room | TRUE
221985 | 22198 | 5 | 180 | Dining Room | TRUE | used as office
221986 | 22198 | 6 | 49 | Other | TRUE
221987 | 22198 | 7 | 50 | Hall | TRUE
221988 | 22198 | 8 | 175 | Hall | TRUE
221989 | 22198 | 9 | 324 | Family Room | TRUE
2219810 | 22198 | 10 | 768 | Garage | FALSE | sprinkler box
2219811 | 22198 | 11 | 40 | Hall | TRUE
2219812 | 22198 | 12 | 150 | Kitchen | TRUE
2219813 | 22198 | 13 | 96 | Laundry Room | TRUE
2219814 | 22198 | 14 | 45 | Bathroom | TRUE
2219815 | 22198 | 15 | 256 | Bedroom | TRUE
2219816 | 22198 | 16 | 48 | Closet | TRUE
2219817 | 22198 | 17 | 50 | Bathroom | TRUE
2219818 | 22198 | 18 | 256 | Bedroom | TRUE | 2 rope lightsunplugged tv not used
2219819 | 22198 | 19 | 66 | Bathroom | TRUE
2219820 | 22198 | 20 | 186 | Office | TRUE | used as storage of old office tech
2219821 | 22198 | 21 | 480 | Living Room | TRUE
2219822 | 22198 | 22 | 60 | Bathroom | TRUE
2219823 | 22198 | 23 | 48 | Bathroom | TRUE
2219824 | 22198 | 24 | 72 | Bathroom | TRUE
2219825 | 22198 | 25 | 36 | Closet | TRUE
2219826 | 22198 | 26 | 192 | Bedroom | TRUE
2219827 | 22198 | 27 | 200 | Hall | TRUE
2219828 | 22198 | 28 | 36 | Closet | TRUE
2219829 | 22198 | 29 | 252 | Bedroom | TRUE
2219830 | 22198 | 30 | 36 | Closet | TRUE
2219831 | 22198 | 31 | 80 | Hall | TRUE
222001 | 22200 | 1 | 294 | Kitchen | TRUE
222002 | 22200 | 2 | 207 | Bedroom | TRUE
222003 | 22200 | 3 | 66 | Bathroom | TRUE
222004 | 22200 | 4 | 457 | Living Room | TRUE
222005 | 22200 | 5 | 160 | Hall | TRUE
222006 | 22200 | 6 | 40 | Bathroom | TRUE | no windows
222007 | 22200 | 7 | 164 | Bedroom | TRUE
222008 | 22200 | 8 | 164 | Bedroom | TRUE
222031 | 22203 | 1 | 43 | Bathroom | TRUE
222032 | 22203 | 2 | 70 | Bedroom | TRUE | laundry and half bath combo.
222033 | 22203 | 3 | 45 | Bathroom | TRUE
222034 | 22203 | 4 | 138 | Bathroom | TRUE
222035 | 22203 | 5 | 138 | Bedroom | TRUE
222036 | 22203 | 6 | 205 | Dining Room | TRUE
222037 | 22203 | 7 | 165 | Family Room | TRUE
222038 | 22203 | 8 | 444 | Garage | FALSE | 19x23 no windows
222039 | 22203 | 9 | 80 | Hall | TRUE | no windows
2220310 | 22203 | 10 | 100 | Kitchen | TRUE
2220311 | 22203 | 11 | 320 | Living Room | TRUE
2220312 | 22203 | 12 | 200 | Master Bedroom | TRUE
222051 | 22205 | 1 | 129 | Other | TRUE
222052 | 22205 | 2 | 56 | Bathroom | TRUE
222053 | 22205 | 3 | 137 | Kitchen | TRUE
222054 | 22205 | 4 | 186 | Hall | TRUE
222055 | 22205 | 5 | 440 | Family Room | TRUE
222056 | 22205 | 6 | 56 | Bathroom | TRUE
222057 | 22205 | 7 | 45 | Hall | TRUE
222058 | 22205 | 8 | 357 | Garage | FALSE
222059 | 22205 | 9 | 148 | Hall | TRUE
2220510 | 22205 | 10 | 74 | Bathroom | TRUE
2220511 | 22205 | 11 | 108 | Bedroom | TRUE
2220512 | 22205 | 12 | 148 | Master Bedroom | TRUE
2220513 | 22205 | 13 | 59 | Closet | TRUE
2220514 | 22205 | 14 | 258 | Living Room | TRUE
2220515 | 22205 | 15 | 203 | Dining Room | TRUE
2220516 | 22205 | 16 | 158 | Master Bedroom | TRUE
222121 | 22212 | 1 | 60 | Bathroom | TRUE | no windows
222122 | 22212 | 2 | 128 | Bedroom | TRUE
222123 | 22212 | 3 | 125 | Bedroom | TRUE
222124 | 22212 | 4 | 300 | Bedroom | TRUE | Room is abover the garage. Floor was insulated above garage. estimated at r-11. they couldnt remember what the insulation value was. still considered the house a1 story home.
222125 | 22212 | 5 | 470 | Garage | FALSE | no windows
222126 | 22212 | 6 | 160 | Hall | TRUE | no windows
222127 | 22212 | 7 | 367 | Kitchen | TRUE
222128 | 22212 | 8 | 355 | Living Room | TRUE
222129 | 22212 | 9 | 35 | Closet | TRUE | no windows
2221210 | 22212 | 10 | 35 | Closet | TRUE | no windows
222141 | 22214 | 1 | 133 | Dining Room | TRUE
222142 | 22214 | 2 | 43 | Bathroom | TRUE
222143 | 22214 | 3 | 151 | Bedroom | TRUE
222144 | 22214 | 4 | 208 | Family Room | TRUE
222145 | 22214 | 5 | 65 | Hall | TRUE | no window
222146 | 22214 | 6 | 31 | Laundry Room | TRUE | no window
222147 | 22214 | 7 | 423 | Garage | FALSE | no window
222148 | 22214 | 8 | 241 | Living Room | TRUE
222149 | 22214 | 9 | 119 | Kitchen | TRUE
2221410 | 22214 | 10 | 60 | Bathroom | TRUE
2221411 | 22214 | 11 | 220 | Bedroom | TRUE
2221412 | 22214 | 12 | 57 | Hall | TRUE | no window
2221413 | 22214 | 13 | 148 | Office | TRUE
222151 | 22215 | 1 | 180 | Bedroom | TRUE
222152 | 22215 | 2 | 90 | Bathroom | TRUE
222153 | 22215 | 3 | 181 | Bedroom | TRUE
222154 | 22215 | 4 | 234 | Master Bedroom | TRUE
222155 | 22215 | 5 | 130 | Bathroom | TRUE
222156 | 22215 | 6 | 36 | Laundry Room | TRUE | no windows
222157 | 22215 | 7 | 484 | Garage | FALSE | no windows
222158 | 22215 | 8 | 120 | Hall | TRUE | no windows
222159 | 22215 | 9 | 252 | Kitchen | TRUE
2221510 | 22215 | 10 | 315 | Living Room | TRUE
2221511 | 22215 | 11 | 120 | Office | TRUE
222221 | 22222 | 1 | 127 | Bathroom | TRUE
222222 | 22222 | 2 | 91 | Bedroom | TRUE | The TV was moved to install metering equipment so could not get Watts.
222223 | 22222 | 3 | 150 | Bedroom | TRUE
222224 | 22222 | 4 | 45 | Hall | TRUE
222225 | 22222 | 5 | 115 | Kitchen | TRUE
222226 | 22222 | 6 | 190 | Living Room | TRUE
222227 | 22222 | 7 | 304 | Garage | FALSE
222251 | 22225 | 1 | 45 | Bathroom | TRUE | no windows
222252 | 22225 | 2 | 125 | Bedroom | TRUE
222253 | 22225 | 3 | 120 | Bedroom | TRUE
222254 | 22225 | 4 | 95 | Dining Room | TRUE
222255 | 22225 | 5 | 308 | Garage | FALSE | no windows
222256 | 22225 | 6 | 60 | Hall | TRUE | no windows
222257 | 22225 | 7 | 120 | Kitchen | TRUE
222258 | 22225 | 8 | 270 | Living Room | TRUE
222259 | 22225 | 9 | 180 | Master Bedroom | TRUE
2222510 | 22225 | 10 | 45 | Bathroom | TRUE
222261 | 22226 | 1 | 204 | Master Bedroom | TRUE
222262 | 22226 | 2 | 120 | Bathroom | TRUE
222263 | 22226 | 3 | 480 | Family Room | TRUE
222264 | 22226 | 4 | 484 | Garage | TRUE | no windows
222265 | 22226 | 5 | 150 | Laundry Room | TRUE
222266 | 22226 | 6 | 144 | Kitchen | TRUE
222267 | 22226 | 7 | 216 | Dining Room | TRUE
222268 | 22226 | 8 | 69 | Hall | TRUE | no windows
222269 | 22226 | 9 | 65 | Bathroom | TRUE
2222610 | 22226 | 10 | 110 | Office | TRUE
2222611 | 22226 | 11 | 140 | Bedroom | TRUE
222281 | 22228 | 1 | 66 | Bathroom | TRUE
222282 | 22228 | 2 | 57 | Bathroom | TRUE
222283 | 22228 | 3 | 163 | Bedroom | TRUE
222284 | 22228 | 4 | 126 | Bedroom | TRUE
222285 | 22228 | 5 | 160 | Bedroom | TRUE
222286 | 22228 | 6 | 356 | Family Room | TRUE
222287 | 22228 | 7 | 462 | Garage | FALSE
222288 | 22228 | 8 | 110 | Hall | TRUE
222289 | 22228 | 9 | 337 | Kitchen | TRUE
2222810 | 22228 | 10 | 327 | Laundry Room | TRUE
2222811 | 22228 | 11 | 80 | Bathroom | TRUE
2222812 | 22228 | 12 | 300 | Master Bedroom | TRUE
2222813 | 22228 | 13 |  | Other | FALSE
222321 | 22232 | 1 | 61 | Bathroom | TRUE | no windows
222322 | 22232 | 2 | 165 | Bedroom | TRUE
222323 | 22232 | 3 | 135 | Dining Room | TRUE
222324 | 22232 | 4 | 576 | Garage | FALSE | no windows
222325 | 22232 | 5 | 62 | Hall | TRUE | no windows
222326 | 22232 | 6 | 136 | Kitchen | TRUE
222327 | 22232 | 7 | 330 | Living Room | TRUE | Lighting 4 is the Plasma Ball
222328 | 22232 | 8 | 54 | Bathroom | TRUE
222329 | 22232 | 9 | 214 | Master Bedroom | TRUE
2223210 | 22232 | 10 | 135 | Office | TRUE
2223211 | 22232 | 11 | 504 | Family Room | TRUE | no windows
2223212 | 22232 | 12 | 87 | Bathroom | TRUE
2223213 | 22232 | 13 | 229 | Bedroom | TRUE
2223214 | 22232 | 14 | 172 | Other | TRUE | no windows
2223215 | 22232 | 15 | 72 | Hall | TRUE | no windows
222331 | 22233 | 1 | 47 | Bathroom | TRUE | no windows
222332 | 22233 | 2 | 160 | Bedroom | TRUE
222333 | 22233 | 3 | 150 | Bedroom | TRUE
222334 | 22233 | 4 | 44 | Hall | TRUE | no windows
222335 | 22233 | 5 | 150 | Hall | TRUE | no windows
222336 | 22233 | 6 | 374 | Kitchen | TRUE | Dining /kitchen 38 ft sq sliding glass door is part of window sq ft.
222337 | 22233 | 7 | 22 | Laundry Room | TRUE | no windows
222338 | 22233 | 8 | 356 | Living Room | TRUE
222339 | 22233 | 9 | 55 | Bathroom | TRUE
2223310 | 22233 | 10 | 218 | Master Bedroom | TRUE
2223311 | 22233 | 11 | 100 | Other | FALSE | no windows
222401 | 22240 | 1 | 530 | Living Room | TRUE
222402 | 22240 | 2 | 173 | Hall | TRUE
222403 | 22240 | 3 | 522 | Family Room | TRUE
222404 | 22240 | 4 | 40 | Closet | TRUE
222405 | 22240 | 5 | 73 | Office | TRUE
222406 | 22240 | 6 | 40 | Laundry Room | TRUE
222407 | 22240 | 7 | 194 | Bedroom | TRUE
222408 | 22240 | 8 | 78 | Bathroom | TRUE
222409 | 22240 | 9 | 136 | Bedroom | TRUE
2224010 | 22240 | 10 | 25 | Closet | TRUE
2224011 | 22240 | 11 | 204 | Living Room | TRUE
2224012 | 22240 | 12 | 235 | Kitchen | TRUE
2224013 | 22240 | 13 | 30 | Hall | TRUE
2224014 | 22240 | 14 | 25 | Bathroom | TRUE
2224015 | 22240 | 15 | 210 | Bedroom | TRUE
2224016 | 22240 | 16 | 82 | Bathroom | TRUE
2224017 | 22240 | 17 | 336 | Office | TRUE
2224018 | 22240 | 18 | 213 | Other | TRUE
222451 | 22245 | 1 | 54 | Bathroom | TRUE | no window
222452 | 22245 | 2 | 132 | Bedroom | TRUE
222453 | 22245 | 3 | 110 | Bedroom | TRUE
222454 | 22245 | 4 | 85 | Dining Room | TRUE | no window
222455 | 22245 | 5 | 63 | Hall | TRUE | no window
222456 | 22245 | 6 | 84 | Kitchen | TRUE | no window
222457 | 22245 | 7 | 214 | Living Room | TRUE
222458 | 22245 | 8 | 120 | Master Bedroom | TRUE
222459 | 22245 | 9 | 25 | Closet | TRUE | no window
2224510 | 22245 | 10 | 19 | Closet | TRUE | no window
222461 | 22246 | 1 | 55 | Bathroom | TRUE
222462 | 22246 | 2 | 132 | Bedroom | TRUE
222463 | 22246 | 3 | 135 | Bedroom | TRUE
222464 | 22246 | 4 | 155 | Dining Room | TRUE
222465 | 22246 | 5 | 125 | Hall | TRUE
222466 | 22246 | 6 | 120 | Kitchen | TRUE
222467 | 22246 | 7 | 55 | Laundry Room | TRUE
222468 | 22246 | 8 | 400 | Living Room | TRUE
222469 | 22246 | 9 | 310 | Master Bedroom | TRUE
2224610 | 22246 | 10 | 50 | Bathroom | TRUE
2224611 | 22246 | 11 | 50 | Hall | TRUE
222501 | 22250 | 1 | 350 | Living Room | TRUE
222502 | 22250 | 2 | 78 | Laundry Room | TRUE
222503 | 22250 | 3 | 65 | Bathroom | TRUE
222504 | 22250 | 4 | 138 | Kitchen | TRUE
222505 | 22250 | 5 | 156 | Bedroom | TRUE
222506 | 22250 | 6 | 122 | Bedroom | TRUE
222507 | 22250 | 7 | 31 | Hall | TRUE | no lighting
222731 | 22273 | 1 | 37 | Bathroom | TRUE
222732 | 22273 | 2 | 182 | Bedroom | TRUE
222733 | 22273 | 3 | 135 | Bedroom | TRUE
222734 | 22273 | 4 | 120 | Bedroom | TRUE
222735 | 22273 | 5 | 325 | Garage | FALSE
222736 | 22273 | 6 | 60 | Hall | TRUE
222737 | 22273 | 7 | 124 | Kitchen | TRUE
222738 | 22273 | 8 | 290 | Living Room | TRUE | TONS OF ELECTRONIC S HOOKED UP.
222739 | 22273 | 9 | 200 | Other | FALSE
222801 | 22280 | 1 | 226 | Other | TRUE | UNFINISHED ROOM ADDITION MAIN FLOOR No lighting
222802 | 22280 | 2 | 340 | Other | TRUE
222803 | 22280 | 3 | 44 | Bathroom | TRUE
222804 | 22280 | 4 | 480 | Bedroom | TRUE | SUBTRACT 160 SQFT FROM1ST
222805 | 22280 | 5 | 45 | Other | TRUE
222806 | 22280 | 6 | 113 | Kitchen | TRUE
222807 | 22280 | 7 | 91 | Laundry Room | TRUE
222808 | 22280 | 8 | 282 | Living Room | TRUE
222809 | 22280 | 9 | 62 | Office | TRUE
2228010 | 22280 | 10 | 131 | Office | TRUE
2228011 | 22280 | 11 | 700 | Other | TRUE | UNFINISHED UPPER FLOOR 8 SKYLIGHT PANES
222841 | 22284 | 1 | 47 | Bathroom | TRUE
222842 | 22284 | 2 | 137 | Bedroom | TRUE
222843 | 22284 | 3 | 59 | Hall | TRUE
222844 | 22284 | 4 | 232 | Family Room | TRUE
222845 | 22284 | 5 | 62 | Hall | TRUE
222846 | 22284 | 6 | 346 | Kitchen | TRUE
222847 | 22284 | 7 | 100 | Laundry Room | TRUE
222848 | 22284 | 8 | 450 | Living Room | TRUE
222849 | 22284 | 9 | 47 | Bathroom | TRUE
2228410 | 22284 | 10 | 197 | Master Bedroom | TRUE
2228411 | 22284 | 11 | 22 | Closet | TRUE
2228412 | 22284 | 12 | 138 | Office | TRUE
2228413 | 22284 | 13 | 55 | Other | TRUE
222881 | 22288 | 1 | 63 | Bathroom | TRUE | no window
222882 | 22288 | 2 | 140 | Bathroom | TRUE
222883 | 22288 | 3 | 140 | Bedroom | TRUE
222884 | 22288 | 4 | 258 | Bedroom | TRUE
222885 | 22288 | 5 | 85 | Closet | TRUE | no window
222886 | 22288 | 6 | 267 | Other | TRUE
222887 | 22288 | 7 | 650 | Garage | FALSE | no window
222888 | 22288 | 8 | 230 | Hall | TRUE | no window
222889 | 22288 | 9 | 356 | Kitchen | TRUE
2228810 | 22288 | 10 | 68 | Laundry Room | TRUE | no window
2228811 | 22288 | 11 | 310 | Living Room | TRUE
2228812 | 22288 | 12 | 79 | Office | TRUE
2228813 | 22288 | 13 | 47 | Other | TRUE | no window
222891 | 22289 | 1 | 69 | Bathroom | TRUE
222892 | 22289 | 2 | 110 | Bedroom | TRUE
222893 | 22289 | 3 | 86 | Dining Room | TRUE
222894 | 22289 | 4 | 181 | Family Room | TRUE
222895 | 22289 | 5 | 431 | Garage | FALSE
222896 | 22289 | 6 | 26 | Bathroom | TRUE
222897 | 22289 | 7 | 45 | Hall | TRUE
222898 | 22289 | 8 | 107 | Kitchen | TRUE
222899 | 22289 | 9 | 61 | Laundry Room | TRUE
2228910 | 22289 | 10 | 274 | Laundry Room | TRUE
2228911 | 22289 | 11 | 144 | Master Bedroom | TRUE | TV size estimate
2228912 | 22289 | 12 | 136 | Office | TRUE
222911 | 22291 | 1 | 416 | Living Room | TRUE
222912 | 22291 | 2 | 47 | Bathroom | TRUE
222913 | 22291 | 3 | 504 | Garage | FALSE
222914 | 22291 | 4 | 110 | Kitchen | TRUE
222915 | 22291 | 5 | 107 | Office | TRUE
222916 | 22291 | 6 | 74 | Hall | TRUE
222917 | 22291 | 7 | 94 | Laundry Room | TRUE
222918 | 22291 | 8 | 140 | Bedroom | TRUE
222919 | 22291 | 9 | 150 | Master Bedroom | TRUE
2229110 | 22291 | 10 | 32 | Closet | TRUE
2229111 | 22291 | 11 | 54 | Bathroom | TRUE
222931 | 22293 | 1 | 408 | Other | TRUE
222932 | 22293 | 2 | 55 | Bathroom | TRUE
222933 | 22293 | 3 | 45 | Bathroom | TRUE
222934 | 22293 | 4 | 110 | Bedroom | TRUE
222935 | 22293 | 5 | 104 | Bedroom | TRUE
222936 | 22293 | 6 | 93 | Other | TRUE
222937 | 22293 | 7 | 80 | Kitchen | TRUE
222938 | 22293 | 8 | 385 | Living Room | TRUE
222939 | 22293 | 9 | 138 | Closet | TRUE
2229310 | 22293 | 10 | 90 | Hall | TRUE | no windows
2229311 | 22293 | 11 | 325 | Family Room | TRUE
222951 | 22295 | 1 | 340 | Other | TRUE
222952 | 22295 | 2 | 80 | Bathroom | TRUE
222953 | 22295 | 3 | 60 | Bathroom | TRUE
222954 | 22295 | 4 | 115 | Bedroom | TRUE
222955 | 22295 | 5 | 180 | Bedroom | TRUE
222956 | 22295 | 6 | 30 | Hall | TRUE
222957 | 22295 | 7 | 215 | Kitchen | TRUE
222958 | 22295 | 8 | 213 | Living Room | TRUE
223021 | 22302 | 1 | 75 | Bathroom | TRUE
223022 | 22302 | 2 | 168 | Bedroom | TRUE
223023 | 22302 | 3 | 170 | Dining Room | TRUE
223024 | 22302 | 4 | 195 | Family Room | TRUE
223025 | 22302 | 5 | 65 | Hall | TRUE
223026 | 22302 | 6 | 255 | Living Room | TRUE
223027 | 22302 | 7 | 110 | Bathroom | TRUE
223028 | 22302 | 8 | 240 | Master Bedroom | TRUE
223029 | 22302 | 9 | 70 | Closet | TRUE
2230210 | 22302 | 10 | 182 | Kitchen | TRUE
2230211 | 22302 | 11 | 225 | Bedroom | TRUE
2230212 | 22302 | 12 | 115 | Laundry Room | TRUE
223061 | 22306 | 1 | 65 | Bathroom | TRUE
223062 | 22306 | 2 | 160 | Bedroom | TRUE
223063 | 22306 | 3 | 60 | Bathroom | TRUE
223064 | 22306 | 4 | 175 | Bedroom | TRUE
223065 | 22306 | 5 | 145 | Bedroom | TRUE
223066 | 22306 | 6 | 275 | Other | TRUE
223067 | 22306 | 7 | 560 | Garage | FALSE
223068 | 22306 | 8 | 40 | Hall | TRUE | no windows
223069 | 22306 | 9 | 165 | Kitchen | TRUE
2230610 | 22306 | 10 | 150 | Laundry Room | TRUE
2230611 | 22306 | 11 | 345 | Living Room | TRUE
2230612 | 22306 | 12 | 130 | Office | TRUE
2230613 | 22306 | 13 | 60 | Hall | TRUE | no windows
223121 | 22312 | 1 | 708 | Living Room | TRUE
223122 | 22312 | 2 | 224 | Master Bedroom | TRUE
223123 | 22312 | 3 | 169 | Office | TRUE
223124 | 22312 | 4 | 202 | Bathroom | TRUE
223125 | 22312 | 5 | 94 | Closet | TRUE
223126 | 22312 | 6 | 71 | Laundry Room | TRUE
223127 | 22312 | 7 | 600 | Other | TRUE
223128 | 22312 | 8 | 75 | Other | TRUE
223129 | 22312 | 9 | 42 | Bathroom | TRUE
2231210 | 22312 | 10 | 143 | Kitchen | TRUE
2231211 | 22312 | 11 | 113 | Dining Room | TRUE
2231212 | 22312 | 12 | 368 | Living Room | TRUE
2231213 | 22312 | 13 | 200 | Hall | TRUE
2231214 | 22312 | 14 | 170 | Bedroom | TRUE
2231215 | 22312 | 15 | 128 | Bedroom | TRUE
2231216 | 22312 | 16 | 77 | Bathroom | TRUE
223191 | 22319 | 1 | 47 | Bathroom | TRUE
223192 | 22319 | 2 | 132 | Bedroom | TRUE
223193 | 22319 | 3 | 155 | Bedroom | TRUE
223194 | 22319 | 4 | 186 | Bedroom | TRUE | PORTABLE RADIATOR IN ROOM No windows
223195 | 22319 | 5 | 260 | Bedroom | TRUE | CAN NOT MOVE TV TO RECORD WATTS WOOD STOVE IN ROOM DO NOT USE
223196 | 22319 | 6 | 162 | Bedroom | TRUE
223197 | 22319 | 7 | 328 | Family Room | TRUE | FAMILY ROOM BUILT ON UNINSULATED SLAB BACK OF GARAGE
223198 | 22319 | 8 | 450 | Garage | FALSE | no windows
223199 | 22319 | 9 | 48 | Hall | TRUE | no windows
2231910 | 22319 | 10 | 202 | Kitchen | TRUE
2231911 | 22319 | 11 | 270 | Laundry Room | TRUE
2231912 | 22319 | 12 | 311 | Living Room | TRUE
2231913 | 22319 | 13 | 65 | Bathroom | TRUE
2231914 | 22319 | 14 | 76 | Garage | TRUE | no windows
223221 | 22322 | 1 | 30 | Bathroom | TRUE | MO WINDOWS
223222 | 22322 | 2 | 80 | Bathroom | TRUE
223223 | 22322 | 3 | 135 | Bedroom | TRUE
223224 | 22322 | 4 | 135 | Bedroom | TRUE
223225 | 22322 | 5 | 40 | Closet | TRUE | NO WINDOWS
223226 | 22322 | 6 | 35 | Closet | TRUE | NO WINDOWS
223227 | 22322 | 7 | 170 | Dining Room | TRUE
223228 | 22322 | 8 | 120 | Hall | TRUE | NO WINDOWS
223229 | 22322 | 9 | 529 | Garage | FALSE
2232210 | 22322 | 10 | 60 | Hall | TRUE | NO WINDOWS
2232211 | 22322 | 11 | 55 | Hall | TRUE | NO WINDOWS
2232212 | 22322 | 12 | 220 | Kitchen | TRUE
2232213 | 22322 | 13 | 90 | Laundry Room | TRUE
2232214 | 22322 | 14 | 380 | Living Room | TRUE
2232215 | 22322 | 15 | 200 | Master Bedroom | TRUE
2232216 | 22322 | 16 | 180 | Bathroom | TRUE
2232217 | 22322 | 17 | 30 | Closet | TRUE | NO WINDOWS
2232218 | 22322 | 18 | 247 | Other | FALSE
2232219 | 22322 | 19 | 230 | Office | TRUE
2232220 | 22322 | 20 | 200 | Other | TRUE
2232221 | 22322 | 21 | 105 | Family Room | TRUE
223331 | 22333 | 1 | 143 | Bedroom | TRUE
223332 | 22333 | 2 | 38 | Bathroom | TRUE | no windows
223333 | 22333 | 3 | 130 | Bedroom | TRUE
223334 | 22333 | 4 | 128 | Family Room | TRUE | no windows
223335 | 22333 | 5 | 80 | Bathroom | TRUE
223336 | 22333 | 6 | 155 | Master Bedroom | TRUE
223337 | 22333 | 7 | 160 | Bedroom | TRUE
223338 | 22333 | 8 | 420 | Kitchen | TRUE
223339 | 22333 | 9 | 290 | Living Room | TRUE
2233310 | 22333 | 10 | 84 | Other | TRUE | no windows
2233311 | 22333 | 11 | 142 | Family Room | TRUE
2233312 | 22333 | 12 | 120 | Laundry Room | TRUE | no windows
223521 | 22352 | 1 | 56 | Hall | TRUE
223522 | 22352 | 2 | 228 | Kitchen | TRUE
223523 | 22352 | 3 | 111 | Bathroom | TRUE
223524 | 22352 | 4 | 109 | Other | TRUE
223525 | 22352 | 5 | 219 | Living Room | TRUE
223526 | 22352 | 6 | 109 | Bedroom | TRUE
223691 | 22369 | 1 | 51 | Bathroom | TRUE
223692 | 22369 | 2 | 140 | Bedroom | TRUE
223693 | 22369 | 3 | 132 | Bedroom | TRUE
223694 | 22369 | 4 | 12 | Closet | TRUE | no windows
223695 | 22369 | 5 | 38 | Closet | TRUE | no windows
223696 | 22369 | 6 | 29 | Closet | TRUE | no windows
223697 | 22369 | 7 | 144 | Dining Room | TRUE
223698 | 22369 | 8 | 243 | Family Room | TRUE
223699 | 22369 | 9 | 30 | Hall | TRUE | no windows
2236910 | 22369 | 10 | 52 | Hall | TRUE | no windows
2236911 | 22369 | 11 | 29 | Hall | TRUE | no windows
2236912 | 22369 | 12 | 256 | Kitchen | TRUE
2236913 | 22369 | 13 | 69 | Laundry Room | TRUE | no windows
2236914 | 22369 | 14 | 469 | Living Room | TRUE
2236915 | 22369 | 15 | 336 | Master Bedroom | TRUE
2236916 | 22369 | 16 | 490 | Garage | FALSE
223751 | 22375 | 1 | 50 | Bathroom | TRUE
223752 | 22375 | 2 | 50 | Bathroom | TRUE
223753 | 22375 | 3 | 25 | Bathroom | TRUE | Half Bath
223754 | 22375 | 4 | 200 | Dining Room | TRUE
223755 | 22375 | 5 | 250 | Family Room | TRUE
223756 | 22375 | 6 | 552 | Garage | FALSE | no windows
223757 | 22375 | 7 | 30 | Hall | TRUE | no windows
223758 | 22375 | 8 | 60 | Hall | TRUE | NO WINDOWS BUT SKYLIGHT
223759 | 22375 | 9 | 55 | Hall | TRUE | no windows
2237510 | 22375 | 10 | 150 | Kitchen | TRUE
2237511 | 22375 | 11 | 40 | Laundry Room | TRUE | no windows
2237512 | 22375 | 12 | 330 | Living Room | TRUE
2237513 | 22375 | 13 | 200 | Master Bedroom | TRUE
2237514 | 22375 | 14 | 170 | Office | TRUE
2237515 | 22375 | 15 | 170 | Bedroom | TRUE
223981 | 22398 | 1 | 113 | Bathroom | TRUE
223982 | 22398 | 2 | 50 | Bedroom | TRUE | no windows
223983 | 22398 | 3 | 312 | Bedroom | TRUE
223984 | 22398 | 4 | 144 | Bedroom | TRUE
223985 | 22398 | 5 | 478 | Family Room | TRUE
223986 | 22398 | 6 | 659 | Garage | FALSE
223987 | 22398 | 7 | 40 | Hall | TRUE | no windows
223988 | 22398 | 8 | 258 | Dining Room | TRUE
223989 | 22398 | 9 | 55 | Laundry Room | TRUE
2239810 | 22398 | 10 | 156 | Office | TRUE
224041 | 22404 | 1 | 40 | Bathroom | TRUE | no windows
224042 | 22404 | 2 | 90 | Bathroom | TRUE | no windows
224043 | 22404 | 3 | 25 | Bathroom | TRUE | no windows
224044 | 22404 | 4 | 125 | Bedroom | TRUE
224045 | 22404 | 5 | 190 | Master Bedroom | TRUE
224046 | 22404 | 6 | 140 | Dining Room | TRUE
224047 | 22404 | 7 | 170 | Kitchen | TRUE
224048 | 22404 | 8 | 200 | Living Room | TRUE
224049 | 22404 | 9 | 240 | Garage | TRUE | no windows
2240410 | 22404 | 10 | 65 | Hall | TRUE | no windows
224111 | 22411 | 1 | 42 | Bathroom | TRUE
224112 | 22411 | 2 | 188 | Kitchen | TRUE
224113 | 22411 | 3 | 140 | Dining Room | TRUE
224114 | 22411 | 4 | 120 | Laundry Room | TRUE
224115 | 22411 | 5 | 166 | Bedroom | TRUE
224116 | 22411 | 6 | 68 | Bathroom | TRUE
224117 | 22411 | 7 | 178 | Bedroom | TRUE
224118 | 22411 | 8 | 341 | Living Room | TRUE
224131 | 22413 | 1 | 60 | Bathroom | TRUE
224132 | 22413 | 2 | 150 | Bedroom | TRUE
224133 | 22413 | 3 | 150 | Bedroom | TRUE
224134 | 22413 | 4 | 140 | Bedroom | TRUE
224135 | 22413 | 5 | 100 | Bedroom | TRUE
224136 | 22413 | 6 | 342 | Family Room | TRUE
224137 | 22413 | 7 | 168 | Dining Room | TRUE
224138 | 22413 | 8 | 90 | Hall | TRUE | no direct aor cool source
224139 | 22413 | 9 | 500 | Garage | FALSE
2241310 | 22413 | 10 | 176 | Kitchen | TRUE
2241311 | 22413 | 11 | 81 | Laundry Room | TRUE
2241312 | 22413 | 12 | 280 | Living Room | TRUE
2241313 | 22413 | 13 | 80 | Bathroom | TRUE
2241314 | 22413 | 14 | 196 | Master Bedroom | TRUE
2241315 | 22413 | 15 | 64 | Closet | TRUE
2241316 | 22413 | 16 | 225 | Office | TRUE
2241317 | 22413 | 17 | 40 | Hall | TRUE
224251 | 22425 | 1 | 100 | Bathroom | TRUE
224252 | 22425 | 2 | 192 | Bedroom | TRUE
224253 | 22425 | 3 | 192 | Bedroom | TRUE
224254 | 22425 | 4 | 120 | Dining Room | TRUE
224255 | 22425 | 5 | 30 | Hall | TRUE | no windows
224256 | 22425 | 6 | 120 | Kitchen | TRUE
224257 | 22425 | 7 | 40 | Laundry Room | TRUE | no windows
224258 | 22425 | 8 | 180 | Living Room | TRUE
224259 | 22425 | 9 | 200 | Master Bedroom | TRUE
2242510 | 22425 | 10 | 60 | Bathroom | TRUE
224321 | 22432 | 1 | 400 | Other | FALSE
224322 | 22432 | 2 | 49 | Bathroom | TRUE
224323 | 22432 | 3 | 65 | Bathroom | TRUE
224324 | 22432 | 4 | 158 | Bedroom | TRUE
224325 | 22432 | 5 | 161 | Bedroom | TRUE
224326 | 22432 | 6 | 132 | Hall | TRUE
224327 | 22432 | 7 | 406 | Family Room | TRUE
224328 | 22432 | 8 | 635 | Garage | FALSE
224329 | 22432 | 9 | 151 | Hall | TRUE
2243210 | 22432 | 10 | 42 | Hall | TRUE
2243211 | 22432 | 11 | 141 | Kitchen | TRUE
2243212 | 22432 | 12 | 74 | Laundry Room | TRUE
2243213 | 22432 | 13 | 456 | Living Room | TRUE
2243214 | 22432 | 14 | 83 | Bathroom | TRUE
2243215 | 22432 | 15 | 234 | Bedroom | TRUE
2243216 | 22432 | 16 | 69 | Closet | TRUE
2243217 | 22432 | 17 | 134 | Office | TRUE
2243218 | 22432 | 18 | 156 | Hall | TRUE
2243219 | 22432 | 19 | 52 | Closet | TRUE
224391 | 22439 | 1 | 295 | Living Room | TRUE
224392 | 22439 | 2 | 24 | Closet | TRUE | no windows
224393 | 22439 | 3 | 104 | Bedroom | TRUE
224394 | 22439 | 4 | 85 | Kitchen | TRUE
224395 | 22439 | 5 | 85 | Laundry Room | TRUE
224396 | 22439 | 6 | 155 | Dining Room | TRUE
224397 | 22439 | 7 | 35 | Hall | TRUE | no windows
224398 | 22439 | 8 | 37 | Bathroom | TRUE | no windows
224399 | 22439 | 9 | 122 | Bedroom | TRUE
2243910 | 22439 | 10 | 161 | Master Bedroom | TRUE
224451 | 22445 | 1 | 53 | Bathroom | TRUE
224452 | 22445 | 2 | 163 | Bedroom | TRUE
224453 | 22445 | 3 | 175 | Bedroom | TRUE
224454 | 22445 | 4 | 54 | Closet | TRUE
224455 | 22445 | 5 | 46 | Closet | TRUE
224456 | 22445 | 6 | 92 | Hall | TRUE
224457 | 22445 | 7 | 136 | Kitchen | TRUE
224458 | 22445 | 8 | 357 | Living Room | TRUE
224459 | 22445 | 9 | 46 | Bathroom | TRUE
2244510 | 22445 | 10 | 180 | Master Bedroom | TRUE
2244511 | 22445 | 11 | 225 | Dining Room | TRUE
2244512 | 22445 | 12 | 27 | Laundry Room | TRUE
224581 | 22458 | 1 | 90 | Bathroom | TRUE | CEILING HEATER IN BATH 1000 WATTS
224582 | 22458 | 2 | 157 | Dining Room | TRUE | TV MOUNTED TO WALL
224583 | 22458 | 3 | 557 | Family Room | TRUE | ANOTHER KITCHEN
224584 | 22458 | 4 | 900 | Garage | FALSE
224585 | 22458 | 5 | 50 | Hall | TRUE
224586 | 22458 | 6 | 269 | Hall | TRUE
224587 | 22458 | 7 | 140 | Kitchen | TRUE
224588 | 22458 | 8 | 477 | Family Room | TRUE
224589 | 22458 | 9 | 270 | Bedroom | TRUE | MEDICAL EQUIPMENT IN BEDROOM
2245810 | 22458 | 10 | 132 | Bedroom | TRUE
2245811 | 22458 | 11 | 150 | Bedroom | TRUE
2245812 | 22458 | 12 | 128 | Hall | TRUE
2245813 | 22458 | 13 | 108 | Other | TRUE
2245814 | 22458 | 14 | 400 | Other | TRUE
224601 | 22460 | 1 | 204 | Bedroom | TRUE
224602 | 22460 | 2 | 200 | Bedroom | TRUE
224603 | 22460 | 3 | 72 | Closet | TRUE | no windows
224604 | 22460 | 4 | 96 | Bathroom | TRUE
224605 | 22460 | 5 | 330 | Hall | TRUE | no windows
224606 | 22460 | 6 | 252 | Kitchen | TRUE
224607 | 22460 | 7 | 48 | Laundry Room | TRUE
224608 | 22460 | 8 | 360 | Living Room | TRUE
224609 | 22460 | 9 | 250 | Other | TRUE
2246010 | 22460 | 10 | 100 | Bathroom | TRUE | no windows
2246011 | 22460 | 11 | 100 | Master Bedroom | TRUE
224741 | 22474 | 1 | 47 | Bathroom | TRUE
224742 | 22474 | 2 | 125 | Bedroom | TRUE
224743 | 22474 | 3 | 102 | Dining Room | TRUE
224744 | 22474 | 4 | 57 | Other | TRUE
224745 | 22474 | 5 | 150 | Dining Room | TRUE
224746 | 22474 | 6 | 100 | Hall | TRUE
224747 | 22474 | 7 | 24 | Hall | TRUE
224748 | 22474 | 8 | 162 | Kitchen | TRUE | no windows
224749 | 22474 | 9 | 60 | Laundry Room | TRUE
2247410 | 22474 | 10 | 400 | Living Room | TRUE
2247411 | 22474 | 11 | 144 | Bathroom | TRUE
2247412 | 22474 | 12 | 86 | Closet | TRUE
2247413 | 22474 | 13 | 80 | Office | TRUE
2247414 | 22474 | 14 | 730 | Garage | FALSE
2247415 | 22474 | 15 | 195 | Master Bedroom | TRUE
2247416 | 22474 | 16 | 148 | Bedroom | TRUE
224751 | 22475 | 1 | 93 | Bathroom | TRUE
224752 | 22475 | 2 | 39 | Bathroom | TRUE
224753 | 22475 | 3 | 137 | Bedroom | TRUE
224754 | 22475 | 4 | 231 | Bedroom | TRUE
224755 | 22475 | 5 | 116 | Dining Room | TRUE
224756 | 22475 | 6 | 220 | Other | TRUE
224757 | 22475 | 7 | 352 | Other | TRUE
224758 | 22475 | 8 | 140 | Hall | TRUE
224759 | 22475 | 9 | 148 | Kitchen | TRUE
2247510 | 22475 | 10 | 27 | Laundry Room | TRUE
2247511 | 22475 | 11 | 228 | Living Room | TRUE
2247512 | 22475 | 12 | 172 | Office | TRUE
2247513 | 22475 | 13 | 418 | Office | TRUE
224791 | 22479 | 1 | 600 | Other | FALSE
224792 | 22479 | 2 | 45 | Bathroom | TRUE | no window
224793 | 22479 | 3 | 180 | Bedroom | TRUE
224794 | 22479 | 4 | 150 | Bedroom | TRUE
224795 | 22479 | 5 | 175 | Bedroom | TRUE
224796 | 22479 | 6 | 175 | Bedroom | TRUE
224797 | 22479 | 7 | 675 | Other | TRUE
224798 | 22479 | 8 | 370 | Family Room | TRUE
224799 | 22479 | 9 | 145 | Hall | TRUE | no window
2247910 | 22479 | 10 | 630 | Kitchen | TRUE
2247911 | 22479 | 11 | 145 | Laundry Room | TRUE
2247912 | 22479 | 12 | 65 | Bathroom | TRUE | no window
2247913 | 22479 | 13 | 235 | Master Bedroom | TRUE
2247914 | 22479 | 14 | 170 | Office | TRUE
2247915 | 22479 | 15 | 145 | Closet | TRUE | no window
2247916 | 22479 | 16 | 150 | Family Room | TRUE | no window
224931 | 22493 | 1 | 42 | Bathroom | TRUE | no windows
224932 | 22493 | 2 | 40 | Bathroom | TRUE | no windows
224933 | 22493 | 3 | 112 | Bathroom | TRUE
224934 | 22493 | 4 | 150 | Bedroom | TRUE
224935 | 22493 | 5 | 32 | Closet | TRUE | no windows
224936 | 22493 | 6 | 560 | Family Room | TRUE
224937 | 22493 | 7 | 36 | Closet | TRUE | no windows
224938 | 22493 | 8 | 340 | Family Room | TRUE
224939 | 22493 | 9 | 624 | Garage | FALSE
2249310 | 22493 | 10 | 225 | Hall | TRUE | no windows
2249311 | 22493 | 11 | 100 | Laundry Room | TRUE
2249312 | 22493 | 12 | 290 | Master Bedroom | TRUE
2249313 | 22493 | 13 | 180 | Bathroom | TRUE
2249314 | 22493 | 14 | 58 | Closet | TRUE | no windows
2249315 | 22493 | 15 | 160 | Office | TRUE | no windows
2249316 | 22493 | 16 | 25 | Closet | TRUE | no windows
2249317 | 22493 | 17 | 900 | Living Room | TRUE
2249318 | 22493 | 18 | 340 | Kitchen | TRUE
2249319 | 22493 | 19 | 220 | Bedroom | TRUE
2249320 | 22493 | 20 | 50 | Hall | TRUE | no windows
2249321 | 22493 | 21 | 931 | Other | FALSE | shop is heated ti keep it from freezing,35 degees.
2249322 | 22493 | 22 | 60 | Hall | TRUE | no windows
2249323 | 22493 | 23 | 104 | Other | TRUE | no windows
225091 | 22509 | 1 | 30 | Bathroom | TRUE
225092 | 22509 | 2 | 167 | Office | TRUE
225093 | 22509 | 3 | 225 | Other | TRUE
225094 | 22509 | 4 | 164 | Bedroom | TRUE
225095 | 22509 | 5 | 18 | Bathroom | TRUE
225096 | 22509 | 6 | 172 | Master Bedroom | TRUE
225097 | 22509 | 7 | 191 | Dining Room | TRUE
225098 | 22509 | 8 | 155 | Kitchen | TRUE
225099 | 22509 | 9 | 195 | Living Room | TRUE
2250910 | 22509 | 10 | 17 | Hall | TRUE
225141 | 22514 | 1 | 17 | Bathroom | TRUE
225142 | 22514 | 2 | 36 | Bathroom | TRUE
225143 | 22514 | 3 | 128 | Bedroom | TRUE
225144 | 22514 | 4 | 128 | Bedroom | TRUE
225145 | 22514 | 5 | 214 | Bedroom | TRUE
225146 | 22514 | 6 | 38 | Closet | TRUE
225147 | 22514 | 7 | 252 | Dining Room | TRUE
225148 | 22514 | 8 | 102 | Hall | TRUE
225149 | 22514 | 9 | 441 | Garage | FALSE
2251410 | 22514 | 10 | 167 | Hall | TRUE
2251411 | 22514 | 11 | 134 | Kitchen | TRUE
2251412 | 22514 | 12 | 33 | Laundry Room | TRUE
2251413 | 22514 | 13 | 287 | Living Room | TRUE
2251414 | 22514 | 14 | 100 | Bathroom | TRUE
2251415 | 22514 | 15 | 203 | Master Bedroom | TRUE
2251416 | 22514 | 16 | 37 | Closet | TRUE
225151 | 22515 | 1 | 117 | Bedroom | TRUE
225152 | 22515 | 2 | 140 | Office | TRUE
225153 | 22515 | 3 | 116 | Dining Room | TRUE
225154 | 22515 | 4 | 440 | Garage | FALSE
225155 | 22515 | 5 | 60 | Hall | TRUE
225156 | 22515 | 6 | 160 | Kitchen | TRUE
225157 | 22515 | 7 | 66 | Laundry Room | TRUE
225158 | 22515 | 8 | 344 | Living Room | TRUE
225159 | 22515 | 9 | 40 | Bathroom | TRUE
2251510 | 22515 | 10 | 173 | Master Bedroom | TRUE
2251511 | 22515 | 11 | 45 | Bathroom | TRUE
2251512 | 22515 | 12 | 115 | Family Room | TRUE
225191 | 22519 | 1 | 70 | Bathroom | TRUE | no windows
225192 | 22519 | 2 | 160 | Bedroom | TRUE
225193 | 22519 | 3 | 160 | Bedroom | TRUE
225194 | 22519 | 4 | 400 | Family Room | TRUE
225195 | 22519 | 5 | 150 | Kitchen | TRUE | no windows
225211 | 22521 | 1 | 36 | Bathroom | TRUE
225212 | 22521 | 2 | 140 | Garage | FALSE
225213 | 22521 | 3 | 160 | Dining Room | TRUE
225214 | 22521 | 4 | 360 | Family Room | TRUE
225215 | 22521 | 5 | 110 | Bedroom | TRUE
225216 | 22521 | 6 | 120 | Kitchen | TRUE
225217 | 22521 | 7 | 65 | Laundry Room | TRUE
225218 | 22521 | 8 | 232 | Master Bedroom | TRUE
225219 | 22521 | 9 | 83 | Bathroom | TRUE
2252110 | 22521 | 10 | 15 | Hall | TRUE
225301 | 22530 | 1 | 1160 | Other | TRUE
225302 | 22530 | 2 | 31 | Bathroom | TRUE
225303 | 22530 | 3 | 50 | Bathroom | TRUE
225304 | 22530 | 4 | 114 | Bedroom | TRUE
225305 | 22530 | 5 | 135 | Bedroom | TRUE
225306 | 22530 | 6 | 400 | Bedroom | TRUE | converted attic space.
225307 | 22530 | 7 | 220 | Kitchen | TRUE
225308 | 22530 | 8 | 300 | Living Room | TRUE
225309 | 22530 | 9 | 35 | Other | TRUE
225331 | 22533 | 1 | 360 | Other | TRUE
225332 | 22533 | 2 | 55 | Laundry Room | TRUE
225333 | 22533 | 3 | 96 | Bathroom | TRUE
225334 | 22533 | 4 | 142 | Bedroom | TRUE
225335 | 22533 | 5 | 120 | Bedroom | TRUE
225336 | 22533 | 6 | 270 | Garage | FALSE
225337 | 22533 | 7 | 50 | Hall | TRUE
225338 | 22533 | 8 | 247 | Kitchen | TRUE
225339 | 22533 | 9 | 212 | Living Room | TRUE
225461 | 22546 | 1 | 17 | Hall | TRUE
225462 | 22546 | 2 | 62 | Bathroom | TRUE
225463 | 22546 | 3 | 62 | Dining Room | TRUE
225464 | 22546 | 4 | 84 | Hall | TRUE
225465 | 22546 | 5 | 77 | Kitchen | TRUE
225466 | 22546 | 6 | 250 | Living Room | TRUE
225467 | 22546 | 7 | 165 | Bedroom | TRUE
225468 | 22546 | 8 | 196 | Bedroom | TRUE
225571 | 22557 | 1 | 60 | Bathroom | TRUE
225572 | 22557 | 2 | 50 | Bathroom | TRUE
225573 | 22557 | 3 | 130 | Bedroom | TRUE
225574 | 22557 | 4 | 160 | Master Bedroom | TRUE
225575 | 22557 | 5 | 182 | Bedroom | TRUE
225576 | 22557 | 6 | 105 | Dining Room | TRUE
225577 | 22557 | 7 | 300 | Family Room | TRUE
225578 | 22557 | 8 | 100 | Hall | TRUE
225579 | 22557 | 9 | 173 | Kitchen | TRUE
2255710 | 22557 | 10 | 230 | Living Room | TRUE
225591 | 22559 | 1 | 142 | Living Room | TRUE
225592 | 22559 | 2 | 164 | Laundry Room | TRUE
225593 | 22559 | 3 | 314 | Dining Room | TRUE
225594 | 22559 | 4 | 243 | Kitchen | TRUE
225595 | 22559 | 5 | 79 | Bathroom | TRUE
225596 | 22559 | 6 | 192 | Bedroom | TRUE
225597 | 22559 | 7 | 52 | Hall | TRUE
225598 | 22559 | 8 | 478 | Family Room | TRUE
225599 | 22559 | 9 | 190 | Bedroom | TRUE
2255910 | 22559 | 10 | 59 | Bathroom | TRUE
225661 | 22566 | 1 | 115 | Bedroom | TRUE
225662 | 22566 | 2 | 75 | Hall | TRUE | no windows
225663 | 22566 | 3 | 144 | Kitchen | TRUE
225664 | 22566 | 4 | 55 | Laundry Room | TRUE | no windows
225665 | 22566 | 5 | 164 | Living Room | TRUE
225666 | 22566 | 6 | 145 | Master Bedroom | TRUE
225667 | 22566 | 7 | 60 | Closet | TRUE | no windows
225701 | 22570 | 1 | 54 | Bathroom | TRUE
225702 | 22570 | 2 | 250 | Bedroom | TRUE
225703 | 22570 | 3 | 140 | Bedroom | TRUE
225704 | 22570 | 4 | 432 | Kitchen | TRUE
225705 | 22570 | 5 | 314 | Living Room | TRUE
225706 | 22570 | 6 | 100 | Other | TRUE | 100 sq ft basement, no lighting , no windows, no plugload
225711 | 22571 | 1 | 52 | Bathroom | TRUE
225712 | 22571 | 2 | 145 | Bedroom | TRUE
225713 | 22571 | 3 | 144 | Bedroom | TRUE
225714 | 22571 | 4 | 203 | Bedroom | TRUE
225715 | 22571 | 5 | 183 | Bedroom | TRUE
225716 | 22571 | 6 | 498 | Family Room | TRUE
225717 | 22571 | 7 | 689 | Garage | FALSE
225718 | 22571 | 8 | 106 | Hall | TRUE
225719 | 22571 | 9 | 137 | Kitchen | TRUE
2257110 | 22571 | 10 | 106 | Laundry Room | TRUE
2257111 | 22571 | 11 | 40 | Bathroom | TRUE
2257112 | 22571 | 12 | 270 | Living Room | TRUE
225761 | 22576 | 1 | 35 | Bathroom | TRUE
225762 | 22576 | 2 | 78 | Bathroom | TRUE
225763 | 22576 | 3 | 80 | Bathroom | TRUE
225764 | 22576 | 4 | 202 | Master Bedroom | TRUE
225765 | 22576 | 5 | 120 | Office | TRUE
225766 | 22576 | 6 | 130 | Bedroom | TRUE
225767 | 22576 | 7 | 130 | Bedroom | TRUE
225768 | 22576 | 8 | 91 | Closet | TRUE
225769 | 22576 | 9 | 196 | Hall | TRUE
2257610 | 22576 | 10 | 240 | Family Room | TRUE
2257611 | 22576 | 11 | 440 | Garage | FALSE
2257612 | 22576 | 12 | 150 | Hall | TRUE
2257613 | 22576 | 13 | 266 | Kitchen | TRUE
2257614 | 22576 | 14 | 48 | Laundry Room | TRUE
2257615 | 22576 | 15 | 168 | Living Room | TRUE
2257616 | 22576 | 16 | 168 | Living Room | TRUE
225771 | 22577 | 1 | 145 | Bedroom | TRUE
225772 | 22577 | 2 | 60 | Bathroom | TRUE
225773 | 22577 | 3 | 45 | Hall | TRUE
225774 | 22577 | 4 | 144 | Kitchen | TRUE
225775 | 22577 | 5 | 110 | Laundry Room | TRUE
225776 | 22577 | 6 | 320 | Living Room | TRUE | primary tv nodate serial# 14639570
225777 | 22577 | 7 | 200 | Bedroom | TRUE
225778 | 22577 | 8 |  | Garage | FALSE
225801 | 22580 | 1 | 65 | Bathroom | TRUE
225802 | 22580 | 2 | 35 | Bathroom | TRUE
225803 | 22580 | 3 | 122 | Bedroom | TRUE
225804 | 22580 | 4 | 105 | Bedroom | TRUE
225805 | 22580 | 5 | 90 | Bedroom | TRUE
225806 | 22580 | 6 | 60 | Closet | TRUE
225807 | 22580 | 7 | 64 | Closet | TRUE
225808 | 22580 | 8 | 98 | Dining Room | TRUE
225809 | 22580 | 9 | 305 | Family Room | TRUE
2258010 | 22580 | 10 | 320 | Garage | FALSE
2258011 | 22580 | 11 | 55 | Hall | TRUE
2258012 | 22580 | 12 | 115 | Kitchen | TRUE
2258013 | 22580 | 13 | 310 | Living Room | TRUE
2258014 | 22580 | 14 | 142 | Master Bedroom | TRUE
2258015 | 22580 | 15 | 116 | Office | TRUE
2258016 | 22580 | 16 | 33 | Other | TRUE
225831 | 22583 | 1 | 148 | Bedroom | TRUE
225832 | 22583 | 2 | 106 | Bedroom | TRUE
225833 | 22583 | 3 | 50 | Bathroom | TRUE | no window
225834 | 22583 | 4 | 184 | Bedroom | TRUE
225835 | 22583 | 5 | 167 | Laundry Room | TRUE
225836 | 22583 | 6 | 250 | Living Room | TRUE
225837 | 22583 | 7 | 224 | Living Room | TRUE | no window
225838 | 22583 | 8 | 40 | Hall | TRUE
225839 | 22583 | 9 |  | Garage | FALSE
2258310 | 22583 | 10 | 44 | Hall | TRUE | no window
2258311 | 22583 | 11 | 126 | Kitchen | TRUE
2258312 | 22583 | 12 | 255 | Dining Room | TRUE
2258313 | 22583 | 13 | 90 | Office | TRUE
2258314 | 22583 | 14 | 70 | Hall | TRUE | no window
225901 | 22590 | 1 | 78 | Bathroom | TRUE
225902 | 22590 | 2 | 261 | Bedroom | TRUE
225903 | 22590 | 3 | 547 | Family Room | TRUE
225904 | 22590 | 4 | 130 | Hall | TRUE
225905 | 22590 | 5 | 189 | Other | TRUE
225906 | 22590 | 6 | 134 | Bedroom | TRUE
225907 | 22590 | 7 | 160 | Bedroom | TRUE
225908 | 22590 | 8 | 209 | Master Bedroom | TRUE
225909 | 22590 | 9 | 423 | Family Room | TRUE
2259010 | 22590 | 10 | 528 | Garage | TRUE
2259011 | 22590 | 11 | 68 | Hall | TRUE
2259012 | 22590 | 12 | 402 | Living Room | TRUE
2259013 | 22590 | 13 | 112 | Bathroom | TRUE | GLASS BLOCK WINDOW 24 SQFT COUNTED AS PRIMARY WINDOW
2259014 | 22590 | 14 | 132 | Office | TRUE
2259015 | 22590 | 15 | 45 | Bathroom | TRUE
2259016 | 22590 | 16 | 59 | Laundry Room | TRUE
2259017 | 22590 | 17 | 284 | Other | TRUE
2259018 | 22590 | 18 | 102 | Hall | TRUE
225971 | 22597 | 1 | 68 | Bathroom | TRUE
225972 | 22597 | 2 | 101 | Bedroom | TRUE
225973 | 22597 | 3 | 139 | Bedroom | TRUE
225974 | 22597 | 4 | 364 | Garage | FALSE | no windows
225975 | 22597 | 5 | 76 | Hall | TRUE | no windows
225976 | 22597 | 6 | 155 | Kitchen | TRUE
225977 | 22597 | 7 | 254 | Living Room | TRUE
225978 | 22597 | 8 | 130 | Master Bedroom | TRUE
225981 | 22598 | 1 | 900 | Other | FALSE
225982 | 22598 | 2 | 26 | Bathroom | TRUE
225983 | 22598 | 3 | 24 | Closet | TRUE
225984 | 22598 | 4 | 10 | Closet | TRUE
225985 | 22598 | 5 | 14 | Closet | TRUE
225986 | 22598 | 6 | 164 | Other | TRUE
225987 | 22598 | 7 | 945 | Garage | FALSE
225988 | 22598 | 8 | 190 | Kitchen | TRUE
225989 | 22598 | 9 | 182 | Laundry Room | TRUE
2259810 | 22598 | 10 | 665 | Living Room | TRUE
2259811 | 22598 | 11 | 216 | Bathroom | TRUE
2259812 | 22598 | 12 | 316 | Master Bedroom | TRUE
2259813 | 22598 | 13 | 84 | Closet | TRUE
2259814 | 22598 | 14 | 68 | Other | TRUE
2259815 | 22598 | 15 | 135 | Other | TRUE
2259816 | 22598 | 16 | 118 | Bathroom | TRUE
2259817 | 22598 | 17 | 403 | Bedroom | TRUE
2259818 | 22598 | 18 | 237 | Bedroom | TRUE
2259819 | 22598 | 19 | 32 | Closet | TRUE
2259820 | 22598 | 20 | 458 | Office | TRUE
226021 | 22602 | 1 | 160 | Bedroom | TRUE
226022 | 22602 | 2 | 63 | Laundry Room | TRUE | no window
226023 | 22602 | 3 | 540 | Garage | FALSE | no window
226024 | 22602 | 4 | 250 | Master Bedroom | TRUE
226025 | 22602 | 5 | 50 | Closet | TRUE | no window
226026 | 22602 | 6 | 94 | Bathroom | TRUE
226027 | 22602 | 7 | 163 | Hall | TRUE | no window
226028 | 22602 | 8 | 180 | Bedroom | TRUE
226029 | 22602 | 9 | 184 | Bedroom | TRUE
2260210 | 22602 | 10 | 159 | Other | TRUE | no window
2260211 | 22602 | 11 | 312 | Family Room | TRUE
2260212 | 22602 | 12 | 38 | Hall | TRUE | no window
2260213 | 22602 | 13 | 92 | Bathroom | TRUE | no window
2260214 | 22602 | 14 | 175 | Bedroom | TRUE
2260215 | 22602 | 15 | 190 | Bedroom | TRUE
2260216 | 22602 | 16 | 38 | Bathroom | TRUE | no window but skylight
2260217 | 22602 | 17 | 156 | Bedroom | TRUE
2260218 | 22602 | 18 | 33 | Hall | TRUE | no window
2260219 | 22602 | 19 | 120 | Dining Room | TRUE
2260220 | 22602 | 20 | 102 | Kitchen | TRUE
2260221 | 22602 | 21 | 373 | Living Room | TRUE
2260222 | 22602 | 22 | 95 | Hall | TRUE | no window
226071 | 22607 | 1 | 64 | Bathroom | TRUE
226072 | 22607 | 2 | 76 | Bathroom | TRUE
226073 | 22607 | 3 | 131 | Bedroom | TRUE
226074 | 22607 | 4 | 153 | Bedroom | TRUE
226075 | 22607 | 5 | 86 | Bedroom | TRUE
226076 | 22607 | 6 | 11 | Closet | TRUE | no windows
226077 | 22607 | 7 | 420 | Garage | FALSE | no windows
226078 | 22607 | 8 | 37 | Hall | TRUE | no windows
226079 | 22607 | 9 | 354 | Kitchen | TRUE
2260710 | 22607 | 10 | 218 | Living Room | TRUE
226121 | 22612 | 1 | 121 | Bedroom | TRUE
226122 | 22612 | 2 | 72 | Bathroom | TRUE
226123 | 22612 | 3 | 121 | Bedroom | TRUE
226124 | 22612 | 4 | 180 | Bedroom | TRUE
226125 | 22612 | 5 | 456 | Garage | FALSE | no windows
226126 | 22612 | 6 | 184 | Hall | TRUE | no windows
226127 | 22612 | 7 | 75 | Dining Room | TRUE | no windows
226128 | 22612 | 8 | 279 | Family Room | TRUE
226129 | 22612 | 9 | 255 | Living Room | TRUE
2261210 | 22612 | 10 | 150 | Kitchen | TRUE
2261211 | 22612 | 11 | 56 | Laundry Room | TRUE | no windows
2261212 | 22612 | 12 | 108 | Bathroom | TRUE | no windows
2261213 | 22612 | 13 | 282 | Master Bedroom | TRUE
226151 | 22615 | 1 | 50 | Bathroom | TRUE
226152 | 22615 | 2 | 160 | Bedroom | TRUE
226153 | 22615 | 3 | 39 | Closet | TRUE
226154 | 22615 | 4 | 151 | Dining Room | TRUE
226155 | 22615 | 5 | 77 | Hall | TRUE
226156 | 22615 | 6 | 142 | Kitchen | TRUE
226157 | 22615 | 7 | 75 | Laundry Room | TRUE
226158 | 22615 | 8 | 312 | Living Room | TRUE
226159 | 22615 | 9 | 73 | Bathroom | TRUE
2261510 | 22615 | 10 | 185 | Master Bedroom | TRUE
2261511 | 22615 | 11 | 50 | Closet | TRUE
226181 | 22618 | 1 | 55 | Bathroom | TRUE
226182 | 22618 | 2 | 150 | Bedroom | TRUE | tv cord was inaccessible
226183 | 22618 | 3 | 105 | Bedroom | TRUE
226184 | 22618 | 4 | 125 | Dining Room | TRUE
226185 | 22618 | 5 | 130 | Kitchen | TRUE
226186 | 22618 | 6 | 190 | Living Room | TRUE
226187 | 22618 | 7 | 50 | Hall | TRUE
226201 | 22620 | 1 | 182 | Bedroom | TRUE
226202 | 22620 | 2 | 204 | Bedroom | TRUE | 12 x 17, se corner
226203 | 22620 | 3 | 117 | Dining Room | TRUE
226204 | 22620 | 4 | 56 | Bathroom | TRUE
226205 | 22620 | 5 | 266 | Family Room | TRUE | 19 x 14, ne corner
226206 | 22620 | 6 | 204 | Other | TRUE
226207 | 22620 | 7 | 70 | Hall | TRUE
226208 | 22620 | 8 | 550 | Garage | TRUE
226209 | 22620 | 9 | 275 | Kitchen | TRUE
2262010 | 22620 | 10 | 130 | Laundry Room | TRUE
2262011 | 22620 | 11 | 266 | Living Room | TRUE
2262012 | 22620 | 12 | 40 | Bathroom | TRUE
2262013 | 22620 | 13 | 182 | Master Bedroom | TRUE
2262014 | 22620 | 14 | 144 | Office | TRUE
2262015 | 22620 | 15 | 110 | Other | TRUE
2262016 | 22620 | 16 | 143 | Bedroom | TRUE
2262017 | 22620 | 17 | 48 | Hall | TRUE
2262018 | 22620 | 18 | 56 | Bathroom | TRUE
2262019 | 22620 | 19 | 36 | Hall | TRUE
2262020 | 22620 | 20 | 154 | Other | TRUE
226251 | 22625 | 1 | 308 | Other | TRUE
226252 | 22625 | 2 | 60 | Bathroom | TRUE
226253 | 22625 | 3 | 90 | Bathroom | TRUE
226254 | 22625 | 4 | 60 | Bathroom | TRUE
226255 | 22625 | 5 | 136 | Bedroom | TRUE
226256 | 22625 | 6 | 182 | Bedroom | TRUE
226257 | 22625 | 7 | 135 | Bedroom | TRUE
226258 | 22625 | 8 | 162 | Bedroom | TRUE
226259 | 22625 | 9 | 1136 | Garage | FALSE
2262510 | 22625 | 10 | 130 | Hall | TRUE
2262511 | 22625 | 11 | 280 | Kitchen | TRUE
2262512 | 22625 | 12 | 309 | Living Room | TRUE
226271 | 22627 | 1 | 65 | Bathroom | TRUE
226272 | 22627 | 2 | 166 | Bedroom | TRUE
226273 | 22627 | 3 | 335 | Living Room | TRUE
226274 | 22627 | 4 | 210 | Other | TRUE
226321 | 22632 | 1 | 76 | Other | TRUE
226322 | 22632 | 2 | 33 | Bathroom | TRUE
226323 | 22632 | 3 | 55 | Bedroom | TRUE
226324 | 22632 | 4 | 102 | Bedroom | TRUE
226325 | 22632 | 5 | 16 | Closet | TRUE
226326 | 22632 | 6 | 194 | Living Room | TRUE
226327 | 22632 | 7 | 125 | Hall | TRUE
226328 | 22632 | 8 | 179 | Kitchen | TRUE
226411 | 22641 | 1 | 500 | Other | TRUE
226412 | 22641 | 2 | 120 | Bathroom | TRUE
226413 | 22641 | 3 | 120 | Bathroom | TRUE
226414 | 22641 | 4 | 220 | Bedroom | TRUE
226415 | 22641 | 5 | 250 | Bedroom | TRUE
226416 | 22641 | 6 | 240 | Bedroom | TRUE
226417 | 22641 | 7 | 250 | Bedroom | TRUE
226418 | 22641 | 8 | 40 | Closet | TRUE
226419 | 22641 | 9 | 70 | Closet | TRUE
2264110 | 22641 | 10 | 120 | Closet | TRUE
2264111 | 22641 | 11 | 190 | Other | TRUE
2264112 | 22641 | 12 | 310 | Other | TRUE
2264113 | 22641 | 13 | 892 | Garage | FALSE
2264114 | 22641 | 14 | 180 | Hall | TRUE
2264115 | 22641 | 15 | 330 | Kitchen | TRUE
2264116 | 22641 | 16 | 280 | Laundry Room | TRUE
2264117 | 22641 | 17 | 460 | Living Room | TRUE
2264118 | 22641 | 18 | 210 | Bathroom | TRUE
2264119 | 22641 | 19 | 430 | Bedroom | TRUE
2264120 | 22641 | 20 | 300 | Other | TRUE
2264121 | 22641 | 21 | 250 | Office | TRUE
2264122 | 22641 | 22 | 110 | Closet | TRUE
2264123 | 22641 | 23 | 450 | Family Room | TRUE
2264124 | 22641 | 24 | 50 | Other | TRUE
2264125 | 22641 | 25 | 50 | Office | TRUE
2264126 | 22641 | 26 | 50 | Other | TRUE
226491 | 22649 | 1 | 205 | Office | TRUE
226492 | 22649 | 2 | 45 | Bathroom | TRUE
226493 | 22649 | 3 | 75 | Bedroom | TRUE
226494 | 22649 | 4 | 45 | Closet | TRUE | NO WINDOWS
226495 | 22649 | 5 | 195 | Dining Room | TRUE
226496 | 22649 | 6 | 50 | Hall | TRUE
226497 | 22649 | 7 | 832 | Garage | FALSE | NO WINDOWS
226498 | 22649 | 8 | 60 | Hall | TRUE | NO WINDOWS
226499 | 22649 | 9 | 250 | Kitchen | TRUE
2264910 | 22649 | 10 | 55 | Laundry Room | TRUE | NO WINDOWS
2264911 | 22649 | 11 | 390 | Living Room | TRUE | client did not want tv moved
2264912 | 22649 | 12 | 290 | Master Bedroom | TRUE
2264913 | 22649 | 13 | 80 | Bathroom | TRUE
2264914 | 22649 | 14 | 150 | Other | TRUE
226521 | 22652 | 1 | 65 | Bathroom | TRUE
226522 | 22652 | 2 | 75 | Bathroom | TRUE
226523 | 22652 | 3 | 100 | Bathroom | TRUE
226524 | 22652 | 4 | 120 | Bedroom | TRUE
226525 | 22652 | 5 | 110 | Office | TRUE
226526 | 22652 | 6 | 190 | Master Bedroom | TRUE
226527 | 22652 | 7 | 130 | Bedroom | TRUE
226528 | 22652 | 8 | 65 | Closet | TRUE | no windows
226529 | 22652 | 9 | 170 | Dining Room | TRUE
2265210 | 22652 | 10 | 190 | Hall | TRUE
2265211 | 22652 | 11 | 195 | Family Room | TRUE
2265212 | 22652 | 12 | 525 | Garage | TRUE
2265213 | 22652 | 13 | 220 | Kitchen | TRUE
2265214 | 22652 | 14 | 195 | Laundry Room | TRUE
2265215 | 22652 | 15 | 340 | Living Room | TRUE
226631 | 22663 | 1 | 282 | Living Room | TRUE
226632 | 22663 | 2 | 69 | Other | TRUE | no windows
226633 | 22663 | 3 | 499 | Other | FALSE
226634 | 22663 | 4 | 36 | Bathroom | TRUE | no windows
226635 | 22663 | 5 | 166 | Bedroom | TRUE
226636 | 22663 | 6 | 120 | Hall | TRUE | no windows
226637 | 22663 | 7 | 194 | Kitchen | TRUE
226638 | 22663 | 8 | 136 | Laundry Room | TRUE
226639 | 22663 | 9 | 95 | Hall | TRUE | no windows
2266310 | 22663 | 10 | 122 | Bedroom | TRUE
2266311 | 22663 | 11 | 22 | Closet | TRUE | no windows
2266312 | 22663 | 12 | 158 | Bedroom | TRUE
2266313 | 22663 | 13 | 48 | Bathroom | TRUE
2266314 | 22663 | 14 | 585 | Family Room | TRUE
226711 | 22671 | 1 | 40 | Bathroom | TRUE
226712 | 22671 | 2 | 151 | Bedroom | TRUE
226713 | 22671 | 3 | 175 | Bedroom | TRUE
226714 | 22671 | 4 | 102 | Bedroom | TRUE
226715 | 22671 | 5 | 35 | Closet | TRUE | no windows
226716 | 22671 | 6 | 320 | Garage | FALSE | no windows
226717 | 22671 | 7 | 28 | Hall | TRUE | no windows
226718 | 22671 | 8 | 125 | Kitchen | TRUE
226719 | 22671 | 9 | 75 | Laundry Room | TRUE | no windows
2267110 | 22671 | 10 | 315 | Living Room | TRUE
2267111 | 22671 | 11 | 80 | Other | TRUE
226731 | 22673 | 1 | 52 | Bathroom | TRUE | no window
226732 | 22673 | 2 | 50 | Bathroom | TRUE | no window
226733 | 22673 | 3 | 75 | Bathroom | TRUE | no window
226734 | 22673 | 4 | 90 | Bathroom | TRUE | no window
226735 | 22673 | 5 | 126 | Bedroom | TRUE
226736 | 22673 | 6 | 152 | Bedroom | TRUE
226737 | 22673 | 7 | 160 | Bedroom | TRUE
226738 | 22673 | 8 | 52 | Closet | TRUE
226739 | 22673 | 9 | 670 | Bathroom | TRUE
2267310 | 22673 | 10 | 80 | Hall | TRUE
2267311 | 22673 | 11 | 157 | Hall | TRUE | no window
2267312 | 22673 | 12 | 22 | Hall | TRUE | no window
2267313 | 22673 | 13 | 224 | Kitchen | TRUE
2267314 | 22673 | 14 | 80 | Laundry Room | TRUE | no window
2267315 | 22673 | 15 | 293 | Living Room | TRUE
2267316 | 22673 | 16 | 77 | Bathroom | TRUE
2267317 | 22673 | 17 | 185 | Master Bedroom | TRUE
2267318 | 22673 | 18 | 127 | Office | TRUE
2267319 | 22673 | 19 | 159 | Other | TRUE | no window
2267320 | 22673 | 20 | 155 | Bedroom | TRUE
2267321 | 22673 | 21 | 456 | Garage | FALSE | no window
2267322 | 22673 | 22 | 142 | Other | TRUE | no window
226791 | 22679 | 1 | 20 | Bathroom | TRUE
226792 | 22679 | 2 | 16 | Closet | TRUE | no lighting, no windows
226793 | 22679 | 3 | 152 | Dining Room | TRUE
226794 | 22679 | 4 | 253 | Bedroom | TRUE
226795 | 22679 | 5 | 573 | Laundry Room | TRUE
226796 | 22679 | 6 | 315 | Garage | FALSE
226797 | 22679 | 7 | 231 | Kitchen | TRUE
226798 | 22679 | 8 | 316 | Living Room | TRUE
226799 | 22679 | 9 | 112 | Office | TRUE
2267910 | 22679 | 10 | 45 | Hall | TRUE
2267911 | 22679 | 11 | 37 | Bathroom | TRUE
2267912 | 22679 | 12 | 46 | Hall | TRUE
2267913 | 22679 | 13 | 52 | Hall | TRUE
2267914 | 22679 | 14 | 63 | Bathroom | TRUE
2267915 | 22679 | 15 | 225 | Master Bedroom | TRUE
2267916 | 22679 | 16 | 114 | Office | TRUE
226811 | 22681 | 1 | 150 | Bathroom | TRUE
226812 | 22681 | 2 | 81 | Hall | TRUE | no windows
226813 | 22681 | 3 | 85 | Bathroom | TRUE
226814 | 22681 | 4 | 210 | Bedroom | TRUE
226815 | 22681 | 5 | 210 | Bedroom | TRUE
226816 | 22681 | 6 | 487 | Other | TRUE
226817 | 22681 | 7 | 562 | Garage | FALSE
226818 | 22681 | 8 | 234 | Master Bedroom | TRUE
226819 | 22681 | 9 | 47 | Closet | TRUE | no windows
2268110 | 22681 | 10 | 100 | Bathroom | TRUE
2268111 | 22681 | 11 | 166 | Hall | TRUE
2268112 | 22681 | 12 | 45 | Bathroom | TRUE
2268113 | 22681 | 13 | 327 | Living Room | TRUE
2268114 | 22681 | 14 | 293 | Kitchen | TRUE
2268115 | 22681 | 15 | 51 | Laundry Room | TRUE
226831 | 22683 | 1 | 44 | Bathroom | TRUE
226832 | 22683 | 2 | 147 | Bedroom | TRUE
226833 | 22683 | 3 | 147 | Bedroom | TRUE | empty room / he had a roomate whosmoked heavily and moved out recently , he does not use the room since he cant stand the smell
226834 | 22683 | 4 | 274 | Family Room | TRUE
226835 | 22683 | 5 | 65 | Hall | TRUE | no window
226836 | 22683 | 6 | 124 | Kitchen | TRUE
226881 | 22688 | 1 | 202 | Bedroom | TRUE
226882 | 22688 | 2 | 1000 | Other | TRUE
226883 | 22688 | 3 | 40 | Bathroom | TRUE
226884 | 22688 | 4 | 38 | Bathroom | TRUE | no windows
226885 | 22688 | 5 | 150 | Bedroom | TRUE
226886 | 22688 | 6 | 150 | Bedroom | TRUE
226887 | 22688 | 7 | 408 | Dining Room | TRUE
226888 | 22688 | 8 | 423 | Family Room | TRUE
226889 | 22688 | 9 | 540 | Garage | FALSE | no windows
2268810 | 22688 | 10 | 112 | Hall | TRUE
2268811 | 22688 | 11 | 105 | Kitchen | TRUE
2268812 | 22688 | 12 | 80 | Laundry Room | TRUE | no windows
2268813 | 22688 | 13 | 400 | Living Room | TRUE
2268814 | 22688 | 14 | 88 | Bathroom | TRUE
2268815 | 22688 | 15 | 46 | Closet | TRUE | no windows
226931 | 22693 | 1 | 62 | Bathroom | TRUE
226932 | 22693 | 2 | 123 | Bedroom | TRUE
226933 | 22693 | 3 | 13 | Closet | TRUE
226934 | 22693 | 4 | 158 | Dining Room | TRUE
226935 | 22693 | 5 | 230 | Family Room | TRUE
226936 | 22693 | 6 | 33 | Hall | TRUE
226937 | 22693 | 7 | 112 | Kitchen | TRUE
226938 | 22693 | 8 | 275 | Living Room | TRUE
226939 | 22693 | 9 | 160 | Bedroom | TRUE
2269310 | 22693 | 10 | 152 | Bedroom | TRUE
2269311 | 22693 | 11 | 47 | Bathroom | TRUE
2269312 | 22693 | 12 | 151 | Office | TRUE
2269313 | 22693 | 13 | 678 | Other | FALSE
2269314 | 22693 | 14 | 85 | Laundry Room | TRUE
226941 | 22694 | 1 | 240 | Master Bedroom | TRUE
226942 | 22694 | 2 | 130 | Bedroom | TRUE
226943 | 22694 | 3 | 130 | Master Bedroom | TRUE | no windows
226944 | 22694 | 4 | 200 | Bedroom | TRUE
226945 | 22694 | 5 | 120 | Dining Room | TRUE
226946 | 22694 | 6 | 75 | Bathroom | TRUE
226947 | 22694 | 7 | 579 | Garage | FALSE
226948 | 22694 | 8 | 140 | Hall | TRUE | no windows
226949 | 22694 | 9 | 185 | Kitchen | TRUE
2269410 | 22694 | 10 | 65 | Laundry Room | TRUE
2269411 | 22694 | 11 | 240 | Living Room | TRUE
2269412 | 22694 | 12 | 42 | Bathroom | TRUE
226991 | 22699 | 1 | 135 | Bedroom | TRUE
226992 | 22699 | 2 | 150 | Dining Room | TRUE
226993 | 22699 | 3 | 21 | Bathroom | TRUE
226994 | 22699 | 4 | 125 | Hall | TRUE
226995 | 22699 | 5 | 250 | Family Room | TRUE
226996 | 22699 | 6 | 155 | Kitchen | TRUE
226997 | 22699 | 7 | 48 | Laundry Room | TRUE
226998 | 22699 | 8 | 65 | Bathroom | TRUE
226999 | 22699 | 9 | 300 | Master Bedroom | TRUE
2269910 | 22699 | 10 | 135 | Bedroom | TRUE
2269911 | 22699 | 11 | 75 | Bathroom | TRUE
2269912 | 22699 | 12 | 200 | Hall | TRUE
227011 | 22701 | 1 | 950 | Other | TRUE
227012 | 22701 | 2 | 70 | Bathroom | TRUE
227013 | 22701 | 3 | 40 | Bathroom | TRUE | no windows
227014 | 22701 | 4 | 130 | Bedroom | TRUE
227015 | 22701 | 5 | 160 | Bedroom | TRUE
227016 | 22701 | 6 | 90 | Bedroom | TRUE
227017 | 22701 | 7 | 400 | Garage | FALSE | no windows
227018 | 22701 | 8 | 30 | Hall | TRUE | no windows
227019 | 22701 | 9 | 220 | Kitchen | TRUE
2270110 | 22701 | 10 | 360 | Living Room | TRUE
2270111 | 22701 | 11 | 50 | Other | TRUE | no windows
227021 | 22702 | 1 | 80 | Bathroom | TRUE
227022 | 22702 | 2 | 60 | Bathroom | TRUE
227023 | 22702 | 3 | 210 | Bedroom | TRUE
227024 | 22702 | 4 | 165 | Bedroom | TRUE
227025 | 22702 | 5 | 115 | Closet | TRUE
227026 | 22702 | 6 | 10 | Closet | TRUE
227027 | 22702 | 7 | 160 | Office | TRUE
227028 | 22702 | 8 | 188 | Dining Room | TRUE | 10'8 CLG
227029 | 22702 | 9 | 500 | Family Room | TRUE
2270210 | 22702 | 10 | 250 | Hall | TRUE | 15' - 9" Clg. Hgt.
2270211 | 22702 | 11 | 675 | Garage | FALSE
2270212 | 22702 | 12 | 95 | Hall | TRUE
2270213 | 22702 | 13 | 425 | Kitchen | TRUE
2270214 | 22702 | 14 | 120 | Laundry Room | TRUE
2270215 | 22702 | 15 | 290 | Living Room | TRUE | 15' - 9" clg. hgt.
2270216 | 22702 | 16 | 220 | Bathroom | TRUE
2270217 | 22702 | 17 | 250 | Master Bedroom | TRUE
2270218 | 22702 | 18 | 155 | Other | TRUE
227031 | 22703 | 1 | 84 | Bathroom | TRUE
227032 | 22703 | 2 | 41 | Bathroom | TRUE
227033 | 22703 | 3 | 189 | Bedroom | TRUE
227034 | 22703 | 4 | 120 | Bedroom | TRUE
227035 | 22703 | 5 | 120 | Bedroom | TRUE
227036 | 22703 | 6 | 36 | Closet | TRUE
227037 | 22703 | 7 | 434 | Garage | FALSE
227038 | 22703 | 8 | 67 | Hall | TRUE
227039 | 22703 | 9 | 137 | Kitchen | TRUE
2270310 | 22703 | 10 | 36 | Laundry Room | TRUE
2270311 | 22703 | 11 | 435 | Living Room | TRUE | 400 FOR VAULT.
227051 | 22705 | 1 | 90 | Bathroom | TRUE | no windows
227052 | 22705 | 2 | 185 | Bathroom | TRUE
227053 | 22705 | 3 | 300 | Bedroom | TRUE
227054 | 22705 | 4 | 250 | Bedroom | TRUE
227055 | 22705 | 5 | 500 | Other | TRUE
227056 | 22705 | 6 | 65 | Hall | TRUE | no windows
227057 | 22705 | 7 | 80 | Hall | TRUE | no windows
227058 | 22705 | 8 | 310 | Kitchen | TRUE
227059 | 22705 | 9 | 480 | Living Room | TRUE
2270510 | 22705 | 10 | 200 | Master Bedroom | TRUE
2270511 | 22705 | 11 | 240 | Other | TRUE | no windows
2270512 | 22705 | 12 | 135 | Office | TRUE
2270513 | 22705 | 13 | 330 | Other | TRUE
227211 | 22721 | 1 | 55 | Bathroom | TRUE
227212 | 22721 | 2 | 120 | Bedroom | TRUE
227213 | 22721 | 3 | 140 | Bedroom | TRUE
227214 | 22721 | 4 | 466 | Garage | FALSE
227215 | 22721 | 5 | 149 | Kitchen | TRUE
227216 | 22721 | 6 | 45 | Laundry Room | TRUE | no window
227217 | 22721 | 7 | 263 | Living Room | TRUE
227241 | 22724 | 1 | 72 | Kitchen | TRUE
227242 | 22724 | 2 | 75 | Dining Room | TRUE
227243 | 22724 | 3 | 48 | Closet | TRUE
227244 | 22724 | 4 | 142 | Bedroom | TRUE
227245 | 22724 | 5 | 39 | Bathroom | TRUE
227246 | 22724 | 6 | 29 | Hall | TRUE
227247 | 22724 | 7 | 163 | Living Room | TRUE
227248 | 22724 | 8 | 44 | Hall | TRUE
227281 | 22728 | 1 | 90 | Bathroom | TRUE
227282 | 22728 | 2 | 90 | Bathroom | TRUE
227283 | 22728 | 3 | 127 | Bedroom | TRUE
227284 | 22728 | 4 | 116 | Bedroom | TRUE
227285 | 22728 | 5 | 238 | Bedroom | TRUE
227286 | 22728 | 6 | 151 | Bedroom | TRUE
227287 | 22728 | 7 | 180 | Hall | TRUE
227288 | 22728 | 8 | 266 | Family Room | TRUE
227289 | 22728 | 9 | 620 | Garage | FALSE
2272810 | 22728 | 10 | 274 | Kitchen | TRUE
2272811 | 22728 | 11 | 42 | Laundry Room | TRUE | no window
227331 | 22733 | 1 | 340 | Kitchen | TRUE
227332 | 22733 | 2 | 149 | Bedroom | TRUE
227333 | 22733 | 3 | 174 | Master Bedroom | TRUE
227334 | 22733 | 4 | 153 | Office | TRUE
227335 | 22733 | 5 | 141 | Bathroom | TRUE
227336 | 22733 | 6 | 148 | Bedroom | TRUE
227337 | 22733 | 7 | 180 | Bedroom | TRUE
227338 | 22733 | 8 | 116 | Office | TRUE
227339 | 22733 | 9 | 74 | Bathroom | TRUE
2273310 | 22733 | 10 | 32 | Hall | TRUE
2273311 | 22733 | 11 | 329 | Living Room | TRUE
2273312 | 22733 | 12 | 151 | Bedroom | TRUE
2273313 | 22733 | 13 | 148 | Laundry Room | TRUE
2273314 | 22733 | 14 | 65 | Bathroom | TRUE
2273315 | 22733 | 15 | 312 | Family Room | TRUE
2273316 | 22733 | 16 | 232 | Other | TRUE
2273317 | 22733 | 17 | 309 | Other | TRUE
2273318 | 22733 | 18 | 83 | Other | TRUE
227391 | 22739 | 1 | 382 | Kitchen | TRUE
227392 | 22739 | 2 | 60 | Bathroom | TRUE | no windows
227393 | 22739 | 3 | 178 | Bedroom | TRUE
227394 | 22739 | 4 | 152 | Bedroom | TRUE
227395 | 22739 | 5 | 625 | Garage | FALSE | no windows
227396 | 22739 | 6 | 656 | Living Room | TRUE
227397 | 22739 | 7 | 97 | Bathroom | TRUE
227398 | 22739 | 8 | 238 | Master Bedroom | TRUE
227399 | 22739 | 9 | 94 | Closet | TRUE | no windows
2273910 | 22739 | 10 | 361 | Family Room | TRUE
2273911 | 22739 | 11 | 53 | Other | TRUE | no windows
2273912 | 22739 | 12 | 103 | Other | TRUE | no windows
2273913 | 22739 | 13 | 220 | Laundry Room | TRUE
227431 | 22743 | 1 | 64 | Bathroom | TRUE
227432 | 22743 | 2 | 150 | Bedroom | TRUE
227433 | 22743 | 3 | 145 | Bedroom | TRUE
227434 | 22743 | 4 | 260 | Family Room | TRUE
227435 | 22743 | 5 | 500 | Garage | FALSE
227436 | 22743 | 6 | 45 | Hall | TRUE | no windows
227437 | 22743 | 7 | 180 | Kitchen | TRUE
227438 | 22743 | 8 | 280 | Family Room | TRUE
227439 | 22743 | 9 | 168 | Living Room | TRUE
2274310 | 22743 | 10 | 140 | Bathroom | TRUE
2274311 | 22743 | 11 | 204 | Master Bedroom | TRUE
2274312 | 22743 | 12 | 208 | Dining Room | TRUE | none
2274313 | 22743 | 13 | 240 | Bedroom | TRUE
227511 | 22751 | 1 | 67 | Bathroom | TRUE
227512 | 22751 | 2 | 110 | Bedroom | TRUE
227513 | 22751 | 3 | 72 | Bedroom | TRUE
227514 | 22751 | 4 | 107 | Kitchen | TRUE
227515 | 22751 | 5 | 62 | Laundry Room | TRUE
227516 | 22751 | 6 | 330 | Living Room | TRUE
227561 | 22756 | 1 | 280 | Living Room | TRUE
227562 | 22756 | 2 | 288 | Family Room | TRUE
227563 | 22756 | 3 | 236 | Other | TRUE
227564 | 22756 | 4 | 74 | Closet | TRUE
227565 | 22756 | 5 | 345 | Bedroom | TRUE | couldn't get TV to turn on
227566 | 22756 | 6 | 27 | Hall | TRUE
227567 | 22756 | 7 | 100 | Bedroom | TRUE
227568 | 22756 | 8 | 69 | Bathroom | TRUE
227569 | 22756 | 9 | 210 | Kitchen | TRUE
2275610 | 22756 | 10 | 72 | Hall | TRUE
2275611 | 22756 | 11 | 164 | Bedroom | TRUE
2275612 | 22756 | 12 | 59 | Bathroom | TRUE
2275613 | 22756 | 13 | 213 | Master Bedroom | TRUE
2275614 | 22756 | 14 | 147 | Bedroom | TRUE
2275615 | 22756 | 15 | 60 | Laundry Room | TRUE
2275616 | 22756 | 16 | 50 | Hall | TRUE
227671 | 22767 | 1 | 80 | Bathroom | TRUE
227672 | 22767 | 2 | 65 | Bathroom | TRUE
227673 | 22767 | 3 | 145 | Bedroom | TRUE
227674 | 22767 | 4 | 120 | Bedroom | TRUE
227675 | 22767 | 5 | 110 | Bedroom | TRUE
227676 | 22767 | 6 | 220 | Master Bedroom | TRUE
227677 | 22767 | 7 | 280 | Living Room | TRUE
227678 | 22767 | 8 | 450 | Family Room | TRUE
227679 | 22767 | 9 | 440 | Garage | FALSE
2276710 | 22767 | 10 | 60 | Hall | TRUE
2276711 | 22767 | 11 | 280 | Kitchen | TRUE
2276712 | 22767 | 12 | 55 | Laundry Room | TRUE
2276713 | 22767 | 13 | 320 | Living Room | TRUE
227741 | 22774 | 1 | 54 | Bathroom | TRUE | no windows
227742 | 22774 | 2 | 142 | Bedroom | TRUE
227743 | 22774 | 3 | 117 | Dining Room | TRUE
227744 | 22774 | 4 | 375 | Garage | FALSE
227745 | 22774 | 5 | 58 | Hall | TRUE | no windows
227746 | 22774 | 6 | 237 | Kitchen | TRUE
227747 | 22774 | 7 | 265 | Living Room | TRUE
227748 | 22774 | 8 | 39 | Bathroom | TRUE | no windows
227749 | 22774 | 9 | 240 | Master Bedroom | TRUE
2277410 | 22774 | 10 | 147 | Other | TRUE
227851 | 22785 | 1 | 77 | Bathroom | TRUE
227852 | 22785 | 2 | 161 | Bedroom | TRUE
227853 | 22785 | 3 | 140 | Bedroom | TRUE
227854 | 22785 | 4 | 244 | Kitchen | TRUE
227855 | 22785 | 5 | 189 | Laundry Room | FALSE
227856 | 22785 | 6 | 238 | Living Room | TRUE
227871 | 22787 | 1 | 1420 | Other | FALSE | no windows
227872 | 22787 | 2 | 42 | Bathroom | TRUE
227873 | 22787 | 3 | 72 | Bathroom | TRUE
227874 | 22787 | 4 | 144 | Bedroom | TRUE
227875 | 22787 | 5 | 182 | Bedroom | TRUE
227876 | 22787 | 6 | 170 | Dining Room | TRUE
227877 | 22787 | 7 | 552 | Family Room | TRUE | CAN NOT ACCESS BACK OF TV
227878 | 22787 | 8 | 640 | Garage | FALSE
227879 | 22787 | 9 | 60 | Hall | TRUE | no windows
2278710 | 22787 | 10 | 90 | Hall | TRUE | no windows
2278711 | 22787 | 11 | 200 | Kitchen | TRUE
2278712 | 22787 | 12 | 36 | Laundry Room | TRUE
2278713 | 22787 | 13 | 255 | Living Room | TRUE
2278714 | 22787 | 14 | 72 | Bathroom | TRUE
2278715 | 22787 | 15 | 240 | Bedroom | TRUE
2278716 | 22787 | 16 | 60 | Hall | TRUE | no lights or electronics
2278717 | 22787 | 17 | 120 | Other | TRUE
2278718 | 22787 | 18 | 156 | Bedroom | TRUE
228221 | 22822 | 1 | 59 | Bathroom | TRUE
228222 | 22822 | 2 | 110 | Bedroom | TRUE
228223 | 22822 | 3 | 117 | Bedroom | TRUE
228224 | 22822 | 4 | 93 | Kitchen | TRUE
228225 | 22822 | 5 | 60 | Laundry Room | TRUE
228226 | 22822 | 6 | 166 | Living Room | TRUE
228321 | 22832 | 1 | 30 | Bathroom | TRUE
228322 | 22832 | 2 | 200 | Bedroom | TRUE
228323 | 22832 | 3 | 155 | Bedroom | TRUE
228324 | 22832 | 4 | 80 | Bathroom | TRUE
228325 | 22832 | 5 | 100 | Dining Room | TRUE | No window but there is a skylight
228326 | 22832 | 6 | 672 | Garage | FALSE
228327 | 22832 | 7 | 18 | Hall | TRUE
228328 | 22832 | 8 | 190 | Kitchen | TRUE
228329 | 22832 | 9 | 350 | Living Room | TRUE
2283210 | 22832 | 10 | 120 | Master Bedroom | TRUE
228331 | 22833 | 1 | 51 | Bathroom | TRUE
228332 | 22833 | 2 | 66 | Bathroom | TRUE
228333 | 22833 | 3 | 56 | Bathroom | TRUE
228334 | 22833 | 4 | 350 | Bedroom | TRUE
228335 | 22833 | 5 | 151 | Bedroom | TRUE
228336 | 22833 | 6 | 410 | Family Room | TRUE
228337 | 22833 | 7 | 850 | Garage | FALSE
228338 | 22833 | 8 | 49 | Hall | TRUE | no window
228339 | 22833 | 9 | 107 | Hall | TRUE | no window
2283310 | 22833 | 10 | 337 | Kitchen | TRUE
2283311 | 22833 | 11 | 77 | Other | TRUE | POSSIBLR BACKDRAFT IN MECHANICAL VERY TIGHT HOUSE FURNACE WATER HEATER AND DRYER ALL IN THE SAME ROM
2283312 | 22833 | 12 | 200 | Living Room | TRUE
2283313 | 22833 | 13 | 41 | Other | TRUE | no window
2283314 | 22833 | 14 | 148 | Bedroom | TRUE
2283315 | 22833 | 15 | 135 | Bedroom | TRUE
2283316 | 22833 | 16 | 134 | Bedroom | TRUE
228451 | 22845 | 1 | 1020 | Other | TRUE
228452 | 22845 | 2 | 200 | Other | TRUE
228453 | 22845 | 3 | 267 | Bathroom | TRUE
228454 | 22845 | 4 | 190 | Bedroom | TRUE
228455 | 22845 | 5 | 755 | Garage | FALSE
228456 | 22845 | 6 | 105 | Hall | TRUE | no window
228457 | 22845 | 7 | 84 | Hall | TRUE
228458 | 22845 | 8 | 80 | Hall | TRUE
228459 | 22845 | 9 | 180 | Bedroom | TRUE
2284510 | 22845 | 10 | 183 | Kitchen | TRUE
2284511 | 22845 | 11 | 50 | Laundry Room | TRUE
2284512 | 22845 | 12 | 434 | Dining Room | TRUE | TV was in a entertainment center, model number was unobtainable.
228541 | 22854 | 1 | 1222 | Other | TRUE
228542 | 22854 | 2 | 248 | Dining Room | TRUE
228543 | 22854 | 3 | 494 | Garage | FALSE
228544 | 22854 | 4 | 115 | Office | TRUE
228545 | 22854 | 5 | 227 | Kitchen | TRUE
228546 | 22854 | 6 | 294 | Living Room | TRUE
228547 | 22854 | 7 | 41 | Bathroom | TRUE
228548 | 22854 | 8 | 48 | Hall | TRUE
228549 | 22854 | 9 | 327 | Other | TRUE
2285410 | 22854 | 10 | 44 | Bathroom | TRUE
2285411 | 22854 | 11 | 45 | Closet | TRUE
2285412 | 22854 | 12 | 160 | Bedroom | TRUE
2285413 | 22854 | 13 | 154 | Bedroom | TRUE
2285414 | 22854 | 14 | 160 | Hall | TRUE
2285415 | 22854 | 15 | 55 | Closet | TRUE
2285416 | 22854 | 16 | 130 | Bathroom | TRUE
2285417 | 22854 | 17 | 214 | Master Bedroom | TRUE
2285418 | 22854 | 18 | 98 | Laundry Room | TRUE
228551 | 22855 | 1 | 566 | Family Room | TRUE
228552 | 22855 | 2 | 136 | Kitchen | TRUE
228553 | 22855 | 3 | 151 | Bedroom | TRUE
228554 | 22855 | 4 | 81 | Bathroom | TRUE | no window or skylight
228555 | 22855 | 5 | 10 | Closet | TRUE | no window or skylight
228556 | 22855 | 6 | 56 | Closet | TRUE | no window or skylight
228557 | 22855 | 7 | 37 | Other | FALSE | no winwdow or skylight
228558 | 22855 | 8 | 55 | Other | TRUE | no window or skylight
228559 | 22855 | 9 | 384 | Garage | FALSE
2285510 | 22855 | 10 | 900 | Other | FALSE
2285511 | 22855 | 11 | 228 | Living Room | TRUE
2285512 | 22855 | 12 | 87 | Hall | TRUE | no window or skylight
2285513 | 22855 | 13 | 39 | Bathroom | TRUE | no windwo, but skylight
2285514 | 22855 | 14 | 163 | Master Bedroom | TRUE
2285515 | 22855 | 15 | 81 | Bathroom | TRUE
2285516 | 22855 | 16 | 113 | Bedroom | TRUE
2285517 | 22855 | 17 | 96 | Laundry Room | TRUE
2285518 | 22855 | 18 | 99 | Hall | TRUE | no window or skylight
228691 | 22869 | 1 | 65 | Bathroom | TRUE
228692 | 22869 | 2 | 25 | Bathroom | TRUE
228693 | 22869 | 3 | 140 | Bedroom | TRUE
228694 | 22869 | 4 | 145 | Bedroom | TRUE
228695 | 22869 | 5 | 130 | Dining Room | TRUE
228696 | 22869 | 6 | 100 | Hall | TRUE
228697 | 22869 | 7 | 270 | Family Room | TRUE
228698 | 22869 | 8 | 378 | Garage | FALSE
228699 | 22869 | 9 | 120 | Kitchen | TRUE
2286910 | 22869 | 10 | 200 | Living Room | TRUE
2286911 | 22869 | 11 | 50 | Bathroom | TRUE
2286912 | 22869 | 12 | 170 | Master Bedroom | TRUE
2286913 | 22869 | 13 | 32 | Closet | TRUE
2286914 | 22869 | 14 | 150 | Bedroom | TRUE
2286915 | 22869 | 15 | 85 | Hall | TRUE
2286916 | 22869 | 16 | 90 | Garage | TRUE
2286917 | 22869 | 17 | 40 | Laundry Room | TRUE
228721 | 22872 | 1 | 350 | Living Room | TRUE
228722 | 22872 | 2 | 117 | Bedroom | TRUE
228723 | 22872 | 3 | 150 | Bedroom | TRUE
228724 | 22872 | 4 | 480 | Garage | FALSE
228725 | 22872 | 5 | 132 | Dining Room | TRUE
228726 | 22872 | 6 | 147 | Kitchen | TRUE
228727 | 22872 | 7 | 25 | Bathroom | TRUE
228728 | 22872 | 8 | 128 | Hall | TRUE
228729 | 22872 | 9 | 23 | Closet | TRUE
2287210 | 22872 | 10 | 63 | Bathroom | TRUE
2287211 | 22872 | 11 | 186 | Master Bedroom | TRUE
2287212 | 22872 | 12 | 46 | Bathroom | TRUE
228781 | 22878 | 1 | 42 | Bathroom | TRUE | no windwo
228782 | 22878 | 2 | 170 | Bedroom | TRUE
228783 | 22878 | 3 | 181 | Bedroom | TRUE
228784 | 22878 | 4 | 106 | Bathroom | TRUE | no window
228785 | 22878 | 5 | 124 | Bedroom | TRUE
228786 | 22878 | 6 | 192 | Bedroom | TRUE | no window
228787 | 22878 | 7 | 21 | Closet | TRUE | no window
228788 | 22878 | 8 | 430 | Laundry Room | TRUE
228789 | 22878 | 9 | 230 | Hall | TRUE
2287810 | 22878 | 10 | 1200 | Garage | FALSE | large garage and storage / shop area
2287811 | 22878 | 11 | 100 | Hall | TRUE | no window
2287812 | 22878 | 12 | 100 | Hall | TRUE | no window
2287813 | 22878 | 13 | 304 | Kitchen | TRUE
2287814 | 22878 | 14 | 313 | Living Room | TRUE | can not access tv plug for wattage
2287815 | 22878 | 15 | 107 | Bathroom | TRUE | no windwo
2287816 | 22878 | 16 | 333 | Bedroom | TRUE
2287817 | 22878 | 17 | 56 | Other | TRUE | no window
2287818 | 22878 | 18 | 100 | Hall | TRUE | no window
2287819 | 22878 | 19 | 183 | Bedroom | TRUE
2287820 | 22878 | 20 | 105 | Other | TRUE | no window
2287821 | 22878 | 21 | 300 | Family Room | TRUE | ROOM HAS PROJECTOR AND SOUND SYSTEM NO TV NO WINDOWS.
2287822 | 22878 | 22 | 52 | Bathroom | TRUE
228801 | 22880 | 1 | 70 | Bathroom | TRUE
228802 | 22880 | 2 | 135 | Bedroom | TRUE
228803 | 22880 | 3 | 200 | Hall | TRUE
228804 | 22880 | 4 | 440 | Family Room | TRUE
228805 | 22880 | 5 | 460 | Garage | FALSE
228806 | 22880 | 6 | 84 | Hall | TRUE
228807 | 22880 | 7 | 117 | Kitchen | TRUE
228808 | 22880 | 8 | 60 | Bathroom | TRUE
228809 | 22880 | 9 | 266 | Master Bedroom | TRUE
2288010 | 22880 | 10 | 50 | Closet | TRUE
228901 | 22890 | 1 | 131 | Bathroom | TRUE
228902 | 22890 | 2 | 298 | Other | TRUE
228903 | 22890 | 3 | 531 | Other | TRUE | B no windows
228904 | 22890 | 4 | 222 | Master Bedroom | TRUE
228905 | 22890 | 5 | 29 | Closet | TRUE | no windows
228906 | 22890 | 6 | 118 | Laundry Room | TRUE | no windows
228907 | 22890 | 7 | 119 | Bedroom | TRUE
228908 | 22890 | 8 | 42 | Bathroom | TRUE | no windows
228909 | 22890 | 9 | 158 | Kitchen | TRUE | could not see the model # because it was behind the wall mount hardware
2289010 | 22890 | 10 | 40 | Hall | TRUE
2289011 | 22890 | 11 | 271 | Living Room | TRUE
228911 | 22891 | 1 | 38 | Bathroom | TRUE
228912 | 22891 | 2 | 123 | Bedroom | TRUE
228913 | 22891 | 3 | 206 | Bedroom | TRUE
228914 | 22891 | 4 | 34 | Bathroom | TRUE
228915 | 22891 | 5 | 150 | Bedroom | TRUE
228916 | 22891 | 6 | 21 | Other | TRUE
228917 | 22891 | 7 | 145 | Family Room | TRUE | CONVERTED BACK PORCH NO CRAWL ACCESS OR ATTIC ACCESS
228918 | 22891 | 8 | 132 | Kitchen | TRUE
228919 | 22891 | 9 | 87 | Laundry Room | TRUE
2289110 | 22891 | 10 | 261 | Living Room | TRUE | COULD NOT ACCESS TV LABEL
2289111 | 22891 | 11 | 129 | Other | TRUE
2289112 | 22891 | 12 | 45 | Hall | TRUE
228971 | 22897 | 1 | 45 | Bathroom | TRUE | no windows
228972 | 22897 | 2 | 120 | Bedroom | TRUE
228973 | 22897 | 3 | 85 | Dining Room | TRUE
228974 | 22897 | 4 | 365 | Garage | FALSE
228975 | 22897 | 5 | 120 | Hall | TRUE | no windows
228976 | 22897 | 6 | 207 | Kitchen | TRUE
228977 | 22897 | 7 | 55 | Laundry Room | TRUE
228978 | 22897 | 8 | 215 | Living Room | TRUE
228979 | 22897 | 9 | 45 | Bathroom | TRUE
2289710 | 22897 | 10 | 140 | Master Bedroom | TRUE
2289711 | 22897 | 11 | 110 | Office | TRUE
229021 | 22902 | 1 | 60 | Hall | TRUE
229022 | 22902 | 2 | 54 | Bathroom | TRUE | no window
229023 | 22902 | 3 | 42 | Closet | TRUE | no window
229024 | 22902 | 4 | 160 | Bedroom | TRUE
229025 | 22902 | 5 | 216 | Dining Room | TRUE
229026 | 22902 | 6 | 522 | Other | TRUE | no window
229027 | 22902 | 7 | 62 | Other | TRUE | no window
229028 | 22902 | 8 | 302 | Laundry Room | TRUE | no window
229029 | 22902 | 9 | 45 | Other | TRUE | no window
2290210 | 22902 | 10 | 110 | Other | TRUE
2290211 | 22902 | 11 | 186 | Family Room | TRUE
2290212 | 22902 | 12 | 168 | Kitchen | TRUE
2290213 | 22902 | 13 | 222 | Living Room | TRUE
2290214 | 22902 | 14 | 63 | Office | TRUE
2290215 | 22902 | 15 | 58 | Bathroom | TRUE
2290216 | 22902 | 16 | 196 | Bedroom | TRUE
2290217 | 22902 | 17 | 150 | Bedroom | TRUE
2290218 | 22902 | 18 | 275 | Bedroom | TRUE
2290219 | 22902 | 19 | 44 | Closet | TRUE | no window
2290220 | 22902 | 20 | 17 | Closet | TRUE | no window
2290221 | 22902 | 21 | 42 | Closet | TRUE | no window or skylight
2290222 | 22902 | 22 | 130 | Hall | TRUE | no window
229031 | 22903 | 1 | 45 | Bathroom | TRUE | no windows
229032 | 22903 | 2 | 61 | Closet | TRUE | no windows
229033 | 22903 | 3 | 217 | Bathroom | TRUE
229034 | 22903 | 4 | 307 | Master Bedroom | TRUE
229035 | 22903 | 5 | 53 | Bathroom | TRUE | no windows
229036 | 22903 | 6 | 189 | Bedroom | TRUE
229037 | 22903 | 7 | 712 | Garage | FALSE | no windows
229038 | 22903 | 8 | 186 | Hall | TRUE
229039 | 22903 | 9 | 167 | Office | TRUE
2290310 | 22903 | 10 | 166 | Dining Room | TRUE
2290311 | 22903 | 11 | 335 | Living Room | TRUE
2290312 | 22903 | 12 | 489 | Kitchen | TRUE
2290313 | 22903 | 13 | 31 | Closet | TRUE | no windows
2290314 | 22903 | 14 | 39 | Hall | TRUE | no windows
2290315 | 22903 | 15 | 105 | Laundry Room | TRUE | no windows
229041 | 22904 | 1 | 132 | Bedroom | TRUE
229042 | 22904 | 2 | 12 | Hall | TRUE
229043 | 22904 | 3 | 440 | Family Room | TRUE
229044 | 22904 | 4 | 187 | Dining Room | TRUE
229045 | 22904 | 5 | 480 | Garage | FALSE
229046 | 22904 | 6 | 65 | Bathroom | TRUE
229047 | 22904 | 7 | 144 | Hall | TRUE
229048 | 22904 | 8 | 156 | Kitchen | TRUE
229049 | 22904 | 9 | 90 | Bathroom | TRUE
2290410 | 22904 | 10 | 221 | Master Bedroom | TRUE
2290411 | 22904 | 11 | 153 | Office | TRUE
2290412 | 22904 | 12 | 90 | Closet | TRUE
229091 | 22909 | 1 |  | Bedroom | TRUE
229092 | 22909 | 2 |  | Closet | TRUE
229093 | 22909 | 3 |  | Dining Room | TRUE
229094 | 22909 | 4 |  | Garage | FALSE
229095 | 22909 | 5 |  | Bathroom | TRUE
229096 | 22909 | 6 |  | Hall | TRUE
229097 | 22909 | 7 |  | Kitchen | TRUE
229098 | 22909 | 8 |  | Laundry Room | TRUE
229099 | 22909 | 9 |  | Living Room | TRUE
2290910 | 22909 | 10 |  | Master Bedroom | TRUE
2290911 | 22909 | 11 |  | Bathroom | TRUE
2290912 | 22909 | 12 |  | Other | TRUE | patio enclosed after original build nincludes heat run and insulated walls with significant windows
229191 | 22919 | 1 |  | Bedroom | TRUE | no windows
229192 | 22919 | 2 | 65 | Bathroom | TRUE | no windows
229193 | 22919 | 3 | 70 | Bathroom | TRUE
229194 | 22919 | 4 | 240 | Office | TRUE
229195 | 22919 | 5 | 130 | Bedroom | TRUE
229196 | 22919 | 6 | 180 | Master Bedroom | TRUE
229197 | 22919 | 7 | 110 | Bedroom | TRUE
229198 | 22919 | 8 | 30 | Closet | TRUE | no windows
229199 | 22919 | 9 | 75 | Closet | TRUE | no windows
2291910 | 22919 | 10 | 120 | Dining Room | TRUE
2291911 | 22919 | 11 | 130 | Living Room | TRUE
2291912 | 22919 | 12 | 350 | Garage | FALSE | no windows
2291913 | 22919 | 13 | 190 | Hall | TRUE
2291914 | 22919 | 14 | 135 | Kitchen | TRUE
2291915 | 22919 | 15 | 40 | Laundry Room | TRUE | no windows
2291916 | 22919 | 16 | 280 | Living Room | TRUE
229351 | 22935 | 1 | 200 | Bathroom | TRUE
229352 | 22935 | 2 | 216 | Bedroom | TRUE
229353 | 22935 | 3 | 100 | Other | TRUE
229354 | 22935 | 4 | 120 | Office | TRUE
229355 | 22935 | 5 | 200 | Dining Room | TRUE
229356 | 22935 | 6 | 178 | Bathroom | TRUE
229357 | 22935 | 7 | 169 | Bedroom | TRUE
229358 | 22935 | 8 | 280 | Bedroom | TRUE
229359 | 22935 | 9 | 75 | Hall | TRUE
2293510 | 22935 | 10 | 600 | Living Room | TRUE
2293511 | 22935 | 11 | 240 | Bedroom | TRUE
2293512 | 22935 | 12 | 260 | Family Room | TRUE
2293513 | 22935 | 13 | 506 | Garage | FALSE
2293514 | 22935 | 14 | 270 | Kitchen | TRUE
2293515 | 22935 | 15 | 525 | Living Room | TRUE
2293516 | 22935 | 16 | 50 | Closet | TRUE
2293517 | 22935 | 17 | 90 | Bathroom | TRUE
2293518 | 22935 | 18 | 270 | Master Bedroom | TRUE
2293519 | 22935 | 19 | 289 | Other | TRUE
2293520 | 22935 | 20 | 225 | Office | TRUE
2293521 | 22935 | 21 | 40 | Hall | TRUE
2293522 | 22935 | 22 | 40 | Hall | TRUE
229381 | 22938 | 1 | 68 | Bathroom | TRUE
229382 | 22938 | 2 | 86 | Bathroom | TRUE
229383 | 22938 | 3 | 112 | Bedroom | TRUE
229384 | 22938 | 4 | 170 | Bedroom | TRUE
229385 | 22938 | 5 | 111 | Bedroom | TRUE
229386 | 22938 | 6 | 113 | Bedroom | TRUE
229387 | 22938 | 7 | 84 | Dining Room | TRUE
229388 | 22938 | 8 | 165 | Other | TRUE
229389 | 22938 | 9 | 138 | Family Room | TRUE
2293810 | 22938 | 10 | 299 | Garage | FALSE
2293811 | 22938 | 11 | 87 | Hall | TRUE
2293812 | 22938 | 12 | 126 | Hall | TRUE
2293813 | 22938 | 13 | 153 | Kitchen | TRUE
2293814 | 22938 | 14 | 30 | Laundry Room | TRUE
2293815 | 22938 | 15 | 204 | Living Room | TRUE
2293816 | 22938 | 16 | 41 | Closet | TRUE
229441 | 22944 | 1 | 40 | Bathroom | TRUE | no windows
229442 | 22944 | 2 | 40 | Bathroom | TRUE | no windows
229443 | 22944 | 3 | 125 | Master Bedroom | TRUE
229444 | 22944 | 4 | 105 | Bedroom | TRUE
229445 | 22944 | 5 | 180 | Family Room | TRUE
229446 | 22944 | 6 | 420 | Garage | FALSE | no windows
229447 | 22944 | 7 | 35 | Hall | TRUE | no windows
229448 | 22944 | 8 | 180 | Kitchen | TRUE
229449 | 22944 | 9 | 20 | Laundry Room | TRUE | no windows
2294410 | 22944 | 10 | 204 | Living Room | TRUE
2294411 | 22944 | 11 | 90 | Office | TRUE
229501 | 22950 | 1 | 75 | Bathroom | TRUE
229502 | 22950 | 2 | 160 | Bedroom | TRUE
229503 | 22950 | 3 | 160 | Bedroom | TRUE
229504 | 22950 | 4 | 124 | Dining Room | TRUE
229505 | 22950 | 5 | 50 | Bathroom | TRUE
229506 | 22950 | 6 | 76 | Bathroom | TRUE
229507 | 22950 | 7 | 164 | Bedroom | TRUE
229508 | 22950 | 8 | 180 | Bedroom | TRUE
229509 | 22950 | 9 | 212 | Family Room | TRUE
2295010 | 22950 | 10 | 62 | Hall | TRUE
2295011 | 22950 | 11 | 36 | Hall | TRUE
2295012 | 22950 | 12 | 204 | Kitchen | TRUE
2295013 | 22950 | 13 | 502 | Living Room | TRUE
2295014 | 22950 | 14 | 126 | Hall | TRUE
2295015 | 22950 | 15 | 142 | Kitchen | TRUE
2295016 | 22950 | 16 | 315 | Living Room | TRUE
2295017 | 22950 | 17 | 236 | Master Bedroom | TRUE
2295018 | 22950 | 18 | 76 | Other | TRUE
2295019 | 22950 | 19 | 260 | Laundry Room | TRUE | UTILITY AND STORAGE
229531 | 22953 | 1 | 63 | Bathroom | TRUE | no windows
229532 | 22953 | 2 | 204 | Bedroom | TRUE
229533 | 22953 | 3 | 480 | Bedroom | TRUE
229534 | 22953 | 4 | 23 | Hall | TRUE
229535 | 22953 | 5 | 295 | Kitchen | TRUE
229536 | 22953 | 6 | 60 | Laundry Room | TRUE | no windows
229537 | 22953 | 7 | 185 | Living Room | TRUE
229538 | 22953 | 8 | 275 | Master Bedroom | TRUE
229551 | 22955 | 1 | 43 | Bathroom | TRUE | no windows
229552 | 22955 | 2 | 70 | Bathroom | TRUE | no windows
229553 | 22955 | 3 | 118 | Bedroom | TRUE
229554 | 22955 | 4 | 111 | Bedroom | TRUE
229555 | 22955 | 5 | 213 | Bedroom | TRUE
229556 | 22955 | 6 | 800 | Garage | FALSE | no windows
229557 | 22955 | 7 | 31 | Hall | TRUE | no windows
229558 | 22955 | 8 | 26 | Hall | TRUE | no windows
229559 | 22955 | 9 | 28 | Laundry Room | TRUE | no windows
2295510 | 22955 | 10 | 258 | Living Room | TRUE
2295511 | 22955 | 11 | 150 | Office | TRUE
2295512 | 22955 | 12 | 212 | Kitchen | TRUE
229571 | 22957 | 1 | 55 | Bathroom | TRUE
229572 | 22957 | 2 | 150 | Bedroom | TRUE
229573 | 22957 | 3 | 110 | Bedroom | TRUE | tv was not on a channel, just blue screen.
229574 | 22957 | 4 | 170 | Bedroom | TRUE | with extra closets included
229575 | 22957 | 5 | 121 | Garage | TRUE | window is a sliding glass door
229576 | 22957 | 6 | 526 | Garage | FALSE | no windows
229577 | 22957 | 7 | 75 | Hall | TRUE
229578 | 22957 | 8 | 130 | Kitchen | TRUE
229579 | 22957 | 9 | 60 | Laundry Room | TRUE
2295710 | 22957 | 10 | 310 | Living Room | TRUE
2295711 | 22957 | 11 | 89 | Other | TRUE
229601 | 22960 | 1 | 48 | Bathroom | TRUE
229602 | 22960 | 2 | 76 | Bathroom | TRUE
229603 | 22960 | 3 | 175 | Bedroom | TRUE
229604 | 22960 | 4 | 220 | Bedroom | TRUE
229605 | 22960 | 5 | 293 | Dining Room | TRUE
229606 | 22960 | 6 | 16 | Bathroom | TRUE
229607 | 22960 | 7 | 155 | Bedroom | TRUE
229608 | 22960 | 8 | 201 | Family Room | TRUE
229609 | 22960 | 9 | 410 | Office | TRUE
2296010 | 22960 | 10 | 164 | Laundry Room | TRUE
2296011 | 22960 | 11 | 864 | Garage | FALSE
2296012 | 22960 | 12 | 46 | Hall | TRUE
2296013 | 22960 | 13 | 387 | Kitchen | TRUE
2296014 | 22960 | 14 | 135 | Other | TRUE
2296015 | 22960 | 15 | 460 | Family Room | TRUE
229651 | 22965 | 1 | 360 | Family Room | TRUE
229652 | 22965 | 2 | 230 | Kitchen | TRUE
229653 | 22965 | 3 | 36 | Bathroom | TRUE
229654 | 22965 | 4 | 100 | Bedroom | TRUE
229655 | 22965 | 5 | 288 | Family Room | TRUE
229656 | 22965 | 6 | 420 | Garage | FALSE
229657 | 22965 | 7 | 127 | Hall | TRUE
229658 | 22965 | 8 | 80 | Laundry Room | TRUE
229659 | 22965 | 9 | 265 | Living Room | TRUE
2296510 | 22965 | 10 | 72 | Bathroom | TRUE
2296511 | 22965 | 11 | 221 | Master Bedroom | TRUE
2296512 | 22965 | 12 | 30 | Closet | TRUE
2296513 | 22965 | 13 | 48 | Hall | TRUE
2296514 | 22965 | 14 | 60 | Bathroom | TRUE
2296515 | 22965 | 15 | 175 | Bedroom | TRUE
2296516 | 22965 | 16 | 170 | Bedroom | TRUE
2296517 | 22965 | 17 | 75 | Hall | TRUE
229661 | 22966 | 1 | 623 | Garage | FALSE | no windows
229662 | 22966 | 2 | 1094 | Other | TRUE | no windows
229663 | 22966 | 3 | 48 | Bathroom | TRUE
229664 | 22966 | 4 | 181 | Bedroom | TRUE | no windows
229665 | 22966 | 5 | 275 | Dining Room | TRUE
229666 | 22966 | 6 | 250 | Family Room | TRUE
229667 | 22966 | 7 | 394 | Garage | FALSE
229668 | 22966 | 8 | 217 | Kitchen | TRUE
229691 | 22969 | 1 | 198 | Bedroom | TRUE
229692 | 22969 | 2 | 45 | Bathroom | TRUE
229693 | 22969 | 3 | 175 | Other | TRUE
229694 | 22969 | 4 | 640 | Garage | FALSE
229695 | 22969 | 5 | 520 | Kitchen | TRUE
229696 | 22969 | 6 | 60 | Laundry Room | TRUE
229697 | 22969 | 7 | 240 | Living Room | TRUE
229698 | 22969 | 8 | 304 | Living Room | TRUE
229699 | 22969 | 9 | 99 | Bathroom | TRUE
2296910 | 22969 | 10 | 240 | Master Bedroom | TRUE
2296911 | 22969 | 11 | 156 | Office | TRUE
2296912 | 22969 | 12 | 144 | Dining Room | TRUE
2296913 | 22969 | 13 | 195 | Bedroom | TRUE | No lighting
2296914 | 22969 | 14 | 80 | Hall | TRUE
2296915 | 22969 | 15 | 55 | Bathroom | TRUE
2296916 | 22969 | 16 | 75 | Hall | TRUE
2296917 | 22969 | 17 | 180 | Office | TRUE
229771 | 22977 | 1 | 3000 | Other | FALSE | no windows
229772 | 22977 | 2 | 70 | Bathroom | TRUE
229773 | 22977 | 3 | 190 | Bedroom | TRUE
229774 | 22977 | 4 | 65 | Bathroom | TRUE
229775 | 22977 | 5 | 20 | Closet | TRUE | no windows
229776 | 22977 | 6 | 21 | Closet | TRUE | no windows
229777 | 22977 | 7 | 15 | Closet | TRUE | no windows
229778 | 22977 | 8 | 245 | Hall | TRUE
229779 | 22977 | 9 | 115 | Kitchen | TRUE
2297710 | 22977 | 10 | 390 | Family Room | TRUE
2297711 | 22977 | 11 | 460 | Garage | FALSE
2297712 | 22977 | 12 | 36 | Kitchen | TRUE | no windows
2297713 | 22977 | 13 | 210 | Kitchen | TRUE
2297714 | 22977 | 14 | 440 | Living Room | TRUE
2297715 | 22977 | 15 | 100 | Bathroom | TRUE
2297716 | 22977 | 16 | 390 | Master Bedroom | TRUE
2297717 | 22977 | 17 | 100 | Closet | TRUE | no windows
2297718 | 22977 | 18 | 166 | Office | TRUE
2297719 | 22977 | 19 | 113 | Closet | TRUE | no windows
2297720 | 22977 | 20 | 64 | Other | FALSE | no windows
2297721 | 22977 | 21 | 35 | Laundry Room | TRUE
2297722 | 22977 | 22 | 280 | Closet | TRUE
2297723 | 22977 | 23 | 300 | Other | FALSE | no windows
229821 | 22982 | 1 | 75 | Bathroom | TRUE
229822 | 22982 | 2 | 180 | Bedroom | TRUE
229823 | 22982 | 3 | 130 | Dining Room | TRUE
229824 | 22982 | 4 | 240 | Family Room | TRUE
229825 | 22982 | 5 | 660 | Garage | FALSE
229826 | 22982 | 6 | 60 | Bathroom | TRUE
229827 | 22982 | 7 | 130 | Other | TRUE
229828 | 22982 | 8 | 280 | Kitchen | TRUE
229829 | 22982 | 9 | 66 | Laundry Room | TRUE
2298210 | 22982 | 10 | 225 | Living Room | TRUE
2298211 | 22982 | 11 | 110 | Bathroom | TRUE
2298212 | 22982 | 12 | 394 | Master Bedroom | TRUE
2298213 | 22982 | 13 | 142 | Office | TRUE
2298214 | 22982 | 14 | 308 | Other | TRUE
2298215 | 22982 | 15 | 120 | Bedroom | TRUE
2298216 | 22982 | 16 | 143 | Bedroom | TRUE
2298217 | 22982 | 17 | 80 | Hall | TRUE
229851 | 22985 | 1 | 130 | Bathroom | TRUE
229852 | 22985 | 2 | 50 | Closet | TRUE | no windows
229853 | 22985 | 3 | 50 | Closet | TRUE | no windows
229854 | 22985 | 4 | 125 | Other | TRUE
229855 | 22985 | 5 | 800 | Garage | FALSE | no windows
229856 | 22985 | 6 | 150 | Bedroom | TRUE
229857 | 22985 | 7 | 18 | Bathroom | TRUE | no windows
229858 | 22985 | 8 | 50 | Hall | TRUE | no windows
229859 | 22985 | 9 | 280 | Kitchen | TRUE
2298510 | 22985 | 10 | 100 | Laundry Room | TRUE
2298511 | 22985 | 11 | 320 | Living Room | TRUE
2298512 | 22985 | 12 | 220 | Bathroom | TRUE
2298513 | 22985 | 13 | 270 | Master Bedroom | TRUE
2298514 | 22985 | 14 | 190 | Office | TRUE
2298515 | 22985 | 15 | 150 | Family Room | TRUE
229931 | 22993 | 1 | 46 | Bathroom | TRUE
229932 | 22993 | 2 | 73 | Bathroom | TRUE
229933 | 22993 | 3 | 234 | Bedroom | TRUE
229934 | 22993 | 4 | 248 | Bedroom | TRUE
229935 | 22993 | 5 | 15 | Closet | TRUE
229936 | 22993 | 6 | 36 | Closet | TRUE
229937 | 22993 | 7 | 51 | Closet | TRUE
229938 | 22993 | 8 | 146 | Hall | TRUE
229939 | 22993 | 9 | 282 | Kitchen | TRUE
2299310 | 22993 | 10 | 282 | Living Room | TRUE
2299311 | 22993 | 11 |  | Other | FALSE
229941 | 22994 | 1 | 65 | Bathroom | TRUE
229942 | 22994 | 2 | 250 | Bedroom | TRUE
229943 | 22994 | 3 | 144 | Bedroom | TRUE
229944 | 22994 | 4 | 160 | Dining Room | TRUE
229945 | 22994 | 5 | 21 | Hall | TRUE
229946 | 22994 | 6 | 130 | Kitchen | TRUE
229947 | 22994 | 7 | 60 | Laundry Room | TRUE
229948 | 22994 | 8 | 256 | Living Room | TRUE | 16 x 16
229949 | 22994 | 9 | 102 | Hall | TRUE
2299410 | 22994 | 10 | 60 | Bathroom | TRUE
2299411 | 22994 | 11 | 222 | Bedroom | TRUE
230031 | 23003 | 1 | 800 | Other | FALSE
230032 | 23003 | 2 | 44 | Bathroom | TRUE
230033 | 23003 | 3 | 150 | Bedroom | TRUE
230034 | 23003 | 4 | 105 | Office | TRUE
230035 | 23003 | 5 | 20 | Hall | TRUE | no windows
230036 | 23003 | 6 | 174 | Kitchen | TRUE
230037 | 23003 | 7 | 240 | Living Room | TRUE
230171 | 23017 | 1 | 1632 | Other | TRUE | unfinished but heated future 2cbedrooms plus other rooms
230172 | 23017 | 2 | 448 | Other | TRUE | roomha no ic hea sorce bu is open n onain mech equipment and is typcal of the rest of the basmebt excluding radiantvfloor heat
230173 | 23017 | 3 | 60 | Bathroom | TRUE
230174 | 23017 | 4 | 160 | Hall | TRUE
230175 | 23017 | 5 | 650 | Garage | FALSE | this garage has hydronic floor heat
230176 | 23017 | 6 | 320 | Kitchen | TRUE
230177 | 23017 | 7 | 100 | Laundry Room | TRUE
230178 | 23017 | 8 | 640 | Living Room | TRUE
230179 | 23017 | 9 | 144 | Bathroom | TRUE
2301710 | 23017 | 10 | 164 | Master Bedroom | TRUE
2301711 | 23017 | 11 | 48 | Closet | TRUE
2301712 | 23017 | 12 | 110 | Office | TRUE
2301713 | 23017 | 13 | 110 | Closet | TRUE
2301714 | 23017 | 14 | 110 | Other | TRUE
230211 | 23021 | 1 | 42 | Bathroom | TRUE | no windows
230212 | 23021 | 2 | 45 | Closet | TRUE | no windows
230213 | 23021 | 3 | 150 | Other | TRUE
230214 | 23021 | 4 | 36 | Hall | TRUE | no windows
230215 | 23021 | 5 | 45 | Hall | TRUE | no windows
230216 | 23021 | 6 | 30 | Hall | TRUE | no windows
230217 | 23021 | 7 | 260 | Kitchen | TRUE
230218 | 23021 | 8 | 61 | Laundry Room | TRUE
230219 | 23021 | 9 | 222 | Living Room | TRUE
2302110 | 23021 | 10 | 85 | Bathroom | TRUE
2302111 | 23021 | 11 | 182 | Master Bedroom | TRUE
2302112 | 23021 | 12 | 120 | Family Room | TRUE
2302113 | 23021 | 13 | 140 | Office | TRUE
230281 | 23028 | 1 | 58 | Bathroom | TRUE
230282 | 23028 | 2 | 42 | Bathroom | TRUE
230283 | 23028 | 3 | 123 | Bedroom | TRUE
230284 | 23028 | 4 | 162 | Bedroom | TRUE
230285 | 23028 | 5 | 155 | Bedroom | TRUE
230286 | 23028 | 6 | 129 | Bedroom | TRUE
230287 | 23028 | 7 | 133 | Bedroom | TRUE
230288 | 23028 | 8 | 76 | Bedroom | TRUE
230289 | 23028 | 9 | 134 | Dining Room | TRUE
2302810 | 23028 | 10 | 404 | Family Room | TRUE
2302811 | 23028 | 11 | 12 | Other | TRUE
2302812 | 23028 | 12 | 459 | Garage | FALSE
2302813 | 23028 | 13 | 63 | Hall | TRUE
2302814 | 23028 | 14 | 88 | Hall | TRUE
2302815 | 23028 | 15 | 192 | Kitchen | TRUE
2302816 | 23028 | 16 | 61 | Laundry Room | TRUE
2302817 | 23028 | 17 | 400 | Living Room | TRUE
2302818 | 23028 | 18 | 92 | Bathroom | TRUE
2302819 | 23028 | 19 | 249 | Master Bedroom | TRUE
2302820 | 23028 | 20 | 57 | Closet | TRUE
2302821 | 23028 | 21 | 695 | Garage | FALSE
2302822 | 23028 | 22 | 96 | Hall | TRUE
230291 | 23029 | 1 | 48 | Other | TRUE
230292 | 23029 | 2 |  | Garage | FALSE
230293 | 23029 | 3 | 300 | Bedroom | TRUE
230294 | 23029 | 4 | 280 | Kitchen | TRUE
230295 | 23029 | 5 | 490 | Laundry Room | TRUE
230296 | 23029 | 6 | 720 | Office | TRUE
230297 | 23029 | 7 | 432 | Living Room | TRUE
230298 | 23029 | 8 | 48 | Bathroom | TRUE
230299 | 23029 | 9 | 52 | Hall | TRUE
2302910 | 23029 | 10 | 48 | Bathroom | TRUE
2302911 | 23029 | 11 | 240 | Master Bedroom | TRUE
2302912 | 23029 | 12 | 77 | Office | TRUE
2302913 | 23029 | 13 | 210 | Bedroom | TRUE
2302914 | 23029 | 14 | 84 | Hall | TRUE
2302915 | 23029 | 15 | 184 | Bedroom | TRUE
2302916 | 23029 | 16 | 49 | Bathroom | TRUE
230341 | 23034 | 1 | 317 | Living Room | TRUE
230342 | 23034 | 2 | 126 | Hall | TRUE
230343 | 23034 | 3 | 1355 | Other | TRUE | Unfinished Area includes a garage
230344 | 23034 | 4 | 73 | Dining Room | TRUE
230345 | 23034 | 5 | 206 | Kitchen | TRUE
230346 | 23034 | 6 | 126 | Bedroom | TRUE
230347 | 23034 | 7 | 181 | Hall | TRUE
230348 | 23034 | 8 | 43 | Bathroom | TRUE
230349 | 23034 | 9 | 217 | Master Bedroom | TRUE
2303410 | 23034 | 10 | 171 | Office | TRUE
2303411 | 23034 | 11 | 49 | Closet | TRUE
230491 | 23049 | 1 | 450 | Other | TRUE
230492 | 23049 | 2 | 35 | Bathroom | TRUE
230493 | 23049 | 3 | 150 | Bedroom | TRUE
230494 | 23049 | 4 | 115 | Bedroom | TRUE
230495 | 23049 | 5 | 115 | Bedroom | TRUE
230496 | 23049 | 6 | 75 | Hall | TRUE
230497 | 23049 | 7 | 375 | Family Room | TRUE
230498 | 23049 | 8 | 600 | Garage | FALSE
230499 | 23049 | 9 | 110 | Hall | TRUE
2304910 | 23049 | 10 | 250 | Kitchen | TRUE
2304911 | 23049 | 11 | 100 | Laundry Room | TRUE
2304912 | 23049 | 12 | 500 | Living Room | TRUE
2304913 | 23049 | 13 | 45 | Bathroom | TRUE
2304914 | 23049 | 14 | 165 | Master Bedroom | TRUE
2304915 | 23049 | 15 | 140 | Office | TRUE
2304916 | 23049 | 16 | 250 | Office | TRUE
230841 | 23084 | 1 | 85 | Bathroom | TRUE
230842 | 23084 | 2 | 140 | Bedroom | TRUE
230843 | 23084 | 3 | 155 | Bedroom | TRUE
230844 | 23084 | 4 | 162 | Dining Room | TRUE
230845 | 23084 | 5 | 165 | Other | TRUE
230846 | 23084 | 6 | 323 | Family Room | TRUE
230847 | 23084 | 7 | 110 | Other | TRUE
230848 | 23084 | 8 | 530 | Garage | FALSE
230849 | 23084 | 9 | 75 | Hall | TRUE
2308410 | 23084 | 10 | 160 | Kitchen | TRUE
2308411 | 23084 | 11 | 95 | Laundry Room | TRUE
2308412 | 23084 | 12 | 340 | Living Room | TRUE
2308413 | 23084 | 13 | 100 | Bathroom | TRUE
2308414 | 23084 | 14 | 280 | Master Bedroom | TRUE
2308415 | 23084 | 15 | 58 | Other | TRUE
2308416 | 23084 | 16 | 110 | Dining Room | TRUE
2308417 | 23084 | 17 | 90 | Office | TRUE
2308418 | 23084 | 18 | 25 | Bathroom | TRUE
231101 | 23110 | 1 | 304 | Living Room | TRUE
231102 | 23110 | 2 | 108 | Hall | TRUE
231103 | 23110 | 3 | 144 | Bedroom | TRUE
231104 | 23110 | 4 | 70 | Bathroom | TRUE
231105 | 23110 | 5 | 134 | Master Bedroom | TRUE
231111 | 23111 | 1 | 62 | Bathroom | TRUE
231112 | 23111 | 2 | 146 | Bedroom | TRUE
231113 | 23111 | 3 | 162 | Bedroom | TRUE
231114 | 23111 | 4 | 600 | Other | TRUE | BONUS ROOM OVER GARAGE KNEE WALLS DO NOT HAVE INSULATION ENCAPSULATED
231115 | 23111 | 5 | 800 | Garage | FALSE
231116 | 23111 | 6 | 402 | Kitchen | TRUE
231117 | 23111 | 7 | 32 | Laundry Room | TRUE
231118 | 23111 | 8 | 392 | Living Room | TRUE | TV MOUNTED INTO ROCK SUROUND NO ACCESS TO BACK OR CORD
231119 | 23111 | 9 | 160 | Bathroom | TRUE | 6 SHOWER HEADS IN MASTER BATH USE ONE HEAD AT A TIME
2311110 | 23111 | 10 | 90 | Closet | TRUE
2311111 | 23111 | 11 | 282 | Master Bedroom | TRUE | CAN NOT ACCESS CORD OR MOVE TV
2311112 | 23111 | 12 | 60 | Other | TRUE | MECH ROOM IN UPSTAIRS HAS MANY HOLES TO ATTIC
2311113 | 23111 | 13 | 63 | Other | TRUE
2311114 | 23111 | 14 | 160 | Office | TRUE | RADIANT HEATER IN OFFICE HONEYWELL
2311115 | 23111 | 15 | 20 | Bathroom | TRUE
2311116 | 23111 | 16 | 160 | Hall | TRUE
2311117 | 23111 | 17 | 150 | Bedroom | TRUE
2311118 | 23111 | 18 | 300 | Other | FALSE | STORAGE ROOM IN CRAWL DEHUMIDIFIER RUNNING 24/7
2311119 | 23111 | 19 | 1500 | Other | FALSE | 30 x 50 RV storage garage-3 propane gas heaters mounted to ceiling using propane use seldom
2311120 | 23111 | 20 | 240 | Bedroom | TRUE
2311121 | 23111 | 21 | 122 | Hall | TRUE
2311122 | 23111 | 22 | 50 | Hall | TRUE
2311123 | 23111 | 23 | 80 | Other | TRUE
2311124 | 23111 | 24 | 45 | Bathroom | TRUE
231121 | 23112 | 1 | 60 | Bathroom | TRUE
231122 | 23112 | 2 | 155 | Bedroom | TRUE
231123 | 23112 | 3 | 980 | Garage | TRUE
231124 | 23112 | 4 | 45 | Hall | TRUE
231125 | 23112 | 5 | 275 | Kitchen | TRUE
231126 | 23112 | 6 | 65 | Laundry Room | TRUE
231127 | 23112 | 7 | 740 | Living Room | TRUE
231128 | 23112 | 8 | 130 | Bathroom | TRUE
231129 | 23112 | 9 | 285 | Master Bedroom | TRUE
2311210 | 23112 | 10 | 140 | Office | TRUE
231131 | 23113 | 1 | 86 | Bathroom | TRUE | no windows
231132 | 23113 | 2 | 94 | Bathroom | TRUE | no windows
231133 | 23113 | 3 | 148 | Bedroom | TRUE
231134 | 23113 | 4 | 190 | Bedroom | TRUE
231135 | 23113 | 5 | 50 | Closet | TRUE | no windows
231136 | 23113 | 6 | 162 | Dining Room | TRUE
231137 | 23113 | 7 | 244 | Family Room | TRUE
231138 | 23113 | 8 | 287 | Garage | FALSE | no windows
231139 | 23113 | 9 | 38 | Hall | TRUE | no windows
2311310 | 23113 | 10 | 191 | Kitchen | TRUE
2311311 | 23113 | 11 | 52 | Laundry Room | TRUE | no windows
2311312 | 23113 | 12 | 320 | Living Room | TRUE
2311313 | 23113 | 13 | 87 | Bathroom | TRUE
2311314 | 23113 | 14 | 220 | Master Bedroom | TRUE
2311315 | 23113 | 15 | 120 | Office | TRUE
231191 | 23119 | 1 | 250 | Other | TRUE
231192 | 23119 | 2 | 96 | Bathroom | TRUE
231193 | 23119 | 3 | 100 | Bathroom | TRUE
231194 | 23119 | 4 | 196 | Bedroom | TRUE
231195 | 23119 | 5 | 156 | Dining Room | TRUE
231196 | 23119 | 6 | 36 | Hall | TRUE
231197 | 23119 | 7 | 130 | Hall | TRUE
231198 | 23119 | 8 | 45 | Hall | TRUE
231199 | 23119 | 9 | 70 | Hall | TRUE
2311910 | 23119 | 10 | 144 | Kitchen | TRUE
2311911 | 23119 | 11 | 132 | Laundry Room | TRUE
2311912 | 23119 | 12 | 312 | Living Room | TRUE
2311913 | 23119 | 13 | 90 | Bathroom | TRUE
2311914 | 23119 | 14 | 180 | Bedroom | TRUE
2311915 | 23119 | 15 | 70 | Closet | TRUE
2311916 | 23119 | 16 | 100 | Office | TRUE
2311917 | 23119 | 17 | 144 | Bedroom | TRUE
2311918 | 23119 | 18 | 640 | Other | TRUE
2311919 | 23119 | 19 | 175 | Other | TRUE
2311920 | 23119 | 20 | 175 | Other | TRUE
231221 | 23122 | 1 | 45 | Bathroom | TRUE | no windows
231222 | 23122 | 2 | 45 | Bathroom | TRUE
231223 | 23122 | 3 | 35 | Bathroom | TRUE | no windows
231224 | 23122 | 4 | 35 | Closet | TRUE | no windows
231225 | 23122 | 5 | 135 | Dining Room | TRUE
231226 | 23122 | 6 | 155 | Hall | TRUE
231227 | 23122 | 7 | 375 | Family Room | TRUE
231228 | 23122 | 8 | 400 | Garage | FALSE | no windows
231229 | 23122 | 9 | 210 | Kitchen | TRUE
2312210 | 23122 | 10 | 38 | Laundry Room | TRUE
2312211 | 23122 | 11 | 255 | Living Room | TRUE
2312212 | 23122 | 12 | 168 | Master Bedroom | TRUE
2312213 | 23122 | 13 | 140 | Office | TRUE
2312214 | 23122 | 14 | 110 | Bedroom | TRUE
2312215 | 23122 | 15 | 15 | Closet | TRUE | no windows
2312216 | 23122 | 16 | 110 | Bedroom | TRUE
231231 | 23123 | 1 | 100 | Bathroom | TRUE
231232 | 23123 | 2 | 150 | Bedroom | TRUE
231233 | 23123 | 3 | 150 | Dining Room | TRUE
231234 | 23123 | 4 | 200 | Kitchen | TRUE
231235 | 23123 | 5 | 50 | Laundry Room | TRUE | no windows
231236 | 23123 | 6 | 250 | Living Room | TRUE
231237 | 23123 | 7 | 150 | Office | TRUE
231381 | 23138 | 1 | 18 | Bathroom | TRUE | just off the kitchen
231382 | 23138 | 2 | 73 | Bathroom | TRUE
231383 | 23138 | 3 | 140 | Master Bedroom | TRUE
231384 | 23138 | 4 | 120 | Bedroom | TRUE
231385 | 23138 | 5 | 151 | Bedroom | TRUE
231386 | 23138 | 6 | 95 | Bedroom | TRUE
231387 | 23138 | 7 | 183 | Bedroom | TRUE
231388 | 23138 | 8 | 114 | Dining Room | TRUE
231389 | 23138 | 9 | 402 | Family Room | TRUE
2313810 | 23138 | 10 | 912 | Garage | FALSE
2313811 | 23138 | 11 | 57 | Hall | TRUE
2313812 | 23138 | 12 | 178 | Kitchen | TRUE
2313813 | 23138 | 13 | 256 | Living Room | TRUE
2313814 | 23138 | 14 | 127 | Office | TRUE
2313815 | 23138 | 15 | 322 | Other | TRUE
231451 | 23145 | 1 | 28 | Bathroom | TRUE
231452 | 23145 | 2 | 60 | Bathroom | TRUE
231453 | 23145 | 3 | 230 | Bedroom | TRUE
231454 | 23145 | 4 | 185 | Bedroom | TRUE
231455 | 23145 | 5 | 189 | Bedroom | TRUE
231456 | 23145 | 6 | 159 | Bedroom | TRUE
231457 | 23145 | 7 |  | Dining Room | TRUE
231458 | 23145 | 8 | 115 | Laundry Room | TRUE
231459 | 23145 | 9 | 491 | Kitchen | TRUE
2314510 | 23145 | 10 | 359 | Living Room | TRUE
2314511 | 23145 | 11 | 115 | Bathroom | TRUE
2314512 | 23145 | 12 | 382 | Master Bedroom | TRUE
2314513 | 23145 | 13 | 319 | Hall | TRUE
231511 | 23151 | 1 | 24 | Bathroom | TRUE | no windows
231512 | 23151 | 2 | 65 | Bathroom | TRUE | no windows
231513 | 23151 | 3 | 120 | Bedroom | TRUE
231514 | 23151 | 4 | 242 | Master Bedroom | TRUE
231515 | 23151 | 5 | 125 | Bedroom | TRUE
231516 | 23151 | 6 | 115 | Bedroom | TRUE
231517 | 23151 | 7 | 50 | Closet | TRUE | no windows
231518 | 23151 | 8 | 23 | Closet | TRUE | no windows
231519 | 23151 | 9 | 142 | Dining Room | TRUE
2315110 | 23151 | 10 | 100 | Hall | TRUE
2315111 | 23151 | 11 | 36 | Hall | TRUE | no windows
2315112 | 23151 | 12 | 133 | Hall | TRUE | no windows
2315113 | 23151 | 13 | 122 | Kitchen | TRUE
2315114 | 23151 | 14 | 48 | Laundry Room | TRUE
2315115 | 23151 | 15 | 290 | Living Room | TRUE
2315116 | 23151 | 16 | 92 | Bathroom | TRUE
2315117 | 23151 | 17 | 307 | Family Room | TRUE
2315118 | 23151 | 18 | 588 | Garage | FALSE
231551 | 23155 | 1 | 100 | Bathroom | TRUE | no windows
231552 | 23155 | 2 | 100 | Bathroom | TRUE
231553 | 23155 | 3 | 180 | Bedroom | TRUE
231554 | 23155 | 4 | 185 | Bedroom | TRUE
231555 | 23155 | 5 | 50 | Closet | TRUE
231556 | 23155 | 6 | 70 | Closet | TRUE | no windows
231557 | 23155 | 7 | 275 | Family Room | TRUE
231558 | 23155 | 8 | 640 | Garage | FALSE | no windows
231559 | 23155 | 9 | 18 | Hall | TRUE | no windows
2315510 | 23155 | 10 | 75 | Hall | TRUE | no windows
2315511 | 23155 | 11 | 150 | Kitchen | TRUE
2315512 | 23155 | 12 | 350 | Living Room | TRUE
2315513 | 23155 | 13 | 60 | Hall | TRUE | no windows
231781 | 23178 | 1 | 432 | Kitchen | TRUE
231782 | 23178 | 2 | 90 | Bathroom | TRUE
231783 | 23178 | 3 | 150 | Office | TRUE
231784 | 23178 | 4 | 190 | Master Bedroom | TRUE
231785 | 23178 | 5 | 810 | Garage | FALSE | no windows
231786 | 23178 | 6 | 280 | Living Room | TRUE
231787 | 23178 | 7 | 120 | Laundry Room | TRUE
231788 | 23178 | 8 | 36 | Hall | TRUE | no windows
231789 | 23178 | 9 | 60 | Bathroom | TRUE | no windows
2317810 | 23178 | 10 | 180 | Bedroom | TRUE
2317811 | 23178 | 11 | 480 | Office | TRUE
2317812 | 23178 | 12 | 420 | Living Room | TRUE
2317813 | 23178 | 13 | 144 | Hall | TRUE | no windows
231831 | 23183 | 1 | 195 | Bathroom | TRUE
231832 | 23183 | 2 | 144 | Kitchen | TRUE
231833 | 23183 | 3 | 360 | Living Room | TRUE
231834 | 23183 | 4 | 84 | Laundry Room | TRUE | no windows
231835 | 23183 | 5 | 198 | Office | TRUE
231836 | 23183 | 6 | 32 | Hall | TRUE
231837 | 23183 | 7 | 132 | Bedroom | TRUE
231838 | 23183 | 8 | 100 | Hall | TRUE | no windows
231839 | 23183 | 9 | 166 | Dining Room | TRUE | no windows
2318310 | 23183 | 10 | 45 | Bathroom | TRUE | no windows
2318311 | 23183 | 11 | 220 | Other | TRUE
2318312 | 23183 | 12 | 169 | Master Bedroom | TRUE
231851 | 23185 | 1 | 525 | Family Room | TRUE | Couldn't access TV plug, behind entertainment center, estimated
231852 | 23185 | 2 | 60 | Bathroom | TRUE
231853 | 23185 | 3 | 66 | Closet | TRUE | no windows
231854 | 23185 | 4 | 35 | Closet | TRUE | no windows
231855 | 23185 | 5 | 175 | Dining Room | TRUE
231856 | 23185 | 6 | 40 | Hall | TRUE | no windows
231857 | 23185 | 7 | 125 | Bedroom | TRUE
231858 | 23185 | 8 | 30 | Bathroom | TRUE | no windows
231859 | 23185 | 9 | 140 | Kitchen | TRUE
2318510 | 23185 | 10 | 67 | Laundry Room | TRUE | no windows
2318511 | 23185 | 11 | 325 | Living Room | TRUE
2318512 | 23185 | 12 | 190 | Master Bedroom | TRUE
2318513 | 23185 | 13 | 122 | Closet | TRUE | no windows
2318514 | 23185 | 14 | 115 | Office | TRUE
2318515 | 23185 | 15 | 56 | Hall | TRUE
2318516 | 23185 | 16 | 60 | Hall | TRUE
2318517 | 23185 | 17 | 170 | Closet | TRUE
2318518 | 23185 | 18 | 60 | Bathroom | TRUE | no windows
2318519 | 23185 | 19 | 180 | Bedroom | TRUE
2318520 | 23185 | 20 | 25 | Closet | TRUE | no windows
2318521 | 23185 | 21 | 160 | Family Room | TRUE
2318522 | 23185 | 22 | 75 | Closet | TRUE | no windows
2318523 | 23185 | 23 | 300 | Other | TRUE
231881 | 23188 | 1 | 140 | Bathroom | TRUE
231882 | 23188 | 2 | 121 | Bedroom | TRUE | TV WAS INACESSIBLE, ROOM LOCKED
231883 | 23188 | 3 | 135 | Bedroom | TRUE
231884 | 23188 | 4 | 115 | Bedroom | TRUE
231885 | 23188 | 5 | 175 | Bedroom | TRUE
231886 | 23188 | 6 | 65 | Hall | TRUE | no windows
231887 | 23188 | 7 | 180 | Laundry Room | TRUE
231888 | 23188 | 8 | 80 | Laundry Room | TRUE
231889 | 23188 | 9 | 459 | Living Room | TRUE
2318810 | 23188 | 10 | 240 | Hall | TRUE | no windows
231921 | 23192 | 1 | 42 | Bathroom | TRUE | no windows
231922 | 23192 | 2 | 50 | Bathroom | TRUE | no windows
231923 | 23192 | 3 | 197 | Bedroom | TRUE
231924 | 23192 | 4 | 152 | Bedroom | TRUE
231925 | 23192 | 5 | 160 | Bedroom | TRUE
231926 | 23192 | 6 | 160 | Bedroom | TRUE
231927 | 23192 | 7 | 16 | Closet | TRUE | no windows
231928 | 23192 | 8 | 135 | Dining Room | TRUE
231929 | 23192 | 9 | 321 | Family Room | TRUE
2319210 | 23192 | 10 | 329 | Family Room | TRUE
2319211 | 23192 | 11 | 493 | Garage | FALSE | no windows
2319212 | 23192 | 12 | 100 | Hall | TRUE | no windows
2319213 | 23192 | 13 | 177 | Kitchen | TRUE
2319214 | 23192 | 14 | 56 | Laundry Room | TRUE | no windows
2319215 | 23192 | 15 | 121 | Bathroom | TRUE
2319216 | 23192 | 16 | 283 | Master Bedroom | TRUE
2319217 | 23192 | 17 | 41 | Closet | TRUE | no windows
2319218 | 23192 | 18 | 137 | Office | TRUE
2319219 | 23192 | 19 | 265 | Living Room | TRUE
2319220 | 23192 | 20 | 70 | Other | TRUE | no windows
231961 | 23196 | 1 | 102 | Dining Room | TRUE
231962 | 23196 | 2 | 137 | Office | TRUE
231963 | 23196 | 3 | 158 | Family Room | TRUE
231964 | 23196 | 4 | 33 | Bathroom | TRUE
231965 | 23196 | 5 | 104 | Hall | TRUE | no windows
231966 | 23196 | 6 | 112 | Kitchen | TRUE
231967 | 23196 | 7 | 60 | Laundry Room | TRUE
231968 | 23196 | 8 | 347 | Garage | TRUE
231969 | 23196 | 9 | 58 | Bathroom | TRUE | no windows
2319610 | 23196 | 10 | 157 | Master Bedroom | TRUE
2319611 | 23196 | 11 | 155 | Other | TRUE
2319612 | 23196 | 12 | 720 | Other | FALSE | no windows
232111 | 23211 | 1 | 40 | Bathroom | TRUE
232112 | 23211 | 2 | 145 | Bathroom | TRUE
232113 | 23211 | 3 | 190 | Bathroom | TRUE
232114 | 23211 | 4 | 210 | Bedroom | TRUE
232115 | 23211 | 5 | 210 | Bedroom | TRUE
232116 | 23211 | 6 | 220 | Bedroom | TRUE
232117 | 23211 | 7 | 250 | Bedroom | TRUE
232118 | 23211 | 8 | 690 | Family Room | TRUE
232119 | 23211 | 9 | 170 | Hall | TRUE
2321110 | 23211 | 10 | 310 | Kitchen | TRUE
2321111 | 23211 | 11 | 215 | Laundry Room | TRUE
2321112 | 23211 | 12 | 470 | Living Room | TRUE
2321113 | 23211 | 13 | 345 | Master Bedroom | TRUE
2321114 | 23211 | 14 | 190 | Closet | TRUE
2321115 | 23211 | 15 | 250 | Office | TRUE
2321116 | 23211 | 16 | 690 | Other | TRUE
2321117 | 23211 | 17 | 60 | Hall | TRUE
2321118 | 23211 | 18 | 320 | Closet | TRUE
2321119 | 23211 | 19 | 179 | Closet | TRUE
2321120 | 23211 | 20 | 70 | Closet | TRUE
232131 | 23213 | 1 | 400 | Other | TRUE | no windows
232132 | 23213 | 2 | 70 | Bathroom | TRUE | no windows
232133 | 23213 | 3 | 90 | Bathroom | TRUE
232134 | 23213 | 4 | 170 | Bedroom | TRUE
232135 | 23213 | 5 | 180 | Bedroom | TRUE | no windows
232136 | 23213 | 6 | 180 | Bedroom | TRUE
232137 | 23213 | 7 | 160 | Dining Room | TRUE
232138 | 23213 | 8 | 80 | Other | FALSE | no windows
232139 | 23213 | 9 | 75 | Hall | TRUE | no windows
2321310 | 23213 | 10 | 100 | Hall | TRUE | no windows
2321311 | 23213 | 11 | 180 | Kitchen | TRUE
2321312 | 23213 | 12 | 110 | Laundry Room | TRUE
2321313 | 23213 | 13 | 500 | Living Room | TRUE
2321314 | 23213 | 14 | 170 | Office | TRUE
2321315 | 23213 | 15 | 160 | Office | TRUE
2321316 | 23213 | 16 | 80 | Office | TRUE | no windows
2321317 | 23213 | 17 | 150 | Other | FALSE | no windows
2321318 | 23213 | 18 | 150 | Other | FALSE | no windows
232331 | 23233 | 1 | 79 | Bathroom | TRUE
232332 | 23233 | 2 | 65 | Bathroom | TRUE
232333 | 23233 | 3 | 201 | Bedroom | TRUE
232334 | 23233 | 4 | 130 | Bedroom | TRUE
232335 | 23233 | 5 | 185 | Bedroom | TRUE
232336 | 23233 | 6 | 185 | Bedroom | TRUE
232337 | 23233 | 7 | 30 | Closet | TRUE
232338 | 23233 | 8 | 73 | Other | TRUE
232339 | 23233 | 9 | 850 | Garage | FALSE
2323310 | 23233 | 10 | 157 | Kitchen | TRUE
2323311 | 23233 | 11 | 100 | Laundry Room | TRUE
2323312 | 23233 | 12 | 700 | Living Room | TRUE
2323313 | 23233 | 13 | 35 | Other | TRUE
2323314 | 23233 | 14 | 146 | Other | FALSE
2323315 | 23233 | 15 | 290 | Other | TRUE
232351 | 23235 | 1 | 130 | Hall | TRUE | no windows
232352 | 23235 | 2 | 150 | Bedroom | TRUE
232353 | 23235 | 3 | 200 | Kitchen | TRUE
232354 | 23235 | 4 | 70 | Laundry Room | TRUE | no windows
232355 | 23235 | 5 | 345 | Living Room | TRUE | client did not want me to move cabinet or tv.
232356 | 23235 | 6 | 50 | Bathroom | TRUE
232357 | 23235 | 7 | 80 | Closet | TRUE
232358 | 23235 | 8 | 150 | Bedroom | TRUE | no windows
232359 | 23235 | 9 | 190 | Bedroom | TRUE
2323510 | 23235 | 10 | 315 | Office | TRUE
232411 | 23241 | 1 | 252 | Kitchen | TRUE
232412 | 23241 | 2 | 216 | Bathroom | TRUE | no windows
232413 | 23241 | 3 | 1800 | Other | FALSE | no windows
232414 | 23241 | 4 | 288 | Other | FALSE
232415 | 23241 | 5 | 60 | Closet | TRUE | no windows
232416 | 23241 | 6 | 150 | Garage | FALSE
232417 | 23241 | 7 | 168 | Dining Room | TRUE
232418 | 23241 | 8 | 168 | Living Room | TRUE
232419 | 23241 | 9 | 24 | Laundry Room | TRUE | no windows
2324110 | 23241 | 10 | 160 | Hall | TRUE
2324111 | 23241 | 11 | 70 | Bathroom | TRUE | no windows
2324112 | 23241 | 12 | 168 | Office | TRUE
2324113 | 23241 | 13 | 120 | Bedroom | TRUE
2324114 | 23241 | 14 | 324 | Master Bedroom | TRUE
232601 | 23260 | 1 | 291 | Bathroom | TRUE
232602 | 23260 | 2 | 60 | Bathroom | TRUE
232603 | 23260 | 3 | 441 | Living Room | TRUE
232604 | 23260 | 4 | 110 | Kitchen | TRUE
232605 | 23260 | 5 | 60 | Hall | TRUE
232606 | 23260 | 6 | 49 | Laundry Room | TRUE
232607 | 23260 | 7 | 121 | Bedroom | TRUE
232608 | 23260 | 8 | 64 | Bathroom | TRUE
232609 | 23260 | 9 | 80 | Bedroom | TRUE
232621 | 23262 | 1 | 60 | Bathroom | TRUE
232622 | 23262 | 2 | 24 | Bathroom | TRUE
232623 | 23262 | 3 | 125 | Bedroom | TRUE
232624 | 23262 | 4 | 125 | Bedroom | TRUE
232625 | 23262 | 5 | 115 | Bedroom | TRUE
232626 | 23262 | 6 | 168 | Dining Room | TRUE
232627 | 23262 | 7 | 268 | Family Room | TRUE
232628 | 23262 | 8 | 441 | Garage | FALSE
232629 | 23262 | 9 | 35 | Hall | TRUE
2326210 | 23262 | 10 | 220 | Kitchen | TRUE
2326211 | 23262 | 11 | 40 | Laundry Room | TRUE
2326212 | 23262 | 12 | 315 | Bedroom | TRUE
232671 | 23267 | 1 | 753 | Other | TRUE
232672 | 23267 | 2 | 150 | Bedroom | TRUE
232673 | 23267 | 3 | 250 | Other | TRUE
232674 | 23267 | 4 | 150 | Dining Room | TRUE
232675 | 23267 | 5 | 400 | Garage | FALSE
232676 | 23267 | 6 | 50 | Hall | TRUE
232677 | 23267 | 7 | 125 | Kitchen | TRUE
232678 | 23267 | 8 | 200 | Laundry Room | TRUE
232679 | 23267 | 9 | 215 | Living Room | TRUE
2326710 | 23267 | 10 | 65 | Bathroom | TRUE
2326711 | 23267 | 11 | 200 | Master Bedroom | TRUE
2326712 | 23267 | 12 | 222 | Other | FALSE
232741 | 23274 | 1 | 405 | Bedroom | TRUE
232742 | 23274 | 2 | 232 | Bedroom | TRUE
232743 | 23274 | 3 | 185 | Bedroom | TRUE
232744 | 23274 | 4 | 510 | Family Room | TRUE | no windows
232745 | 23274 | 5 | 842 | Family Room | TRUE
232746 | 23274 | 6 | 510 | Garage | FALSE | no windows
232747 | 23274 | 7 | 500 | Other | TRUE
232748 | 23274 | 8 | 326 | Kitchen | TRUE
232749 | 23274 | 9 | 133 | Laundry Room | TRUE | no windows
2327410 | 23274 | 10 | 170 | Living Room | TRUE
2327411 | 23274 | 11 | 290 | Other | TRUE | no windows
232781 | 23278 | 1 | 60 | Bathroom | TRUE
232782 | 23278 | 2 | 140 | Bedroom | TRUE
232783 | 23278 | 3 | 115 | Bedroom | TRUE
232784 | 23278 | 4 | 440 | Garage | FALSE
232785 | 23278 | 5 | 66 | Hall | TRUE
232786 | 23278 | 6 | 210 | Kitchen | TRUE
232787 | 23278 | 7 | 250 | Living Room | TRUE
232788 | 23278 | 8 | 60 | Bathroom | TRUE
232789 | 23278 | 9 | 140 | Master Bedroom | TRUE
232821 | 23282 | 1 | 222 | Bedroom | TRUE
232822 | 23282 | 2 | 330 | Other | TRUE | WOOD SHOP IN BASEMENT
232823 | 23282 | 3 | 390 | Other | TRUE
232824 | 23282 | 4 | 316 | Office | TRUE | BASEMENT
232825 | 23282 | 5 | 56 | Bathroom | TRUE
232826 | 23282 | 6 | 142 | Bedroom | TRUE
232827 | 23282 | 7 | 252 | Bedroom | TRUE | FLAT SCREEN MOUNTED TO WALL CANT SEE MANF LABEL
232828 | 23282 | 8 | 484 | Garage | FALSE | no windows
232829 | 23282 | 9 | 48 | Hall | TRUE | no windows
2328210 | 23282 | 10 | 436 | Kitchen | TRUE
2328211 | 23282 | 11 | 105 | Laundry Room | TRUE
2328212 | 23282 | 12 | 90 | Office | TRUE
2328213 | 23282 | 13 | 365 | Living Room | TRUE
2328214 | 23282 | 14 | 60 | Hall | TRUE | no windows
232831 | 23283 | 1 | 80 | Bathroom | TRUE
232832 | 23283 | 2 | 145 | Bedroom | TRUE
232833 | 23283 | 3 | 32 | Bathroom | TRUE | no windows
232834 | 23283 | 4 | 60 | Bathroom | TRUE
232835 | 23283 | 5 | 90 | Dining Room | TRUE
232836 | 23283 | 6 | 65 | Hall | TRUE
232837 | 23283 | 7 | 504 | Garage | FALSE | no windows
232838 | 23283 | 8 | 35 | Hall | TRUE | no windows
232839 | 23283 | 9 | 27 | Hall | TRUE | no windows
2328310 | 23283 | 10 | 150 | Kitchen | TRUE | no windows
2328311 | 23283 | 11 | 50 | Laundry Room | TRUE | no windows
2328312 | 23283 | 12 | 290 | Living Room | TRUE | clientdid not want the primary tv touched,estimae date 2009
2328313 | 23283 | 13 | 195 | Master Bedroom | TRUE
2328314 | 23283 | 14 | 190 | Office | TRUE
2328315 | 23283 | 15 | 240 | Other | TRUE | open to the first floor
2328316 | 23283 | 16 | 50 | Closet | TRUE | no windows
2328317 | 23283 | 17 | 150 | Office | TRUE
2328318 | 23283 | 18 | 110 | Dining Room | TRUE
2328319 | 23283 | 19 | 80 | Hall | TRUE | no windows
232841 | 23284 | 1 | 90 | Bathroom | TRUE
232842 | 23284 | 2 | 144 | Bedroom | TRUE
232843 | 23284 | 3 | 240 | Bedroom | TRUE
232844 | 23284 | 4 | 144 | Dining Room | TRUE
232845 | 23284 | 5 | 64 | Hall | TRUE
232846 | 23284 | 6 | 320 | Kitchen | TRUE
232847 | 23284 | 7 | 276 | Living Room | TRUE
232848 | 23284 | 8 | 108 | Office | TRUE
232849 | 23284 | 9 | 68 | Closet | TRUE
232871 | 23287 | 1 | 70 | Bathroom | TRUE
232872 | 23287 | 2 | 72 | Bathroom | TRUE
232873 | 23287 | 3 | 40 | Hall | TRUE
232874 | 23287 | 4 | 260 | Family Room | TRUE
232875 | 23287 | 5 |  | Garage | FALSE
232876 | 23287 | 6 | 221 | Bedroom | TRUE
232877 | 23287 | 7 | 36 | Hall | TRUE
232878 | 23287 | 8 | 187 | Kitchen | TRUE
232879 | 23287 | 9 | 295 | Bedroom | TRUE
2328710 | 23287 | 10 | 170 | Living Room | TRUE
2328711 | 23287 | 11 | 130 | Laundry Room | TRUE
2328712 | 23287 | 12 | 80 | Closet | TRUE
232941 | 23294 | 1 | 65 | Bathroom | TRUE
232942 | 23294 | 2 | 80 | Bathroom | TRUE
232943 | 23294 | 3 | 80 | Bathroom | TRUE
232944 | 23294 | 4 | 400 | Bedroom | TRUE
232945 | 23294 | 5 | 200 | Bedroom | TRUE
232946 | 23294 | 6 | 220 | Bedroom | TRUE
232947 | 23294 | 7 | 300 | Bedroom | TRUE
232948 | 23294 | 8 | 425 | Family Room | TRUE
232949 | 23294 | 9 | 835 | Garage | FALSE
2329410 | 23294 | 10 | 300 | Hall | TRUE
2329411 | 23294 | 11 | 250 | Kitchen | TRUE
2329412 | 23294 | 12 | 125 | Bathroom | TRUE
2329413 | 23294 | 13 | 360 | Living Room | TRUE
2329414 | 23294 | 14 | 350 | Office | TRUE | all tvs were mounted and could not reach name plat. had some m/n writen down.
2329415 | 23294 | 15 | 450 | Other | TRUE
2329416 | 23294 | 16 | 650 | Other | TRUE
2329417 | 23294 | 17 | 50 | Other | TRUE
233001 | 23300 | 1 | 63 | Bathroom | TRUE
233002 | 23300 | 2 | 210 | Bedroom | TRUE
233003 | 23300 | 3 | 170 | Bedroom | TRUE
233004 | 23300 | 4 | 342 | Kitchen | TRUE
233005 | 23300 | 5 | 70 | Laundry Room | TRUE
233006 | 23300 | 6 | 340 | Living Room | TRUE
233007 | 23300 | 7 |  | Garage | FALSE
233141 | 23314 | 1 | 60 | Bathroom | TRUE
233142 | 23314 | 2 | 50 | Bathroom | TRUE
233143 | 23314 | 3 | 152 | Bedroom | TRUE
233144 | 23314 | 4 | 220 | Bedroom | TRUE
233145 | 23314 | 5 | 75 | Bathroom | TRUE | sauna included but not in use
233146 | 23314 | 6 | 400 | Family Room | TRUE
233147 | 23314 | 7 | 175 | Other | TRUE
233148 | 23314 | 8 | 340 | Other | TRUE
233149 | 23314 | 9 | 175 | Other | TRUE | serger,sewing machine
2331410 | 23314 | 10 | 35 | Closet | TRUE
2331411 | 23314 | 11 | 219 | Dining Room | TRUE
2331412 | 23314 | 12 | 120 | Hall | TRUE
2331413 | 23314 | 13 | 648 | Garage | FALSE
2331414 | 23314 | 14 | 245 | Hall | TRUE
2331415 | 23314 | 15 | 165 | Kitchen | TRUE
2331416 | 23314 | 16 | 400 | Living Room | TRUE
2331417 | 23314 | 17 | 50 | Closet | TRUE
2331418 | 23314 | 18 | 120 | Office | TRUE
233181 | 23318 | 1 | 45 | Bathroom | TRUE
233182 | 23318 | 2 | 100 | Bedroom | TRUE
233183 | 23318 | 3 | 95 | Bedroom | TRUE
233184 | 23318 | 4 | 110 | Bedroom | TRUE
233185 | 23318 | 5 | 73 | Hall | TRUE | no windows
233186 | 23318 | 6 | 115 | Kitchen | TRUE
233187 | 23318 | 7 | 240 | Living Room | TRUE
233351 | 23335 | 1 | 85 | Bathroom | TRUE
233352 | 23335 | 2 | 173 | Bedroom | TRUE
233353 | 23335 | 3 | 169 | Bedroom | TRUE
233354 | 23335 | 4 | 330 | Hall | TRUE
233355 | 23335 | 5 | 120 | Bedroom | TRUE
233356 | 23335 | 6 | 154 | Bedroom | TRUE
233357 | 23335 | 7 | 204 | Bedroom | TRUE | ELECTRIC POTABLE HEATER PLUGGED IN
233358 | 23335 | 8 | 610 | Family Room | TRUE
233359 | 23335 | 9 | 906 | Garage | FALSE
2333510 | 23335 | 10 | 51 | Bathroom | TRUE
2333511 | 23335 | 11 | 30 | Hall | TRUE
2333512 | 23335 | 12 | 328 | Kitchen | TRUE
2333513 | 23335 | 13 | 50 | Laundry Room | TRUE
2333514 | 23335 | 14 | 430 | Living Room | TRUE
2333515 | 23335 | 15 | 151 | Bathroom | TRUE
2333516 | 23335 | 16 | 340 | Master Bedroom | TRUE
2333517 | 23335 | 17 | 84 | Other | TRUE
2333518 | 23335 | 18 | 217 | Other | TRUE
2333519 | 23335 | 19 | 149 | Other | TRUE
233451 | 23345 | 1 | 20 | Bathroom | TRUE | no windows
233452 | 23345 | 2 | 45 | Bathroom | TRUE
233453 | 23345 | 3 | 130 | Bathroom | TRUE
233454 | 23345 | 4 | 110 | Bedroom | TRUE
233455 | 23345 | 5 | 130 | Bedroom | TRUE
233456 | 23345 | 6 | 222 | Bedroom | TRUE
233457 | 23345 | 7 | 240 | Other | TRUE
233458 | 23345 | 8 | 28 | Closet | TRUE | no windows
233459 | 23345 | 9 | 65 | Closet | TRUE | no windows
2334510 | 23345 | 10 | 169 | Dining Room | TRUE
2334511 | 23345 | 11 | 255 | Family Room | TRUE | Unable to measure TV watts in Family room (unaccessible)
2334512 | 23345 | 12 | 600 | Garage | FALSE
2334513 | 23345 | 13 | 350 | Hall | TRUE
2334514 | 23345 | 14 | 182 | Kitchen | TRUE
2334515 | 23345 | 15 | 60 | Laundry Room | TRUE | no windows
2334516 | 23345 | 16 | 210 | Living Room | TRUE
2334517 | 23345 | 17 | 100 | Other | TRUE
2334518 | 23345 | 18 | 90 | Office | TRUE
233551 | 23355 | 1 | 120 | Bathroom | TRUE
233552 | 23355 | 2 | 168 | Bedroom | TRUE
233553 | 23355 | 3 | 169 | Dining Room | TRUE
233554 | 23355 | 4 | 260 | Garage | FALSE | garage door opener nit hooked up and no lightbulbs
233555 | 23355 | 5 | 144 | Kitchen | TRUE
233556 | 23355 | 6 | 120 | Laundry Room | TRUE
233557 | 23355 | 7 | 378 | Living Room | TRUE
233558 | 23355 | 8 | 110 | Office | TRUE
233559 | 23355 | 9 | 72 | Hall | TRUE
2335510 | 23355 | 10 | 210 | Master Bedroom | TRUE | tv not used
2335511 | 23355 | 11 | 28 | Hall | TRUE
2335512 | 23355 | 12 | 80 | Bathroom | TRUE
2335513 | 23355 | 13 | 360 | Office | TRUE | all items in this room are unused excluding frg
2335514 | 23355 | 14 | 150 | Closet | TRUE
233581 | 23358 | 1 | 85 | Bathroom | TRUE
233582 | 23358 | 2 | 151 | Bedroom | TRUE
233583 | 23358 | 3 | 128 | Bedroom | TRUE
233584 | 23358 | 4 | 127 | Kitchen | TRUE
233585 | 23358 | 5 | 48 | Laundry Room | TRUE
233586 | 23358 | 6 | 340 | Living Room | TRUE
233587 | 23358 | 7 | 192 | Master Bedroom | TRUE
233661 | 23366 | 1 | 170 | Bedroom | TRUE
233662 | 23366 | 2 | 125 | Bathroom | TRUE
233663 | 23366 | 3 | 160 | Closet | TRUE
233664 | 23366 | 4 | 150 | Bedroom | TRUE
233665 | 23366 | 5 | 50 | Hall | TRUE
233666 | 23366 | 6 | 120 | Closet | TRUE | the room is within the insulation envelope of the house but is isolated by a temporary door and a 1/2 insulated wall. It's used for cold storage.
233667 | 23366 | 7 | 480 | Other | TRUE
233668 | 23366 | 8 | 90 | Bathroom | TRUE
233669 | 23366 | 9 | 60 | Closet | TRUE | This room is open to room18, it is suppose to be a future root cellar,ceiling is insulated, walls are not..it is outside of the insulation envelope of the home.
2336610 | 23366 | 10 | 225 | Closet | TRUE
2336611 | 23366 | 11 | 180 | Closet | TRUE
2336612 | 23366 | 12 | 900 | Garage | FALSE | freze protected by a 1600 watt cadet in wall heater
2336613 | 23366 | 13 | 45 | Hall | TRUE
2336614 | 23366 | 14 | 270 | Kitchen | TRUE
2336615 | 23366 | 15 | 158 | Other | TRUE
2336616 | 23366 | 16 | 370 | Living Room | TRUE
2336617 | 23366 | 17 | 50 | Bathroom | TRUE
2336618 | 23366 | 18 | 105 | Closet | TRUE
2336619 | 23366 | 19 | 105 | Closet | TRUE
2336620 | 23366 | 20 | 50 | Bathroom | TRUE
2336621 | 23366 | 21 | 220 | Closet | TRUE
2336622 | 23366 | 22 | 215 | Master Bedroom | TRUE
233681 | 23368 | 1 | 45 | Bathroom | TRUE
233682 | 23368 | 2 | 75 | Bathroom | TRUE
233683 | 23368 | 3 | 130 | Bedroom | TRUE
233684 | 23368 | 4 | 130 | Bedroom | TRUE
233685 | 23368 | 5 | 225 | Master Bedroom | TRUE
233686 | 23368 | 6 | 60 | Closet | TRUE
233687 | 23368 | 7 | 112 | Hall | TRUE
233688 | 23368 | 8 | 175 | Family Room | TRUE
233689 | 23368 | 9 | 430 | Garage | FALSE
2336810 | 23368 | 10 | 80 | Hall | TRUE
2336811 | 23368 | 11 | 190 | Kitchen | TRUE
2336812 | 23368 | 12 | 110 | Laundry Room | TRUE
2336813 | 23368 | 13 | 328 | Living Room | TRUE
233791 | 23379 | 1 | 900 | Other | TRUE
233792 | 23379 | 2 | 71 | Bathroom | TRUE
233793 | 23379 | 3 | 104 | Bathroom | TRUE
233794 | 23379 | 4 | 350 | Bedroom | TRUE
233795 | 23379 | 5 | 135 | Bedroom | TRUE
233796 | 23379 | 6 | 140 | Bedroom | TRUE
233797 | 23379 | 7 | 700 | Garage | FALSE
233798 | 23379 | 8 | 240 | Hall | TRUE
233799 | 23379 | 9 | 265 | Kitchen | TRUE
2337910 | 23379 | 10 | 409 | Living Room | TRUE
233801 | 23380 | 1 | 47 | Bathroom | TRUE
233802 | 23380 | 2 | 150 | Bedroom | TRUE
233803 | 23380 | 3 | 150 | Bedroom | TRUE
233804 | 23380 | 4 | 219 | Kitchen | TRUE
233805 | 23380 | 5 | 207 | Laundry Room | TRUE | adfition to home built over un insulated slab
233806 | 23380 | 6 | 279 | Living Room | TRUE
233807 | 23380 | 7 | 95 | Bedroom | TRUE
233811 | 23381 | 1 | 168 | Bedroom | TRUE
233812 | 23381 | 2 | 154 | Bedroom | TRUE
233813 | 23381 | 3 | 189 | Dining Room | TRUE
233814 | 23381 | 4 | 60 | Bathroom | TRUE
233815 | 23381 | 5 | 152 | Other | TRUE
233816 | 23381 | 6 | 400 | Garage | FALSE | 21x21
233817 | 23381 | 7 | 140 | Kitchen | TRUE
233818 | 23381 | 8 | 72 | Laundry Room | TRUE
233819 | 23381 | 9 | 342 | Living Room | TRUE
2338110 | 23381 | 10 | 102 | Bathroom | TRUE
2338111 | 23381 | 11 | 221 | Master Bedroom | TRUE
2338112 | 23381 | 12 | 60 | Closet | TRUE
2338113 | 23381 | 13 | 36 | Other | TRUE
2338114 | 23381 | 14 | 165 | Office | TRUE
2338115 | 23381 | 15 | 84 | Bathroom | TRUE
2338116 | 23381 | 16 | 75 | Hall | TRUE
233841 | 23384 | 1 | 117 | Bathroom | TRUE
233842 | 23384 | 2 | 81 | Office | TRUE | never used, storage space
233843 | 23384 | 3 | 216 | Family Room | TRUE
233844 | 23384 | 4 | 396 | Garage | FALSE
233845 | 23384 | 5 | 115 | Kitchen | TRUE
233846 | 23384 | 6 | 219 | Living Room | TRUE
233847 | 23384 | 7 | 137 | Master Bedroom | TRUE
233871 | 23387 | 1 | 60 | Bathroom | TRUE
233872 | 23387 | 2 | 290 | Bedroom | TRUE
233873 | 23387 | 3 | 1684 | Garage | TRUE | garage is conditioned with heater(propane ) and woodstove
233874 | 23387 | 4 | 55 | Hall | TRUE
233875 | 23387 | 5 | 25 | Hall | TRUE
233876 | 23387 | 6 | 250 | Kitchen | TRUE
233877 | 23387 | 7 | 65 | Laundry Room | TRUE
233878 | 23387 | 8 | 483 | Living Room | TRUE
233879 | 23387 | 9 | 330 | Bathroom | TRUE | bathtub has jets
2338710 | 23387 | 10 | 375 | Master Bedroom | TRUE
233901 | 23390 | 1 | 1316 | Other | FALSE | no windows
233902 | 23390 | 2 | 85 | Bathroom | TRUE
233903 | 23390 | 3 | 160 | Bedroom | TRUE
233904 | 23390 | 4 | 150 | Bedroom | TRUE
233905 | 23390 | 5 | 160 | Bedroom | TRUE
233906 | 23390 | 6 | 256 | Family Room | TRUE
233907 | 23390 | 7 | 351 | Other | TRUE
233908 | 23390 | 8 | 96 | Hall | TRUE | no windows
233909 | 23390 | 9 | 295 | Office | TRUE
2339010 | 23390 | 10 | 279 | Kitchen | TRUE
2339011 | 23390 | 11 | 250 | Hall | TRUE | no windows
2339012 | 23390 | 12 | 130 | Other | TRUE
233911 | 23391 | 1 | 50 | Bathroom | TRUE | no windows
233912 | 23391 | 2 | 38 | Bathroom | TRUE | no windows
233913 | 23391 | 3 | 122 | Bedroom | TRUE
233914 | 23391 | 4 | 118 | Bedroom | TRUE
233915 | 23391 | 5 | 47 | Closet | TRUE | no windows
233916 | 23391 | 6 | 381 | Garage | TRUE | no windows
233917 | 23391 | 7 | 83 | Hall | TRUE
233918 | 23391 | 8 | 121 | Kitchen | TRUE
233919 | 23391 | 9 | 37 | Laundry Room | TRUE | no windows
2339110 | 23391 | 10 | 360 | Living Room | TRUE
2339111 | 23391 | 11 | 50 | Bathroom | TRUE
2339112 | 23391 | 12 | 254 | Bedroom | TRUE
233921 | 23392 | 1 | 50 | Bathroom | TRUE
233922 | 23392 | 2 | 60 | Bathroom | TRUE
233923 | 23392 | 3 | 190 | Bedroom | TRUE
233924 | 23392 | 4 | 165 | Bedroom | TRUE
233925 | 23392 | 5 | 72 | Bathroom | TRUE
233926 | 23392 | 6 | 20 | Closet | TRUE
233927 | 23392 | 7 | 70 | Other | TRUE
233928 | 23392 | 8 | 380 | Office | TRUE
233929 | 23392 | 9 | 60 | Hall | TRUE
2339210 | 23392 | 10 | 839 | Garage | FALSE | freeze protected
2339211 | 23392 | 11 |  | Other | FALSE | secondary tv was wal mountedcould not see plate
2339212 | 23392 | 12 | 330 | Kitchen | TRUE
2339213 | 23392 | 13 | 105 | Laundry Room | TRUE
2339214 | 23392 | 14 | 750 | Living Room | TRUE
2339215 | 23392 | 15 | 260 | Master Bedroom | TRUE | tv in master wall mounted could not see plate, estimate 2008
2339216 | 23392 | 16 | 110 | Bathroom | TRUE
2339217 | 23392 | 17 | 50 | Closet | TRUE
2339218 | 23392 | 18 | 18 | Closet | TRUE
2339219 | 23392 | 19 |  | Garage | FALSE
234001 | 23400 | 1 | 339 | Other | TRUE
234002 | 23400 | 2 | 48 | Bathroom | TRUE
234003 | 23400 | 3 | 119 | Bedroom | TRUE | CAN NOT ACCESS BACK OF TV
234004 | 23400 | 4 | 700 | Garage | FALSE | GARAGE BEING ADDED ONTO HOME ATTATCHED-NO LIGHTS IN GARAGE YET-no electrical installed no windows
234005 | 23400 | 5 | 26 | Hall | TRUE | no lights
234006 | 23400 | 6 | 162 | Kitchen | TRUE
234007 | 23400 | 7 | 171 | Living Room | TRUE
234008 | 23400 | 8 | 136 | Bedroom | TRUE
234009 | 23400 | 9 | 44 | Hall | TRUE | no windows
234031 | 23403 | 1 | 196 | Other | TRUE
234032 | 23403 | 2 | 72 | Bathroom | TRUE
234033 | 23403 | 3 | 168 | Bedroom | FALSE
234034 | 23403 | 4 | 144 | Dining Room | TRUE
234035 | 23403 | 5 | 260 | Family Room | TRUE | slab on grade
234036 | 23403 | 6 | 64 | Bathroom | TRUE
234037 | 23403 | 7 | 32 | Hall | TRUE
234038 | 23403 | 8 | 72 | Hall | TRUE
234039 | 23403 | 9 | 198 | Kitchen | TRUE | laundry rom included no lighting
2340310 | 23403 | 10 | 270 | Living Room | TRUE | fan has no light
2340311 | 23403 | 11 | 294 | Other | TRUE
2340312 | 23403 | 12 | 169 | Office | TRUE
2340313 | 23403 | 13 |  | Garage | FALSE
2340314 | 23403 | 14 | 144 | Bedroom | TRUE
234081 | 23408 | 1 | 79 | Bathroom | TRUE
234082 | 23408 | 2 | 36 | Bathroom | TRUE
234083 | 23408 | 3 | 156 | Bedroom | TRUE
234084 | 23408 | 4 | 160 | Bedroom | TRUE
234085 | 23408 | 5 | 146 | Master Bedroom | TRUE
234086 | 23408 | 6 | 484 | Garage | FALSE | no windows
234087 | 23408 | 7 | 20 | Hall | TRUE | no windows
234088 | 23408 | 8 | 31 | Hall | TRUE | no windows
234089 | 23408 | 9 | 240 | Kitchen | TRUE
2340810 | 23408 | 10 | 72 | Laundry Room | TRUE | no windows
2340811 | 23408 | 11 | 233 | Living Room | TRUE | CAN NOT MOVE TV TO MEASURE WATTS
2340812 | 23408 | 12 | 230 | Bedroom | TRUE
234141 | 23414 | 1 | 180 | Master Bedroom | TRUE
234142 | 23414 | 2 | 80 | Bathroom | TRUE
234143 | 23414 | 3 | 80 | Bathroom | TRUE
234144 | 23414 | 4 | 187 | Bedroom | TRUE
234145 | 23414 | 5 | 140 | Bedroom | TRUE
234146 | 23414 | 6 | 172 | Bedroom | TRUE
234147 | 23414 | 7 | 140 | Office | TRUE
234148 | 23414 | 8 | 100 | Closet | TRUE
234149 | 23414 | 9 | 160 | Dining Room | TRUE
2341410 | 23414 | 10 | 100 | Hall | TRUE
2341411 | 23414 | 11 | 160 | Kitchen | TRUE
2341412 | 23414 | 12 | 85 | Laundry Room | TRUE
2341413 | 23414 | 13 | 315 | Living Room | TRUE
234241 | 23424 | 1 | 243 | Other | TRUE | no windows
234242 | 23424 | 2 | 281 | Other | TRUE
234243 | 23424 | 3 | 24 | Bathroom | TRUE | no windows
234244 | 23424 | 4 | 76 | Bathroom | TRUE
234245 | 23424 | 5 | 107 | Bedroom | TRUE
234246 | 23424 | 6 | 744 | Garage | FALSE | no windows
234247 | 23424 | 7 | 32 | Hall | TRUE | no windows
234248 | 23424 | 8 | 340 | Kitchen | TRUE
234249 | 23424 | 9 | 245 | Living Room | TRUE
2342410 | 23424 | 10 | 502 | Living Room | TRUE
2342411 | 23424 | 11 | 253 | Office | TRUE
2342412 | 23424 | 12 | 173 | Bedroom | TRUE
2342413 | 23424 | 13 | 40 | Bathroom | TRUE | no windows
2342414 | 23424 | 14 | 36 | Bathroom | TRUE
2342415 | 23424 | 15 | 190 | Bedroom | TRUE
2342416 | 23424 | 16 | 142 | Bedroom | TRUE
234271 | 23427 | 1 | 30 | Bathroom | TRUE
234272 | 23427 | 2 | 85 | Bathroom | TRUE
234273 | 23427 | 3 | 310 | Bedroom | TRUE
234274 | 23427 | 4 | 110 | Bedroom | TRUE
234275 | 23427 | 5 | 130 | Bedroom | TRUE
234276 | 23427 | 6 | 260 | Bedroom | TRUE
234277 | 23427 | 7 | 600 | Other | TRUE
234278 | 23427 | 8 | 20 | Closet | TRUE
234279 | 23427 | 9 | 60 | Hall | TRUE
2342710 | 23427 | 10 | 484 | Garage | FALSE
2342711 | 23427 | 11 | 90 | Hall | TRUE
2342712 | 23427 | 12 | 175 | Kitchen | TRUE | tv mounted on wall
2342713 | 23427 | 13 | 385 | Living Room | TRUE
2342714 | 23427 | 14 | 155 | Office | TRUE
234281 | 23428 | 1 | 39 | Bathroom | TRUE | no windows
234282 | 23428 | 2 | 79 | Bathroom | TRUE
234283 | 23428 | 3 | 145 | Bedroom | TRUE
234284 | 23428 | 4 | 130 | Bedroom | TRUE
234285 | 23428 | 5 | 223 | Dining Room | TRUE
234286 | 23428 | 6 | 240 | Family Room | TRUE
234287 | 23428 | 7 | 400 | Living Room | TRUE | no windows
234288 | 23428 | 8 | 482 | Garage | TRUE | no windows
234289 | 23428 | 9 | 57 | Hall | TRUE | no windows
2342810 | 23428 | 10 | 70 | Hall | TRUE | no windows
2342811 | 23428 | 11 | 40 | Hall | TRUE | no windows
2342812 | 23428 | 12 | 253 | Kitchen | TRUE
2342813 | 23428 | 13 | 503 | Living Room | TRUE
2342814 | 23428 | 14 | 34 | Bathroom | TRUE
2342815 | 23428 | 15 | 156 | Master Bedroom | TRUE
2342816 | 23428 | 16 | 156 | Other | TRUE | no windows
2342817 | 23428 | 17 | 173 | Bedroom | TRUE
2342818 | 23428 | 18 | 312 | Other | FALSE
234391 | 23439 | 1 | 48 | Bathroom | TRUE | no windows
234392 | 23439 | 2 | 900 | Other | FALSE
234393 | 23439 | 3 | 153 | Bedroom | TRUE
234394 | 23439 | 4 | 145 | Bedroom | TRUE
234395 | 23439 | 5 | 173 | Bedroom | TRUE
234396 | 23439 | 6 | 206 | Bedroom | TRUE
234397 | 23439 | 7 | 81 | Bathroom | TRUE
234398 | 23439 | 8 | 238 | Family Room | TRUE
234399 | 23439 | 9 | 160 | Hall | TRUE | no windows
2343910 | 23439 | 10 | 325 | Kitchen | TRUE
2343911 | 23439 | 11 | 280 | Living Room | TRUE
2343912 | 23439 | 12 | 177 | Master Bedroom | TRUE
2343913 | 23439 | 13 | 25 | Closet | TRUE | no windows
2343914 | 23439 | 14 | 2000 | Other | FALSE | no windows
2343915 | 23439 | 15 | 200 | Other | FALSE | no windows
2343916 | 23439 | 16 | 1400 | Other | FALSE | ait compressor, ge arc welder., drill press no windows
2343917 | 23439 | 17 | 400 | Other | FALSE | no windows
2343918 | 23439 | 18 | 20 | Closet | TRUE | no windows
234401 | 23440 | 1 | 47 | Bathroom | TRUE
234402 | 23440 | 2 | 47 | Bathroom | TRUE
234403 | 23440 | 3 | 100 | Bathroom | TRUE
234404 | 23440 | 4 | 150 | Bedroom | TRUE
234405 | 23440 | 5 | 126 | Bedroom | TRUE
234406 | 23440 | 6 | 120 | Bedroom | TRUE
234407 | 23440 | 7 | 150 | Bedroom | TRUE
234408 | 23440 | 8 | 50 | Closet | TRUE
234409 | 23440 | 9 | 504 | Garage | FALSE
2344010 | 23440 | 10 | 58 | Hall | TRUE
2344011 | 23440 | 11 | 219 | Kitchen | TRUE
2344012 | 23440 | 12 | 385 | Living Room | TRUE
2344013 | 23440 | 13 | 240 | Other | TRUE
2344014 | 23440 | 14 |  | Other | FALSE
2344015 | 23440 | 15 | 214 | Other | TRUE
234441 | 23444 | 1 | 45 | Bathroom | TRUE
234442 | 23444 | 2 | 120 | Bedroom | TRUE
234443 | 23444 | 3 | 285 | Dining Room | TRUE
234444 | 23444 | 4 | 247 | Family Room | TRUE
234445 | 23444 | 5 | 400 | Garage | FALSE
234446 | 23444 | 6 | 66 | Hall | TRUE
234447 | 23444 | 7 | 132 | Kitchen | TRUE
234448 | 23444 | 8 | 36 | Laundry Room | TRUE
234449 | 23444 | 9 | 126 | Bathroom | TRUE
2344410 | 23444 | 10 | 304 | Bedroom | TRUE
2344411 | 23444 | 11 | 120 | Bedroom | TRUE
234461 | 23446 | 1 | 75 | Bathroom | TRUE
234462 | 23446 | 2 |  | Bedroom | TRUE
234463 | 23446 | 3 | 180 | Master Bedroom | TRUE
234464 | 23446 | 4 | 140 | Bedroom | TRUE
234465 | 23446 | 5 | 260 | Dining Room | TRUE
234466 | 23446 | 6 | 110 | Other | TRUE
234467 | 23446 | 7 | 225 | Family Room | TRUE
234468 | 23446 | 8 | 220 | Kitchen | TRUE
234469 | 23446 | 9 | 60 | Laundry Room | TRUE
2344610 | 23446 | 10 | 250 | Living Room | TRUE
2344611 | 23446 | 11 | 40 | Other | TRUE
2344612 | 23446 | 12 | 95 | Bathroom | TRUE
234491 | 23449 | 1 | 55 | Bathroom | TRUE | no windows
234492 | 23449 | 2 | 140 | Bedroom | TRUE
234493 | 23449 | 3 | 156 | Bedroom | TRUE
234494 | 23449 | 4 | 440 | Garage | FALSE | no windows
234495 | 23449 | 5 | 60 | Hall | TRUE | no windows
234496 | 23449 | 6 | 344 | Kitchen | TRUE
234497 | 23449 | 7 | 270 | Living Room | TRUE
234498 | 23449 | 8 | 45 | Bathroom | TRUE | no windows
234499 | 23449 | 9 | 200 | Bedroom | TRUE
234651 | 23465 | 1 | 110 | Other | TRUE
234652 | 23465 | 2 | 40 | Bathroom | TRUE
234653 | 23465 | 3 | 30 | Bathroom | TRUE
234654 | 23465 | 4 | 140 | Bedroom | TRUE
234655 | 23465 | 5 | 40 | Closet | TRUE
234656 | 23465 | 6 | 65 | Dining Room | TRUE
234657 | 23465 | 7 | 135 | Dining Room | TRUE
234658 | 23465 | 8 | 110 | Hall | TRUE
234659 | 23465 | 9 | 240 | Family Room | TRUE | primary tv serial 710846354, no date
2346510 | 23465 | 10 | 435 | Garage | FALSE
2346511 | 23465 | 11 | 25 | Hall | TRUE
2346512 | 23465 | 12 | 144 | Kitchen | TRUE
2346513 | 23465 | 13 | 18 | Laundry Room | TRUE
2346514 | 23465 | 14 | 160 | Living Room | TRUE
2346515 | 23465 | 15 | 240 | Master Bedroom | TRUE
2346516 | 23465 | 16 | 65 | Bathroom | TRUE
2346517 | 23465 | 17 | 65 | Hall | TRUE
2346518 | 23465 | 18 | 110 | Bedroom | TRUE
234801 | 23480 | 1 | 72 | Bathroom | TRUE | no windows
234802 | 23480 | 2 | 80 | Bathroom | TRUE | no windows
234803 | 23480 | 3 | 145 | Master Bedroom | TRUE
234804 | 23480 | 4 | 150 | Bedroom | TRUE
234805 | 23480 | 5 | 100 | Dining Room | TRUE
234806 | 23480 | 6 | 190 | Garage | FALSE | no windows
234807 | 23480 | 7 | 66 | Hall | TRUE | no windows
234808 | 23480 | 8 | 100 | Kitchen | TRUE
234809 | 23480 | 9 | 285 | Living Room | TRUE
234821 | 23482 | 1 | 55 | Bathroom | TRUE
234822 | 23482 | 2 | 150 | Bedroom | TRUE
234823 | 23482 | 3 | 150 | Bedroom | TRUE
234824 | 23482 | 4 | 240 | Garage | FALSE | no windows
234825 | 23482 | 5 | 165 | Kitchen | TRUE
234826 | 23482 | 6 | 90 | Laundry Room | TRUE | no windows
234827 | 23482 | 7 | 250 | Living Room | TRUE
234828 | 23482 | 8 | 155 | Family Room | TRUE
234861 | 23486 | 1 | 38 | Bathroom | TRUE
234862 | 23486 | 2 | 146 | Bedroom | TRUE
234863 | 23486 | 3 | 123 | Bedroom | TRUE
234864 | 23486 | 4 | 108 | Bedroom | TRUE
234865 | 23486 | 5 | 50 | Hall | TRUE
234866 | 23486 | 6 | 205 | Kitchen | TRUE
234867 | 23486 | 7 | 55 | Laundry Room | TRUE
234868 | 23486 | 8 | 330 | Living Room | TRUE | 32 in screen for computer 3 is the tv.
234869 | 23486 | 9 | 158 | Bedroom | TRUE
234891 | 23489 | 1 | 475 | Family Room | TRUE
234892 | 23489 | 2 | 54 | Bathroom | TRUE
234893 | 23489 | 3 | 60 | Laundry Room | TRUE
234894 | 23489 | 4 | 384 | Other | FALSE
234895 | 23489 | 5 | 390 | Living Room | TRUE
234896 | 23489 | 6 | 271 | Dining Room | TRUE
234897 | 23489 | 7 | 67 | Hall | TRUE
234898 | 23489 | 8 | 310 | Master Bedroom | TRUE
234899 | 23489 | 9 | 60 | Bathroom | TRUE
2348910 | 23489 | 10 | 187 | Bedroom | TRUE
2348911 | 23489 | 11 | 94 | Bedroom | TRUE
2348912 | 23489 | 12 | 150 | Kitchen | TRUE
235011 | 23501 | 1 | 41 | Bathroom | TRUE | no windows
235012 | 23501 | 2 | 50 | Other | FALSE | no windows
235013 | 23501 | 3 | 35 | Closet | TRUE | no windows
235014 | 23501 | 4 | 153 | Dining Room | TRUE
235015 | 23501 | 5 | 53 | Hall | TRUE
235016 | 23501 | 6 | 630 | Other | FALSE
235017 | 23501 | 7 | 510 | Garage | FALSE | no window
235018 | 23501 | 8 | 132 | Kitchen | TRUE
235019 | 23501 | 9 | 100 | Laundry Room | FALSE
2350110 | 23501 | 10 | 260 | Living Room | TRUE
2350111 | 23501 | 11 | 80 | Bathroom | TRUE
2350112 | 23501 | 12 | 170 | Master Bedroom | TRUE
2350113 | 23501 | 13 | 70 | Closet | TRUE
2350114 | 23501 | 14 | 312 | Other | FALSE | no windows
2350115 | 23501 | 15 | 53 | Other | TRUE
2350116 | 23501 | 16 | 160 | Bedroom | TRUE
2350117 | 23501 | 17 | 45 | Hall | TRUE
2350118 | 23501 | 18 | 25 | Hall | TRUE | no windows
235021 | 23502 | 1 | 75 | Bathroom | TRUE | no windows
235022 | 23502 | 2 | 120 | Bedroom | TRUE
235023 | 23502 | 3 | 115 | Bedroom | TRUE
235024 | 23502 | 4 | 275 | Bedroom | TRUE
235025 | 23502 | 5 | 488 | Garage | FALSE | no windows
235026 | 23502 | 6 | 60 | Hall | TRUE | no windows
235027 | 23502 | 7 | 545 | Kitchen | TRUE
235028 | 23502 | 8 | 55 | Laundry Room | TRUE | no windows
235041 | 23504 | 1 | 80 | Bathroom | TRUE | no windows
235042 | 23504 | 2 | 80 | Bathroom | TRUE
235043 | 23504 | 3 | 50 | Closet | TRUE | no windows
235044 | 23504 | 4 | 35 | Closet | TRUE | no windows
235045 | 23504 | 5 | 120 | Dining Room | TRUE
235046 | 23504 | 6 | 60 | Hall | TRUE | no windows
235047 | 23504 | 7 | 155 | Kitchen | TRUE
235048 | 23504 | 8 | 240 | Living Room | TRUE
235049 | 23504 | 9 | 155 | Bedroom | TRUE
2350410 | 23504 | 10 | 240 | Bedroom | TRUE
235111 | 23511 | 1 | 130 | Bedroom | TRUE
235112 | 23511 | 2 | 408 | Garage | FALSE
235113 | 23511 | 3 | 64 | Hall | TRUE
235114 | 23511 | 4 | 361 | Living Room | TRUE | NO ACCESSCTO TV PLUG
235115 | 23511 | 5 | 39 | Bathroom | TRUE
235116 | 23511 | 6 | 166 | Bedroom | TRUE
235117 | 23511 | 7 | 50 | Bathroom | TRUE
235118 | 23511 | 8 | 130 | Bedroom | TRUE
235119 | 23511 | 9 | 270 | Kitchen | TRUE
235261 | 23526 | 1 | 58 | Bathroom | TRUE
235262 | 23526 | 2 | 55 | Bathroom | TRUE
235263 | 23526 | 3 | 270 | Bedroom | TRUE
235264 | 23526 | 4 | 125 | Bedroom | TRUE
235265 | 23526 | 5 | 132 | Bedroom | TRUE
235266 | 23526 | 6 | 262 | Bedroom | TRUE
235267 | 23526 | 7 | 154 | Bedroom | TRUE
235268 | 23526 | 8 | 40 | Closet | TRUE
235269 | 23526 | 9 | 20 | Closet | TRUE
2352610 | 23526 | 10 | 110 | Other | TRUE
2352611 | 23526 | 11 | 195 | Hall | TRUE
2352612 | 23526 | 12 |  | Other | FALSE | freezer and storage area.
2352613 | 23526 | 13 | 515 | Kitchen | TRUE
2352614 | 23526 | 14 | 55 | Other | TRUE
2352615 | 23526 | 15 | 200 | Other | TRUE
2352616 | 23526 | 16 | 250 | Other | TRUE
2352617 | 23526 | 17 | 156 | Other | TRUE
235381 | 23538 | 1 | 90 | Bathroom | TRUE
235382 | 23538 | 2 | 50 | Bathroom | TRUE
235383 | 23538 | 3 | 165 | Bedroom | TRUE
235384 | 23538 | 4 | 555 | Family Room | TRUE
235385 | 23538 | 5 | 72 | Hall | TRUE
235386 | 23538 | 6 | 148 | Kitchen | TRUE
235387 | 23538 | 7 | 90 | Laundry Room | TRUE
235388 | 23538 | 8 | 260 | Master Bedroom | TRUE
235389 | 23538 | 9 | 143 | Office | TRUE
2353810 | 23538 | 10 | 76 | Other | TRUE
235391 | 23539 | 1 | 46 | Bathroom | TRUE | no windows
235392 | 23539 | 2 | 41 | Bathroom | TRUE
235393 | 23539 | 3 | 117 | Bedroom | TRUE
235394 | 23539 | 4 | 136 | Bedroom | TRUE
235395 | 23539 | 5 | 23 | Closet | TRUE | no windows
235396 | 23539 | 6 | 99 | Dining Room | TRUE
235397 | 23539 | 7 | 46 | Hall | TRUE
235398 | 23539 | 8 | 331 | Garage | FALSE | no windows
235399 | 23539 | 9 | 60 | Hall | TRUE | no windows
2353910 | 23539 | 10 | 125 | Kitchen | TRUE
2353911 | 23539 | 11 | 15 | Laundry Room | TRUE | no windows
2353912 | 23539 | 12 | 230 | Living Room | TRUE
2353913 | 23539 | 13 | 151 | Office | TRUE
235441 | 23544 | 1 | 60 | Hall | TRUE | NO WINDOWS
235442 | 23544 | 2 | 25 | Bathroom | TRUE
235443 | 23544 | 3 | 160 | Bedroom | TRUE
235444 | 23544 | 4 | 183 | Other | TRUE
235445 | 23544 | 5 | 49 | Bathroom | TRUE
235446 | 23544 | 6 | 38 | Other | TRUE | NO WINDOWS
235447 | 23544 | 7 | 70 | Bathroom | TRUE
235448 | 23544 | 8 | 150 | Bedroom | TRUE
235449 | 23544 | 9 | 206 | Bedroom | TRUE
2354410 | 23544 | 10 | 567 | Other | TRUE | room over garage not used just durring visits portable elec heaters in room also has ducts from furnace
2354411 | 23544 | 11 | 135 | Other | TRUE
2354412 | 23544 | 12 | 224 | Dining Room | TRUE
2354413 | 23544 | 13 | 337 | Family Room | TRUE | CAN NOT MOVE LARGE TV FOR ACCESS TO LABEL OR PLUG
2354414 | 23544 | 14 | 420 | Garage | FALSE | 21x20 NO WINDOWS
2354415 | 23544 | 15 | 50 | Hall | TRUE | NO WINDOWS
2354416 | 23544 | 16 | 29 | Hall | TRUE | NO WINDOWS
2354417 | 23544 | 17 | 98 | Kitchen | TRUE
2354418 | 23544 | 18 | 70 | Laundry Room | TRUE
2354419 | 23544 | 19 | 302 | Living Room | TRUE
2354420 | 23544 | 20 | 147 | Office | TRUE
235451 | 23545 | 1 | 50 | Bathroom | TRUE
235452 | 23545 | 2 | 195 | Bedroom | TRUE
235453 | 23545 | 3 | 40 | Closet | TRUE | no windows
235454 | 23545 | 4 | 200 | Office | TRUE
235455 | 23545 | 5 | 110 | Dining Room | TRUE
235456 | 23545 | 6 | 225 | Hall | TRUE | no windows
235457 | 23545 | 7 | 200 | Kitchen | TRUE
235458 | 23545 | 8 | 70 | Laundry Room | TRUE | no window, skylight present
235459 | 23545 | 9 | 240 | Living Room | TRUE
2354510 | 23545 | 10 | 240 | Master Bedroom | TRUE
2354511 | 23545 | 11 | 50 | Bathroom | TRUE
2354512 | 23545 | 12 | 45 | Hall | TRUE | no windows
2354513 | 23545 | 13 | 455 | Garage | FALSE
235461 | 23546 | 1 | 1125 | Other | FALSE | no windows
235462 | 23546 | 2 | 55 | Bathroom | TRUE
235463 | 23546 | 3 | 120 | Bedroom | TRUE
235464 | 23546 | 4 | 22 | Hall | TRUE | no windows
235465 | 23546 | 5 | 143 | Kitchen | TRUE
235466 | 23546 | 6 | 91 | Laundry Room | TRUE | no windows
235467 | 23546 | 7 | 284 | Living Room | TRUE
235468 | 23546 | 8 | 210 | Master Bedroom | TRUE
235469 | 23546 | 9 | 63 | Other | TRUE
235471 | 23547 | 1 | 74 | Bathroom | TRUE
235472 | 23547 | 2 | 133 | Bedroom | TRUE
235473 | 23547 | 3 | 180 | Bedroom | TRUE
235474 | 23547 | 4 | 89 | Dining Room | TRUE
235475 | 23547 | 5 | 43 | Bathroom | TRUE
235476 | 23547 | 6 | 105 | Bedroom | TRUE
235477 | 23547 | 7 | 176 | Bedroom | TRUE
235478 | 23547 | 8 | 355 | Family Room | TRUE
235479 | 23547 | 9 | 43 | Hall | TRUE | no window
2354710 | 23547 | 10 | 58 | Laundry Room | TRUE | no window
2354711 | 23547 | 11 | 60 | Hall | TRUE | no window
2354712 | 23547 | 12 | 52 | Hall | TRUE | no window
2354713 | 23547 | 13 | 215 | Living Room | TRUE
2354714 | 23547 | 14 | 114 | Kitchen | TRUE
235541 | 23554 | 1 | 120 | Bathroom | TRUE
235542 | 23554 | 2 | 99 | Hall | TRUE | no windows
235543 | 23554 | 3 | 124 | Office | TRUE
235544 | 23554 | 4 | 374 | Living Room | TRUE
235545 | 23554 | 5 | 240 | Master Bedroom | TRUE
235546 | 23554 | 6 | 99 | Closet | TRUE | no windows
235547 | 23554 | 7 | 167 | Dining Room | TRUE
235548 | 23554 | 8 | 251 | Kitchen | TRUE
235549 | 23554 | 9 | 118 | Laundry Room | TRUE | no windows
2355410 | 23554 | 10 | 402 | Family Room | TRUE | could not move the tv to get the model #
2355411 | 23554 | 11 | 148 | Bedroom | TRUE
2355412 | 23554 | 12 | 58 | Bathroom | TRUE | no windows
235561 | 23556 | 1 | 70 | Bathroom | TRUE
235562 | 23556 | 2 | 100 | Bedroom | TRUE
235563 | 23556 | 3 | 174 | Bedroom | TRUE
235564 | 23556 | 4 | 150 | Bedroom | TRUE
235565 | 23556 | 5 | 48 | Hall | TRUE | no windows
235566 | 23556 | 6 | 286 | Kitchen | TRUE
235567 | 23556 | 7 | 73 | Laundry Room | TRUE | no windows
235568 | 23556 | 8 | 274 | Laundry Room | TRUE
235569 | 23556 | 9 | 53 | Bathroom | TRUE
235591 | 23559 | 1 | 75 | Bathroom | TRUE | no windows
235592 | 23559 | 2 | 64 | Bedroom | TRUE
235593 | 23559 | 3 | 175 | Bedroom | TRUE
235594 | 23559 | 4 | 250 | Bedroom | TRUE
235595 | 23559 | 5 | 60 | Closet | TRUE | no windows
235596 | 23559 | 6 | 110 | Dining Room | TRUE
235597 | 23559 | 7 | 1700 | Garage | FALSE | no windows
235598 | 23559 | 8 | 165 | Hall | TRUE | no windows
235599 | 23559 | 9 | 140 | Kitchen | TRUE
2355910 | 23559 | 10 | 260 | Living Room | TRUE
2355911 | 23559 | 11 | 100 | Bedroom | TRUE
2355912 | 23559 | 12 | 60 | Bathroom | TRUE | no windows
235641 | 23564 | 1 | 63 | Bedroom | TRUE
235642 | 23564 | 2 | 111 | Bedroom | TRUE
235643 | 23564 | 3 | 111 | Bedroom | TRUE
235644 | 23564 | 4 | 15 | Closet | TRUE | no windows
235645 | 23564 | 5 | 112 | Dining Room | TRUE
235646 | 23564 | 6 | 265 | Garage | FALSE | no windows
235647 | 23564 | 7 | 46 | Hall | TRUE | no windows
235648 | 23564 | 8 | 100 | Kitchen | TRUE
235649 | 23564 | 9 | 210 | Living Room | TRUE
235661 | 23566 | 1 | 1013 | Other | TRUE
235662 | 23566 | 2 | 100 | Bathroom | TRUE
235663 | 23566 | 3 | 180 | Bedroom | TRUE
235664 | 23566 | 4 | 470 | Living Room | TRUE
235665 | 23566 | 5 | 125 | Master Bedroom | TRUE
235811 | 23581 | 1 | 180 | Bedroom | TRUE
235812 | 23581 | 2 | 180 | Bedroom | TRUE
235813 | 23581 | 3 | 200 | Other | FALSE | no windows
235814 | 23581 | 4 | 60 | Bathroom | TRUE
235815 | 23581 | 5 | 50 | Bathroom | TRUE | no windows
235816 | 23581 | 6 | 180 | Bedroom | TRUE
235817 | 23581 | 7 | 200 | Bedroom | TRUE
235818 | 23581 | 8 | 300 | Garage | FALSE | no windows
235819 | 23581 | 9 | 420 | Kitchen | TRUE
2358110 | 23581 | 10 | 420 | Living Room | TRUE
2358111 | 23581 | 11 | 150 | Hall | TRUE | no windows
2358112 | 23581 | 12 | 50 | Closet | TRUE | no windows
2358113 | 23581 | 13 | 372 | Other | FALSE | freeze protected only, insulatedceiling and west wall,has a garage door
236021 | 23602 | 1 | 917 | Living Room | TRUE
236022 | 23602 | 2 | 82 | Laundry Room | TRUE | no window
236023 | 23602 | 3 | 169 | Office | TRUE
236024 | 23602 | 4 | 119 | Hall | TRUE | no widow
236025 | 23602 | 5 | 156 | Master Bedroom | TRUE
236026 | 23602 | 6 | 47 | Bathroom | TRUE
236027 | 23602 | 7 | 38 | Closet | TRUE | no window
236028 | 23602 | 8 | 70 | Bathroom | TRUE | no window
236029 | 23602 | 9 | 92 | Other | TRUE
2360210 | 23602 | 10 | 106 | Other | TRUE
236071 | 23607 | 1 | 20 | Bathroom | TRUE | no windows
236072 | 23607 | 2 | 65 | Bathroom | TRUE | no windows
236073 | 23607 | 3 | 145 | Bathroom | TRUE
236074 | 23607 | 4 | 110 | Bedroom | TRUE
236075 | 23607 | 5 | 120 | Bedroom | TRUE
236076 | 23607 | 6 | 240 | Master Bedroom | TRUE
236077 | 23607 | 7 | 130 | Bedroom | TRUE
236078 | 23607 | 8 | 340 | Family Room | TRUE
236079 | 23607 | 9 | 40 | Closet | TRUE | no windows
2360710 | 23607 | 10 | 154 | Dining Room | TRUE
2360711 | 23607 | 11 | 264 | Living Room | TRUE
2360712 | 23607 | 12 | 700 | Garage | FALSE
2360713 | 23607 | 13 | 270 | Kitchen | TRUE
2360714 | 23607 | 14 | 75 | Laundry Room | TRUE
2360715 | 23607 | 15 | 400 | Living Room | TRUE
2360716 | 23607 | 16 | 120 | Office | TRUE
2360717 | 23607 | 17 | 270 | Hall | TRUE | no windows
236111 | 23611 | 1 | 45 | Bathroom | TRUE
236112 | 23611 | 2 | 145 | Bedroom | TRUE
236113 | 23611 | 3 | 50 | Closet | TRUE | no windows
236114 | 23611 | 4 | 50 | Hall | TRUE
236115 | 23611 | 5 | 115 | Family Room | TRUE
236116 | 23611 | 6 | 350 | Family Room | TRUE | Floor above garage
236117 | 23611 | 7 | 540 | Garage | FALSE | no windows
236118 | 23611 | 8 | 35 | Hall | TRUE | no windows
236119 | 23611 | 9 | 60 | Hall | TRUE | no windows
2361110 | 23611 | 10 | 50 | Hall | TRUE | no windows
2361111 | 23611 | 11 | 230 | Kitchen | TRUE
2361112 | 23611 | 12 | 55 | Laundry Room | TRUE | no windows
2361113 | 23611 | 13 | 300 | Living Room | TRUE
2361114 | 23611 | 14 | 90 | Bathroom | TRUE
2361115 | 23611 | 15 | 220 | Master Bedroom | TRUE
2361116 | 23611 | 16 | 140 | Office | TRUE
2361117 | 23611 | 17 | 160 | Other | FALSE | no windows
236181 | 23618 | 1 | 40 | Bathroom | TRUE
236182 | 23618 | 2 | 125 | Bedroom | TRUE
236183 | 23618 | 3 | 135 | Bedroom | TRUE
236184 | 23618 | 4 | 160 | Dining Room | TRUE
236185 | 23618 | 5 | 144 | Garage | FALSE
236186 | 23618 | 6 | 60 | Hall | TRUE
236187 | 23618 | 7 | 128 | Kitchen | TRUE
236188 | 23618 | 8 | 75 | Laundry Room | TRUE
236189 | 23618 | 9 | 275 | Living Room | TRUE
2361810 | 23618 | 10 | 45 | Bathroom | TRUE
2361811 | 23618 | 11 | 150 | Master Bedroom | TRUE
2361812 | 23618 | 12 | 272 | Other | FALSE
236191 | 23619 | 1 | 156 | Bedroom | TRUE
236192 | 23619 | 2 | 156 | Bedroom | TRUE
236193 | 23619 | 3 | 35 | Closet | TRUE | no window
236194 | 23619 | 4 | 35 | Closet | TRUE
236195 | 23619 | 5 | 10 | Closet | TRUE | no window
236196 | 23619 | 6 | 165 | Dining Room | TRUE
236197 | 23619 | 7 | 30 | Bathroom | TRUE | no window
236198 | 23619 | 8 | 220 | Family Room | TRUE
236199 | 23619 | 9 | 420 | Garage | FALSE | no window
2361910 | 23619 | 10 | 180 | Bedroom | TRUE
2361911 | 23619 | 11 | 21 | Hall | TRUE | no window
2361912 | 23619 | 12 | 125 | Kitchen | TRUE
2361913 | 23619 | 13 | 44 | Laundry Room | TRUE | no window
2361914 | 23619 | 14 | 300 | Living Room | TRUE
2361915 | 23619 | 15 | 99 | Bathroom | TRUE
2361916 | 23619 | 16 | 261 | Master Bedroom | TRUE
2361917 | 23619 | 17 | 60 | Closet | TRUE
2361918 | 23619 | 18 | 122 | Office | TRUE
2361919 | 23619 | 19 | 25 | Closet | TRUE | no window
2361920 | 23619 | 20 | 103 | Hall | TRUE
2361921 | 23619 | 21 | 50 | Bathroom | TRUE | no window
2361922 | 23619 | 22 | 102 | Hall | TRUE | no window
236211 | 23621 | 1 | 22 | Bathroom | TRUE | no windows
236212 | 23621 | 2 | 40 | Bathroom | TRUE
236213 | 23621 | 3 | 40 | Bathroom | TRUE | no windows
236214 | 23621 | 4 | 190 | Bedroom | TRUE
236215 | 23621 | 5 | 52 | Closet | TRUE | no windows
236216 | 23621 | 6 | 415 | Living Room | TRUE
236217 | 23621 | 7 | 150 | Kitchen | TRUE
236218 | 23621 | 8 | 240 | Master Bedroom | TRUE
236219 | 23621 | 9 | 20 | Closet | TRUE | no windows
2362110 | 23621 | 10 | 532 | Other | TRUE
2362111 | 23621 | 11 | 75 | Office | TRUE
2362112 | 23621 | 12 | 140 | Bedroom | TRUE
2362113 | 23621 | 13 | 125 | Hall | TRUE | no windows
236241 | 23624 | 1 | 36 | Bathroom | TRUE | no window
236242 | 23624 | 2 | 124 | Bedroom | TRUE
236243 | 23624 | 3 | 106 | Bedroom | TRUE
236244 | 23624 | 4 | 120 | Bedroom | TRUE
236245 | 23624 | 5 | 155 | Bedroom | TRUE
236246 | 23624 | 6 | 400 | Garage | FALSE | no window
236247 | 23624 | 7 | 40 | Hall | TRUE | no window
236248 | 23624 | 8 | 182 | Kitchen | TRUE
236249 | 23624 | 9 | 37 | Laundry Room | TRUE | no window
2362410 | 23624 | 10 | 235 | Living Room | TRUE
2362411 | 23624 | 11 | 49 | Bathroom | TRUE | window
2362412 | 23624 | 12 | 176 | Bedroom | TRUE | PORTABLE HEATER IN ROOM
2362413 | 23624 | 13 | 38 | Closet | TRUE | no window
236271 | 23627 | 1 | 30 | Bathroom | TRUE | BATH FAN COMES ON W LIGHT
236272 | 23627 | 2 | 472 | Family Room | TRUE | POWER CORD TO TV IN ACCESSABLE
236273 | 23627 | 3 | 200 | Bedroom | TRUE
236274 | 23627 | 4 | 153 | Other | TRUE
236275 | 23627 | 5 | 63 | Bathroom | TRUE
236276 | 23627 | 6 | 170 | Bedroom | TRUE
236277 | 23627 | 7 | 192 | Bedroom | TRUE
236278 | 23627 | 8 | 165 | Dining Room | TRUE
236279 | 23627 | 9 | 572 | Garage | FALSE
2362710 | 23627 | 10 | 81 | Hall | TRUE
2362711 | 23627 | 11 | 150 | Hall | TRUE
2362712 | 23627 | 12 | 321 | Kitchen | TRUE
2362713 | 23627 | 13 | 94 | Laundry Room | TRUE
2362714 | 23627 | 14 | 413 | Living Room | TRUE
2362715 | 23627 | 15 | 53 | Bathroom | TRUE
2362716 | 23627 | 16 | 235 | Master Bedroom | TRUE | TV MOUNTED IN CABINET NEXT TO CEILING CAN NOT ACCESS BACK OR PLUG
2362717 | 23627 | 17 | 150 | Other | TRUE
2362718 | 23627 | 18 | 36 | Other | TRUE | FAN COMES ON W LIGHT
2362719 | 23627 | 19 | 120 | Hall | TRUE
236311 | 23631 | 1 | 135 | Bedroom | TRUE
236312 | 23631 | 2 | 55 | Bathroom | TRUE | bathroom had an 8 foot string of LEDs with 100 lamps mounted next to the ceiling
236313 | 23631 | 3 | 60 | Bedroom | TRUE
236314 | 23631 | 4 | 85 | Closet | TRUE | no windows
236315 | 23631 | 5 | 100 | Dining Room | TRUE
236316 | 23631 | 6 | 40 | Hall | TRUE | no windows
236317 | 23631 | 7 | 190 | Kitchen | TRUE
236318 | 23631 | 8 | 85 | Laundry Room | TRUE | no windows
236319 | 23631 | 9 | 260 | Living Room | TRUE
2363110 | 23631 | 10 | 150 | Master Bedroom | TRUE
2363111 | 23631 | 11 | 108 | Office | TRUE
2363112 | 23631 | 12 | 400 | Garage | FALSE | no windows
2363113 | 23631 | 13 | 45 | Hall | TRUE | no windows
2363114 | 23631 | 14 | 160 | Bedroom | TRUE
2363115 | 23631 | 15 | 250 | Family Room | TRUE
2363116 | 23631 | 16 | 170 |  | TRUE | open to the first floor
236401 | 23640 | 1 | 53 | Bathroom | TRUE
236402 | 23640 | 2 | 133 | Bedroom | TRUE
236403 | 23640 | 3 | 162 | Bedroom | TRUE
236404 | 23640 | 4 | 55 | Hall | TRUE | no window
236405 | 23640 | 5 | 112 | Other | TRUE
236406 | 23640 | 6 | 441 | Other | TRUE | STORAGE BASEMENT
236407 | 23640 | 7 | 548 | Garage | FALSE | no window
236408 | 23640 | 8 | 89 | Hall | TRUE
236409 | 23640 | 9 | 186 | Kitchen | TRUE
2364010 | 23640 | 10 | 92 | Laundry Room | TRUE
2364011 | 23640 | 11 | 50 | Bathroom | TRUE | no window
2364012 | 23640 | 12 | 30 | Closet | TRUE | no window
2364013 | 23640 | 13 | 162 | Master Bedroom | TRUE
2364014 | 23640 | 14 | 288 | Living Room | TRUE
2364015 | 23640 | 15 | 124 | Office | TRUE
2364016 | 23640 | 16 | 294 | Office | TRUE | no window
236451 | 23645 | 1 | 45 | Bathroom | TRUE
236452 | 23645 | 2 | 145 | Bedroom | TRUE
236453 | 23645 | 3 | 80 | Dining Room | TRUE
236454 | 23645 | 4 | 220 | Family Room | TRUE
236455 | 23645 | 5 | 390 | Garage | FALSE
236456 | 23645 | 6 | 60 | Hall | TRUE
236457 | 23645 | 7 | 120 | Bedroom | TRUE
236458 | 23645 | 8 | 81 | Kitchen | TRUE
236459 | 23645 | 9 | 1224 | Other | FALSE
2364510 | 23645 | 10 | 120 | Bedroom | TRUE
236661 | 23666 | 1 | 18 | Bathroom | TRUE
236662 | 23666 | 2 | 25 | Bathroom | TRUE
236663 | 23666 | 3 | 55 | Bathroom | TRUE
236664 | 23666 | 4 | 58 | Bathroom | TRUE
236665 | 23666 | 5 | 37 | Bathroom | TRUE
236666 | 23666 | 6 | 142 | Bedroom | TRUE
236667 | 23666 | 7 | 160 | Bedroom | TRUE
236668 | 23666 | 8 | 136 | Bedroom | TRUE
236669 | 23666 | 9 | 155 | Bedroom | TRUE
2366610 | 23666 | 10 | 128 | Bedroom | TRUE
2366611 | 23666 | 11 | 126 | Bedroom | TRUE
2366612 | 23666 | 12 | 17 | Closet | TRUE
2366613 | 23666 | 13 | 26 | Closet | TRUE
2366614 | 23666 | 14 | 6 | Closet | TRUE
2366615 | 23666 | 15 | 15 | Closet | TRUE
2366616 | 23666 | 16 | 8 | Closet | TRUE
2366617 | 23666 | 17 | 12 | Closet | TRUE
2366618 | 23666 | 18 | 30 | Closet | TRUE
2366619 | 23666 | 19 | 11 | Closet | TRUE
2366620 | 23666 | 20 | 180 | Dining Room | TRUE
2366621 | 23666 | 21 | 21 | Other | TRUE
2366622 | 23666 | 22 | 298 | Family Room | TRUE
2366623 | 23666 | 23 | 67 | Other | TRUE
2366624 | 23666 | 24 | 26 | Hall | TRUE
2366625 | 23666 | 25 | 174 | Hall | TRUE
2366626 | 23666 | 26 | 160 | Kitchen | TRUE
2366627 | 23666 | 27 | 60 | Laundry Room | TRUE
2366628 | 23666 | 28 | 294 | Living Room | TRUE
2366629 | 23666 | 29 | 140 | Other | TRUE
2366630 | 23666 | 30 | 19 | Closet | TRUE
2366631 | 23666 | 31 | 13 | Closet | TRUE
2366632 | 23666 | 32 | 80 | Other | FALSE
2366633 | 23666 | 33 | 62 | Other | TRUE
2366634 | 23666 | 34 | 148 | Hall | TRUE
236671 | 23667 | 1 | 140 | Bedroom | TRUE
236672 | 23667 | 2 | 150 | Bedroom | TRUE
236673 | 23667 | 3 | 20 | Bathroom | TRUE | no windows
236674 | 23667 | 4 | 130 | Dining Room | TRUE
236675 | 23667 | 5 | 400 | Garage | FALSE | no windows
236676 | 23667 | 6 | 136 | Hall | TRUE
236677 | 23667 | 7 | 16 | Closet | TRUE | no windows
236678 | 23667 | 8 | 155 | Kitchen | TRUE | no windows
236679 | 23667 | 9 | 20 | Laundry Room | TRUE | no windows
2366710 | 23667 | 10 | 280 | Living Room | TRUE
2366711 | 23667 | 11 | 195 | Bedroom | TRUE
2366712 | 23667 | 12 | 115 | Bathroom | TRUE
2366713 | 23667 | 13 | 70 | Hall | TRUE
2366714 | 23667 | 14 | 50 | Bathroom | TRUE | no windows
2366715 | 23667 | 15 | 62 | Hall | TRUE | no windows
236741 | 23674 | 1 | 45 | Bathroom | TRUE
236742 | 23674 | 2 | 156 | Bedroom | TRUE
236743 | 23674 | 3 | 445 | Garage | FALSE | no windows
236744 | 23674 | 4 | 38 | Hall | TRUE | no windows
236745 | 23674 | 5 | 220 | Kitchen | TRUE
236746 | 23674 | 6 | 52 | Laundry Room | TRUE
236747 | 23674 | 7 | 295 | Living Room | TRUE
236748 | 23674 | 8 | 155 | Master Bedroom | TRUE
236761 | 23676 | 1 | 40 | Bathroom | TRUE | no windows
236762 | 23676 | 2 | 100 | Bedroom | TRUE
236763 | 23676 | 3 | 155 | Bedroom | TRUE
236764 | 23676 | 4 | 75 | Dining Room | TRUE
236765 | 23676 | 5 | 400 | Garage | FALSE | no windows
236766 | 23676 | 6 | 29 | Hall | TRUE | no windows
236767 | 23676 | 7 | 40 | Hall | TRUE | no windows
236768 | 23676 | 8 | 90 | Kitchen | TRUE
236769 | 23676 | 9 | 60 | Laundry Room | TRUE | no windows
2367610 | 23676 | 10 | 215 | Living Room | TRUE
2367611 | 23676 | 11 | 40 | Bathroom | TRUE | no windows
2367612 | 23676 | 12 | 340 | Master Bedroom | TRUE
2367613 | 23676 | 13 | 100 | Other | TRUE
236961 | 23696 | 1 | 22 | Bathroom | TRUE | no windows
236962 | 23696 | 2 | 65 | Bathroom | TRUE
236963 | 23696 | 3 | 143 | Bedroom | TRUE
236964 | 23696 | 4 | 149 | Bedroom | TRUE
236965 | 23696 | 5 | 126 | Bedroom | TRUE
236966 | 23696 | 6 | 270 | Kitchen | TRUE
236967 | 23696 | 7 | 484 | Garage | FALSE | no windows
236968 | 23696 | 8 | 45 | Hall | TRUE | no windows
236969 | 23696 | 9 | 42 | Laundry Room | TRUE | no windows
2369610 | 23696 | 10 | 100 | Bathroom | TRUE
2369611 | 23696 | 11 | 272 | Master Bedroom | TRUE
2369612 | 23696 | 12 | 214 | Living Room | TRUE | mounting hardware is covering label to tv
2369613 | 23696 | 13 | 199 | Family Room | TRUE | no access to tv back or cord mounted in cabinet
2369614 | 23696 | 14 | 160 | Hall | TRUE | no windows
2369615 | 23696 | 15 | 60 | Hall | TRUE | no windows
237041 | 23704 | 1 | 570 | Other | TRUE | 24x24
237042 | 23704 | 2 | 91 | Bathroom | TRUE
237043 | 23704 | 3 | 32 | Bathroom | TRUE
237044 | 23704 | 4 | 125 | Bedroom | TRUE
237045 | 23704 | 5 | 115 | Bedroom | TRUE
237046 | 23704 | 6 | 100 | Bedroom | TRUE
237047 | 23704 | 7 | 160 | Bedroom | TRUE
237048 | 23704 | 8 | 535 | Family Room | TRUE
237049 | 23704 | 9 | 160 | Kitchen | TRUE
2370410 | 23704 | 10 | 70 | Laundry Room | TRUE
2370411 | 23704 | 11 | 560 | Living Room | TRUE | 1 -31 FT WINDOW IS A SLIDING DOOR.
2370412 | 23704 | 12 | 72 | Other | FALSE | not in conditioned space, windows na
237051 | 23705 | 1 | 25 | Bathroom | TRUE
237052 | 23705 | 2 | 42 | Bathroom | TRUE | no windows
237053 | 23705 | 3 | 150 | Bedroom | TRUE
237054 | 23705 | 4 | 100 | Bedroom | TRUE
237055 | 23705 | 5 | 100 | Bedroom | TRUE
237056 | 23705 | 6 | 88 | Dining Room | TRUE
237057 | 23705 | 7 | 486 | Garage | FALSE | no windows
237058 | 23705 | 8 | 60 | Hall | TRUE | no windows
237059 | 23705 | 9 | 98 | Kitchen | TRUE
2370510 | 23705 | 10 | 25 | Laundry Room | TRUE
2370511 | 23705 | 11 | 450 | Living Room | TRUE
237101 | 23710 | 1 | 65 | Bathroom | TRUE
237102 | 23710 | 2 | 65 | Bathroom | TRUE
237103 | 23710 | 3 | 68 | Bathroom | TRUE
237104 | 23710 | 4 | 185 | Master Bedroom | TRUE
237105 | 23710 | 5 | 160 | Bedroom | TRUE
237106 | 23710 | 6 | 170 | Bedroom | TRUE
237107 | 23710 | 7 | 150 | Bedroom | TRUE
237108 | 23710 | 8 | 60 | Closet | TRUE
237109 | 23710 | 9 | 110 | Dining Room | TRUE
2371010 | 23710 | 10 | 80 | Hall | TRUE
2371011 | 23710 | 11 | 400 | Family Room | TRUE
2371012 | 23710 | 12 | 650 | Garage | FALSE
2371013 | 23710 | 13 | 60 | Hall | TRUE
2371014 | 23710 | 14 | 60 | Hall | TRUE
2371015 | 23710 | 15 | 100 | Hall | TRUE
2371016 | 23710 | 16 | 435 | Kitchen | TRUE
2371017 | 23710 | 17 | 85 | Laundry Room | TRUE
2371018 | 23710 | 18 | 360 | Living Room | TRUE
2371019 | 23710 | 19 | 110 | Other | TRUE
237141 | 23714 | 1 | 43 | Bathroom | TRUE | no windows
237142 | 23714 | 2 | 150 | Bedroom | TRUE
237143 | 23714 | 3 | 119 | Kitchen | TRUE
237144 | 23714 | 4 | 96 | Hall | TRUE
237145 | 23714 | 5 | 55 | Bathroom | TRUE | no windows
237146 | 23714 | 6 | 160 | Bedroom | TRUE
237147 | 23714 | 7 | 162 | Bedroom | TRUE
237148 | 23714 | 8 | 35 | Hall | TRUE | no windows
237149 | 23714 | 9 | 220 | Kitchen | TRUE
2371410 | 23714 | 10 | 35 | Laundry Room | TRUE | no windows
2371411 | 23714 | 11 | 250 | Living Room | TRUE
237201 | 23720 | 1 | 136 | Bedroom | TRUE
237202 | 23720 | 2 | 180 | Dining Room | TRUE
237203 | 23720 | 3 | 558 | Family Room | TRUE
237204 | 23720 | 4 | 45 | Hall | TRUE
237205 | 23720 | 5 | 116 | Kitchen | TRUE
237206 | 23720 | 6 | 80 | Laundry Room | TRUE
237207 | 23720 | 7 | 222 | Living Room | TRUE
237208 | 23720 | 8 | 280 | Master Bedroom | TRUE
237209 | 23720 | 9 | 110 | Other | TRUE
2372010 | 23720 | 10 | 115 | Bedroom | TRUE
2372011 | 23720 | 11 | 110 | Bathroom | TRUE
2372012 | 23720 | 12 | 137 | Other | TRUE
237211 | 23721 | 1 | 1053 | Other | TRUE | no windows
237212 | 23721 | 2 | 65 | Bathroom | TRUE
237213 | 23721 | 3 | 153 | Bedroom | TRUE
237214 | 23721 | 4 | 109 | Bedroom | TRUE
237215 | 23721 | 5 | 145 | Bedroom | TRUE
237216 | 23721 | 6 | 181 | Dining Room | TRUE
237217 | 23721 | 7 | 350 | Family Room | TRUE
237218 | 23721 | 8 | 528 | Garage | FALSE | no windows
237219 | 23721 | 9 | 80 | Hall | TRUE | no windows
237241 | 23724 | 1 | 110 | Bathroom | TRUE
237242 | 23724 | 2 | 64 | Bathroom | TRUE
237243 | 23724 | 3 | 100 | Bedroom | TRUE
237244 | 23724 | 4 | 175 | Bedroom | TRUE
237245 | 23724 | 5 | 135 | Family Room | TRUE
237246 | 23724 | 6 | 130 | Kitchen | TRUE
237247 | 23724 | 7 | 140 | Living Room | TRUE
237248 | 23724 | 8 | 225 | Office | TRUE
237341 | 23734 | 1 | 99 | Bathroom | TRUE | No Windows
237342 | 23734 | 2 | 65 | Bedroom | TRUE | No Windows
237343 | 23734 | 3 | 110 | Bedroom | TRUE
237344 | 23734 | 4 | 110 | Bedroom | TRUE
237345 | 23734 | 5 | 140 | Master Bedroom | TRUE
237346 | 23734 | 6 | 40 | Closet | TRUE | No Windows
237347 | 23734 | 7 | 110 | Dining Room | TRUE
237348 | 23734 | 8 | 90 | Hall | TRUE | No Windows
237349 | 23734 | 9 | 420 | Garage | FALSE | No Windows
2373410 | 23734 | 10 | 95 | Kitchen | TRUE
2373411 | 23734 | 11 | 208 | Living Room | TRUE
237421 | 23742 | 1 | 43 | Bathroom | TRUE
237422 | 23742 | 2 | 175 | Dining Room | TRUE
237423 | 23742 | 3 | 184 | Hall | TRUE
237424 | 23742 | 4 | 600 | Garage | FALSE
237425 | 23742 | 5 | 800 | Kitchen | TRUE
237426 | 23742 | 6 | 1333 | Master Bedroom | TRUE
237427 | 23742 | 7 |  |  | TRUE
237428 | 23742 | 8 | 219 | Bathroom | TRUE
237429 | 23742 | 9 | 101 | Closet | TRUE
2374210 | 23742 | 10 | 980 | Garage | FALSE
2374211 | 23742 | 11 | 186 | Other | TRUE
2374212 | 23742 | 12 | 75 | Bathroom | TRUE
2374213 | 23742 | 13 | 396 | Hall | TRUE
237441 | 23744 | 1 | 139 | Kitchen | TRUE
237442 | 23744 | 2 | 145 | Hall | TRUE | No Windows
237443 | 23744 | 3 | 193 | Bedroom | TRUE
237444 | 23744 | 4 | 220 | Bedroom | TRUE
237445 | 23744 | 5 | 74 | Bathroom | TRUE
237446 | 23744 | 6 | 375 | Other | TRUE
237447 | 23744 | 7 | 95 | Other | TRUE | No Windows
237448 | 23744 | 8 | 106 | Dining Room | TRUE
237449 | 23744 | 9 | 350 | Living Room | TRUE
2374410 | 23744 | 10 | 105 | Hall | TRUE
2374411 | 23744 | 11 | 74 | Hall | TRUE | No Windows
2374412 | 23744 | 12 | 96 | Laundry Room | TRUE
2374413 | 23744 | 13 | 210 | Master Bedroom | TRUE
2374414 | 23744 | 14 | 37 | Closet | TRUE | No Windows
2374415 | 23744 | 15 | 50 | Bathroom | TRUE
237461 | 23746 | 1 | 250 | Other | TRUE
237462 | 23746 | 2 | 41 | Bathroom | TRUE
237463 | 23746 | 3 | 85 | Bathroom | TRUE
237464 | 23746 | 4 | 155 | Bedroom | TRUE
237465 | 23746 | 5 | 100 | Bedroom | TRUE
237466 | 23746 | 6 | 121 | Bedroom | TRUE
237467 | 23746 | 7 | 42 | Hall | TRUE
237468 | 23746 | 8 | 300 | Kitchen | TRUE
237469 | 23746 | 9 | 60 | Laundry Room | TRUE
2374610 | 23746 | 10 | 215 | Living Room | TRUE
237561 | 23756 | 1 | 83 | Other | TRUE
237562 | 23756 | 2 | 102 | Laundry Room | TRUE
237563 | 23756 | 3 | 262 | Other | TRUE
237564 | 23756 | 4 | 263 | Other | TRUE
237565 | 23756 | 5 | 183 | Living Room | TRUE
237566 | 23756 | 6 | 167 | Bedroom | TRUE
237567 | 23756 | 7 | 105 | Family Room | TRUE
237568 | 23756 | 8 | 39 | Hall | TRUE
237569 | 23756 | 9 | 57 | Bathroom | TRUE
2375610 | 23756 | 10 | 97 | Bedroom | TRUE
2375611 | 23756 | 11 | 78 | Dining Room | TRUE
2375612 | 23756 | 12 | 75 | Kitchen | TRUE
237621 | 23762 | 1 | 70 | Bathroom | TRUE
237622 | 23762 | 2 | 198 | Bedroom | TRUE
237623 | 23762 | 3 | 340 | Kitchen | TRUE
237624 | 23762 | 4 | 359 | Living Room | TRUE
237625 | 23762 | 5 | 250 | Other | FALSE | No Windows
237631 | 23763 | 1 | 83 | Hall | TRUE
237632 | 23763 | 2 | 270 | Master Bedroom | TRUE
237633 | 23763 | 3 | 66 | Hall | TRUE | No Windows
237634 | 23763 | 4 | 276 | Family Room | TRUE | No Windows
237635 | 23763 | 5 | 96 | Hall | TRUE | dehumidifier in use
237636 | 23763 | 6 | 208 | Bedroom | TRUE
237637 | 23763 | 7 | 44 | Closet | TRUE | No Windows
237638 | 23763 | 8 | 54 | Closet | TRUE | No Windows
237639 | 23763 | 9 | 275 | Other | TRUE | room with wood furnace and fan No Windows
2376310 | 23763 | 10 | 128 | Hall | TRUE | No Windows
2376311 | 23763 | 11 | 168 | Bathroom | TRUE | No Windows
2376312 | 23763 | 12 | 123 | Laundry Room | FALSE
2376313 | 23763 | 13 | 88 | Other | TRUE | No Windows
2376314 | 23763 | 14 | 234 | Bedroom | TRUE
2376315 | 23763 | 15 | 20 | Closet | TRUE | No Windows
2376316 | 23763 | 16 | 172 | Dining Room | TRUE
2376317 | 23763 | 17 | 246 | Kitchen | TRUE
2376318 | 23763 | 18 | 444 | Family Room | TRUE
2376319 | 23763 | 19 | 168 | Bedroom | TRUE
2376320 | 23763 | 20 | 100 | Bathroom | TRUE
2376321 | 23763 | 21 | 100 | Bathroom | TRUE
2376322 | 23763 | 22 | 285 | Master Bedroom | TRUE | No Windows
237651 | 23765 | 1 | 510 | Other | TRUE | 30X17 No Windows
237652 | 23765 | 2 | 140 | Bathroom | TRUE
237653 | 23765 | 3 | 130 | Bathroom | TRUE
237654 | 23765 | 4 | 200 | Bedroom | TRUE
237655 | 23765 | 5 | 1630 | Garage | FALSE | R11 WALLS R38 CEILING
237656 | 23765 | 6 | 190 | Office | TRUE
237657 | 23765 | 7 | 270 | Dining Room | TRUE | No Windows
237658 | 23765 | 8 | 820 | Garage | FALSE | WALLS R19 R38 CEILING No Windows
237659 | 23765 | 9 | 140 | Hall | TRUE
2376510 | 23765 | 10 | 240 | Kitchen | TRUE
2376511 | 23765 | 11 | 150 | Laundry Room | TRUE
2376512 | 23765 | 12 | 310 | Living Room | TRUE
2376513 | 23765 | 13 | 170 | Bathroom | TRUE
2376514 | 23765 | 14 | 220 | Master Bedroom | TRUE
2376515 | 23765 | 15 | 230 | Office | TRUE
2376516 | 23765 | 16 | 525 | Other | TRUE | R19 WALLS R38 CEILING BLOWN No Windows
237881 | 23788 | 1 | 256 | Living Room | TRUE
237882 | 23788 | 2 | 42 | Bathroom | TRUE
237883 | 23788 | 3 | 164 | Bedroom | TRUE
237884 | 23788 | 4 | 146 | Dining Room | TRUE
237885 | 23788 | 5 | 181 | Bedroom | TRUE
237886 | 23788 | 6 | 149 | Kitchen | TRUE
237911 | 23791 | 1 | 45 | Bathroom | TRUE | no window
237912 | 23791 | 2 | 145 | Bedroom | TRUE
237913 | 23791 | 3 | 135 | Bedroom | TRUE
237914 | 23791 | 4 | 445 | Family Room | TRUE
237915 | 23791 | 5 | 570 | Garage | FALSE
237916 | 23791 | 6 | 30 | Hall | TRUE | no window
237917 | 23791 | 7 | 60 | Hall | TRUE
237918 | 23791 | 8 | 275 | Kitchen | TRUE
237919 | 23791 | 9 | 125 | Laundry Room | TRUE
2379110 | 23791 | 10 | 295 | Living Room | TRUE
2379111 | 23791 | 11 | 45 | Bathroom | TRUE | no window, skylight present
2379112 | 23791 | 12 | 320 | Master Bedroom | TRUE
2379113 | 23791 | 13 | 75 | Closet | TRUE
2379114 | 23791 | 14 | 130 | Office | TRUE
2379115 | 23791 | 15 | 130 | Bedroom | TRUE
2379116 | 23791 | 16 | 1019 | Other | FALSE | big barn.
238131 | 23813 | 1 | 217 | Bedroom | TRUE
238132 | 23813 | 2 | 289 | Living Room | TRUE
238133 | 23813 | 3 | 273 | Bedroom | TRUE
238134 | 23813 | 4 | 40 | Hall | TRUE | No Windows
238135 | 23813 | 5 | 309 | Family Room | TRUE
238136 | 23813 | 6 | 168 | Other | TRUE
238137 | 23813 | 7 | 53 | Bathroom | TRUE | No Windows
238138 | 23813 | 8 | 129 | Bedroom | TRUE | No Windows
238139 | 23813 | 9 | 55 | Hall | TRUE | No Windows
2381310 | 23813 | 10 | 108 | Bedroom | TRUE
2381311 | 23813 | 11 | 62 | Bathroom | TRUE
2381312 | 23813 | 12 | 370 | Kitchen | TRUE
2381313 | 23813 | 13 | 297 | Living Room | TRUE
2381314 | 23813 | 14 | 230 | Family Room | TRUE
2381315 | 23813 | 15 | 62 | Other | TRUE | No Windows
2381316 | 23813 | 16 | 89 | Bedroom | TRUE
238241 | 23824 | 1 | 360 | Other | TRUE
238242 | 23824 | 2 | 85 | Bathroom | TRUE
238243 | 23824 | 3 | 45 | Bathroom | TRUE
238244 | 23824 | 4 | 62 | Bathroom | TRUE | No Windows
238245 | 23824 | 5 | 140 | Bedroom | TRUE
238246 | 23824 | 6 | 135 | Bedroom | TRUE
238247 | 23824 | 7 | 135 | Bedroom | TRUE
238248 | 23824 | 8 | 35 | Closet | TRUE | No Windows
238249 | 23824 | 9 | 135 | Dining Room | TRUE
2382410 | 23824 | 10 | 120 | Hall | TRUE | No Windows
2382411 | 23824 | 11 | 125 | Kitchen | TRUE
2382412 | 23824 | 12 | 360 | Living Room | TRUE
2382413 | 23824 | 13 | 170 | Master Bedroom | TRUE
238301 | 23830 | 1 | 600 | Other | FALSE | barn
238302 | 23830 | 2 | 110 | Bedroom | TRUE
238303 | 23830 | 3 | 50 | Bathroom | TRUE
238304 | 23830 | 4 | 30 | Closet | TRUE
238305 | 23830 | 5 | 40 | Hall | TRUE
238306 | 23830 | 6 | 200 | Family Room | TRUE
238307 | 23830 | 7 | 300 | Other | FALSE | greenhouse,propane heater for freeze protection, 6o gal per year.
238308 | 23830 | 8 | 50 | Hall | TRUE
238309 | 23830 | 9 | 215 | Kitchen | TRUE
2383010 | 23830 | 10 | 75 | Laundry Room | TRUE
2383011 | 23830 | 11 | 250 | Living Room | TRUE
2383012 | 23830 | 12 | 200 | Master Bedroom | TRUE
2383013 | 23830 | 13 | 50 | Bathroom | TRUE
2383014 | 23830 | 14 | 550 | Family Room | TRUE
2383015 | 23830 | 15 | 150 | Office | TRUE
238351 | 23835 | 1 | 475 | Family Room | TRUE
238352 | 23835 | 2 | 40 | Hall | TRUE | no window
238353 | 23835 | 3 | 205 | Dining Room | TRUE
238354 | 23835 | 4 | 23 | Bathroom | TRUE
238355 | 23835 | 5 | 235 | Other | TRUE
238356 | 23835 | 6 | 175 | Kitchen | TRUE
238357 | 23835 | 7 | 165 | Laundry Room | TRUE | no window
238358 | 23835 | 8 | 250 | Living Room | TRUE
238359 | 23835 | 9 | 300 | Master Bedroom | TRUE
2383510 | 23835 | 10 | 75 | Bathroom | TRUE
2383511 | 23835 | 11 | 80 | Closet | TRUE | no windows
2383512 | 23835 | 12 | 160 | Office | TRUE
2383513 | 23835 | 13 | 140 | Bedroom | TRUE
2383514 | 23835 | 14 | 430 | Bedroom | TRUE
2383515 | 23835 | 15 | 75 | Hall | TRUE
238401 | 23840 | 1 | 865 | Other | TRUE | No insulation on walls or flooring. Gas furnace was located in the basement.
238402 | 23840 | 2 | 54 | Bathroom | TRUE
238403 | 23840 | 3 | 40 | Bathroom | TRUE | No Windows
238404 | 23840 | 4 | 150 | Bedroom | TRUE
238405 | 23840 | 5 | 340 | Other | TRUE
238406 | 23840 | 6 | 200 | Garage | FALSE | No Windows
238407 | 23840 | 7 | 25 | Hall | TRUE | No Windows
238408 | 23840 | 8 | 28 | Hall | TRUE | No Windows
238409 | 23840 | 9 | 115 | Kitchen | TRUE
2384010 | 23840 | 10 | 280 | Living Room | TRUE
2384011 | 23840 | 11 | 100 | Bedroom | TRUE | No Windows
2384012 | 23840 | 12 | 270 | Family Room | TRUE
2384013 | 23840 | 13 | 150 | Master Bedroom | TRUE
238461 | 23846 | 1 | 65 | Bathroom | TRUE
238462 | 23846 | 2 | 150 | Bedroom | TRUE
238463 | 23846 | 3 | 178 | Bedroom | TRUE
238464 | 23846 | 4 | 32 | Other | TRUE
238465 | 23846 | 5 | 326 | Garage | FALSE | No Windows
238466 | 23846 | 6 | 150 | Kitchen | TRUE
238467 | 23846 | 7 | 365 | Living Room | TRUE
238471 | 23847 | 1 |  | Bedroom | TRUE | No Windows
238472 | 23847 | 2 | 125 | Master Bedroom | TRUE
238473 | 23847 | 3 | 150 | Bedroom | TRUE
238474 | 23847 | 4 | 120 | Dining Room | TRUE
238475 | 23847 | 5 | 200 | Family Room | TRUE
238476 | 23847 | 6 | 480 | Garage | FALSE | No Windows
238477 | 23847 | 7 | 50 | Hall | TRUE | No Windows
238478 | 23847 | 8 | 120 | Kitchen | TRUE
238479 | 23847 | 9 | 150 | Laundry Room | TRUE
2384710 | 23847 | 10 | 300 | Living Room | TRUE
2384711 | 23847 | 11 | 100 | Bathroom | TRUE | No Windows
2384712 | 23847 | 12 | 225 | Master Bedroom | TRUE
238571 | 23857 | 1 | 67 | Bathroom | TRUE
238572 | 23857 | 2 | 144 | Bedroom | TRUE
238573 | 23857 | 3 | 97 | Bedroom | TRUE
238574 | 23857 | 4 | 119 | Bedroom | TRUE
238575 | 23857 | 5 | 1358 | Other | TRUE
238576 | 23857 | 6 | 269 | Dining Room | TRUE
238577 | 23857 | 7 | 71 | Hall | TRUE
238578 | 23857 | 8 | 76 | Kitchen | TRUE
238579 | 23857 | 9 | 13 | Laundry Room | TRUE
2385710 | 23857 | 10 | 260 | Living Room | TRUE
2385711 | 23857 | 11 | 67 | Bathroom | TRUE
2385712 | 23857 | 12 | 210 | Master Bedroom | TRUE
2385713 | 23857 | 13 | 121 | Office | TRUE
2385714 | 23857 | 14 | 45 | Other | TRUE
238591 | 23859 | 1 | 800 | Other | TRUE
238592 | 23859 | 2 | 50 | Bathroom | TRUE
238593 | 23859 | 3 | 140 | Bedroom | TRUE
238594 | 23859 | 4 | 130 | Bedroom | TRUE
238595 | 23859 | 5 | 96 | Dining Room | TRUE
238596 | 23859 | 6 | 192 | Family Room | TRUE
238597 | 23859 | 7 | 252 | Garage | FALSE | no windows
238598 | 23859 | 8 | 50 | Hall | TRUE | no windows
238599 | 23859 | 9 | 150 | Kitchen | TRUE
238601 | 23860 | 1 | 50 | Bathroom | TRUE
238602 | 23860 | 2 | 54 | Bathroom | TRUE
238603 | 23860 | 3 | 280 | Bedroom | TRUE
238604 | 23860 | 4 | 170 | Bedroom | TRUE
238605 | 23860 | 5 | 220 | Dining Room | TRUE
238606 | 23860 | 6 | 676 | Garage | FALSE | 9ft ceilings, 1 220 ceiling mounted radiant heater used in wintr. 26x26
238607 | 23860 | 7 | 169 | Hall | TRUE
238608 | 23860 | 8 | 60 | Hall | TRUE | no window, but skylight
238609 | 23860 | 9 | 352 | Kitchen | TRUE
2386010 | 23860 | 10 | 90 | Laundry Room | TRUE | No Windows
2386011 | 23860 | 11 | 490 | Living Room | TRUE | owner did not want me to touch the tv due to the fact that it like to act up and not work if messed with.I was unable to get to the nameplate as well, many large breakables around the tv.
2386012 | 23860 | 12 | 100 | Bathroom | TRUE
2386013 | 23860 | 13 | 250 | Master Bedroom | TRUE
2386014 | 23860 | 14 | 90 | Closet | TRUE
2386015 | 23860 | 15 | 400 | Other | TRUE
2386016 | 23860 | 16 | 300 | Other | TRUE
238701 | 23870 | 1 | 28 | Other | TRUE
238702 | 23870 | 2 | 45 | Bathroom | TRUE
238703 | 23870 | 3 | 175 | Bedroom | TRUE
238704 | 23870 | 4 | 157 | Bedroom | TRUE
238705 | 23870 | 5 | 194 | Other | TRUE | STORAGE
238706 | 23870 | 6 | 60 | Hall | TRUE | no window
238707 | 23870 | 7 | 72 | Closet | TRUE | no window or skylight
238708 | 23870 | 8 | 232 | Other | TRUE
238709 | 23870 | 9 | 260 | Other | TRUE | UTILITY/STORAGE
2387010 | 23870 | 10 | 42 | Hall | TRUE | no window
2387011 | 23870 | 11 | 153 | Kitchen | TRUE
2387012 | 23870 | 12 | 277 | Living Room | TRUE
2387013 | 23870 | 13 | 54 | Other | TRUE
2387014 | 23870 | 14 | 353 | Bedroom | TRUE
238791 | 23879 | 1 | 50 | Bathroom | TRUE
238792 | 23879 | 2 | 22 | Bathroom | TRUE
238793 | 23879 | 3 | 72 | Bathroom | TRUE
238794 | 23879 | 4 | 114 | Bedroom | TRUE
238795 | 23879 | 5 | 160 | Bedroom | TRUE
238796 | 23879 | 6 | 238 | Master Bedroom | TRUE
238797 | 23879 | 7 | 45 | Closet | TRUE
238798 | 23879 | 8 | 135 | Hall | TRUE
238799 | 23879 | 9 | 400 | Garage | FALSE
2387910 | 23879 | 10 | 122 | Hall | TRUE
2387911 | 23879 | 11 | 330 | Hall | TRUE
2387912 | 23879 | 12 | 35 | Laundry Room | TRUE
2387913 | 23879 | 13 | 357 | Living Room | TRUE
2387914 | 23879 | 14 | 204 | Office | TRUE
238821 | 23882 | 1 | 72 | Bathroom | TRUE | no windows
238822 | 23882 | 2 | 85 | Bathroom | TRUE
238823 | 23882 | 3 | 210 | Bedroom | TRUE
238824 | 23882 | 4 | 230 | Bedroom | TRUE
238825 | 23882 | 5 | 290 | Bedroom | TRUE
238826 | 23882 | 6 | 718 | Family Room | TRUE
238827 | 23882 | 7 | 510 | Garage | FALSE | no windows
238828 | 23882 | 8 | 83 | Hall | TRUE
238829 | 23882 | 9 | 75 | Hall | TRUE | no window, but skylight
2388210 | 23882 | 10 | 245 | Kitchen | TRUE
2388211 | 23882 | 11 | 55 | Laundry Room | TRUE | no windows
2388212 | 23882 | 12 | 755 | Living Room | TRUE
2388213 | 23882 | 13 | 175 | Bathroom | TRUE
2388214 | 23882 | 14 | 320 | Master Bedroom | TRUE
2388215 | 23882 | 15 | 64 | Closet | TRUE | no windows
2388216 | 23882 | 16 | 235 | Other | FALSE | no windows
2388217 | 23882 | 17 | 120 | Office | TRUE
238861 | 23886 | 1 | 261 | Living Room | TRUE
238862 | 23886 | 2 | 296 | Family Room | TRUE
238863 | 23886 | 3 | 244 | Family Room | TRUE
238864 | 23886 | 4 | 30 | Hall | TRUE
238865 | 23886 | 5 | 39 | Other | TRUE
238866 | 23886 | 6 | 113 | Bedroom | TRUE
238867 | 23886 | 7 | 38 | Bathroom | TRUE
238868 | 23886 | 8 | 20 | Closet | TRUE
238869 | 23886 | 9 | 79 | Other | TRUE
2388610 | 23886 | 10 | 74 | Other | TRUE
2388611 | 23886 | 11 | 184 | Hall | TRUE
2388612 | 23886 | 12 | 43 | Laundry Room | TRUE
2388613 | 23886 | 13 | 52 | Bathroom | TRUE
2388614 | 23886 | 14 | 125 | Dining Room | TRUE
2388615 | 23886 | 15 | 127 | Kitchen | TRUE
2388616 | 23886 | 16 | 277 | Bedroom | TRUE
2388617 | 23886 | 17 | 244 | Master Bedroom | TRUE
2388618 | 23886 | 18 | 107 | Bathroom | TRUE
238891 | 23889 | 1 | 110 | Bathroom | TRUE
238892 | 23889 | 2 | 68 | Bathroom | TRUE
238893 | 23889 | 3 | 21 | Bathroom | TRUE
238894 | 23889 | 4 | 155 | Bedroom | TRUE
238895 | 23889 | 5 | 160 | Bedroom | TRUE
238896 | 23889 | 6 | 228 | Bedroom | TRUE
238897 | 23889 | 7 | 50 | Closet | TRUE
238898 | 23889 | 8 | 330 | Family Room | TRUE
238899 | 23889 | 9 | 572 | Garage | FALSE
2388910 | 23889 | 10 | 250 | Hall | TRUE
2388911 | 23889 | 11 | 110 | Kitchen | TRUE
2388912 | 23889 | 12 | 53 | Laundry Room | TRUE
2388913 | 23889 | 13 | 270 | Living Room | TRUE
2388914 | 23889 | 14 | 176 | Master Bedroom | TRUE
239051 | 23905 | 1 | 186 | Bedroom | TRUE
239052 | 23905 | 2 | 125 | Office | TRUE
239053 | 23905 | 3 | 47 | Bathroom | TRUE
239054 | 23905 | 4 | 165 | Bedroom | TRUE
239055 | 23905 | 5 | 119 | Dining Room | TRUE
239056 | 23905 | 6 | 390 | Garage | FALSE | unconditioned garage
239057 | 23905 | 7 | 71 | Hall | TRUE
239058 | 23905 | 8 | 132 | Kitchen | TRUE
239059 | 23905 | 9 | 196 | Living Room | TRUE
2390510 | 23905 | 10 | 65 | Other | TRUE
2390511 | 23905 | 11 | 175 | Office | TRUE
2390512 | 23905 | 12 | 55 | Hall | TRUE
2390513 | 23905 | 13 | 91 | Bathroom | TRUE
2390514 | 23905 | 14 | 50 | Hall | TRUE
239091 | 23909 | 1 | 80 | Bathroom | TRUE
239092 | 23909 | 2 | 100 | Bathroom | TRUE
239093 | 23909 | 3 | 180 | Bedroom | TRUE
239094 | 23909 | 4 | 144 | Bedroom | TRUE
239095 | 23909 | 5 | 320 | Bedroom | TRUE
239096 | 23909 | 6 | 280 | Bedroom | TRUE
239097 | 23909 | 7 | 280 | Bedroom | TRUE
239098 | 23909 | 8 | 320 | Dining Room | TRUE
239099 | 23909 | 9 | 525 | Garage | TRUE | washer and drter not hoooked up. this room gas considerable heat leave the furnace area and heats the uostairs floor
2390910 | 23909 | 10 | 40 | Hall | TRUE
2390911 | 23909 | 11 | 380 | Kitchen | TRUE
2390912 | 23909 | 12 | 420 | Kitchen | TRUE
2390913 | 23909 | 13 | 1020 | Living Room | TRUE | very large room-this home is a
2390914 | 23909 | 14 | 550 | Living Room | TRUE | tv does not work
2390915 | 23909 | 15 | 180 | Office | TRUE
2390916 | 23909 | 16 | 120 | Bathroom | TRUE
2390917 | 23909 | 17 | 100 | Closet | TRUE
239101 | 23910 | 1 | 178 | Bedroom | TRUE
239102 | 23910 | 2 | 250 | Hall | TRUE | no window
239103 | 23910 | 3 | 600 | Dining Room | TRUE
239104 | 23910 | 4 | 280 | Hall | TRUE
239105 | 23910 | 5 | 1089 | Garage | FALSE | no window
239106 | 23910 | 6 | 120 | Hall | TRUE | no window
239107 | 23910 | 7 | 77 | Bathroom | TRUE | GLASS BLOCK WINDOW FAN W LIGHT
239108 | 23910 | 8 | 260 | Kitchen | TRUE
239109 | 23910 | 9 | 132 | Laundry Room | TRUE
2391010 | 23910 | 10 | 233 | Other | TRUE | no window
2391011 | 23910 | 11 | 375 | Bathroom | TRUE
2391012 | 23910 | 12 | 270 | Master Bedroom | TRUE
2391013 | 23910 | 13 | 60 | Other | TRUE | insulated and exterior door seperates from garage. No window
2391014 | 23910 | 14 | 153 | Office | TRUE
2391015 | 23910 | 15 | 444 | Other | TRUE | WINE COOLER PLUGGED IN
239131 | 23913 | 1 | 18 | Bathroom | TRUE | no windows
239132 | 23913 | 2 | 40 | Bathroom | TRUE | no windows
239133 | 23913 | 3 | 40 | Bathroom | TRUE | no windows
239134 | 23913 | 4 | 121 | Bedroom | TRUE
239135 | 23913 | 5 | 121 | Bedroom | TRUE
239136 | 23913 | 6 | 216 | Master Bedroom | TRUE
239137 | 23913 | 7 | 24 | Closet | TRUE | no windows
239138 | 23913 | 8 | 250 | Garage | TRUE | no windows
239139 | 23913 | 9 | 51 | Hall | TRUE
2391310 | 23913 | 10 | 18 | Closet | TRUE | no windows
2391311 | 23913 | 11 | 135 | Hall | TRUE | no windows
2391312 | 23913 | 12 | 437 | Living Room | TRUE
2391313 | 23913 | 13 | 30 | Laundry Room | TRUE | no windows
239141 | 23914 | 1 | 360 | Other | TRUE | no windows
239142 | 23914 | 2 | 135 | Bathroom | TRUE | no windows
239143 | 23914 | 3 | 62 | Bathroom | TRUE | no windows
239144 | 23914 | 4 | 130 | Bedroom | TRUE
239145 | 23914 | 5 | 120 | Bedroom | TRUE
239146 | 23914 | 6 | 170 | Dining Room | TRUE
239147 | 23914 | 7 | 45 | Hall | TRUE | no windows
239148 | 23914 | 8 | 84 | Hall | TRUE | no windows
239149 | 23914 | 9 | 130 | Kitchen | TRUE
2391410 | 23914 | 10 | 55 | Laundry Room | TRUE | no windows
2391411 | 23914 | 11 | 252 | Living Room | TRUE
2391412 | 23914 | 12 | 460 | Bedroom | TRUE | no windows
2391413 | 23914 | 13 | 150 | Master Bedroom | TRUE
2391414 | 23914 | 14 | 400 | Garage | FALSE
239261 | 23926 | 1 | 224 | Living Room | TRUE
239262 | 23926 | 2 | 172 | Kitchen | TRUE
239263 | 23926 | 3 | 175 | Master Bedroom | TRUE
239264 | 23926 | 4 | 86 | Bathroom | TRUE
239265 | 23926 | 5 | 54 | Laundry Room | TRUE
239266 | 23926 | 6 | 26 | Closet | TRUE
239267 | 23926 | 7 | 165 | Bedroom | TRUE
239268 | 23926 | 8 | 48 | Bathroom | TRUE
239311 | 23931 | 1 | 38 | Bathroom | TRUE | no windows
239312 | 23931 | 2 | 69 | Bathroom | TRUE | no windows
239313 | 23931 | 3 | 91 | Bathroom | TRUE | no windows
239314 | 23931 | 4 | 250 | Bedroom | TRUE
239315 | 23931 | 5 | 230 | Bedroom | TRUE
239316 | 23931 | 6 | 160 | Bedroom | TRUE
239317 | 23931 | 7 | 250 | Family Room | TRUE
239318 | 23931 | 8 | 1188 | Garage | FALSE | no windows
239319 | 23931 | 9 | 771 | Kitchen | TRUE
2393110 | 23931 | 10 | 218 | Laundry Room | TRUE
2393111 | 23931 | 11 | 145 | Bathroom | TRUE
2393112 | 23931 | 12 | 410 | Master Bedroom | TRUE
2393113 | 23931 | 13 | 150 | Office | TRUE
2393114 | 23931 | 14 | 450 | Family Room | TRUE | no windows
2393115 | 23931 | 15 | 83 | Bedroom | TRUE | no windows
2393116 | 23931 | 16 | 44 | Hall | TRUE | no windows
2393117 | 23931 | 17 | 136 | Hall | TRUE | no windows
239321 | 23932 | 1 | 49 | Bathroom | TRUE
239322 | 23932 | 2 | 183 | Bedroom | TRUE
239323 | 23932 | 3 | 232 | Other | TRUE | 6 FOOT TALL KNEE WALLS 20 FEET LONG / VAULT AREA LESS THAN 2 FEET WIDE COUNTED AS FLAT ATTIC
239324 | 23932 | 4 | 104 | Bedroom | TRUE
239325 | 23932 | 5 | 156 | Hall | TRUE
239326 | 23932 | 6 | 810 | Garage | FALSE | INCLUDES MECH ROOM. No window
239327 | 23932 | 7 | 687 | Kitchen | TRUE
239328 | 23932 | 8 | 54 | Laundry Room | TRUE
239329 | 23932 | 9 | 165 | Bathroom | TRUE | SMALL ELECTRIC CADET HEATER IN BATHROOM USE IN MOURNING
2393210 | 23932 | 10 | 174 | Master Bedroom | TRUE
2393211 | 23932 | 11 | 176 | Bedroom | TRUE
2393212 | 23932 | 12 | 55 | Hall | TRUE
2393213 | 23932 | 13 | 59 | Hall | TRUE | BONUS OVER GARAGE
239331 | 23933 | 1 | 72 | Bathroom | TRUE
239332 | 23933 | 2 | 100 | Laundry Room | TRUE
239333 | 23933 | 3 | 140 | Bedroom | TRUE
239334 | 23933 | 4 | 150 | Bedroom | TRUE
239335 | 23933 | 5 | 200 | Bedroom | TRUE | tv not used
239336 | 23933 | 6 | 64 | Kitchen | TRUE
239337 | 23933 | 7 | 81 | Dining Room | TRUE
239338 | 23933 | 8 | 50 | Hall | TRUE
239339 | 23933 | 9 | 100 | Kitchen | TRUE
2393310 | 23933 | 10 | 352 | Living Room | TRUE | 16x22
2393311 | 23933 | 11 | 150 | Living Room | TRUE | converted garage slab
239361 | 23936 | 1 | 300 | Family Room | TRUE | no windows
239362 | 23936 | 2 | 70 | Bathroom | TRUE
239363 | 23936 | 3 | 30 | Bathroom | TRUE
239364 | 23936 | 4 | 51 | Bathroom | TRUE
239365 | 23936 | 5 | 120 | Bedroom | TRUE
239366 | 23936 | 6 | 140 | Bedroom | TRUE
239367 | 23936 | 7 | 110 | Bedroom | TRUE
239368 | 23936 | 8 | 200 | Bedroom | TRUE
239369 | 23936 | 9 | 46 | Hall | TRUE | no windows
2393610 | 23936 | 10 | 67 | Hall | TRUE | no windows
2393611 | 23936 | 11 | 251 | Kitchen | TRUE | DISHWASHER BROKE DO NOT USE
2393612 | 23936 | 12 | 140 | Laundry Room | TRUE
2393613 | 23936 | 13 | 288 | Living Room | TRUE
2393614 | 23936 | 14 | 100 | Other | TRUE | no windows
2393615 | 23936 | 15 | 56 | Hall | TRUE | no windows
2393616 | 23936 | 16 | 237 | Other | TRUE | NO LIGHTING CANNING STORAGE
239391 | 23939 | 1 | 215 | Other | TRUE
239392 | 23939 | 2 | 110 | Bathroom | TRUE
239393 | 23939 | 3 | 260 | Bedroom | TRUE
239394 | 23939 | 4 | 560 | Other | TRUE
239395 | 23939 | 5 | 160 | Family Room | TRUE
239396 | 23939 | 6 | 800 | Garage | FALSE
239397 | 23939 | 7 | 200 | Kitchen | TRUE
239398 | 23939 | 8 | 230 | Living Room | TRUE
239399 | 23939 | 9 | 230 | Bedroom | TRUE
2393910 | 23939 | 10 | 70 | Hall | TRUE
239461 | 23946 | 1 | 25 | Bathroom | TRUE | no windows
239462 | 23946 | 2 | 72 | Bathroom | TRUE | no windows
239463 | 23946 | 3 | 70 | Bathroom | TRUE
239464 | 23946 | 4 | 120 | Bedroom | TRUE
239465 | 23946 | 5 | 120 | Bedroom | TRUE
239466 | 23946 | 6 | 110 | Office | TRUE
239467 | 23946 | 7 | 170 | Master Bedroom | TRUE
239468 | 23946 | 8 | 100 | Dining Room | TRUE
239469 | 23946 | 9 | 175 | Family Room | TRUE
2394610 | 23946 | 10 | 400 | Garage | FALSE | no windows
2394611 | 23946 | 11 | 170 | Hall | TRUE
2394612 | 23946 | 12 | 160 | Hall | TRUE
2394613 | 23946 | 13 | 40 | Laundry Room | TRUE
2394614 | 23946 | 14 | 170 | Living Room | TRUE
239481 | 23948 | 1 | 1550 | Other | TRUE
239482 | 23948 | 2 | 40 | Bathroom | TRUE
239483 | 23948 | 3 | 75 | Bathroom | TRUE
239484 | 23948 | 4 | 175 | Bedroom | TRUE
239485 | 23948 | 5 | 225 | Bedroom | TRUE
239486 | 23948 | 6 | 200 | Bedroom | TRUE
239487 | 23948 | 7 | 288 | Family Room | TRUE
239488 | 23948 | 8 | 45 | Hall | TRUE
239489 | 23948 | 9 | 255 | Kitchen | TRUE
2394810 | 23948 | 10 | 225 | Master Bedroom | TRUE
2394811 | 23948 | 11 | 290 | Office | TRUE
239521 | 23952 | 1 | 45 | Bathroom | TRUE
239522 | 23952 | 2 | 170 | Bedroom | TRUE
239523 | 23952 | 3 | 160 | Bedroom | TRUE
239524 | 23952 | 4 | 140 | Bedroom | TRUE
239525 | 23952 | 5 | 60 | Bathroom | TRUE
239526 | 23952 | 6 | 190 | Dining Room | TRUE
239527 | 23952 | 7 | 530 | Family Room | TRUE
239528 | 23952 | 8 | 65 | Hall | TRUE
239529 | 23952 | 9 | 120 | Kitchen | TRUE
2395210 | 23952 | 10 | 55 | Laundry Room | TRUE
2395211 | 23952 | 11 | 270 | Living Room | TRUE
2395212 | 23952 | 12 | 70 | Office | TRUE
2395213 | 23952 | 13 | 260 | Other | TRUE
239601 | 23960 | 1 | 123 | Other | TRUE
239602 | 23960 | 2 | 359 | Other | TRUE
239603 | 23960 | 3 | 226 | Hall | TRUE
239604 | 23960 | 4 | 45 | Hall | TRUE
239605 | 23960 | 5 | 321 | Garage | FALSE | no window
239606 | 23960 | 6 | 132 | Kitchen | TRUE
239607 | 23960 | 7 | 516 | Living Room | TRUE
239608 | 23960 | 8 | 73 | Bathroom | TRUE
239609 | 23960 | 9 | 34 | Closet | TRUE
2396010 | 23960 | 10 | 376 | Master Bedroom | TRUE
2396011 | 23960 | 11 | 184 | Other | TRUE
239651 | 23965 | 1 | 55 | Bathroom | TRUE
239652 | 23965 | 2 | 165 | Bedroom | TRUE
239653 | 23965 | 3 | 92 | Bathroom | TRUE | no window
239654 | 23965 | 4 | 200 | Bedroom | TRUE
239655 | 23965 | 5 | 155 | Bedroom | TRUE
239656 | 23965 | 6 | 170 | Hall | TRUE | no window
239657 | 23965 | 7 | 250 | Closet | TRUE | no window
239658 | 23965 | 8 | 240 | Office | TRUE
239659 | 23965 | 9 | 245 | Family Room | TRUE
2396510 | 23965 | 10 | 100 | Other | TRUE | no window
2396511 | 23965 | 11 | 60 | Hall | TRUE | no window
2396512 | 23965 | 12 | 60 | Hall | TRUE | no window
2396513 | 23965 | 13 | 310 | Kitchen | TRUE
2396514 | 23965 | 14 | 85 | Laundry Room | TRUE
2396515 | 23965 | 15 | 370 | Living Room | TRUE
2396516 | 23965 | 16 | 85 | Bathroom | TRUE
2396517 | 23965 | 17 | 280 | Master Bedroom | TRUE
239661 | 23966 | 1 | 67 | Laundry Room | TRUE
239662 | 23966 | 2 | 86 | Kitchen | TRUE
239663 | 23966 | 3 | 54 | Dining Room | TRUE
239664 | 23966 | 4 | 220 | Living Room | TRUE
239665 | 23966 | 5 | 54 | Hall | TRUE
239666 | 23966 | 6 | 158 | Bedroom | TRUE
239667 | 23966 | 7 | 44 | Bathroom | TRUE
239668 | 23966 | 8 | 101 | Bedroom | TRUE
239721 | 23972 | 1 | 726 | Other | TRUE | ATTIC SPRAY FOAM CONDITIONED VAULTED. No window or skylight
239722 | 23972 | 2 | 58 | Bathroom | TRUE | no window
239723 | 23972 | 3 | 75 | Bathroom | TRUE
239724 | 23972 | 4 | 214 | Bedroom | TRUE
239725 | 23972 | 5 | 120 | Bedroom | TRUE
239726 | 23972 | 6 | 120 | Bedroom | TRUE
239727 | 23972 | 7 | 120 | Bedroom | TRUE
239728 | 23972 | 8 | 220 | Dining Room | TRUE
239729 | 23972 | 9 | 450 | Other | TRUE | GARDENING GROW ROOM WITH LIGHTS USED SEASONALLY
2397210 | 23972 | 10 | 60 | Hall | TRUE | no window
2397211 | 23972 | 11 | 180 | Other | TRUE | HALL AND STORAGE, no window
2397212 | 23972 | 12 | 142 | Hall | TRUE
2397213 | 23972 | 13 | 80 | Kitchen | TRUE
2397214 | 23972 | 14 | 396 | Living Room | TRUE
2397215 | 23972 | 15 | 184 | Office | TRUE
2397216 | 23972 | 16 | 228 | Other | TRUE | storage, no window
239731 | 23973 | 1 | 64 | Bathroom | TRUE
239732 | 23973 | 2 | 144 | Bedroom | TRUE
239733 | 23973 | 3 | 110 | Laundry Room | TRUE
239734 | 23973 | 4 | 125 | Bedroom | TRUE
239735 | 23973 | 5 | 125 | Bedroom | TRUE
239736 | 23973 | 6 | 75 | Hall | TRUE | no window
239737 | 23973 | 7 |  | Living Room | TRUE
239738 | 23973 | 8 | 450 | Family Room | TRUE | this room is being treated as a garage
239739 | 23973 | 9 | 854 | Garage | FALSE | no window
2397310 | 23973 | 10 | 30 | Hall | TRUE | no window
2397311 | 23973 | 11 | 216 | Living Room | TRUE
2397312 | 23973 | 12 | 200 | Other | TRUE | no window
2397313 | 23973 | 13 | 225 | Kitchen | TRUE
239861 | 23986 | 1 | 315 | Other | TRUE
239862 | 23986 | 2 | 50 | Bathroom | TRUE
239863 | 23986 | 3 | 160 | Bedroom | TRUE
239864 | 23986 | 4 | 140 | Bedroom | TRUE
239865 | 23986 | 5 | 130 | Bedroom | TRUE
239866 | 23986 | 6 | 45 | Bathroom | TRUE
239867 | 23986 | 7 | 140 | Bedroom | TRUE
239868 | 23986 | 8 | 185 | Bedroom | TRUE
239869 | 23986 | 9 | 110 | Kitchen | TRUE
2398610 | 23986 | 10 | 145 | Laundry Room | TRUE
2398611 | 23986 | 11 | 375 | Family Room | TRUE
2398612 | 23986 | 12 | 355 | Family Room | TRUE
2398613 | 23986 | 13 | 55 | Hall | TRUE
2398614 | 23986 | 14 | 185 | Kitchen | TRUE
2398615 | 23986 | 15 | 280 | Living Room | TRUE | tv cord inaccessible
2398616 | 23986 | 16 | 45 | Hall | TRUE
239941 | 23994 | 1 | 473 | Living Room | TRUE
239942 | 23994 | 2 | 574 | Family Room | TRUE
239943 | 23994 | 3 | 104 | Hall | TRUE | no window
239944 | 23994 | 4 | 154 | Laundry Room | TRUE | no window
239945 | 23994 | 5 | 95 | Other | TRUE | no window
239946 | 23994 | 6 | 95 | Bathroom | TRUE
239947 | 23994 | 7 | 167 | Bedroom | TRUE | no window
239948 | 23994 | 8 | 195 | Bedroom | TRUE | no window
239949 | 23994 | 9 | 225 | Kitchen | TRUE
2399410 | 23994 | 10 | 153 | Hall | TRUE
2399411 | 23994 | 11 | 364 | Family Room | TRUE
2399412 | 23994 | 12 | 135 | Bedroom | TRUE
2399413 | 23994 | 13 | 92 | Bathroom | TRUE
2399414 | 23994 | 14 | 211 | Master Bedroom | TRUE
2399415 | 23994 | 15 | 142 | Bedroom | TRUE
2399416 | 23994 | 16 | 35 | Hall | TRUE | no window
239951 | 23995 | 1 | 320 | Other | TRUE | BM
239952 | 23995 | 2 | 90 | Bathroom | TRUE | no windows
239953 | 23995 | 3 | 150 | Bedroom | TRUE
239954 | 23995 | 4 | 160 | Bedroom | TRUE
239955 | 23995 | 5 | 150 | Bedroom | TRUE
239956 | 23995 | 6 | 60 | Hall | TRUE | no windows
239957 | 23995 | 7 | 355 | Kitchen | TRUE
239958 | 23995 | 8 | 390 | Living Room | TRUE
239959 | 23995 | 9 | 200 | Master Bedroom | TRUE
2399510 | 23995 | 10 | 150 | Office | TRUE
2399511 | 23995 | 11 | 50 | Bathroom | TRUE | no windows
240161 | 24016 | 1 | 55 | Bathroom | TRUE
240162 | 24016 | 2 | 120 | Bedroom | TRUE
240163 | 24016 | 3 | 130 | Bedroom | TRUE
240164 | 24016 | 4 | 106 | Bedroom | TRUE
240165 | 24016 | 5 | 208 | Bedroom | TRUE
240166 | 24016 | 6 | 74 | Closet | TRUE
240167 | 24016 | 7 | 78 | Hall | TRUE
240168 | 24016 | 8 | 200 | Laundry Room | TRUE
240169 | 24016 | 9 | 338 | Living Room | TRUE
2401610 | 24016 | 10 | 340 | Family Room | TRUE
2401611 | 24016 | 11 | 125 | Kitchen | TRUE
2401612 | 24016 | 12 | 186 | Other | TRUE
240271 | 24027 | 1 | 437 | Other | TRUE
240272 | 24027 | 2 | 112 | Bathroom | TRUE
240273 | 24027 | 3 | 130 | Bedroom | TRUE
240274 | 24027 | 4 | 81 | Bedroom | TRUE
240275 | 24027 | 5 | 280 | Garage | FALSE | no windows
240276 | 24027 | 6 | 270 | Kitchen | TRUE
240277 | 24027 | 7 | 330 | Living Room | TRUE
240278 | 24027 | 8 | 300 | Other | FALSE | no windows
240331 | 24033 | 1 | 35 | Bathroom | TRUE | no windows
240332 | 24033 | 2 | 45 | Bathroom | TRUE | no windows
240333 | 24033 | 3 | 45 | Bathroom | TRUE | no windows
240334 | 24033 | 4 | 130 | Bedroom | TRUE
240335 | 24033 | 5 | 120 | Master Bedroom | TRUE
240336 | 24033 | 6 | 240 | Master Bedroom | TRUE
240337 | 24033 | 7 | 140 | Bedroom | TRUE
240338 | 24033 | 8 | 35 | Closet | TRUE | no windows
240339 | 24033 | 9 | 180 | Dining Room | TRUE
2403310 | 24033 | 10 | 400 | Garage | FALSE
2403311 | 24033 | 11 | 160 | Hall | TRUE | no windows
2403312 | 24033 | 12 | 160 | Hall | TRUE
2403313 | 24033 | 13 | 125 | Kitchen | TRUE
2403314 | 24033 | 14 | 45 | Laundry Room | TRUE | no windows
2403315 | 24033 | 15 | 260 | Living Room | TRUE
240401 | 24040 | 1 | 53 | Bathroom | TRUE
240402 | 24040 | 2 | 57 | Bathroom | TRUE
240403 | 24040 | 3 | 167 | Bedroom | TRUE
240404 | 24040 | 4 | 110 | Bedroom | TRUE
240405 | 24040 | 5 | 110 | Bedroom | TRUE
240406 | 24040 | 6 | 22 | Closet | TRUE
240407 | 24040 | 7 | 500 | Garage | FALSE
240408 | 24040 | 8 | 39 | Hall | TRUE
240409 | 24040 | 9 | 147 | Kitchen | TRUE
2404010 | 24040 | 10 | 330 | Living Room | TRUE
240481 | 24048 | 1 | 40 | Bathroom | TRUE
240482 | 24048 | 2 | 191 | Bedroom | TRUE
240483 | 24048 | 3 | 48 | Bathroom | TRUE
240484 | 24048 | 4 | 172 | Bedroom | TRUE
240485 | 24048 | 5 | 330 | Family Room | TRUE
240486 | 24048 | 6 | 760 | Garage | FALSE
240487 | 24048 | 7 | 120 | Hall | TRUE
240488 | 24048 | 8 | 490 | Kitchen | TRUE
240489 | 24048 | 9 | 185 | Bathroom | TRUE
2404810 | 24048 | 10 | 272 | Bedroom | TRUE | CAN NOT GET TO TV OUTLET
2404811 | 24048 | 11 | 45 | Other | TRUE
2404812 | 24048 | 12 | 120 | Other | TRUE
2404813 | 24048 | 13 | 70 | Hall | TRUE
2404814 | 24048 | 14 | 340 | Other | TRUE
2404815 | 24048 | 15 | 55 | Bathroom | TRUE
2404816 | 24048 | 16 | 204 | Other | TRUE
2404817 | 24048 | 17 | 137 | Bedroom | TRUE
240831 | 24083 | 1 | 295 | Living Room | TRUE
240832 | 24083 | 2 | 217 | Kitchen | TRUE
240833 | 24083 | 3 | 132 | Hall | TRUE
240834 | 24083 | 4 | 121 | Bedroom | TRUE
240835 | 24083 | 5 | 116 | Bedroom | TRUE
240836 | 24083 | 6 | 58 | Bathroom | TRUE
240837 | 24083 | 7 | 60 | Laundry Room | TRUE
240838 | 24083 | 8 | 158 | Bedroom | TRUE
240931 | 24093 | 1 | 196 | Bedroom | TRUE | INSULATED BUT NOT FINISHED
240932 | 24093 | 2 | 600 | Family Room | TRUE | TV MOUNTED IN ENT CENTER NO ACCESSVTO PLUG OR BACK OF TV-ELECTRIC PORTABLE HEATER IN ROOM
240933 | 24093 | 3 | 471 | Other | TRUE | INSULATED NOT FINISHED
240934 | 24093 | 4 | 63 | Bathroom | TRUE
240935 | 24093 | 5 | 172 | Bedroom | TRUE
240936 | 24093 | 6 | 161 | Bedroom | TRUE
240937 | 24093 | 7 | 288 |  | TRUE | BONUS ROOM TRUSS OVER GARAGE
240938 | 24093 | 8 | 50 | Other | FALSE | WALLS NOT INSULATED INSULATED FROM BASEMENT EXTERIOR DOOR ENTRY
240939 | 24093 | 9 | 73 | Hall | TRUE
2409310 | 24093 | 10 | 576 | Garage | FALSE
2409311 | 24093 | 11 | 80 | Hall | TRUE
2409312 | 24093 | 12 | 61 | Hall | TRUE
2409313 | 24093 | 13 | 457 | Kitchen | TRUE
2409314 | 24093 | 14 | 79 | Laundry Room | TRUE
2409315 | 24093 | 15 | 217 | Living Room | TRUE | flat screen tv mounted above fireplace can not access back of tv or cord
2409316 | 24093 | 16 | 180 | Bathroom | TRUE
2409317 | 24093 | 17 | 207 | Master Bedroom | TRUE | OXYGEN MACHINE RUNNING IN BEDROOM
2409318 | 24093 | 18 | 22 | Bathroom | TRUE
241191 | 24119 | 1 | 111 | Dining Room | TRUE
241192 | 24119 | 2 | 45 | Hall | TRUE
241193 | 24119 | 3 | 291 | Garage | FALSE
241194 | 24119 | 4 | 139 | Office | TRUE
241195 | 24119 | 5 | 57 | Hall | TRUE
241196 | 24119 | 6 | 54 | Bathroom | TRUE
241197 | 24119 | 7 | 136 | Kitchen | TRUE
241198 | 24119 | 8 | 250 | Living Room | TRUE
241199 | 24119 | 9 | 95 | Bathroom | TRUE
2411910 | 24119 | 10 | 207 | Master Bedroom | TRUE
2411911 | 24119 | 11 | 117 | Bedroom | TRUE
2411912 | 24119 | 12 | 123 | Bedroom | TRUE
241201 | 24120 | 1 | 55 | Bathroom | TRUE
241202 | 24120 | 2 | 215 | Bedroom | TRUE
241203 | 24120 | 3 | 75 | Bedroom | TRUE
241204 | 24120 | 4 | 190 | Bedroom | TRUE
241205 | 24120 | 5 | 195 | Bedroom | TRUE
241206 | 24120 | 6 | 60 | Hall | TRUE
241207 | 24120 | 7 | 145 | Kitchen | TRUE
241208 | 24120 | 8 | 60 | Laundry Room | TRUE
241209 | 24120 | 9 | 330 | Living Room | TRUE
2412010 | 24120 | 10 | 40 | Closet | TRUE
241511 | 24151 | 1 | 409 | Other | TRUE
241512 | 24151 | 2 | 56 | Bathroom | TRUE
241513 | 24151 | 3 | 134 | Bedroom | TRUE
241514 | 24151 | 4 | 24 | Closet | TRUE | no windows
241515 | 24151 | 5 | 152 | Kitchen | TRUE
241516 | 24151 | 6 | 110 | Laundry Room | TRUE
241517 | 24151 | 7 | 175 | Living Room | TRUE
241518 | 24151 | 8 | 132 | Office | TRUE
241531 | 24153 | 1 | 105 | Other | TRUE
241532 | 24153 | 2 | 30 | Hall | TRUE | no windows
241533 | 24153 | 3 | 250 | Kitchen | TRUE
241534 | 24153 | 4 | 170 | Laundry Room | TRUE
241535 | 24153 | 5 | 600 | Living Room | TRUE
241536 | 24153 | 6 | 58 | Bathroom | TRUE
241537 | 24153 | 7 | 210 | Master Bedroom | TRUE
241538 | 24153 | 8 | 180 | Office | TRUE
241539 | 24153 | 9 |  | Garage | FALSE | no windows
2415310 | 24153 | 10 | 245 | Bedroom | TRUE
2415311 | 24153 | 11 | 25 | Bathroom | TRUE
2415312 | 24153 | 12 | 115 | Bedroom | TRUE
2415313 | 24153 | 13 | 175 | Hall | TRUE
2415314 | 24153 | 14 | 576 | Other | TRUE | no windows
241581 | 24158 | 1 | 200 | Other | FALSE
241582 | 24158 | 2 | 90 | Other | TRUE
241583 | 24158 | 3 | 50 | Bathroom | TRUE
241584 | 24158 | 4 | 120 | Bedroom | TRUE | TV INACCESSIBLE
241585 | 24158 | 5 | 100 | Dining Room | TRUE
241586 | 24158 | 6 | 50 | Other | TRUE | no windows
241587 | 24158 | 7 | 110 | Hall | TRUE
241588 | 24158 | 8 | 142 | Kitchen | TRUE
241589 | 24158 | 9 | 30 | Laundry Room | TRUE | no windows
2415810 | 24158 | 10 | 325 | Living Room | TRUE | TV INACCESSIBLE
2415811 | 24158 | 11 | 130 | Office | TRUE
241711 | 24171 | 1 | 61 | Laundry Room | FALSE
241712 | 24171 | 2 | 139 | Bedroom | TRUE
241713 | 24171 | 3 | 30 | Closet | TRUE | no windows
241714 | 24171 | 4 | 169 | Bedroom | TRUE
241715 | 24171 | 5 | 30 | Closet | TRUE | no windows
241716 | 24171 | 6 | 120 | Bedroom | TRUE
241717 | 24171 | 7 | 266 | Garage | FALSE
241718 | 24171 | 8 | 128 | Kitchen | TRUE
241719 | 24171 | 9 | 109 | Dining Room | TRUE
2417110 | 24171 | 10 | 284 | Living Room | TRUE
2417111 | 24171 | 11 | 48 | Hall | TRUE | no windows
2417112 | 24171 | 12 | 135 | Master Bedroom | TRUE
2417113 | 24171 | 13 | 45 | Bathroom | TRUE
2417114 | 24171 | 14 | 261 | Hall | TRUE
2417115 | 24171 | 15 | 241 | Other | FALSE | no windows
241841 | 24184 | 1 | 700 | Garage | FALSE
241842 | 24184 | 2 | 50 | Bathroom | TRUE
241843 | 24184 | 3 | 120 | Bedroom | TRUE
241844 | 24184 | 4 | 190 | Office | TRUE
241845 | 24184 | 5 | 72 | Bathroom | TRUE
241846 | 24184 | 6 | 140 | Dining Room | TRUE
241847 | 24184 | 7 | 150 | Family Room | TRUE
241848 | 24184 | 8 | 185 | Bedroom | TRUE
241849 | 24184 | 9 | 64 | Hall | TRUE
2418410 | 24184 | 10 | 154 | Kitchen | TRUE
2418411 | 24184 | 11 | 80 | Laundry Room | TRUE
2418412 | 24184 | 12 | 160 | Living Room | TRUE
2418413 | 24184 | 13 | 90 | Dining Room | TRUE
2418414 | 24184 | 14 | 120 | Other | TRUE
2418415 | 24184 | 15 | 300 | Hall | TRUE | STAIR RUNS ON 3 LEVELS.
2418416 | 24184 | 16 | 106 | Other | TRUE
2418417 | 24184 | 17 | 67 | Hall | TRUE
2418418 | 24184 | 18 | 70 | Bathroom | TRUE
2418419 | 24184 | 19 | 400 | Master Bedroom | TRUE
2418420 | 24184 | 20 | 110 | Hall | TRUE
241961 | 24196 | 1 | 286 | Living Room | TRUE
241962 | 24196 | 2 | 114 | Bedroom | TRUE
241963 | 24196 | 3 | 542 | Family Room | TRUE
241964 | 24196 | 4 | 83 | Other | TRUE
241965 | 24196 | 5 | 20 | Bathroom | TRUE
241966 | 24196 | 6 | 240 | Laundry Room | TRUE
241967 | 24196 | 7 | 379 | Garage | FALSE
241968 | 24196 | 8 | 30 | Hall | TRUE
241969 | 24196 | 9 | 527 | Other | FALSE
2419610 | 24196 | 10 | 118 | Dining Room | TRUE
2419611 | 24196 | 11 | 164 | Kitchen | TRUE
2419612 | 24196 | 12 | 164 | Hall | TRUE
2419613 | 24196 | 13 | 67 | Bathroom | TRUE
2419614 | 24196 | 14 | 156 | Bedroom | TRUE
2419615 | 24196 | 15 | 162 | Bedroom | TRUE
2419616 | 24196 | 16 | 170 | Master Bedroom | TRUE
2419617 | 24196 | 17 | 41 | Bathroom | TRUE
242021 | 24202 | 1 | 60 | Other | TRUE
242022 | 24202 | 2 | 68 | Bathroom | TRUE
242023 | 24202 | 3 | 194 | Bedroom | TRUE | SLIDING GLASS DOORS CLOSE OFF FROM REST OF HOUSE IN WINTER
242024 | 24202 | 4 | 201 | Bedroom | TRUE
242025 | 24202 | 5 | 80 | Hall | TRUE
242026 | 24202 | 6 | 46 | Office | TRUE
242027 | 24202 | 7 | 864 | Garage | FALSE
242028 | 24202 | 8 | 82 | Hall | TRUE
242029 | 24202 | 9 | 77 | Kitchen | TRUE
2420210 | 24202 | 10 | 208 | Master Bedroom | TRUE
2420211 | 24202 | 11 | 428 | Living Room | TRUE
2420212 | 24202 | 12 | 126 | Office | TRUE
2420213 | 24202 | 13 | 26 | Bathroom | TRUE
242031 | 24203 | 1 | 26 | Bathroom | TRUE
242032 | 24203 | 2 | 42 | Bathroom | TRUE
242033 | 24203 | 3 | 145 | Bedroom | TRUE
242034 | 24203 | 4 | 146 | Bedroom | TRUE
242035 | 24203 | 5 | 153 | Bedroom | TRUE
242036 | 24203 | 6 | 107 | Dining Room | TRUE
242037 | 24203 | 7 | 138 | Hall | TRUE
242038 | 24203 | 8 | 156 | Hall | TRUE
242039 | 24203 | 9 | 137 | Kitchen | TRUE
2420310 | 24203 | 10 | 78 | Laundry Room | TRUE
2420311 | 24203 | 11 | 224 | Living Room | TRUE
2420312 | 24203 | 12 | 46 | Bathroom | TRUE
2420313 | 24203 | 13 | 240 | Master Bedroom | TRUE
2420314 | 24203 | 14 | 14 | Closet | TRUE
2420315 | 24203 | 15 | 181 | Family Room | TRUE
242051 | 24205 | 1 | 92 | Other | TRUE | no windows
242052 | 24205 | 2 | 221 | Other | TRUE
242053 | 24205 | 3 | 83 | Hall | TRUE
242054 | 24205 | 4 | 176 | Master Bedroom | TRUE
242055 | 24205 | 5 | 32 | Closet | TRUE | no windows
242056 | 24205 | 6 | 89 | Bathroom | TRUE
242057 | 24205 | 7 | 130 | Hall | TRUE | no windows
242058 | 24205 | 8 | 33 | Bathroom | TRUE | no windows
242059 | 24205 | 9 | 938 | Living Room | TRUE
2420510 | 24205 | 10 | 440 | Kitchen | TRUE
2420511 | 24205 | 11 | 364 | Other | TRUE | no windows
2420512 | 24205 | 12 | 70 | Closet | TRUE | no windows
2420513 | 24205 | 13 | 492 | Garage | FALSE | no windows
2420514 | 24205 | 14 | 64 | Laundry Room | TRUE | no windows
2420515 | 24205 | 15 | 102 | Hall | TRUE | no windows
2420516 | 24205 | 16 | 25 | Closet | TRUE | no windows
2420517 | 24205 | 17 | 56 | Bathroom | TRUE | no windows
2420518 | 24205 | 18 | 327 | Family Room | TRUE
242071 | 24207 | 1 | 54 | Bathroom | TRUE
242072 | 24207 | 2 | 135 | Bedroom | TRUE
242073 | 24207 | 3 | 190 | Bedroom | TRUE
242074 | 24207 | 4 | 50 | Hall | TRUE
242075 | 24207 | 5 | 155 | Kitchen | TRUE
242076 | 24207 | 6 | 236 | Living Room | TRUE
242091 | 24209 | 1 | 240 | Bedroom | TRUE
242092 | 24209 | 2 | 345 | Master Bedroom | TRUE
242093 | 24209 | 3 | 316 | Family Room | TRUE
242094 | 24209 | 4 | 126 | Bedroom | TRUE
242095 | 24209 | 5 | 107 | Other | TRUE | no windows
242096 | 24209 | 6 | 35 | Bathroom | TRUE | no windows
242097 | 24209 | 7 | 192 | Other | TRUE
242098 | 24209 | 8 | 90 | Other | TRUE
242099 | 24209 | 9 | 47 | Hall | TRUE
2420910 | 24209 | 10 | 69 | Laundry Room | TRUE
2420911 | 24209 | 11 | 70 | Hall | TRUE | no windows
2420912 | 24209 | 12 | 145 | Office | TRUE
2420913 | 24209 | 13 | 58 | Bathroom | TRUE
2420914 | 24209 | 14 | 354 | Kitchen | TRUE
2420915 | 24209 | 15 | 385 | Living Room | TRUE
2420916 | 24209 | 16 | 200 | Bedroom | TRUE
2420917 | 24209 | 17 | 44 | Closet | TRUE | no windows
242211 | 24221 | 1 | 233 | Living Room | TRUE
242212 | 24221 | 2 | 174 | Closet | TRUE
242213 | 24221 | 3 | 177 | Bedroom | TRUE
242214 | 24221 | 4 | 124 | Hall | TRUE | no windows
242215 | 24221 | 5 | 202 | Bedroom | TRUE
242216 | 24221 | 6 | 150 | Bedroom | TRUE
242217 | 24221 | 7 | 201 | Bedroom | TRUE
242218 | 24221 | 8 | 156 | Other | TRUE | no windows
242219 | 24221 | 9 | 199 | Dining Room | TRUE
2422110 | 24221 | 10 | 179 | Kitchen | TRUE
2422111 | 24221 | 11 | 57 | Bathroom | TRUE
2422112 | 24221 | 12 | 65 | Laundry Room | TRUE | no windows
2422113 | 24221 | 13 | 77 | Closet | TRUE | no windows
2422114 | 24221 | 14 | 116 | Office | TRUE | no windows
2422115 | 24221 | 15 | 311 | Master Bedroom | TRUE
2422116 | 24221 | 16 | 71 | Bathroom | TRUE
242241 | 24224 | 1 | 373 | Garage | FALSE | no windows
242242 | 24224 | 2 | 118 | Bedroom | TRUE
242243 | 24224 | 3 | 39 | Bathroom | TRUE | no windows
242244 | 24224 | 4 | 131 | Master Bedroom | TRUE
242245 | 24224 | 5 | 47 | Bathroom | TRUE | no windows
242246 | 24224 | 6 | 30 | Closet | TRUE | no windows
242247 | 24224 | 7 | 481 | Family Room | TRUE | Even when the TV is off its drawing 34W
242248 | 24224 | 8 | 141 | Kitchen | TRUE
242249 | 24224 | 9 | 108 | Dining Room | TRUE
2422410 | 24224 | 10 | 174 | Living Room | TRUE
2422411 | 24224 | 11 | 52 | Hall | TRUE
2422412 | 24224 | 12 | 25 | Bathroom | TRUE | no windows
2422413 | 24224 | 13 | 64 | Hall | TRUE
2422414 | 24224 | 14 | 120 | Bedroom | TRUE
242271 | 24227 | 1 | 530 | Office | TRUE
242272 | 24227 | 2 | 48 | Bathroom | TRUE | no window
242273 | 24227 | 3 | 23 | Bathroom | TRUE
242274 | 24227 | 4 | 141 | Bedroom | TRUE
242275 | 24227 | 5 | 109 | Bedroom | TRUE
242276 | 24227 | 6 | 122 | Dining Room | TRUE
242277 | 24227 | 7 | 60 | Hall | TRUE
242278 | 24227 | 8 | 59 | Hall | TRUE | no window
242279 | 24227 | 9 | 90 | Kitchen | TRUE
2422710 | 24227 | 10 | 276 | Living Room | TRUE
2422711 | 24227 | 11 | 158 | Bedroom | TRUE
2422712 | 24227 | 12 | 28 | Office | TRUE | no window
242321 | 24232 | 1 | 57 | Bathroom | TRUE
242322 | 24232 | 2 | 110 | Bedroom | TRUE
242323 | 24232 | 3 | 105 | Bedroom | TRUE
242324 | 24232 | 4 | 115 | Closet | TRUE
242325 | 24232 | 5 | 52 | Hall | TRUE
242326 | 24232 | 6 | 190 | Kitchen | TRUE
242327 | 24232 | 7 | 55 | Laundry Room | FALSE
242328 | 24232 | 8 | 350 | Living Room | TRUE
242329 | 24232 | 9 | 115 | Office | TRUE
242421 | 24242 | 1 | 45 | Bathroom | TRUE
242422 | 24242 | 2 | 150 | Bedroom | TRUE
242423 | 24242 | 3 | 1200 | Garage | FALSE
242424 | 24242 | 4 | 40 | Hall | TRUE
242425 | 24242 | 5 | 145 | Kitchen | TRUE
242426 | 24242 | 6 | 190 | Living Room | TRUE
242427 | 24242 | 7 | 150 | Office | TRUE
242451 | 24245 | 1 | 60 | Bathroom | TRUE
242452 | 24245 | 2 | 400 | Bedroom | TRUE
242453 | 24245 | 3 | 220 | Bedroom | TRUE
242454 | 24245 | 4 | 200 | Hall | TRUE | no windows
242455 | 24245 | 5 | 200 | Kitchen | TRUE
242456 | 24245 | 6 | 182 | Living Room | TRUE
242457 | 24245 | 7 |  | Master Bedroom | TRUE
242458 | 24245 | 8 | 190 | Bathroom | TRUE
242459 | 24245 | 9 | 40 | Closet | TRUE | no windows
2424510 | 24245 | 10 | 432 | Other | FALSE | no windows
242461 | 24246 | 1 | 1144 | Other | TRUE | BASEMENT
242462 | 24246 | 2 | 50 | Bathroom | TRUE
242463 | 24246 | 3 | 65 | Bathroom | TRUE
242464 | 24246 | 4 | 260 | Bedroom | TRUE
242465 | 24246 | 5 | 180 | Bedroom | TRUE
242466 | 24246 | 6 | 197 | Dining Room | TRUE
242467 | 24246 | 7 | 393 | Family Room | TRUE
242468 | 24246 | 8 | 638 | Garage | FALSE | no windows
242469 | 24246 | 9 | 400 | Hall | TRUE
2424610 | 24246 | 10 | 180 | Kitchen | TRUE
2424611 | 24246 | 11 | 100 | Laundry Room | TRUE | ADFITIONTO HOME
2424612 | 24246 | 12 | 280 | Bedroom | TRUE | QURTZ HEATER IN ADDITION TO BEDROOM
2424613 | 24246 | 13 | 180 | Hall | TRUE | STAIRS INCLUDED-AQARIUM 2X3 TROPICAL FISH
2424614 | 24246 | 14 | 638 | Garage | FALSE | shop over garage no windows
2424615 | 24246 | 15 | 180 | Hall | TRUE | no windows
2424616 | 24246 | 16 | 110 | Other | TRUE
242471 | 24247 | 1 | 48 | Bathroom | TRUE
242472 | 24247 | 2 | 115 | Bedroom | TRUE
242473 | 24247 | 3 | 420 | Family Room | TRUE
242474 | 24247 | 4 | 96 | Dining Room | TRUE
242475 | 24247 | 5 | 92 | Hall | TRUE
242476 | 24247 | 6 | 420 | Garage | FALSE
242477 | 24247 | 7 | 182 | Kitchen | TRUE
242478 | 24247 | 8 | 364 | Living Room | TRUE
242479 | 24247 | 9 | 57 | Bathroom | TRUE
2424710 | 24247 | 10 | 196 | Master Bedroom | TRUE
2424711 | 24247 | 11 | 135 | Office | TRUE
242491 | 24249 | 1 | 153 | Kitchen | TRUE
242492 | 24249 | 2 | 236 | Bedroom | TRUE
242493 | 24249 | 3 | 138 | Bedroom | TRUE
242494 | 24249 | 4 | 163 | Bathroom | TRUE
242495 | 24249 | 5 | 101 | Hall | TRUE | no windows
242496 | 24249 | 6 | 150 | Dining Room | TRUE
242497 | 24249 | 7 | 537 | Living Room | TRUE
242498 | 24249 | 8 | 206 | Bathroom | TRUE
242499 | 24249 | 9 | 92 | Bathroom | TRUE
2424910 | 24249 | 10 | 122 | Bedroom | TRUE
2424911 | 24249 | 11 | 432 | Family Room | TRUE
2424912 | 24249 | 12 | 133 | Laundry Room | TRUE | no windows
2424913 | 24249 | 13 | 56 | Bathroom | TRUE
242591 | 24259 | 1 | 85 | Bathroom | TRUE
242592 | 24259 | 2 | 70 | Bathroom | TRUE | no windows
242593 | 24259 | 3 | 120 | Bedroom | TRUE
242594 | 24259 | 4 | 55 | Closet | TRUE | no windows
242595 | 24259 | 5 | 215 | Dining Room | TRUE
242596 | 24259 | 6 | 300 | Family Room | TRUE
242597 | 24259 | 7 | 92 | Hall | TRUE | no windows
242598 | 24259 | 8 | 44 | Hall | TRUE | no windows
242599 | 24259 | 9 | 535 | Laundry Room | TRUE
2425910 | 24259 | 10 | 50 | Laundry Room | TRUE | no windows
2425911 | 24259 | 11 | 130 | Master Bedroom | TRUE
2425912 | 24259 | 12 | 115 | Office | TRUE
2425913 | 24259 | 13 | 40 | Hall | TRUE | no windows
242661 | 24266 | 1 |  | Other | TRUE
242662 | 24266 | 2 |  | Bathroom | TRUE
242663 | 24266 | 3 |  | Bathroom | TRUE
242664 | 24266 | 4 |  | Bedroom | TRUE
242665 | 24266 | 5 |  | Bedroom | TRUE
242666 | 24266 | 6 |  | Closet | TRUE | no windows
242667 | 24266 | 7 |  | Closet | TRUE | no windows
242668 | 24266 | 8 |  | Closet | TRUE
242669 | 24266 | 9 |  | Family Room | TRUE
2426610 | 24266 | 10 |  | Dining Room | TRUE
2426611 | 24266 | 11 |  | Garage | FALSE
2426612 | 24266 | 12 |  | Hall | TRUE | no windows
2426613 | 24266 | 13 |  | Hall | TRUE
2426614 | 24266 | 14 |  | Hall | TRUE | no windows
2426615 | 24266 | 15 |  | Kitchen | TRUE
2426616 | 24266 | 16 |  | Other | TRUE
2426617 | 24266 | 17 |  | Living Room | TRUE
2426618 | 24266 | 18 |  | Master Bedroom | TRUE
2426619 | 24266 | 19 |  | Other | FALSE | no windows
242881 | 24288 | 1 | 435 | Other | TRUE | no windows
242882 | 24288 | 2 | 150 | Bathroom | TRUE
242883 | 24288 | 3 | 80 | Bathroom | TRUE | no windows
242884 | 24288 | 4 | 275 | Bedroom | TRUE
242885 | 24288 | 5 | 741 | Other | FALSE | no windows
242886 | 24288 | 6 | 150 | Dining Room | TRUE
242887 | 24288 | 7 | 648 | Garage | FALSE
242888 | 24288 | 8 | 375 | Kitchen | TRUE
242889 | 24288 | 9 | 90 | Laundry Room | TRUE | no windows
2428810 | 24288 | 10 | 240 | Living Room | TRUE
2428811 | 24288 | 11 | 100 | Hall | TRUE | no windows
2428812 | 24288 | 12 | 50 | Bathroom | TRUE | no windows
2428813 | 24288 | 13 | 150 | Bedroom | TRUE
2428814 | 24288 | 14 | 360 | Master Bedroom | TRUE
2428815 | 24288 | 15 | 105 | Bathroom | TRUE
2428816 | 24288 | 16 | 100 | Other | TRUE
2428817 | 24288 | 17 | 200 | Other | TRUE
2428818 | 24288 | 18 | 750 | Other | FALSE
242961 | 24296 | 1 | 24 | Hall | TRUE | no windows
242962 | 24296 | 2 | 648 | Other | TRUE | no windows
242963 | 24296 | 3 | 60 | Other | TRUE | no windows
242964 | 24296 | 4 | 1008 | Garage | FALSE | no windows
242965 | 24296 | 5 | 120 | Hall | TRUE | no windows
242966 | 24296 | 6 | 50 | Office | TRUE | no windows
242967 | 24296 | 7 | 180 | Bedroom | TRUE
242968 | 24296 | 8 | 208 | Other | TRUE
242969 | 24296 | 9 | 81 | Bathroom | TRUE
2429610 | 24296 | 10 | 56 | Other | TRUE | no windows
2429611 | 24296 | 11 | 345 | Living Room | TRUE
2429612 | 24296 | 12 | 315 | Kitchen | TRUE
2429613 | 24296 | 13 | 128 | Hall | TRUE | no windows
2429614 | 24296 | 14 | 156 | Office | TRUE
2429615 | 24296 | 15 | 135 | Bathroom | TRUE
2429616 | 24296 | 16 | 180 | Bedroom | TRUE
2429617 | 24296 | 17 | 247 | Master Bedroom | TRUE
2429618 | 24296 | 18 | 84 | Laundry Room | TRUE
243101 | 24310 | 1 | 45 | Bathroom | TRUE
243102 | 24310 | 2 | 45 | Bathroom | TRUE
243103 | 24310 | 3 | 180 | Bedroom | TRUE
243104 | 24310 | 4 | 113 | Bedroom | TRUE
243105 | 24310 | 5 | 119 | Bedroom | TRUE
243106 | 24310 | 6 | 30 | Closet | TRUE
243107 | 24310 | 7 | 23 | Closet | TRUE
243108 | 24310 | 8 | 242 | Family Room | TRUE
243109 | 24310 | 9 | 380 | Garage | FALSE | 19X19
2431010 | 24310 | 10 | 178 | Hall | TRUE
2431011 | 24310 | 11 | 207 | Kitchen | TRUE
2431012 | 24310 | 12 | 224 | Living Room | TRUE
243111 | 24311 | 1 | 65 | Bathroom | TRUE
243112 | 24311 | 2 | 102 | Bathroom | TRUE
243113 | 24311 | 3 | 134 | Bedroom | TRUE
243114 | 24311 | 4 | 400 | Bedroom | TRUE
243115 | 24311 | 5 | 64 | Closet | TRUE
243116 | 24311 | 6 | 560 | Garage | FALSE
243117 | 24311 | 7 | 60 | Hall | TRUE
243118 | 24311 | 8 | 285 | Kitchen | TRUE
243119 | 24311 | 9 | 52 | Laundry Room | TRUE
2431110 | 24311 | 10 | 322 | Living Room | TRUE
243121 | 24312 | 1 | 44 | Bathroom | TRUE
243122 | 24312 | 2 | 45 | Bathroom | TRUE
243123 | 24312 | 3 | 202 | Bedroom | TRUE
243124 | 24312 | 4 | 201 | Bedroom | TRUE
243125 | 24312 | 5 | 65 | Closet | TRUE
243126 | 24312 | 6 | 27 | Closet | TRUE
243127 | 24312 | 7 | 308 | Family Room | TRUE
243128 | 24312 | 8 | 37 | Hall | TRUE
243129 | 24312 | 9 | 10 | Hall | TRUE
2431210 | 24312 | 10 | 230 | Kitchen | TRUE
2431211 | 24312 | 11 | 161 | Laundry Room | FALSE
2431212 | 24312 | 12 | 136 | Other | FALSE
2431213 | 24312 | 13 | 160 | Office | TRUE
2431214 | 24312 | 14 | 82 | Other | TRUE
2431215 | 24312 | 15 | 194 | Other | FALSE
243171 | 24317 | 1 | 60 | Bathroom | TRUE | no windows
243172 | 24317 | 2 | 70 | Bathroom | TRUE | no windows
243173 | 24317 | 3 | 210 | Bedroom | TRUE
243174 | 24317 | 4 | 180 | Bedroom | TRUE
243175 | 24317 | 5 | 170 | Bedroom | TRUE
243176 | 24317 | 6 | 430 | Family Room | TRUE
243177 | 24317 | 7 | 500 | Garage | TRUE | no windows
243178 | 24317 | 8 | 100 | Hall | TRUE | no windows
243179 | 24317 | 9 | 90 | Hall | TRUE
2431710 | 24317 | 10 | 340 | Kitchen | TRUE
2431711 | 24317 | 11 | 150 | Laundry Room | TRUE
2431712 | 24317 | 12 | 330 | Living Room | TRUE
2431713 | 24317 | 13 | 240 | Master Bedroom | TRUE
2431714 | 24317 | 14 | 165 | Office | TRUE
243321 | 24332 | 1 | 50 | Bathroom | TRUE
243322 | 24332 | 2 | 60 | Bathroom | TRUE
243323 | 24332 | 3 | 140 | Bedroom | TRUE
243324 | 24332 | 4 | 140 | Bedroom | TRUE
243325 | 24332 | 5 | 130 | Bedroom | TRUE
243326 | 24332 | 6 | 120 | Dining Room | TRUE
243327 | 24332 | 7 | 450 | Garage | TRUE
243328 | 24332 | 8 | 40 | Hall | TRUE
243329 | 24332 | 9 | 40 | Hall | TRUE
2433210 | 24332 | 10 | 150 | Kitchen | TRUE
2433211 | 24332 | 11 | 60 | Laundry Room | TRUE
2433212 | 24332 | 12 | 140 | Living Room | TRUE
243411 | 24341 | 1 | 136 | Bedroom | TRUE
243412 | 24341 | 2 | 18 | Closet | TRUE | no windows
243413 | 24341 | 3 | 388 | Living Room | TRUE
243414 | 24341 | 4 | 70 | Hall | TRUE | no windows
243415 | 24341 | 5 | 130 | Office | TRUE
243416 | 24341 | 6 | 82 | Laundry Room | TRUE | no windows
243417 | 24341 | 7 | 763 | Garage | FALSE | no windows
243418 | 24341 | 8 | 64 | Bathroom | TRUE
243419 | 24341 | 9 | 55 | Hall | TRUE | no windows
2434110 | 24341 | 10 | 185 | Master Bedroom | TRUE
2434111 | 24341 | 11 | 60 | Bathroom | TRUE
2434112 | 24341 | 12 | 60 | Closet | TRUE | no windows
2434113 | 24341 | 13 | 353 | Kitchen | TRUE
243421 | 24342 | 1 | 250 | Other | TRUE | no windows
243422 | 24342 | 2 | 35 | Bathroom | TRUE
243423 | 24342 | 3 | 120 | Bedroom | TRUE
243424 | 24342 | 4 | 110 | Bedroom | TRUE
243425 | 24342 | 5 | 35 | Hall | TRUE | no windows
243426 | 24342 | 6 | 300 | Kitchen | TRUE
243427 | 24342 | 7 | 135 | Laundry Room | TRUE
243428 | 24342 | 8 | 180 | Living Room | TRUE
243471 | 24347 | 1 | 158 | Master Bedroom | TRUE
243472 | 24347 | 2 | 30 | Hall | TRUE | no windows
243473 | 24347 | 3 | 415 | Garage | FALSE | no windows
243474 | 24347 | 4 | 160 | Dining Room | TRUE
243475 | 24347 | 5 | 78 | Hall | TRUE
243476 | 24347 | 6 | 23 | Bathroom | TRUE | no windows
243477 | 24347 | 7 | 51 | Hall | TRUE | no windows
243478 | 24347 | 8 | 152 | Bedroom | TRUE
243479 | 24347 | 9 | 77 | Bathroom | TRUE | no windows
2434710 | 24347 | 10 | 116 | Bedroom | TRUE
2434711 | 24347 | 11 | 23 | Closet | TRUE | no windows
2434712 | 24347 | 12 | 127 | Bathroom | TRUE
2434713 | 24347 | 13 | 25 | Closet | TRUE | no windows
2434714 | 24347 | 14 | 300 | Living Room | TRUE
2434715 | 24347 | 15 | 200 | Kitchen | TRUE
2434716 | 24347 | 16 | 18 | Hall | TRUE | no windows
2434717 | 24347 | 17 | 51 | Laundry Room | TRUE
2434718 | 24347 | 18 | 220 | Family Room | TRUE
2434719 | 24347 | 19 | 31 | Bathroom | TRUE | no windows
243491 | 24349 | 1 | 1100 | Other | TRUE
243492 | 24349 | 2 | 125 | Bathroom | TRUE
243493 | 24349 | 3 | 165 | Bedroom | TRUE
243494 | 24349 | 4 | 130 | Bedroom | TRUE
243495 | 24349 | 5 | 120 | Bedroom | TRUE
243496 | 24349 | 6 | 600 | Bedroom | TRUE
243497 | 24349 | 7 | 400 | Garage | FALSE
243498 | 24349 | 8 | 200 | Hall | TRUE
243499 | 24349 | 9 | 325 | Kitchen | TRUE
2434910 | 24349 | 10 | 145 | Laundry Room | TRUE
2434911 | 24349 | 11 | 325 | Living Room | TRUE
2434912 | 24349 | 12 | 200 | Other | TRUE
243511 | 24351 | 1 | 45 | Bathroom | TRUE
243512 | 24351 | 2 | 50 | Bathroom | TRUE
243513 | 24351 | 3 | 100 | Bathroom | TRUE | no windows
243514 | 24351 | 4 | 120 | Bedroom | TRUE
243515 | 24351 | 5 | 160 | Bedroom | TRUE
243516 | 24351 | 6 | 35 | Closet | TRUE | no windows
243517 | 24351 | 7 | 110 | Family Room | TRUE
243518 | 24351 | 8 | 210 | Family Room | TRUE
243519 | 24351 | 9 | 225 | Garage | FALSE | no windows
2435110 | 24351 | 10 | 60 | Hall | TRUE | no windows
2435111 | 24351 | 11 | 55 | Hall | TRUE | no windows
2435112 | 24351 | 12 | 20 | Laundry Room | TRUE | no windows
2435113 | 24351 | 13 | 380 | Living Room | TRUE
2435114 | 24351 | 14 | 140 | Master Bedroom | TRUE
2435115 | 24351 | 15 | 80 | Office | TRUE | no windows
243631 | 24363 | 1 | 360 | Living Room | TRUE
243632 | 24363 | 2 | 42 | Bathroom | TRUE
243633 | 24363 | 3 | 120 | Bedroom | TRUE
243634 | 24363 | 4 | 221 | Bedroom | TRUE
243635 | 24363 | 5 | 150 | Other | TRUE
243636 | 24363 | 6 | 108 | Hall | TRUE | no windows
243637 | 24363 | 7 | 100 | Bathroom | TRUE
243638 | 24363 | 8 | 320 | Master Bedroom | TRUE
243639 | 24363 | 9 | 144 | Closet | TRUE | no windows
2436310 | 24363 | 10 | 144 | Bedroom | TRUE
2436311 | 24363 | 11 | 576 | Garage | FALSE | no windows
2436312 | 24363 | 12 | 216 | Kitchen | TRUE
2436313 | 24363 | 13 | 48 | Hall | TRUE | no windows
2436314 | 24363 | 14 | 360 | Family Room | TRUE
2436315 | 24363 | 15 | 81 | Laundry Room | TRUE | no windows
2436316 | 24363 | 16 | 150 | Office | TRUE | no windows
2436317 | 24363 | 17 | 72 | Other | FALSE | no windows
2436318 | 24363 | 18 | 25 | Closet | TRUE | no windows
243661 | 24366 | 1 | 648 | Other | TRUE
243662 | 24366 | 2 | 48 | Bathroom | TRUE
243663 | 24366 | 3 | 48 | Bathroom | TRUE
243664 | 24366 | 4 | 60 | Bathroom | TRUE
243665 | 24366 | 5 | 135 | Bedroom | TRUE
243666 | 24366 | 6 | 142 | Bedroom | TRUE
243667 | 24366 | 7 | 243 | Bedroom | TRUE
243668 | 24366 | 8 | 270 | Bedroom | TRUE
243669 | 24366 | 9 | 112 | Dining Room | TRUE
2436610 | 24366 | 10 | 360 | Family Room | TRUE
2436611 | 24366 | 11 | 500 | Garage | FALSE
2436612 | 24366 | 12 | 53 | Hall | TRUE
2436613 | 24366 | 13 | 180 | Kitchen | TRUE
2436614 | 24366 | 14 | 348 | Living Room | TRUE
243731 | 24373 | 1 | 100 | Bathroom | TRUE
243732 | 24373 | 2 | 50 | Bathroom | TRUE
243733 | 24373 | 3 | 46 | Bathroom | TRUE
243734 | 24373 | 4 | 220 | Bedroom | TRUE
243735 | 24373 | 5 | 130 | Bedroom | TRUE
243736 | 24373 | 6 | 115 | Bedroom | TRUE
243737 | 24373 | 7 | 30 | Closet | TRUE
243738 | 24373 | 8 | 20 | Closet | TRUE
243739 | 24373 | 9 | 29 | Closet | TRUE
2437310 | 24373 | 10 | 800 | Family Room | TRUE
2437311 | 24373 | 11 | 700 | Garage | FALSE | 23X20 12X18
2437312 | 24373 | 12 | 330 | Hall | TRUE | plus some closet space.
2437313 | 24373 | 13 | 271 | Kitchen | TRUE
2437314 | 24373 | 14 | 41 | Laundry Room | TRUE
2437315 | 24373 | 15 | 330 | Living Room | TRUE
2437316 | 24373 | 16 | 200 | Other | TRUE
243751 | 24375 | 1 | 55 | Bathroom | TRUE
243752 | 24375 | 2 | 110 | Bedroom | TRUE
243753 | 24375 | 3 | 40 | Hall | TRUE
243754 | 24375 | 4 | 315 | Family Room | TRUE
243755 | 24375 | 5 | 580 | Garage | FALSE
243756 | 24375 | 6 | 65 | Hall | TRUE
243757 | 24375 | 7 | 215 | Kitchen | TRUE
243758 | 24375 | 8 | 25 | Laundry Room | TRUE
243759 | 24375 | 9 | 115 | Bathroom | TRUE
2437510 | 24375 | 10 | 355 | Master Bedroom | TRUE
2437511 | 24375 | 11 | 50 | Closet | TRUE
243781 | 24378 | 1 | 166 | Office | TRUE
243782 | 24378 | 2 | 54 | Bathroom | TRUE
243783 | 24378 | 3 | 107 | Bedroom | TRUE
243784 | 24378 | 4 | 130 | Bedroom | TRUE
243785 | 24378 | 5 | 45 | Dining Room | TRUE
243786 | 24378 | 6 | 230 | Hall | TRUE
243787 | 24378 | 7 | 260 | Garage | FALSE
243788 | 24378 | 8 | 47 | Hall | TRUE
243789 | 24378 | 9 | 105 | Kitchen | TRUE
2437810 | 24378 | 10 | 295 | Hall | TRUE
2437811 | 24378 | 11 | 282 | Living Room | TRUE
2437812 | 24378 | 12 | 45 | Bathroom | TRUE
2437813 | 24378 | 13 | 201 | Master Bedroom | TRUE
2437814 | 24378 | 14 | 121 | Office | TRUE
2437815 | 24378 | 15 | 142 | Other | TRUE
243981 | 24398 | 1 | 120 | Kitchen | TRUE
243982 | 24398 | 2 | 80 | Bathroom | TRUE
243983 | 24398 | 3 | 80 | Bedroom | TRUE
243984 | 24398 | 4 | 108 | Bedroom | TRUE
243985 | 24398 | 5 | 170 | Bedroom | TRUE
243986 | 24398 | 6 | 50 | Bathroom | TRUE
243987 | 24398 | 7 | 100 | Dining Room | TRUE
243988 | 24398 | 8 | 80 | Hall | TRUE
243989 | 24398 | 9 | 110 | Laundry Room | TRUE
2439810 | 24398 | 10 | 400 | Living Room | TRUE
2439811 | 24398 | 11 | 300 | Bedroom | TRUE
2439812 | 24398 | 12 | 100 | Kitchen | TRUE
244001 | 24400 | 1 | 75 | Bathroom | TRUE
244002 | 24400 | 2 | 50 | Bathroom | TRUE
244003 | 24400 | 3 | 200 | Bedroom | TRUE
244004 | 24400 | 4 | 144 | Bedroom | TRUE
244005 | 24400 | 5 | 100 | Bedroom | TRUE
244006 | 24400 | 6 | 115 | Dining Room | TRUE
244007 | 24400 | 7 | 45 | Closet | TRUE
244008 | 24400 | 8 | 75 | Hall | TRUE
244009 | 24400 | 9 | 115 | Hall | TRUE
2440010 | 24400 | 10 | 270 | Family Room | TRUE
2440011 | 24400 | 11 | 440 | Garage | FALSE
2440012 | 24400 | 12 | 140 | Kitchen | TRUE
2440013 | 24400 | 13 | 265 | Living Room | TRUE
2440014 | 24400 | 14 | 60 | Bathroom | TRUE
2440015 | 24400 | 15 | 275 | Master Bedroom | TRUE
2440016 | 24400 | 16 | 75 | Closet | TRUE
2440017 | 24400 | 17 | 30 | Hall | TRUE
244011 | 24401 | 1 | 264 | Office | TRUE
244012 | 24401 | 2 | 35 | Closet | TRUE | no windows
244013 | 24401 | 3 | 400 | Other | TRUE
244014 | 24401 | 4 | 30 | Bathroom | TRUE
244015 | 24401 | 5 | 48 | Bedroom | TRUE
244016 | 24401 | 6 | 88 | Bathroom | TRUE | no windows
244017 | 24401 | 7 | 124 | Bedroom | TRUE
244018 | 24401 | 8 | 136 | Bathroom | TRUE
244019 | 24401 | 9 | 154 | Bedroom | TRUE
2440110 | 24401 | 10 | 123 | Bedroom | TRUE
2440111 | 24401 | 11 | 236 | Family Room | TRUE
2440112 | 24401 | 12 | 580 | Garage | FALSE | no windows
2440113 | 24401 | 13 | 400 | Hall | TRUE | includes stairs.
2440114 | 24401 | 14 | 260 | Kitchen | TRUE
2440115 | 24401 | 15 | 77 | Laundry Room | TRUE | no windows
2440116 | 24401 | 16 | 227 | Living Room | TRUE
2440117 | 24401 | 17 | 100 | Bathroom | TRUE
2440118 | 24401 | 18 | 206 | Master Bedroom | TRUE
2440119 | 24401 | 19 | 65 | Closet | TRUE
2440120 | 24401 | 20 | 270 | Other | TRUE | no windows
2440121 | 24401 | 21 | 206 | Other | TRUE | no windows
244021 | 24402 | 1 | 123 | Dining Room | TRUE
244022 | 24402 | 2 | 102 | Hall | TRUE
244023 | 24402 | 3 | 150 | Office | TRUE
244024 | 24402 | 4 | 64 | Bathroom | TRUE | no window, but skylight
244025 | 24402 | 5 | 41 | Closet | TRUE | no window, but skylight
244026 | 24402 | 6 | 134 | Kitchen | TRUE
244027 | 24402 | 7 | 301 | Living Room | TRUE
244028 | 24402 | 8 | 65 | Hall | TRUE | no window
244029 | 24402 | 9 | 50 | Closet | TRUE | no window
2440210 | 24402 | 10 | 149 | Bedroom | TRUE
2440211 | 24402 | 11 | 146 | Master Bedroom | TRUE
2440212 | 24402 | 12 | 88 | Bathroom | TRUE
2440213 | 24402 | 13 | 21 | Laundry Room | TRUE | no window
244081 | 24408 | 1 | 64 | Bathroom | TRUE
244082 | 24408 | 2 | 81 | Bathroom | TRUE
244083 | 24408 | 3 | 27 | Bathroom | TRUE
244084 | 24408 | 4 | 185 | Bedroom | TRUE
244085 | 24408 | 5 | 200 | Bedroom | TRUE
244086 | 24408 | 6 | 205 | Bedroom | TRUE
244087 | 24408 | 7 | 52 | Closet | TRUE
244088 | 24408 | 8 | 460 | Living Room | TRUE | 104 ft of windows are sliders.
244089 | 24408 | 9 | 648 | Garage | FALSE | NO WINDOWS
2440810 | 24408 | 10 | 87 | Hall | TRUE
2440811 | 24408 | 11 | 270 | Kitchen | TRUE
2440812 | 24408 | 12 | 40 | Laundry Room | TRUE
2440813 | 24408 | 13 | 350 | Living Room | TRUE
2440814 | 24408 | 14 | 50 | Other | TRUE
244101 | 24410 | 1 | 55 | Bathroom | TRUE | no windows
244102 | 24410 | 2 | 190 | Bedroom | TRUE
244103 | 24410 | 3 | 198 | Bedroom | TRUE
244104 | 24410 | 4 | 160 | Hall | TRUE | no windows
244105 | 24410 | 5 | 45 | Other | TRUE | no windows
244106 | 24410 | 6 | 632 | Family Room | TRUE
244107 | 24410 | 7 | 364 | Closet | TRUE | no windows
244108 | 24410 | 8 | 64 | Bedroom | TRUE
244109 | 24410 | 9 | 220 | Bedroom | TRUE
2441010 | 24410 | 10 | 28 | Bathroom | TRUE | no windows
2441011 | 24410 | 11 | 260 | Hall | TRUE
2441012 | 24410 | 12 | 307 | Kitchen | TRUE
2441013 | 24410 | 13 | 93 | Laundry Room | TRUE
2441014 | 24410 | 14 | 458 | Living Room | TRUE
2441015 | 24410 | 15 | 169 | Master Bedroom | TRUE
2441016 | 24410 | 16 | 152 | Office | TRUE
2441017 | 24410 | 17 | 560 | Garage | FALSE | validation error no area required no windows
244171 | 24417 | 1 | 1060 | Other | FALSE
244172 | 24417 | 2 | 40 | Bathroom | TRUE
244173 | 24417 | 3 | 135 | Bedroom | TRUE
244174 | 24417 | 4 | 121 | Bedroom | TRUE
244175 | 24417 | 5 | 50 | Hall | TRUE
244176 | 24417 | 6 | 290 | Kitchen | TRUE
244177 | 24417 | 7 | 325 | Living Room | TRUE
244181 | 24418 | 1 | 60 | Bathroom | TRUE | no windows
244182 | 24418 | 2 | 24 | Bathroom | TRUE | no windows
244183 | 24418 | 3 | 500 | Other | TRUE | no windows
244184 | 24418 | 4 | 450 | Family Room | TRUE
244185 | 24418 | 5 | 480 | Garage | FALSE | no windows
244186 | 24418 | 6 | 50 | Hall | TRUE | no windows
244187 | 24418 | 7 | 40 | Hall | TRUE | no windows
244188 | 24418 | 8 | 405 | Kitchen | TRUE
244189 | 24418 | 9 | 60 | Laundry Room | TRUE | no windows
2441810 | 24418 | 10 | 600 | Living Room | TRUE
2441811 | 24418 | 11 | 210 | Bathroom | TRUE
2441812 | 24418 | 12 | 380 | Master Bedroom | TRUE
2441813 | 24418 | 13 | 180 | Office | TRUE
2441814 | 24418 | 14 | 320 | Other | FALSE | Separate building conditioned by electric zonal heating.
244191 | 24419 | 1 | 94 | Bathroom | TRUE
244192 | 24419 | 2 | 130 | Bedroom | TRUE
244193 | 24419 | 3 | 99 | Dining Room | TRUE
244194 | 24419 | 4 | 179 | Family Room | TRUE
244195 | 24419 | 5 | 52 | Hall | TRUE
244196 | 24419 | 6 | 462 | Garage | FALSE
244197 | 24419 | 7 | 112 | Hall | TRUE
244198 | 24419 | 8 | 88 | Kitchen | TRUE
244199 | 24419 | 9 | 270 | Living Room | TRUE
2441910 | 24419 | 10 | 62 | Bathroom | TRUE
2441911 | 24419 | 11 | 225 | Master Bedroom | TRUE
2441912 | 24419 | 12 | 124 | Office | TRUE
244361 | 24436 | 1 | 331 | Living Room | TRUE
244362 | 24436 | 2 | 185 | Office | TRUE
244363 | 24436 | 3 | 81 | Laundry Room | TRUE
244364 | 24436 | 4 | 471 | Garage | FALSE
244365 | 24436 | 5 | 694 | Garage | FALSE
244366 | 24436 | 6 | 79 | Other | FALSE
244367 | 24436 | 7 | 25 | Other | FALSE | no windows
244368 | 24436 | 8 | 30 | Other | FALSE | no windows
244369 | 24436 | 9 | 153 | Dining Room | TRUE
2443610 | 24436 | 10 | 169 | Kitchen | TRUE
2443611 | 24436 | 11 | 185 | Hall | TRUE
2443612 | 24436 | 12 | 54 | Bathroom | TRUE | NO WINDOW BUT SKYLIGHT
2443613 | 24436 | 13 | 228 | Master Bedroom | TRUE
2443614 | 24436 | 14 | 64 | Bathroom | TRUE | no window but skylight
2443615 | 24436 | 15 | 32 | Hall | TRUE | no windows
2443616 | 24436 | 16 | 23 | Closet | TRUE | no windows
244451 | 24445 | 1 | 62 | Bathroom | TRUE | no windows
244452 | 24445 | 2 | 60 | Bathroom | TRUE | no windows
244453 | 24445 | 3 | 204 | Bedroom | TRUE
244454 | 24445 | 4 | 100 | Bedroom | TRUE
244455 | 24445 | 5 | 135 | Bedroom | TRUE
244456 | 24445 | 6 | 103 | Dining Room | TRUE
244457 | 24445 | 7 | 74 | Other | TRUE
244458 | 24445 | 8 | 340 | Family Room | TRUE
244459 | 24445 | 9 | 410 | Garage | FALSE | no windows
2444510 | 24445 | 10 | 70 | Hall | TRUE | no windows
2444511 | 24445 | 11 | 95 | Hall | TRUE | no windows
2444512 | 24445 | 12 | 130 | Kitchen | TRUE
2444513 | 24445 | 13 | 99 | Laundry Room | TRUE
2444514 | 24445 | 14 | 234 | Living Room | TRUE
2444515 | 24445 | 15 | 181 | Bedroom | TRUE
244511 | 24451 | 1 | 65 | Bathroom | TRUE
244512 | 24451 | 2 | 48 | Bathroom | TRUE
244513 | 24451 | 3 | 160 | Master Bedroom | TRUE
244514 | 24451 | 4 | 125 | Bedroom | TRUE
244515 | 24451 | 5 | 115 | Bedroom | TRUE
244516 | 24451 | 6 | 145 | Dining Room | TRUE
244517 | 24451 | 7 | 286 | Garage | FALSE
244518 | 24451 | 8 | 125 | Hall | TRUE
244519 | 24451 | 9 | 155 | Kitchen | TRUE
2445110 | 24451 | 10 | 224 | Living Room | TRUE
244561 | 24456 | 1 | 67 | Bathroom | TRUE | no windows
244562 | 24456 | 2 | 57 | Bathroom | TRUE | no windows
244563 | 24456 | 3 | 130 | Bedroom | TRUE
244564 | 24456 | 4 | 145 | Bedroom | TRUE
244565 | 24456 | 5 | 34 | Closet | TRUE | no windows
244566 | 24456 | 6 | 528 | Garage | FALSE | no windows
244567 | 24456 | 7 | 65 | Hall | TRUE | no windows
244568 | 24456 | 8 | 80 | Hall | TRUE
244569 | 24456 | 9 | 75 | Hall | TRUE | no windows
2445610 | 24456 | 10 | 510 | Living Room | TRUE
2445611 | 24456 | 11 | 20 | Laundry Room | TRUE | no windows
2445612 | 24456 | 12 | 235 | Master Bedroom | TRUE
2445613 | 24456 | 13 | 40 | Closet | TRUE | no windows
244621 | 24462 | 1 | 188 | Family Room | TRUE
244622 | 24462 | 2 | 31 | Hall | TRUE
244623 | 24462 | 3 | 129 | Bedroom | TRUE
244624 | 24462 | 4 | 176 | Bedroom | TRUE | WINDOW AC IN WINDIW
244625 | 24462 | 5 | 56 | Bedroom | TRUE
244626 | 24462 | 6 | 215 | Kitchen | TRUE
244627 | 24462 | 7 | 108 | Laundry Room | TRUE | SMALL ELECTRIC HEATER NOT PLUGGED IN
244628 | 24462 | 8 | 260 | Living Room | TRUE
244629 | 24462 | 9 | 123 | Office | TRUE
2446210 | 24462 | 10 | 172 | Bedroom | TRUE
2446211 | 24462 | 11 | 53 | Bathroom | TRUE
2446212 | 24462 | 12 | 64 | Bedroom | TRUE
244671 | 24467 | 1 | 70 | Bathroom | TRUE
244672 | 24467 | 2 | 45 | Bathroom | TRUE
244673 | 24467 | 3 | 120 | Bedroom | TRUE
244674 | 24467 | 4 | 150 | Bedroom | TRUE
244675 | 24467 | 5 | 230 | Dining Room | TRUE
244676 | 24467 | 6 | 110 | Hall | TRUE
244677 | 24467 | 7 | 280 | Family Room | TRUE
244678 | 24467 | 8 | 588 | Garage | FALSE
244679 | 24467 | 9 | 90 | Hall | TRUE
2446710 | 24467 | 10 | 225 | Kitchen | TRUE
2446711 | 24467 | 11 | 350 | Living Room | TRUE
2446712 | 24467 | 12 | 85 | Bathroom | TRUE
2446713 | 24467 | 13 | 300 | Master Bedroom | TRUE
2446714 | 24467 | 14 | 65 | Closet | TRUE
2446715 | 24467 | 15 | 145 | Bedroom | TRUE
2446716 | 24467 | 16 | 55 | Closet | TRUE
2446717 | 24467 | 17 | 140 | Hall | TRUE
2446718 | 24467 | 18 | 75 | Laundry Room | TRUE
244791 | 24479 | 1 | 65 | Bathroom | TRUE
244792 | 24479 | 2 | 150 | Bedroom | TRUE
244793 | 24479 | 3 | 220 | Bedroom | TRUE
244794 | 24479 | 4 | 30 | Hall | TRUE
244795 | 24479 | 5 | 220 | Kitchen | TRUE
244796 | 24479 | 6 | 100 | Laundry Room | TRUE
244797 | 24479 | 7 | 250 | Living Room | TRUE
244798 | 24479 | 8 | 85 | Other | TRUE
244881 | 24488 | 1 | 134 | Kitchen | TRUE
244882 | 24488 | 2 | 238 | Family Room | TRUE
244883 | 24488 | 3 | 173 | Bedroom | TRUE
244884 | 24488 | 4 | 145 | Bedroom | TRUE
244885 | 24488 | 5 | 114 | Hall | TRUE | no windows
244886 | 24488 | 6 | 146 | Bedroom | TRUE
244887 | 24488 | 7 | 144 | Bathroom | TRUE
244888 | 24488 | 8 | 153 | Bedroom | TRUE
244889 | 24488 | 9 | 248 | Master Bedroom | TRUE
2448810 | 24488 | 10 | 80 | Closet | TRUE | no windows
2448811 | 24488 | 11 | 200 | Bathroom | TRUE
2448812 | 24488 | 12 | 120 | Laundry Room | TRUE
2448813 | 24488 | 13 | 1728 | Garage | FALSE
2448814 | 24488 | 14 | 60 | Bathroom | TRUE | no windows
2448815 | 24488 | 15 | 116 | Hall | TRUE | no windows
2448816 | 24488 | 16 | 167 | Dining Room | TRUE
2448817 | 24488 | 17 | 163 | Family Room | TRUE
2448818 | 24488 | 18 | 86 | Other | FALSE
2448819 | 24488 | 19 | 177 | Living Room | TRUE
2448820 | 24488 | 20 | 96 | Hall | TRUE
244951 | 24495 | 1 | 125 | Dining Room | TRUE
244952 | 24495 | 2 | 304 | Family Room | TRUE
244953 | 24495 | 3 | 940 | Garage | FALSE
244954 | 24495 | 4 | 138 | Bedroom | TRUE
244955 | 24495 | 5 | 170 | Hall | TRUE
244956 | 24495 | 6 | 58 | Bathroom | TRUE
244957 | 24495 | 7 | 384 | Kitchen | TRUE
244958 | 24495 | 8 | 250 | Laundry Room | TRUE
244959 | 24495 | 9 | 293 | Living Room | TRUE
2449510 | 24495 | 10 | 65 | Bathroom | TRUE
2449511 | 24495 | 11 | 230 | Master Bedroom | TRUE
2449512 | 24495 | 12 | 81 | Closet | TRUE
2449513 | 24495 | 13 | 160 | Office | TRUE
2449514 | 24495 | 14 | 50 | Bathroom | TRUE
244991 | 24499 | 1 | 62 | Bathroom | TRUE
244992 | 24499 | 2 | 199 | Bedroom | TRUE
244993 | 24499 | 3 | 71 | Bedroom | TRUE | no lighting
244994 | 24499 | 4 | 84 | Kitchen | TRUE
244995 | 24499 | 5 | 37 | Laundry Room | TRUE
244996 | 24499 | 6 | 215 | Living Room | TRUE
245001 | 24500 | 1 | 275 | Dining Room | TRUE
245002 | 24500 | 2 | 117 | Bedroom | TRUE
245003 | 24500 | 3 | 164 | Hall | TRUE
245004 | 24500 | 4 | 109 | Bedroom | TRUE
245005 | 24500 | 5 | 196 | Laundry Room | TRUE
245006 | 24500 | 6 | 317 | Living Room | TRUE
245007 | 24500 | 7 | 166 | Bedroom | TRUE
245008 | 24500 | 8 | 66 | Bathroom | TRUE
245009 | 24500 | 9 | 35 | Hall | TRUE
2450010 | 24500 | 10 | 136 | Office | TRUE
2450011 | 24500 | 11 | 163 | Kitchen | TRUE
2450012 | 24500 | 12 | 40 | Hall | TRUE
2450013 | 24500 | 13 | 96 | Bedroom | TRUE
245101 | 24510 | 1 | 75 | Bathroom | TRUE
245102 | 24510 | 2 | 55 | Bathroom | TRUE
245103 | 24510 | 3 | 145 | Bedroom | TRUE
245104 | 24510 | 4 | 135 | Bedroom | TRUE
245105 | 24510 | 5 | 145 | Bedroom | TRUE
245106 | 24510 | 6 | 85 | Bedroom | TRUE
245107 | 24510 | 7 | 120 | Hall | TRUE
245108 | 24510 | 8 | 165 | Kitchen | TRUE
245109 | 24510 | 9 | 215 | Living Room | TRUE
2451010 | 24510 | 10 | 170 | Closet | TRUE
2451011 | 24510 | 11 | 528 | Garage | FALSE
2451012 | 24510 | 12 | 45 | Hall | TRUE
2451013 | 24510 | 13 | 170 | Kitchen | TRUE
2451014 | 24510 | 14 | 315 | Living Room | TRUE
2451015 | 24510 | 15 | 100 | Bathroom | TRUE
2451016 | 24510 | 16 | 250 | Master Bedroom | TRUE
2451017 | 24510 | 17 | 95 | Closet | TRUE
2451018 | 24510 | 18 | 130 | Other | TRUE
245211 | 24521 | 1 | 55 | Bathroom | TRUE
245212 | 24521 | 2 | 185 | Bedroom | TRUE
245213 | 24521 | 3 | 35 | Hall | TRUE | no windows
245214 | 24521 | 4 | 220 | Kitchen | TRUE
245215 | 24521 | 5 | 244 | Living Room | TRUE
245216 | 24521 | 6 | 140 | Office | TRUE
245221 | 24522 | 1 | 46 | Hall | TRUE | no windows
245222 | 24522 | 2 | 35 | Bathroom | TRUE
245223 | 24522 | 3 | 53 | Bathroom | TRUE
245224 | 24522 | 4 | 237 | Bedroom | TRUE
245225 | 24522 | 5 | 126 | Bedroom | TRUE
245226 | 24522 | 6 | 69 | Closet | TRUE | no windows
245227 | 24522 | 7 | 186 | Office | TRUE | wall mount tv not accessible
245228 | 24522 | 8 | 165 | Dining Room | TRUE
245229 | 24522 | 9 | 53 | Hall | TRUE
2452210 | 24522 | 10 | 185 | Kitchen | TRUE
2452211 | 24522 | 11 | 224 | Dining Room | TRUE
2452212 | 24522 | 12 | 347 | Living Room | TRUE
2452213 | 24522 | 13 | 211 | Bedroom | TRUE
2452214 | 24522 | 14 | 160 | Other | TRUE
2452215 | 24522 | 15 | 254 | Other | TRUE
2452216 | 24522 | 16 | 103 | Hall | TRUE
245241 | 24524 | 1 | 48 | Bathroom | TRUE | no w indow
245242 | 24524 | 2 | 139 | Bedroom | TRUE | no window but skylight
245243 | 24524 | 3 | 92 | Dining Room | TRUE | no window
245244 | 24524 | 4 | 523 | Garage | FALSE
245245 | 24524 | 5 | 37 | Hall | TRUE | no window
245246 | 24524 | 6 | 93 | Kitchen | TRUE | no windwo
245247 | 24524 | 7 | 44 | Laundry Room | TRUE | no window
245248 | 24524 | 8 | 367 | Living Room | TRUE
245249 | 24524 | 9 | 204 | Master Bedroom | TRUE
245331 | 24533 | 1 | 50 | Bathroom | TRUE
245332 | 24533 | 2 | 160 | Bedroom | TRUE
245333 | 24533 | 3 | 150 | Family Room | TRUE
245334 | 24533 | 4 | 150 | Dining Room | TRUE
245335 | 24533 | 5 | 115 | Hall | TRUE
245336 | 24533 | 6 | 360 | Family Room | TRUE
245337 | 24533 | 7 | 25 | Bathroom | TRUE
245338 | 24533 | 8 | 125 | Bedroom | TRUE | no windows
245339 | 24533 | 9 | 70 | Hall | TRUE | no windows
2453310 | 24533 | 10 | 135 | Kitchen | TRUE
2453311 | 24533 | 11 | 195 | Living Room | TRUE
2453312 | 24533 | 12 | 175 | Master Bedroom | TRUE
2453313 | 24533 | 13 | 60 | Office | TRUE
2453314 | 24533 | 14 | 90 | Laundry Room | TRUE
245361 | 24536 | 1 | 800 | Other | TRUE
245362 | 24536 | 2 | 33 | Bathroom | TRUE
245363 | 24536 | 3 | 141 | Bedroom | TRUE
245364 | 24536 | 4 | 126 | Bedroom | TRUE
245365 | 24536 | 5 | 63 | Dining Room | TRUE
245366 | 24536 | 6 | 69 | Hall | TRUE
245367 | 24536 | 7 | 79 | Kitchen | TRUE
245368 | 24536 | 8 | 215 | Laundry Room | TRUE
245401 | 24540 | 1 |  | Other | FALSE
245402 | 24540 | 2 | 120 | Bathroom | TRUE
245403 | 24540 | 3 | 30 | Closet | TRUE
245404 | 24540 | 4 | 100 | Dining Room | TRUE
245405 | 24540 | 5 |  | Other | FALSE | 3rd tv wall munted could not get date or model number, client estimates 2011 manuf.
245406 | 24540 | 6 | 65 | Hall | TRUE
245407 | 24540 | 7 | 125 | Kitchen | TRUE
245408 | 24540 | 8 | 300 | Living Room | TRUE
245409 | 24540 | 9 | 270 | Master Bedroom | TRUE | second tv could notbe moved,client says its 2001.p
2454010 | 24540 | 10 | 30 | Hall | TRUE
2454011 | 24540 | 11 | 95 | Bedroom | TRUE
245471 | 24547 | 1 | 62 | Bathroom | TRUE | no windows
245472 | 24547 | 2 | 260 | Bedroom | TRUE
245473 | 24547 | 3 | 275 | Bedroom | TRUE
245474 | 24547 | 4 | 425 | Family Room | TRUE
245475 | 24547 | 5 | 452 | Family Room | TRUE
245476 | 24547 | 6 | 400 | Garage | FALSE | no windows
245477 | 24547 | 7 | 60 | Bedroom | TRUE | no windows
245478 | 24547 | 8 | 350 | Dining Room | TRUE
245479 | 24547 | 9 | 240 | Office | TRUE
2454710 | 24547 | 10 | 170 | Bedroom | TRUE
2454711 | 24547 | 11 | 890 | Garage | FALSE | no windows
2454712 | 24547 | 12 | 400 | Other | TRUE | 2 seperate rooms, one is part of conditioned home, the other is not. no windows
245501 | 24550 | 1 | 45 | Bathroom | TRUE
245502 | 24550 | 2 | 64 | Hall | TRUE
245503 | 24550 | 3 | 400 | Garage | FALSE | no windows
245504 | 24550 | 4 | 30 | Hall | TRUE | no windows
245505 | 24550 | 5 | 110 | Kitchen | TRUE
245506 | 24550 | 6 | 341 | Living Room | TRUE
245507 | 24550 | 7 | 165 | Master Bedroom | TRUE
245508 | 24550 | 8 | 45 | Bathroom | TRUE
245509 | 24550 | 9 | 30 | Closet | TRUE | no windows
2455010 | 24550 | 10 | 140 | Office | TRUE
2455011 | 24550 | 11 | 125 | Bedroom | TRUE
245511 | 24551 | 1 | 80 | Bathroom | TRUE
245512 | 24551 | 2 | 180 | Bedroom | TRUE
245513 | 24551 | 3 | 160 | Bedroom | TRUE
245514 | 24551 | 4 | 45 | Closet | TRUE
245515 | 24551 | 5 | 770 | Other | TRUE
245516 | 24551 | 6 | 300 | Office | TRUE
245517 | 24551 | 7 | 400 | Family Room | TRUE
245518 | 24551 | 8 | 220 | Other | TRUE
245519 | 24551 | 9 | 170 | Dining Room | TRUE
2455110 | 24551 | 10 | 130 | Hall | TRUE
2455111 | 24551 | 11 | 350 | Kitchen | TRUE
2455112 | 24551 | 12 | 500 | Living Room | TRUE
2455113 | 24551 | 13 | 80 | Bathroom | TRUE
2455114 | 24551 | 14 | 200 | Master Bedroom | TRUE
245531 | 24553 | 1 | 82 | Bathroom | TRUE
245532 | 24553 | 2 | 123 | Bedroom | TRUE
245533 | 24553 | 3 | 148 | Bedroom | TRUE
245534 | 24553 | 4 | 249 | Dining Room | TRUE
245535 | 24553 | 5 | 168 | Family Room | TRUE
245536 | 24553 | 6 | 285 | Garage | FALSE | no windows
245537 | 24553 | 7 | 133 | Kitchen | TRUE
245538 | 24553 | 8 | 132 | Laundry Room | TRUE
245539 | 24553 | 9 | 398 | Master Bedroom | TRUE
2455310 | 24553 | 10 | 165 | Other | FALSE | no windows
2455311 | 24553 | 11 | 125 | Closet | TRUE | no windows
2455312 | 24553 | 12 | 182 | Other | TRUE
2455313 | 24553 | 13 | 202 | Other | FALSE | no windows
245591 | 24559 | 1 | 96 | Bathroom | TRUE
245592 | 24559 | 2 | 181 | Bedroom | TRUE
245593 | 24559 | 3 | 173 | Bedroom | TRUE
245594 | 24559 | 4 | 70 | Bathroom | TRUE
245595 | 24559 | 5 | 35 | Closet | TRUE
245596 | 24559 | 6 | 122 | Dining Room | TRUE
245597 | 24559 | 7 | 82 | Bathroom | TRUE
245598 | 24559 | 8 | 113 | Bedroom | TRUE
245599 | 24559 | 9 | 168 | Bedroom | TRUE | No windows
2455910 | 24559 | 10 | 558 | Family Room | TRUE
2455911 | 24559 | 11 | 103 | Other | TRUE
2455912 | 24559 | 12 | 136 | Other | TRUE
2455913 | 24559 | 13 | 696 | Garage | FALSE
2455914 | 24559 | 14 | 41 | Hall | TRUE
2455915 | 24559 | 15 | 202 | Kitchen | TRUE
2455916 | 24559 | 16 | 74 | Laundry Room | TRUE
2455917 | 24559 | 17 | 347 | Living Room | TRUE
245631 | 24563 | 1 | 48 | Bathroom | TRUE | no window
245632 | 24563 | 2 | 160 | Bedroom | TRUE
245633 | 24563 | 3 | 160 | Bedroom | TRUE
245634 | 24563 | 4 | 168 | Dining Room | TRUE | ElECTRIC HEATER RARELY USED
245635 | 24563 | 5 | 210 | Family Room | TRUE
245636 | 24563 | 6 | 156 | Hall | TRUE | no window
245637 | 24563 | 7 | 130 | Kitchen | TRUE
245638 | 24563 | 8 | 49 | Laundry Room | TRUE
245639 | 24563 | 9 |  | Living Room | TRUE
2456310 | 24563 | 10 | 64 | Bathroom | TRUE
2456311 | 24563 | 11 | 240 | Master Bedroom | TRUE
2456312 | 24563 | 12 | 672 | Garage | FALSE | no window
245721 | 24572 | 1 | 208 | Living Room | TRUE | Tracy is in the process of moving out of the house. Most things packed or ready to be packed. Limited access to TVs ect.
245722 | 24572 | 2 | 92 | Dining Room | TRUE
245723 | 24572 | 3 | 72 | Kitchen | TRUE
245724 | 24572 | 4 | 44 | Hall | TRUE
245725 | 24572 | 5 | 126 | Bedroom | TRUE
245726 | 24572 | 6 | 50 | Bathroom | TRUE
245727 | 24572 | 7 | 141 | Bedroom | TRUE
245728 | 24572 | 8 | 120 | Bedroom | TRUE
245941 | 24594 | 1 | 450 | Other | TRUE | basment apt, used for storage
245942 | 24594 | 2 | 76 | Bathroom | TRUE
245943 | 24594 | 3 | 90 | Laundry Room | TRUE | no windows
245944 | 24594 | 4 | 140 | Bathroom | TRUE
245945 | 24594 | 5 | 160 | Family Room | TRUE
245946 | 24594 | 6 | 240 | Hall | TRUE | no windows
245947 | 24594 | 7 | 169 | Kitchen | TRUE
245948 | 24594 | 8 | 465 | Living Room | TRUE
245949 | 24594 | 9 | 18 | Bathroom | TRUE
2459410 | 24594 | 10 | 260 | Bedroom | TRUE
2459411 | 24594 | 11 | 140 | Office | TRUE
2459412 | 24594 | 12 | 110 | Other | TRUE
246071 | 24607 | 1 | 320 | Garage | FALSE
246072 | 24607 | 2 | 265 | Kitchen | TRUE
246073 | 24607 | 3 | 135 | Bedroom | TRUE
246074 | 24607 | 4 | 141 | Bedroom | TRUE
246075 | 24607 | 5 | 76 | Bathroom | TRUE
246076 | 24607 | 6 | 357 | Living Room | TRUE | can not get to back of tv
246077 | 24607 | 7 | 153 | Bedroom | TRUE | can not move tv to get wattage or model info
246078 | 24607 | 8 | 25 | Hall | TRUE
246141 | 24614 | 1 | 50 | Bathroom | TRUE
246142 | 24614 | 2 | 120 | Bedroom | TRUE
246143 | 24614 | 3 | 300 | Living Room | TRUE
246144 | 24614 | 4 |  | Garage | FALSE | see sketch
246145 | 24614 | 5 | 87 | Hall | TRUE
246146 | 24614 | 6 | 120 | Bedroom | TRUE
246147 | 24614 | 7 | 150 | Kitchen | TRUE
246148 | 24614 | 8 | 300 | Living Room | TRUE
246149 | 24614 | 9 | 85 | Bathroom | TRUE
2461410 | 24614 | 10 | 192 | Master Bedroom | TRUE
2461411 | 24614 | 11 | 120 | Office | TRUE
246221 | 24622 | 1 | 270 | Other | TRUE
246222 | 24622 | 2 | 60 | Bathroom | TRUE
246223 | 24622 | 3 | 115 | Bedroom | TRUE
246224 | 24622 | 4 | 75 | Hall | TRUE
246225 | 24622 | 5 | 60 | Hall | TRUE
246226 | 24622 | 6 | 190 | Kitchen | TRUE
246227 | 24622 | 7 | 130 | Living Room | TRUE
246231 | 24623 | 1 | 126 | Other | TRUE
246232 | 24623 | 2 | 286 | Dining Room | TRUE
246233 | 24623 | 3 | 60 | Bathroom | TRUE
246234 | 24623 | 4 | 65 | Hall | TRUE
246235 | 24623 | 5 | 646 | Family Room | TRUE
246236 | 24623 | 6 |  | Garage | FALSE
246237 | 24623 | 7 | 260 | Kitchen | TRUE
246238 | 24623 | 8 | 96 | Laundry Room | TRUE
246239 | 24623 | 9 | 260 | Living Room | TRUE
2462310 | 24623 | 10 | 44 | Bathroom | TRUE
2462311 | 24623 | 11 | 315 | Master Bedroom | TRUE
2462312 | 24623 | 12 | 24 | Closet | TRUE
2462313 | 24623 | 13 | 72 | Bathroom | TRUE
2462314 | 24623 | 14 | 168 | Bedroom | TRUE
2462315 | 24623 | 15 | 144 | Bedroom | TRUE
2462316 | 24623 | 16 | 144 | Bedroom | TRUE
2462317 | 24623 | 17 | 80 | Hall | TRUE
246471 | 24647 | 1 | 262 | Living Room | TRUE
246472 | 24647 | 2 | 101 | Bedroom | TRUE
246473 | 24647 | 3 | 276 | Other | TRUE
246474 | 24647 | 4 | 121 | Garage | FALSE
246475 | 24647 | 5 | 76 | Dining Room | TRUE
246476 | 24647 | 6 | 95 | Kitchen | TRUE
246477 | 24647 | 7 | 105 | Bedroom | TRUE
246478 | 24647 | 8 | 60 | Hall | TRUE
246479 | 24647 | 9 | 105 | Bedroom | TRUE
2464710 | 24647 | 10 | 45 | Bathroom | TRUE
2464711 | 24647 | 11 | 44 | Hall | TRUE
2464712 | 24647 | 12 | 163 | Bedroom | TRUE
246551 | 24655 | 1 | 50 | Bathroom | TRUE
246552 | 24655 | 2 | 140 | Bedroom | TRUE
246553 | 24655 | 3 | 140 | Bedroom | TRUE
246554 | 24655 | 4 | 100 | Kitchen | TRUE
246555 | 24655 | 5 | 80 | Laundry Room | TRUE
246556 | 24655 | 6 | 280 | Living Room | TRUE
246557 | 24655 | 7 | 600 | Bedroom | TRUE | garage was turned into conditioned home. Phyllis lives in garage home, main house/property is leased by landlord who lives in main house.
246558 | 24655 | 8 | 40 | Bathroom | TRUE | no windows
246621 | 24662 | 1 | 160 | Master Bedroom | TRUE
246622 | 24662 | 2 | 448 | Bedroom | TRUE
246623 | 24662 | 3 | 50 | Laundry Room | TRUE
246624 | 24662 | 4 | 279 | Living Room | TRUE
246625 | 24662 | 5 | 140 | Bathroom | TRUE
246626 | 24662 | 6 | 40 | Closet | TRUE | no windows
246627 | 24662 | 7 | 30 | Closet | TRUE | no windows
246628 | 24662 | 8 | 45 | Hall | TRUE
246629 | 24662 | 9 | 161 | Dining Room | TRUE
2466210 | 24662 | 10 | 161 | Kitchen | TRUE
2466211 | 24662 | 11 | 33 | Hall | TRUE | no windows
2466212 | 24662 | 12 | 55 | Bathroom | TRUE
2466213 | 24662 | 13 | 203 | Office | TRUE
246711 | 24671 | 1 | 45 | Bathroom | TRUE | no windows
246712 | 24671 | 2 | 130 | Master Bedroom | TRUE
246713 | 24671 | 3 | 142 | Bathroom | TRUE
246714 | 24671 | 4 | 437 | Garage | FALSE | 23x19 no windows
246715 | 24671 | 5 | 160 | Hall | TRUE | closets included no windows
246716 | 24671 | 6 | 170 | Kitchen | TRUE
246717 | 24671 | 7 | 230 | Living Room | TRUE
246718 | 24671 | 8 | 65 | Bathroom | TRUE | no windows
246719 | 24671 | 9 | 210 | Master Bedroom | TRUE
2467110 | 24671 | 10 | 50 | Closet | TRUE | no windows
246721 | 24672 | 1 | 72 | Bathroom | TRUE
246722 | 24672 | 2 | 46 | Bathroom | TRUE
246723 | 24672 | 3 | 179 | Office | TRUE
246724 | 24672 | 4 | 671 | Family Room | TRUE
246725 | 24672 | 5 | 786 | Other | TRUE
246726 | 24672 | 6 | 62 | Bathroom | TRUE
246727 | 24672 | 7 | 180 | Bedroom | TRUE
246728 | 24672 | 8 | 54 | Closet | TRUE
246729 | 24672 | 9 | 221 | Master Bedroom | TRUE
2467210 | 24672 | 10 | 181 | Dining Room | TRUE
2467211 | 24672 | 11 | 186 | Kitchen | TRUE
2467212 | 24672 | 12 | 203 | Living Room | TRUE
2467213 | 24672 | 13 | 439 | Hall | TRUE
2467214 | 24672 | 14 | 130 | Laundry Room | TRUE
2467215 | 24672 | 15 | 134 | Bedroom | TRUE
246841 | 24684 | 1 | 67 | Bathroom | TRUE
246842 | 24684 | 2 | 59 | Bathroom | TRUE
246843 | 24684 | 3 | 154 | Bedroom | TRUE
246844 | 24684 | 4 | 171 | Bedroom | TRUE
246845 | 24684 | 5 | 157 | Bedroom | TRUE
246846 | 24684 | 6 | 88 | Dining Room | TRUE
246847 | 24684 | 7 | 37 | Hall | TRUE
246848 | 24684 | 8 | 211 | Family Room | TRUE
246849 | 24684 | 9 | 178 | Other | TRUE
2468410 | 24684 | 10 | 97 | Hall | TRUE
2468411 | 24684 | 11 | 137 | Kitchen | TRUE
2468412 | 24684 | 12 | 450 | Living Room | TRUE
246861 | 24686 | 1 | 100 | Other | FALSE | no windows
246862 | 24686 | 2 | 61 | Bathroom | TRUE
246863 | 24686 | 3 | 108 | Bedroom | TRUE
246864 | 24686 | 4 | 88 | Hall | TRUE
246865 | 24686 | 5 | 210 | Kitchen | TRUE
246866 | 24686 | 6 | 77 | Laundry Room | TRUE
246867 | 24686 | 7 | 327 | Living Room | TRUE
246868 | 24686 | 8 | 136 | Master Bedroom | TRUE
246869 | 24686 | 9 | 118 | Office | TRUE
246891 | 24689 | 1 | 159 | Bedroom | TRUE
246892 | 24689 | 2 | 156 | Bedroom | TRUE
246893 | 24689 | 3 | 141 | Hall | TRUE
246894 | 24689 | 4 | 224 | Living Room | TRUE
246895 | 24689 | 5 | 109 | Dining Room | TRUE
246896 | 24689 | 6 | 116 | Kitchen | TRUE
246897 | 24689 | 7 | 375 | Living Room | TRUE
246898 | 24689 | 8 | 737 | Garage | TRUE | no windows
246899 | 24689 | 9 | 148 | Bedroom | TRUE
2468910 | 24689 | 10 | 263 | Master Bedroom | TRUE
2468911 | 24689 | 11 | 98 | Bathroom | TRUE
2468912 | 24689 | 12 | 75 | Closet | TRUE | no windows
2468913 | 24689 | 13 | 62 | Hall | TRUE | no windows
2468914 | 24689 | 14 | 47 | Laundry Room | TRUE | no windows
2468915 | 24689 | 15 | 51 | Bathroom | TRUE | no windows
2468916 | 24689 | 16 | 188 | Family Room | TRUE
246961 | 24696 | 1 | 513 | Other | TRUE
246962 | 24696 | 2 | 40 | Bathroom | TRUE
246963 | 24696 | 3 | 140 | Bedroom | TRUE
246964 | 24696 | 4 | 92 | Bedroom | TRUE
246965 | 24696 | 5 | 20 | Closet | TRUE | no windows
246966 | 24696 | 6 | 115 | Dining Room | TRUE
246967 | 24696 | 7 | 48 | Hall | TRUE | no windows
246968 | 24696 | 8 | 150 | Kitchen | TRUE
246969 | 24696 | 9 | 258 | Living Room | TRUE
246991 | 24699 | 1 | 85 | Bathroom | TRUE
246992 | 24699 | 2 | 160 | Bedroom | TRUE
246993 | 24699 | 3 | 120 | Laundry Room | TRUE
246994 | 24699 | 4 | 75 | Closet | TRUE | no windows
246995 | 24699 | 5 | 70 | Hall | TRUE | no windows
246996 | 24699 | 6 | 85 | Closet | TRUE
246997 | 24699 | 7 | 35 | Bathroom | TRUE
246998 | 24699 | 8 | 175 | Bedroom | TRUE
246999 | 24699 | 9 | 55 | Dining Room | TRUE
2469910 | 24699 | 10 | 35 | Hall | TRUE | no windows
2469911 | 24699 | 11 | 85 | Kitchen | TRUE
2469912 | 24699 | 12 | 210 | Living Room | TRUE
247061 | 24706 | 1 | 120 | Bedroom | TRUE
247062 | 24706 | 2 | 45 | Bathroom | TRUE
247063 | 24706 | 3 | 228 | Garage | FALSE | no windows
247064 | 24706 | 4 | 185 | Kitchen | TRUE
247065 | 24706 | 5 | 42 | Laundry Room | TRUE
247066 | 24706 | 6 | 226 | Living Room | TRUE
247067 | 24706 | 7 | 125 | Bedroom | TRUE
247068 | 24706 | 8 | 112 | Bedroom | TRUE
247069 | 24706 | 9 | 100 | Hall | TRUE | no windows
247131 | 24713 | 1 | 56 | Other | FALSE | No Windows
247132 | 24713 | 2 | 150 | Bedroom | TRUE
247133 | 24713 | 3 | 66 | Bathroom | TRUE
247134 | 24713 | 4 | 30 | Bathroom | TRUE
247135 | 24713 | 5 | 321 | Dining Room | TRUE
247136 | 24713 | 6 | 58 | Hall | TRUE | No Windows
247137 | 24713 | 7 | 514 | Garage | FALSE | No Windows
247138 | 24713 | 8 | 30 | Hall | TRUE | No Windows
247139 | 24713 | 9 | 144 | Kitchen | TRUE
2471310 | 24713 | 10 | 380 | Living Room | TRUE
2471311 | 24713 | 11 | 245 | Master Bedroom | TRUE
2471312 | 24713 | 12 | 170 | Other | TRUE | No Windows
2471313 | 24713 | 13 | 87 | Office | TRUE
2471314 | 24713 | 14 | 128 | Other | TRUE
2471315 | 24713 | 15 | 228 | Other | FALSE | Trailer id unconditioned space, used 1 or 2 weeks a year for guests. No Windows
247331 | 24733 | 1 | 35 | Bathroom | TRUE
247332 | 24733 | 2 | 157 | Hall | TRUE
247333 | 24733 | 3 | 130 | Dining Room | TRUE
247334 | 24733 | 4 |  | Garage | FALSE
247335 | 24733 | 5 | 115 | Hall | TRUE
247336 | 24733 | 6 | 125 | Kitchen | TRUE
247337 | 24733 | 7 | 282 | Living Room | TRUE
247338 | 24733 | 8 | 42 | Bathroom | TRUE
247339 | 24733 | 9 | 205 | Master Bedroom | TRUE
247401 | 24740 | 1 | 25 | Bathroom | TRUE | no windows
247402 | 24740 | 2 | 80 | Bathroom | TRUE
247403 | 24740 | 3 | 65 | Bathroom | TRUE
247404 | 24740 | 4 | 120 | Bedroom | TRUE
247405 | 24740 | 5 | 200 | Bedroom | TRUE
247406 | 24740 | 6 | 170 | Hall | TRUE
247407 | 24740 | 7 | 260 | Family Room | TRUE
247408 | 24740 | 8 |  | Garage | FALSE
247409 | 24740 | 9 | 95 | Laundry Room | TRUE
2474010 | 24740 | 10 | 530 | Living Room | TRUE
2474011 | 24740 | 11 | 300 | Master Bedroom | TRUE
2474012 | 24740 | 12 | 150 | Other | TRUE
2474013 | 24740 | 13 | 160 | Hall | TRUE
2474014 | 24740 | 14 | 180 | Office | TRUE
247651 | 24765 | 1 | 117 | Bedroom | TRUE
247652 | 24765 | 2 |  | Garage | FALSE
247653 | 24765 | 3 | 246 | Dining Room | TRUE
247654 | 24765 | 4 | 96 | Other | FALSE
247655 | 24765 | 5 | 40 | Hall | TRUE | no windows
247656 | 24765 | 6 | 164 | Kitchen | TRUE
247657 | 24765 | 7 | 68 | Laundry Room | TRUE | no windows
247658 | 24765 | 8 | 380 | Living Room | TRUE
247659 | 24765 | 9 | 194 | Master Bedroom | TRUE
2476510 | 24765 | 10 | 45 | Closet | TRUE | no windows
2476511 | 24765 | 11 | 110 | Office | TRUE
247701 | 24770 | 1 | 41 | Bathroom | TRUE
247702 | 24770 | 2 | 143 | Bedroom | TRUE
247703 | 24770 | 3 | 145 | Bedroom | TRUE
247704 | 24770 | 4 | 152 | Bedroom | TRUE
247705 | 24770 | 5 | 291 | Other | TRUE
247706 | 24770 | 6 | 624 | Garage | FALSE
247707 | 24770 | 7 | 30 | Hall | TRUE
247708 | 24770 | 8 | 27 | Hall | TRUE
247709 | 24770 | 9 | 195 | Kitchen | TRUE
2477010 | 24770 | 10 | 51 | Laundry Room | TRUE
2477011 | 24770 | 11 | 300 | Living Room | TRUE
2477012 | 24770 | 12 | 75 | Bathroom | TRUE
2477013 | 24770 | 13 | 169 | Master Bedroom | TRUE
2477014 | 24770 | 14 | 50 | Closet | TRUE
2477015 | 24770 | 15 | 34 | Hall | TRUE
247811 | 24781 | 1 | 311 | Other | FALSE
247812 | 24781 | 2 | 22 | Bathroom | TRUE
247813 | 24781 | 3 | 182 | Bedroom | TRUE
247814 | 24781 | 4 | 180 | Bedroom | TRUE
247815 | 24781 | 5 | 104 | Other | TRUE
247816 | 24781 | 6 | 111 | Dining Room | TRUE
247817 | 24781 | 7 | 144 | Other | TRUE
247818 | 24781 | 8 | 156 | Dining Room | TRUE
247819 | 24781 | 9 | 53 | Bathroom | TRUE
2478110 | 24781 | 10 | 151 | Hall | TRUE
2478111 | 24781 | 11 | 460 | Garage | TRUE
2478112 | 24781 | 12 | 94 | Hall | TRUE | no window
2478113 | 24781 | 13 | 125 | Kitchen | TRUE
2478114 | 24781 | 14 | 104 | Laundry Room | TRUE
2478115 | 24781 | 15 | 257 | Living Room | TRUE
2478116 | 24781 | 16 | 94 | Bathroom | TRUE
2478117 | 24781 | 17 | 72 | Hall | TRUE
2478118 | 24781 | 18 | 190 | Master Bedroom | TRUE
2478119 | 24781 | 19 | 143 | Office | TRUE
2478120 | 24781 | 20 | 64 | Closet | TRUE
2478121 | 24781 | 21 | 43 | Other | FALSE
2478122 | 24781 | 22 | 312 | Other | TRUE
247851 | 24785 | 1 | 70 | Bathroom | TRUE
247852 | 24785 | 2 | 125 | Bedroom | TRUE
247853 | 24785 | 3 | 185 | Bedroom | TRUE
247854 | 24785 | 4 | 70 | Hall | TRUE
247855 | 24785 | 5 | 85 | Kitchen | TRUE
247856 | 24785 | 6 | 305 | Living Room | TRUE
247901 | 24790 | 1 | 25 | Bathroom | TRUE | no windows
247902 | 24790 | 2 | 75 | Bathroom | TRUE
247903 | 24790 | 3 | 120 | Bedroom | TRUE
247904 | 24790 | 4 | 170 | Bedroom | TRUE
247905 | 24790 | 5 | 110 | Dining Room | TRUE
247906 | 24790 | 6 | 230 | Hall | TRUE | no windows
247907 | 24790 | 7 | 210 | Family Room | TRUE
247908 | 24790 | 8 | 150 | Dining Room | TRUE
247909 | 24790 | 9 | 415 | Living Room | TRUE
2479010 | 24790 | 10 | 790 | Garage | FALSE
2479011 | 24790 | 11 | 230 | Kitchen | TRUE
2479012 | 24790 | 12 | 60 | Laundry Room | TRUE | no windows
2479013 | 24790 | 13 | 220 | Living Room | TRUE
2479014 | 24790 | 14 | 50 | Bathroom | TRUE | no rooms
2479015 | 24790 | 15 | 100 | Bathroom | TRUE
2479016 | 24790 | 16 | 335 | Master Bedroom | TRUE
2479017 | 24790 | 17 | 60 | Closet | TRUE | no windows
2479018 | 24790 | 18 | 130 | Office | TRUE
2479019 | 24790 | 19 | 170 | Bedroom | TRUE
2479020 | 24790 | 20 | 110 | Bedroom | TRUE
2479021 | 24790 | 21 | 60 | Bathroom | TRUE | no windows
2479022 | 24790 | 22 | 300 | Hall | TRUE
247951 | 24795 | 1 | 40 | Bathroom | TRUE
247952 | 24795 | 2 | 130 | Bedroom | TRUE
247953 | 24795 | 3 | 169 | Dining Room | TRUE
247954 | 24795 | 4 | 300 | Family Room | TRUE | Christmas lights lined the room.
247955 | 24795 | 5 | 360 | Garage | TRUE
247956 | 24795 | 6 | 43 | Hall | TRUE
247957 | 24795 | 7 | 120 | Bedroom | TRUE | Fish tank and/or pump for tank.
247958 | 24795 | 8 | 176 | Kitchen | TRUE
247959 | 24795 | 9 | 240 | Living Room | TRUE
2479510 | 24795 | 10 | 32 | Bathroom | TRUE
2479511 | 24795 | 11 | 156 | Master Bedroom | TRUE
2479512 | 24795 | 12 | 90 | Office | TRUE
2479513 | 24795 | 13 | 20 | Closet | TRUE
248071 | 24807 | 1 | 150 | Bedroom | TRUE
248072 | 24807 | 2 | 156 | Bedroom | TRUE
248073 | 24807 | 3 | 168 | Dining Room | TRUE
248074 | 24807 | 4 | 208 | Family Room | TRUE
248075 | 24807 | 5 | 484 | Garage | FALSE
248076 | 24807 | 6 | 32 | Bathroom | TRUE
248077 | 24807 | 7 | 71 | Hall | TRUE
248078 | 24807 | 8 | 266 | Bedroom | TRUE
248079 | 24807 | 9 | 216 | Kitchen | TRUE
2480710 | 24807 | 10 | 70 | Laundry Room | TRUE
2480711 | 24807 | 11 | 255 | Living Room | TRUE
2480712 | 24807 | 12 | 72 | Bathroom | TRUE
2480713 | 24807 | 13 | 182 | Master Bedroom | TRUE
2480714 | 24807 | 14 | 72 | Closet | TRUE
2480715 | 24807 | 15 | 60 | Hall | TRUE
2480716 | 24807 | 16 | 60 | Bathroom | TRUE
2480717 | 24807 | 17 | 66 | Hall | TRUE
248081 | 24808 | 1 | 70 | Bathroom | TRUE
248082 | 24808 | 2 | 145 | Bedroom | TRUE
248083 | 24808 | 3 | 122 | Dining Room | TRUE
248084 | 24808 | 4 | 550 | Garage | FALSE
248085 | 24808 | 5 | 75 | Hall | TRUE
248086 | 24808 | 6 | 85 | Kitchen | TRUE
248087 | 24808 | 7 | 87 | Laundry Room | TRUE
248088 | 24808 | 8 | 275 | Living Room | TRUE
248089 | 24808 | 9 | 43 | Bathroom | TRUE
2480810 | 24808 | 10 | 220 | Bedroom | TRUE
2480811 | 24808 | 11 | 146 | Office | TRUE
248161 | 24816 | 1 | 60 | Bathroom | TRUE
248162 | 24816 | 2 | 100 | Bathroom | TRUE
248163 | 24816 | 3 | 160 | Bedroom | TRUE
248164 | 24816 | 4 | 175 | Bedroom | TRUE
248165 | 24816 | 5 | 170 | Other | TRUE
248166 | 24816 | 6 | 85 | Dining Room | TRUE | no windows
248167 | 24816 | 7 | 400 | Garage | FALSE | no windows
248168 | 24816 | 8 | 125 | Hall | TRUE | no windows
248169 | 24816 | 9 | 145 | Kitchen | TRUE
2481610 | 24816 | 10 | 125 | Laundry Room | TRUE
2481611 | 24816 | 11 | 450 | Living Room | TRUE
248221 | 24822 | 1 | 990 | Other | TRUE
248222 | 24822 | 2 | 70 | Bathroom | TRUE
248223 | 24822 | 3 | 60 | Bathroom | TRUE
248224 | 24822 | 4 | 180 | Bedroom | TRUE
248225 | 24822 | 5 | 170 | Bedroom | TRUE
248226 | 24822 | 6 | 165 | Bedroom | TRUE
248227 | 24822 | 7 | 170 | Dining Room | TRUE
248228 | 24822 | 8 | 42 | Hall | TRUE
248229 | 24822 | 9 | 200 | Hall | TRUE
2482210 | 24822 | 10 | 180 | Kitchen | TRUE
2482211 | 24822 | 11 | 405 | Living Room | TRUE
248261 | 24826 | 1 | 50 | Bathroom | TRUE
248262 | 24826 | 2 | 143 | Bathroom | TRUE
248263 | 24826 | 3 | 146 | Bedroom | TRUE
248264 | 24826 | 4 | 156 | Bedroom | TRUE
248265 | 24826 | 5 | 152 | Other | TRUE
248266 | 24826 | 6 | 285 | Family Room | TRUE
248267 | 24826 | 7 |  | Garage | FALSE
248268 | 24826 | 8 | 125 | Hall | TRUE
248269 | 24826 | 9 | 240 | Kitchen | TRUE
2482610 | 24826 | 10 | 270 | Living Room | TRUE
248271 | 24827 | 1 | 260 | Bathroom | TRUE | no windows
248272 | 24827 | 2 | 70 | Bathroom | TRUE | no windows
248273 | 24827 | 3 | 60 | Bedroom | TRUE | no windows
248274 | 24827 | 4 | 90 | Bathroom | TRUE | windows
248275 | 24827 | 5 | 600 | Bedroom | TRUE
248276 | 24827 | 6 | 1150 | Bedroom | TRUE
248277 | 24827 | 7 | 1350 | Living Room | TRUE | The second tv is actually a movie projector, not a tv, certain information was unobtainable.
248278 | 24827 | 8 | 170 | Hall | TRUE | no windows
248279 | 24827 | 9 | 4131 | Other | TRUE
2482710 | 24827 | 10 | 1400 | Dining Room | TRUE
2482711 | 24827 | 11 | 325 | Other | TRUE
2482712 | 24827 | 12 | 700 | Master Bedroom | TRUE
2482713 | 24827 | 13 | 750 | Office | TRUE
2482714 | 24827 | 14 | 400 | Office | TRUE | no windows
2482715 | 24827 | 15 | 75 | Other | TRUE | windows
248331 | 24833 | 1 | 265 | Other | TRUE
248332 | 24833 | 2 | 73 | Bathroom | TRUE
248333 | 24833 | 3 | 44 | Bathroom | TRUE
248334 | 24833 | 4 | 175 | Bedroom | TRUE
248335 | 24833 | 5 | 165 | Bedroom | TRUE
248336 | 24833 | 6 | 150 | Bedroom | TRUE
248337 | 24833 | 7 | 700 | Garage | FALSE
248338 | 24833 | 8 | 88 | Hall | TRUE
248339 | 24833 | 9 | 150 | Kitchen | TRUE
2483310 | 24833 | 10 | 45 | Laundry Room | TRUE
2483311 | 24833 | 11 | 410 | Living Room | TRUE
248441 | 24844 | 1 | 144 | Bedroom | TRUE
248442 | 24844 | 2 | 48 | Bathroom | TRUE
248443 | 24844 | 3 | 96 | Dining Room | TRUE
248444 | 24844 | 4 | 45 | Hall | TRUE
248445 | 24844 | 5 | 96 | Kitchen | TRUE
248446 | 24844 | 6 | 48 | Laundry Room | TRUE
248447 | 24844 | 7 | 96 | Living Room | TRUE
248448 | 24844 | 8 | 168 | Bathroom | TRUE
248501 | 24850 | 1 | 120 | Bathroom | TRUE
248502 | 24850 | 2 | 112 | Bathroom | TRUE
248503 | 24850 | 3 | 216 | Bedroom | TRUE
248504 | 24850 | 4 | 180 | Bedroom | TRUE
248505 | 24850 | 5 | 81 | Hall | TRUE
248506 | 24850 | 6 | 72 | Hall | TRUE
248507 | 24850 | 7 | 192 | Kitchen | TRUE
248508 | 24850 | 8 | 80 | Laundry Room | TRUE
248509 | 24850 | 9 | 324 | Living Room | TRUE
2485010 | 24850 | 10 | 64 | Other | TRUE
2485011 | 24850 | 11 | 288 | Living Room | TRUE
2485012 | 24850 | 12 | 528 | Garage | FALSE
2485013 | 24850 | 13 | 240 | Bedroom | TRUE
248631 | 24863 | 1 | 56 | Bathroom | TRUE
248632 | 24863 | 2 | 120 | Bedroom | TRUE
248633 | 24863 | 3 | 20 | Hall | TRUE | no window or skylight
248634 | 24863 | 4 | 156 | Kitchen | TRUE
248635 | 24863 | 5 | 176 | Kitchen | TRUE
248636 | 24863 | 6 | 117 | Laundry Room | TRUE
248637 | 24863 | 7 | 364 | Living Room | TRUE
248638 | 24863 | 8 | 20 | Bathroom | TRUE
248639 | 24863 | 9 | 130 | Master Bedroom | TRUE
2486310 | 24863 | 10 | 300 | Garage | TRUE | no windows
2486311 | 24863 | 11 | 56 | Hall | TRUE
2486312 | 24863 | 12 | 130 | Bedroom | TRUE
2486313 | 24863 | 13 | 36 | Hall | TRUE
2486314 | 24863 | 14 | 170 | Living Room | TRUE
248661 | 24866 | 1 | 107 | Dining Room | TRUE
248662 | 24866 | 2 | 100 | Hall | TRUE
248663 | 24866 | 3 | 217 | Kitchen | TRUE
248664 | 24866 | 4 | 45 | Bathroom | TRUE
248665 | 24866 | 5 | 403 | Family Room | TRUE
248666 | 24866 | 6 | 120 | Laundry Room | TRUE
248667 | 24866 | 7 | 311 | Living Room | TRUE
248668 | 24866 | 8 | 78 | Bathroom | TRUE
248669 | 24866 | 9 | 240 | Master Bedroom | TRUE
2486610 | 24866 | 10 | 30 | Bathroom | TRUE
2486611 | 24866 | 11 | 80 | Hall | TRUE
2486612 | 24866 | 12 | 115 | Bedroom | TRUE
2486613 | 24866 | 13 | 37 | Hall | TRUE
2486614 | 24866 | 14 | 141 | Bedroom | TRUE

## MH Lighting Inventory
siteid | room_it | fixture_it | GeneralNotes | LightingFixtureControl | Ligh,b2tingFixtureQuantity | LightingFixtureType | LightingLampCategory | LightingLampLength | LightingLampType | LightingLampsPerFixture | LightingWattsPerLamp | SiteID+room_it | RoomType | Weight
10155 | 1 | 1 |  | Manual | 1 | Ceiling Fan | Compact Fluorescent |  | Twist | 3 | 15 | 101551 | Bathroom | 0.07754%
10155 | 2 | 1 |  | Manual | 1 | Ceiling Fan | Incandescent |  | Standard A Lamp | 1 | 60 | 101552 | Bedroom | 0.07754%
10155 | 3 | 1 |  | Manual | 2 | Floor lamp | Incandescent |  | Standard A Lamp | 1 | 60 | 101553 | Bedroom | 0.07754%
10155 | 3 | 2 |  | Manual | 2 | Floor lamp | Halogen |  | Quartz Tube | 1 | 50 | 101553 | Bedroom | 0.07754%
10155 | 4 | 1 |  | Manual | 2 | Exterior | Incandescent |  | Standard A Lamp | 1 | 60 | 101554 | Other | 0.07754%
10155 | 5 | 1 |  | Manual | 1 | Ceiling Fixture | Incandescent |  | Standard A Lamp | 1 | 60 | 101555 | Hall | 0.07754%
10155 | 5 | 2 |  | Manual | 1 | Other | Compact Fluorescent |  | Twist | 1 | 15 | 101555 | Hall | 0.07754%
10155 | 6 | 1 |  | Manual | 1 | Ceiling Fixture | Compact Fluorescent |  | Twist | 1 | 15 | 101556 | Kitchen | 0.07754%
10155 | 6 | 2 |  | Manual | 1 | Ceiling Fixture | Compact Fluorescent |  | Twist | 3 | 15 | 101556 | Kitchen | 0.07754%
10155 | 6 | 3 |  | Manual | 1 | Recessed Can | Incandescent |  | Standard A Lamp | 2 | 40 | 101556 | Kitchen | 0.07754%
10155 | 7 | 1 |  | Manual | 1 | Ceiling Fan | Incandescent |  | Standard A Lamp | 1 | 60 | 101557 | Living Room | 0.07754%
10155 | 7 | 2 |  | Manual | 1 | Floor lamp | Compact Fluorescent |  | Twist | 1 | 15 | 101557 | Living Room | 0.07754%
10199 | 1 | 1 |  | Manual | 1 | Wall Mount | Compact Fluorescent |  | Twist | 1 | 15 | 101991 | Bathroom | 0.04346%
10199 | 1 | 2 |  | Manual | 1 | High bay | Incandescent |  | Standard A Lamp | 1 | 60 | 101991 | Bathroom | 0.04346%
10199 | 2 | 1 |  | Manual | 1 | Floor lamp | Compact Fluorescent |  | Twist | 2 | 15 | 101992 | Bedroom | 0.04346%
10199 | 3 | 1 |  | Manual | 1 | Ceiling Fixture | Incandescent |  | Standard A Lamp | 1 | 40 | 101993 | Hall | 0.04346%
10199 | 4 | 1 |  | Manual | 1 | Ceiling Fixture | Incandescent |  | Standard A Lamp | 2 | 60 | 101994 | Kitchen | 0.04346%
10199 | 5 | 1 |  | Manual | 1 | Floor lamp | Compact Fluorescent |  | Twist | 1 | 15 | 101995 | Living Room | 0.04346%
10199 | 6 | 1 |  | Manual | 2 | Table | Compact Fluorescent |  | Twist | 1 | 15 | 101996 | Master Bedroom | 0.04346%
10199 | 7 | 1 |  | Manual | 1 | Ceiling Fixture | Incandescent |  | Standard A Lamp | 1 | 60 | 101997 | Closet | 0.04346%
10257 | 1 | 1 |  | Manual | 1 | Ceiling Fixture | Incandescent |  | Standard A Lamp | 1 | 60 | 102571 | Bathroom | 0.04346%
10257 | 2 | 1 |  | Manual | 1 | Ceiling Fixture | Compact Fluorescent |  | Twist | 3 | 15 | 102572 | Bathroom | 0.04346%
10257 | 3 | 1 |  | Manual | 1 | Ceiling Fixture | Compact Fluorescent |  | Twist | 2 | 20 | 102573 | Bedroom | 0.04346%
10257 | 3 | 2 |  | Manual | 1 | Ceiling Fixture | Incandescent |  | Standard A Lamp | 2 | 60 | 102573 | Bedroom | 0.04346%
10257 | 3 | 3 |  | Manual | 1 | Table | Compact Fluorescent |  | Twist | 1 | 22 | 102573 | Bedroom | 0.04346%
10257 | 4 | 1 |  | Manual | 1 | Ceiling Fixture | Incandescent |  | Standard A Lamp | 2 | 60 | 102574 | Bedroom | 0.04346%
10257 | 4 | 2 |  | Dimmer | 1 | Table | Incandescent |  | Clear | 1 | 40 | 102574 | Bedroom | 0.04346%
10257 | 5 | 1 |  | Manual | 1 | Ceiling Fixture | Compact Fluorescent |  | Twist | 2 | 20 | 102575 | Bedroom | 0.04346%
10257 | 5 | 2 |  | Manual | 1 | Table | Compact Fluorescent |  | Twist | 1 | 15 | 102575 | Bedroom | 0.04346%
10257 | 6 | 1 |  | Manual | 1 | Ceiling Fixture | Incandescent |  | Standard A Lamp | 2 | 60 | 102576 | Hall | 0.04346%
10257 | 7 | 1 |  | Manual | 1 | Ceiling Fixture | Compact Fluorescent |  | Twist | 2 | 22 | 102577 | Kitchen | 0.04346%
10257 | 7 | 2 |  | Dimmer | 1 | Chandelier (Hanging) | Incandescent |  | Clear | 5 | 40 | 102577 | Kitchen | 0.04346%
10257 | 7 | 3 |  | Manual | 1 | Table | Linear Fluorescent | 18 | T-8 | 1 | 16 | 102577 | Kitchen | 0.04346%
10257 | 8 | 1 |  | Manual | 1 | Torchiere | Incandescent |  | 3-Way CFL | 1 | 100 | 102578 | Living Room | 0.04346%
10257 | 8 | 2 |  | Manual | 1 | Floor lamp | Compact Fluorescent |  | Straight Tube | 1 | 28 | 102578 | Living Room | 0.04346%
10257 | 8 | 3 |  | Manual | 2 | Table | Compact Fluorescent |  | Twist | 1 | 22 | 102578 | Living Room | 0.04346%
10257 | 8 | 4 |  | Manual | 2 | Wall Mount | Incandescent |  | Globe | 3 | 40 | 102578 | Living Room | 0.04346%
10339 | 1 | 1 |  | Manual | 1 | Ceiling Fixture | Compact Fluorescent |  | Twist | 2 | 15 | 103391 | Bathroom | 0.04346%
10339 | 2 | 1 |  | Manual | 1 | Ceiling Fixture | Compact Fluorescent |  | Twist | 1 | 15 | 103392 | Bathroom | 0.04346%
10339 | 3 | 1 |  | Manual | 1 | Ceiling Fixture | Compact Fluorescent |  | Twist | 2 | 15 | 103393 | Bedroom | 0.04346%
10339 | 4 | 1 |  | Manual | 1 | Ceiling Fixture | Compact Fluorescent |  | Pin base | 1 | 15 | 103394 | Hall | 0.04346%
10339 | 5 | 1 |  | Manual | 1 | Ceiling Fan | Compact Fluorescent |  | Twist | 4 | 15 | 103395 | Kitchen | 0.04346%
10339 | 5 | 2 |  | Manual | 1 | Ceiling Fixture | Compact Fluorescent |  | Twist | 1 | 15 | 103395 | Kitchen | 0.04346%
10339 | 6 | 1 |  | Manual | 2 | Floor lamp | Compact Fluorescent |  | Twist | 1 | 15 | 103396 | Living Room | 0.04346%
10339 | 7 | 1 |  | Manual | 1 | Ceiling Fixture | Compact Fluorescent |  | Twist | 2 | 15 | 103397 | Master Bedroom | 0.04346%
10417 | 1 | 1 |  | Manual | 1 | Wall Mount | Incandescent |  | Standard A Lamp | 4 | 60 | 104171 | Bathroom | 0.07754%
10417 | 1 | 2 |  | Manual | 1 | Ceiling Fixture | Incandescent |  | Standard A Lamp | 1 | 60 | 104171 | Bathroom | 0.07754%
10417 | 2 | 1 |  | Manual | 1 | Wall Mount | Incandescent |  | Standard A Lamp | 5 | 60 | 104172 | Bathroom | 0.07754%
10417 | 3 | 1 |  | Manual | 3 | Table | Incandescent |  | Standard A Lamp | 1 | 60 | 104173 | Bedroom | 0.07754%
10417 | 3 | 2 |  | Manual | 1 | Ceiling Fixture | Incandescent |  | Standard A Lamp | 1 | 60 | 104173 | Bedroom | 0.07754%
10417 | 3 | 3 |  | Dimmer | 1 | Chandelier (Hanging) | Incandescent |  | Decorative | 5 | 40 | 104173 | Bedroom | 0.07754%
10417 | 4 | 1 |  | Manual | 2 | Ceiling Fixture | Incandescent |  | Standard A Lamp | 1 | 60 | 104174 | Bedroom | 0.07754%
10417 | 4 | 2 |  | Manual | 1 | Table | Incandescent |  | Standard A Lamp | 1 | 60 | 104174 | Bedroom | 0.07754%
10417 | 5 | 1 |  | Manual | 2 | Ceiling Fixture | Incandescent |  | Standard A Lamp | 1 | 60 | 104175 | Bedroom | 0.07754%
10417 | 5 | 2 |  | Manual | 1 | Ceiling Fixture | Incandescent |  | Standard A Lamp | 1 | 60 | 104175 | Bedroom | 0.07754%
10417 | 6 | 1 |  | Manual | 4 | Exterior | Incandescent |  | Standard A Lamp | 1 | 60 | 104176 | Other | 0.07754%
10417 | 6 | 2 |  | Photo | 1 | Exterior | Other |  | High Pressure Sodium | 1 | 200 | 104176 | Other | 0.07754%
10417 | 7 | 1 |  | Manual | 12 | Ceiling Fixture | Linear Fluorescent | 48 | T-12 | 2 | 40 | 104177 | Garage | 0.07754%
10417 | 8 | 1 |  | Manual | 1 | Ceiling Fixture | Compact Fluorescent |  | Twist | 1 | 15 | 104178 | Hall | 0.07754%
10417 | 9 | 1 |  | Manual | 1 | Chandelier (Hanging) | Incandescent |  | Standard A Lamp | 3 | 60 | 104179 | Kitchen | 0.07754%
10417 | 9 | 2 |  | Manual | 2 | Ceiling Fixture | Linear Fluorescent | 48 | T-12 | 2 | 40 | 104179 | Kitchen | 0.07754%
10417 | 9 | 3 |  | Manual | 1 | Ceiling Fixture | Halogen |  | PAR | 3 | 50 | 104179 | Kitchen | 0.07754%
10417 | 10 | 1 |  | Manual | 1 | Ceiling Fixture | Compact Fluorescent |  | Twist | 1 | 15 | 1041710 | Laundry Room | 0.07754%
10417 | 11 | 1 |  | Manual | 4 | Table | Compact Fluorescent |  | Twist | 1 | 22 | 1041711 | Living Room | 0.07754%
10732 | 1 | 1 |  | Manual | 2 | Wall Mount | Incandescent |  | Standard A Lamp | 1 | 60 | 107321 | Bathroom | 0.07754%
10732 | 2 | 1 |  | Dimmer | 1 | Chandelier (Hanging) | Incandescent |  | Standard A Lamp | 2 | 40 | 107322 | Bathroom | 0.07754%
10732 | 3 | 1 |  | Manual | 1 | Ceiling Fan | Incandescent |  | Standard A Lamp | 3 | 60 | 107323 | Master Bedroom | 0.07754%
10732 | 3 | 2 |  | Manual | 2 | Table | Incandescent |  | Decorative | 1 | 40 | 107323 | Master Bedroom | 0.07754%
10732 | 4 | 1 |  | Manual | 1 | Ceiling Fixture | Compact Fluorescent |  | Twist | 1 | 22 | 107324 | Bedroom | 0.07754%
10732 | 5 | 1 |  | Manual | 1 | Wall Mount | Incandescent |  | Decorative | 1 | 40 | 107325 | Office | 0.07754%
10732 | 5 | 2 |  | Manual | 1 | Ceiling Fixture | Incandescent |  | Standard A Lamp | 1 | 60 | 107325 | Office | 0.07754%
10732 | 6 | 1 |  | Manual | 1 | Ceiling Fan | Incandescent |  | Decorative | 4 | 40 | 107326 | Dining Room | 0.07754%
10732 | 7 | 1 |  | Manual | 1 | Ceiling Fixture | Compact Fluorescent |  | Twist | 1 | 15 | 107327 | Hall | 0.07754%
10732 | 8 | 1 |  | Manual | 1 | Recessed Can | Linear Fluorescent | 48 | T-12 | 2 | 40 | 107328 | Kitchen | 0.07754%
10732 | 8 | 2 |  | Manual | 1 | Track | Incandescent |  | Standard A Lamp | 1 | 65 | 107328 | Kitchen | 0.07754%
10732 | 9 | 1 |  | Manual | 1 | Floor lamp | Incandescent |  | Standard A Lamp | 1 | 60 | 107329 | Living Room | 0.07754%
10732 | 9 | 2 |  | Manual | 1 | Other | Compact Fluorescent |  | Straight Tube | 1 | 15 | 107329 | Living Room | 0.07754%
10732 | 10 | 1 |  | Manual | 1 | Ceiling Fixture | Compact Fluorescent |  | Twist | 3 | 15 | 1073210 | Other | 0.07754%
10732 | 11 | 1 |  | Manual | 2 | Ceiling Fixture | Linear Fluorescent | 24 | T-12 | 1 | 20 | 1073211 | Other | 0.07754%
10732 | 12 | 1 |  | Manual | 2 | Table | Compact Fluorescent |  | Twist | 1 | 15 | 1073212 | Bedroom | 0.07754%
10768 | 1 | 1 |  | Manual | 2 | Wall Mount | Incandescent |  | Standard A Lamp | 1 | 60 | 107681 | Bathroom | 0.4265%
10768 | 2 | 1 |  | Manual | 1 | Ceiling Fan | Incandescent |  | Standard A Lamp | 2 | 60 | 107682 | Bedroom | 0.4265%
10768 | 3 | 1 |  | Manual | 1 | Ceiling Fan | Incandescent |  | Standard A Lamp | 2 | 60 | 107683 | Bedroom | 0.4265%
10768 | 4 | 1 |  | Manual | 1 | Ceiling Fixture | Incandescent |  | Standard A Lamp | 2 | 60 | 107684 | Bedroom | 0.4265%
10768 | 5 | 1 |  | Manual | 1 | Ceiling Fixture | Incandescent |  | Standard A Lamp | 1 | 75 | 107685 | Closet | 0.4265%
10768 | 6 | 1 |  | Manual | 1 | Ceiling Fan | Incandescent |  | Standard A Lamp | 4 | 60 | 107686 | Dining Room | 0.4265%
10768 | 6 | 2 |  | Manual | 1 | Table | Incandescent |  | Standard A Lamp | 1 | 60 | 107686 | Dining Room | 0.4265%
10768 | 7 | 1 |  | Manual | 1 | Ceiling Fixture | Incandescent |  | Standard A Lamp | 2 | 60 | 107687 | Hall | 0.4265%
10768 | 8 | 1 |  | Manual | 2 | Ceiling Fixture | Incandescent |  | Standard A Lamp | 2 | 60 | 107688 | Kitchen | 0.4265%
10768 | 8 | 2 |  | Manual | 1 | Ceiling Fixture | Compact Fluorescent |  | Twist | 1 | 15 | 107688 | Kitchen | 0.4265%
10768 | 9 | 1 |  | Manual | 1 | Ceiling Fixture | Incandescent |  | Standard A Lamp | 1 | 60 | 107689 | Laundry Room | 0.4265%
10768 | 10 | 1 |  | Dimmer | 1 | Floor lamp | Halogen |  | Quartz Tube | 1 | 100 | 1076810 | Living Room | 0.4265%
10768 | 10 | 2 |  | Manual | 1 | Floor lamp | Incandescent |  | Standard A Lamp | 1 | 60 | 1076810 | Living Room | 0.4265%
10768 | 10 | 3 |  | Manual | 1 | Table | Compact Fluorescent |  | Twist | 1 | 23 | 1076810 | Living Room | 0.4265%
10768 | 11 | 1 |  | Manual | 1 | Ceiling Fixture | Incandescent |  | Standard A Lamp | 1 | 60 | 1076811 | Bathroom | 0.4265%
10768 | 11 | 2 |  | Manual | 3 | Wall Mount | Incandescent |  | Standard A Lamp | 1 | 60 | 1076811 | Bathroom | 0.4265%
10768 | 11 | 3 |  | Manual | 1 | Wall Mount | Compact Fluorescent |  | Twist | 1 | 23 | 1076811 | Bathroom | 0.4265%
10768 | 12 | 1 |  | Manual | 1 | Ceiling Fan | Incandescent |  | Standard A Lamp | 4 | 60 | 1076812 | Master Bedroom | 0.4265%
10768 | 13 | 1 |  | Manual | 1 | Ceiling Fixture | Incandescent |  | Standard A Lamp | 1 | 60 | 1076813 | Closet | 0.4265%
10820 | 1 | 1 |  | Manual | 1 | Ceiling Fixture | Incandescent |  | Standard A Lamp | 2 | 40 | 108201 | Bedroom | 0.07754%
10820 | 2 | 1 |  | Manual | 1 | Ceiling Fan | Compact Fluorescent |  | Twist | 1 | 23 | 108202 | Family Room | 0.07754%
10820 | 2 | 2 |  | Manual | 1 | Floor lamp | Incandescent |  | 3-Way Incandescent | 1 | 150 | 108202 | Family Room | 0.07754%
10820 | 3 | 1 |  | Manual | 2 | Ceiling Fixture | Linear Fluorescent | 48 | T-12 | 2 | 32 | 108203 | Kitchen | 0.07754%
10820 | 3 | 2 |  | Manual | 1 | Ceiling Fixture | Compact Fluorescent |  | Circline (Screw Base) | 1 | 15 | 108203 | Kitchen | 0.07754%
10820 | 3 | 3 |  | Dimmer | 1 | Chandelier (Hanging) | Incandescent |  | Decorative | 8 | 40 | 108203 | Kitchen | 0.07754%
10820 | 3 | 4 |  | Manual | 2 | Track | Halogen |  | PAR | 2 | 50 | 108203 | Kitchen | 0.07754%
10820 | 3 | 5 |  | Manual | 1 | Ceiling Fixture | Incandescent |  | Standard A Lamp | 1 | 40 | 108203 | Kitchen | 0.07754%
10820 | 3 | 6 |  | Dimmer | 1 | Torchiere | Incandescent |  | Standard A Lamp | 3 | 60 | 108203 | Kitchen | 0.07754%
10820 | 3 | 7 |  | Manual | 1 | Wall Mount | Compact Fluorescent |  | Twist | 1 | 23 | 108203 | Kitchen | 0.07754%
10820 | 4 | 1 |  | Manual | 1 | Ceiling Fixture | Compact Fluorescent |  | Twist | 3 | 23 | 108204 | Laundry Room | 0.07754%
10820 | 5 | 1 |  | Manual | 1 | Wall Mount | Incandescent |  | Standard A Lamp | 4 | 60 | 108205 | Bathroom | 0.07754%
10820 | 5 | 2 |  | Manual | 1 | Ceiling Fixture | Compact Fluorescent |  | Twist | 1 | 13 | 108205 | Bathroom | 0.07754%
10820 | 6 | 1 |  | Dimmer | 1 | Wall Mount | Incandescent |  | Globe | 4 | 40 | 108206 | Bathroom | 0.07754%
10820 | 6 | 2 |  | Manual | 2 | Ceiling Fixture | Compact Fluorescent |  | Twist | 1 | 13 | 108206 | Bathroom | 0.07754%
10820 | 7 | 1 |  | Manual | 1 | Ceiling Fixture | Compact Fluorescent |  | Twist | 2 | 13 | 108207 | Master Bedroom | 0.07754%
10820 | 7 | 2 |  | Manual | 1 | Floor lamp | Incandescent |  | Decorative | 3 | 40 | 108207 | Master Bedroom | 0.07754%
10820 | 8 | 1 |  | Manual | 1 | Ceiling Fixture | Compact Fluorescent |  | Circline (Screw Base) | 1 | 15 | 108208 | Master Bedroom | 0.07754%
10820 | 8 | 2 |  | Manual | 1 | Ceiling Fixture | Compact Fluorescent |  | Twist | 1 | 13 | 108208 | Master Bedroom | 0.07754%
10820 | 8 | 3 |  | Manual | 1 | Floor lamp | Incandescent |  | Decorative | 3 | 40 | 108208 | Master Bedroom | 0.07754%
10820 | 9 | 1 |  | Manual | 1 | Torchiere | Incandescent |  | 3-Way Incandescent | 1 | 250 | 108209 | Office | 0.07754%
10820 | 9 | 2 |  | Manual | 1 | Ceiling Fixture | Linear Fluorescent | 48 | T-12 | 2 | 32 | 108209 | Office | 0.07754%
10820 | 9 | 3 |  | Manual | 1 | Floor lamp | Incandescent |  | 3-Way Incandescent | 1 | 150 | 108209 | Office | 0.07754%
11174 | 1 | 1 |  | Manual | 2 | Wall Mount | Compact Fluorescent |  | Twist | 1 | 15 | 111741 | Bathroom | 0.04346%
11174 | 2 | 1 |  | Manual | 1 | Ceiling Fixture | Incandescent |  | Standard A Lamp | 2 | 60 | 111742 | Bathroom | 0.04346%
11174 | 3 | 1 |  | Manual | 1 | Table | Compact Fluorescent |  | Twist | 1 | 22 | 111743 | Master Bedroom | 0.04346%
11174 | 3 | 2 |  | Manual | 2 | Wall Mount | Compact Fluorescent |  | Twist | 1 | 22 | 111743 | Master Bedroom | 0.04346%
11174 | 4 | 1 |  | Manual | 1 | Wall Mount | Incandescent |  | Standard A Lamp | 1 | 60 | 111744 | Bedroom | 0.04346%
11174 | 5 | 1 |  | Manual | 1 | Wall Mount | Incandescent |  | Decorative | 1 | 40 | 111745 | Hall | 0.04346%
11174 | 6 | 1 |  | Manual | 1 | Ceiling Fixture | Linear Fluorescent | 42 | T-12 | 2 | 20 | 111746 | Kitchen | 0.04346%
11174 | 6 | 2 |  | Manual | 1 | Ceiling Fan | Incandescent |  | Standard A Lamp | 1 | 100 | 111746 | Kitchen | 0.04346%
11174 | 7 | 1 |  | Manual | 2 | Table | Incandescent |  | Standard A Lamp | 1 | 100 | 111747 | Living Room | 0.04346%
11174 | 8 | 1 |  | Manual | 1 | Table | Incandescent |  | Standard A Lamp | 1 | 100 | 111748 | Office | 0.04346%
11174 | 8 | 2 |  | Manual | 1 | Wall Mount | Compact Fluorescent |  | Twist | 1 | 22 | 111748 | Office | 0.04346%
11174 | 9 | 1 |  | Manual | 1 | Ceiling Fixture | Linear Fluorescent | 42 | T-12 | 2 | 20 | 111749 | Other | 0.04346%
11174 | 9 | 2 |  | Manual | 1 | Ceiling Fixture | Incandescent |  | Standard A Lamp | 1 | 100 | 111749 | Other | 0.04346%
11314 | 1 | 1 |  | Manual | 1 | Ceiling Fixture | Incandescent |  | Standard A Lamp | 2 | 60 | 113141 | Bathroom | 0.07754%
11314 | 2 | 1 |  | Manual | 1 | Floor lamp | Incandescent |  | Standard A Lamp | 2 | 60 | 113142 | Family Room | 0.07754%
11314 | 2 | 2 |  | Manual | 1 | Chandelier (Hanging) | Incandescent |  | Standard A Lamp | 3 | 60 | 113142 | Family Room | 0.07754%
11314 | 3 | 1 |  | Manual | 2 | Ceiling Fixture | Linear Fluorescent | 48 | T-12 | 2 | 40 | 113143 | Kitchen | 0.07754%
11314 | 3 | 2 |  | Manual | 1 | Ceiling Fixture | Incandescent |  | Standard A Lamp | 1 | 40 | 113143 | Kitchen | 0.07754%
11314 | 3 | 3 |  | Manual | 3 | Wall Mount | Other |  | LED Interior | 1 | 1 | 113143 | Kitchen | 0.07754%
11314 | 4 | 1 |  | Manual | 1 | Ceiling Fixture | Incandescent |  | Standard A Lamp | 1 | 60 | 113144 | Laundry Room | 0.07754%
11314 | 5 | 1 |  | Manual | 1 | Floor lamp | Incandescent |  | Standard A Lamp | 3 | 60 | 113145 | Living Room | 0.07754%
11314 | 5 | 2 |  | Manual | 1 | Floor lamp | Incandescent |  | Standard A Lamp | 1 | 75 | 113145 | Living Room | 0.07754%
11314 | 5 | 3 |  | Manual | 1 | Floor lamp | Incandescent |  | 3-Way Incandescent | 1 | 150 | 113145 | Living Room | 0.07754%
11314 | 6 | 1 |  | Manual | 1 | Ceiling Fixture | Incandescent |  | Standard A Lamp | 3 | 60 | 113146 | Bathroom | 0.07754%
11314 | 6 | 2 |  | Manual | 1 | Ceiling Fixture | Compact Fluorescent |  | Twist | 1 | 13 | 113146 | Bathroom | 0.07754%
11314 | 7 | 1 |  | Manual | 1 | Ceiling Fixture | Compact Fluorescent |  | Twist | 1 | 15 | 113147 | Master Bedroom | 0.07754%
11314 | 7 | 2 |  | Manual | 5 | Floor lamp | Incandescent |  | Standard A Lamp | 1 | 60 | 113147 | Master Bedroom | 0.07754%
11314 | 8 | 1 |  | Manual | 1 | Floor lamp | Incandescent |  | Standard A Lamp | 1 | 60 | 113148 | Office | 0.07754%
11314 | 9 | 1 |  | Manual | 1 | Floor lamp | Incandescent |  | Standard A Lamp | 1 | 60 | 113149 | Bedroom | 0.07754%
11328 | 1 | 1 |  | Manual | 1 | Wall Mount | Incandescent |  | Globe | 6 | 40 | 113281 | Bathroom | 0.04346%
11328 | 1 | 2 |  | Manual | 1 | Ceiling Fixture | Incandescent |  | Standard A Lamp | 2 | 60 | 113281 | Bathroom | 0.04346%
11328 | 2 | 1 |  | Manual | 1 | Ceiling Fixture | Incandescent |  | Standard A Lamp | 2 | 60 | 113282 | Bedroom | 0.04346%
11328 | 2 | 2 |  | Manual | 1 | Table | Incandescent |  | Standard A Lamp | 1 | 60 | 113282 | Bedroom | 0.04346%
11328 | 2 | 3 |  | Manual | 2 | Table | Incandescent |  | 3-Way Incandescent | 1 | 75 | 113282 | Bedroom | 0.04346%
11328 | 3 | 1 |  | Manual | 1 | Ceiling Fixture | Incandescent |  | Standard A Lamp | 2 | 60 | 113283 | Dining Room | 0.04346%
11328 | 4 | 1 |  | Manual | 1 | Ceiling Fixture | Linear Fluorescent | 48 | T-12 | 2 | 40 | 113284 | Dining Room | 0.04346%
11328 | 5 | 1 |  | Manual | 8 | Ceiling Fixture | Linear Fluorescent | 48 | T-12 | 2 | 40 | 113285 | Garage | 0.04346%
11328 | 6 | 1 |  | Manual | 1 | Ceiling Fixture | Incandescent |  | Standard A Lamp | 2 | 60 | 113286 | Hall | 0.04346%
11328 | 7 | 1 |  | Manual | 2 | Ceiling Fixture | Linear Fluorescent | 48 | T-12 | 2 | 40 | 113287 | Kitchen | 0.04346%
11328 | 7 | 2 |  | Manual | 1 | Ceiling Fixture | Incandescent |  | Standard A Lamp | 2 | 60 | 113287 | Kitchen | 0.04346%
11328 | 7 | 3 |  | Manual | 1 | Architectural | Incandescent |  | Clear | 1 | 40 | 113287 | Kitchen | 0.04346%
11328 | 8 | 1 |  | Manual | 1 | Table | Incandescent |  | Standard A Lamp | 1 | 60 | 113288 | Living Room | 0.04346%
11328 | 8 | 2 |  | Manual | 2 | Table | Incandescent |  | 3-Way Incandescent | 1 | 100 | 113288 | Living Room | 0.04346%
11328 | 8 | 3 |  | Manual | 1 | Table | Incandescent |  | 3-Way Incandescent | 1 | 75 | 113288 | Living Room | 0.04346%
11328 | 9 | 1 |  | Manual | 1 | Wall Mount | Incandescent |  | Globe | 6 | 40 | 113289 | Bathroom | 0.04346%
11328 | 9 | 2 |  | Manual | 1 | Chandelier (Hanging) | Compact Fluorescent |  | Twist | 2 | 15 | 113289 | Bathroom | 0.04346%
11328 | 10 | 1 |  | Manual | 1 | Ceiling Fan | Incandescent |  | Standard A Lamp | 1 | 60 | 1132810 | Master Bedroom | 0.04346%
11328 | 10 | 2 |  | Manual | 2 | Table | Incandescent |  | Standard A Lamp | 1 | 75 | 1132810 | Master Bedroom | 0.04346%
11328 | 10 | 3 |  | Manual | 1 | Table | Compact Fluorescent |  | Twist | 1 | 15 | 1132810 | Master Bedroom | 0.04346%
11328 | 11 | 1 |  | Manual | 1 | Ceiling Fixture | Compact Fluorescent |  | Twist | 1 | 15 | 1132811 | Closet | 0.04346%
11328 | 12 | 1 |  | Manual | 1 | Ceiling Fixture | Incandescent |  | Standard A Lamp | 2 | 60 | 1132812 | Other | 0.04346%
11328 | 12 | 2 |  | Manual | 1 | Ceiling Fixture | Incandescent |  | Clear | 4 | 60 | 1132812 | Other | 0.04346%
11328 | 12 | 3 |  | Manual | 1 | Table | Incandescent |  | Clear | 1 | 25 | 1132812 | Other | 0.04346%
11328 | 13 | 1 |  | Manual | 1 | Ceiling Fixture | Incandescent |  | Standard A Lamp | 2 | 60 | 1132813 | Other | 0.04346%
11390 | 1 | 1 |  | Manual | 1 | Ceiling Fixture | Halogen |  | Twist | 2 | 15 | 113901 | Bathroom | 0.04346%
11390 | 1 | 2 |  | Manual | 1 | Wall Mount | Linear Fluorescent | 48 | T-8 | 2 | 32 | 113901 | Bathroom | 0.04346%
11390 | 2 | 1 |  | Dimmer | 1 | Chandelier (Hanging) | Incandescent |  | Standard A Lamp | 5 | 100 | 113902 | Dining Room | 0.04346%
11390 | 2 | 2 |  | Manual | 1 | Table | Compact Fluorescent |  | Twist | 1 | 15 | 113902 | Dining Room | 0.04346%
11390 | 3 | 1 |  | Manual | 1 | Ceiling Fixture | Compact Fluorescent |  | Twist | 2 | 15 | 113903 | Hall | 0.04346%
11390 | 4 | 1 |  | Manual | 2 | Ceiling Fixture | Linear Fluorescent | 48 | T-8 | 2 | 32 | 113904 | Kitchen | 0.04346%
11390 | 4 | 2 |  | Manual | 1 | Ceiling Fixture | Incandescent |  | Standard A Lamp | 2 | 40 | 113904 | Kitchen | 0.04346%
11390 | 5 | 1 |  | Dimmer | 1 | Table | Incandescent |  | Standard A Lamp | 1 | 100 | 113905 | Living Room | 0.04346%
11390 | 5 | 2 |  | Manual | 1 | Architectural | Incandescent |  | Clear | 1 | 25 | 113905 | Living Room | 0.04346%
11390 | 6 | 1 |  | Manual | 1 | Wall Mount | Linear Fluorescent | 48 | T-8 | 2 | 32 | 113906 | Bathroom | 0.04346%
11390 | 6 | 2 |  | Manual | 1 | Table | Incandescent |  | Standard A Lamp | 2 | 40 | 113906 | Bathroom | 0.04346%
11390 | 6 | 3 |  | Dimmer | 2 | Ceiling Fixture | Compact Fluorescent |  | A shape bulb | 2 | 15 | 113906 | Bathroom | 0.04346%
11390 | 7 | 1 |  | Manual | 1 | Ceiling Fixture | Compact Fluorescent |  | Twist | 2 | 15 | 113907 | Master Bedroom | 0.04346%
11390 | 7 | 2 |  | Manual | 2 | Table | Incandescent |  | Clear | 1 | 40 | 113907 | Master Bedroom | 0.04346%
11390 | 8 | 1 |  | Manual | 1 | Ceiling Fixture | Compact Fluorescent |  | Twist | 2 | 15 | 113908 | Office | 0.04346%
11390 | 8 | 2 |  | Manual | 1 | Table | Compact Fluorescent |  | Twist | 3 | 15 | 113908 | Office | 0.04346%
11390 | 8 | 3 |  | Manual | 1 | Table | Compact Fluorescent |  | Other | 1 | 15 | 113908 | Office | 0.04346%
11390 | 9 | 1 |  | Manual | 1 | Ceiling Fixture | Compact Fluorescent |  | Twist | 3 | 15 | 113909 | Office | 0.04346%
11390 | 9 | 2 |  | Manual | 1 | Floor lamp | Compact Fluorescent |  | Twist | 3 | 22 | 113909 | Office | 0.04346%
11390 | 9 | 3 |  | Manual | 1 | Table | Compact Fluorescent |  | Straight Tube | 1 | 28 | 113909 | Office | 0.04346%
11390 | 9 | 4 |  | Manual | 1 | Table | Compact Fluorescent |  | Twist | 1 | 15 | 113909 | Office | 0.04346%
11390 | 10 | 1 |  | Manual | 1 | Ceiling Fixture | Compact Fluorescent |  | Twist | 2 | 15 | 1139010 | Laundry Room | 0.04346%
11498 | 1 | 1 |  | Manual | 3 | Ceiling Fixture | Incandescent |  | Standard A Lamp | 1 | 60 | 114981 | Bathroom | 0.04346%
11498 | 2 | 1 |  | Manual | 1 | Ceiling Fixture | Incandescent |  | Standard A Lamp | 2 | 60 | 114982 | Bedroom | 0.04346%
11498 | 3 | 1 |  | Manual | 1 | Ceiling Fixture | Incandescent |  | Standard A Lamp | 1 | 60 | 114983 | Bedroom | 0.04346%
11498 | 4 | 1 |  | Manual | 1 | Ceiling Fixture | Compact Fluorescent |  | Twist | 2 | 15 | 114984 | Hall | 0.04346%
11498 | 5 | 1 |  | Manual | 2 | Ceiling Fixture | Linear Fluorescent | 42 | T-8 | 2 | 32 | 114985 | Kitchen | 0.04346%
11498 | 5 | 2 |  | Manual | 1 | Table | Compact Fluorescent |  | Twist | 1 | 22 | 114985 | Kitchen | 0.04346%
11498 | 5 | 3 |  | Dimmer | 1 | Chandelier (Hanging) | Incandescent |  | Standard A Lamp | 4 | 60 | 114985 | Kitchen | 0.04346%
11498 | 5 | 4 |  | Manual | 2 | Table | Compact Fluorescent |  | Twist | 1 | 22 | 114985 | Kitchen | 0.04346%
11498 | 6 | 1 |  | Manual | 1 | Ceiling Fixture | Compact Fluorescent |  | Twist | 1 | 15 | 114986 | Laundry Room | 0.04346%
11498 | 7 | 1 |  | Manual | 1 | Floor lamp | Compact Fluorescent |  | Twist | 1 | 20 | 114987 | Living Room | 0.04346%
11498 | 7 | 2 |  | Manual | 1 | Floor lamp | Compact Fluorescent |  | Twist | 3 | 15 | 114987 | Living Room | 0.04346%
11498 | 8 | 1 |  | Manual | 2 | Wall Mount | Incandescent |  | Standard A Lamp | 2 | 60 | 114988 | Bathroom | 0.04346%
11498 | 8 | 2 |  | Manual | 1 | Chandelier (Hanging) | Incandescent |  | Standard A Lamp | 1 | 60 | 114988 | Bathroom | 0.04346%
11498 | 9 | 1 |  | Manual | 1 | Ceiling Fixture | Incandescent |  | Standard A Lamp | 2 | 60 | 114989 | Master Bedroom | 0.04346%
11498 | 9 | 2 |  | Manual | 2 | Wall Mount | Incandescent |  | Standard A Lamp | 1 | 60 | 114989 | Master Bedroom | 0.04346%
11498 | 9 | 3 |  | Manual | 2 | Table | Incandescent |  | Standard A Lamp | 1 | 60 | 114989 | Master Bedroom | 0.04346%
11498 | 10 | 1 |  | Manual | 1 | Ceiling Fixture | Incandescent |  | Standard A Lamp | 1 | 60 | 1149810 | Closet | 0.04346%
11498 | 11 | 1 |  | Manual | 1 | Ceiling Fixture | Incandescent |  | Standard A Lamp | 1 | 40 | 1149811 | Closet | 0.04346%
11498 | 12 | 1 |  | Manual | 1 | Wall Mount | Incandescent |  | Standard A Lamp | 1 | 60 | 1149812 | Other | 0.04346%
11518 | 1 | 1 |  | Manual | 1 | Wall Mount | Incandescent |  | Clear | 4 | 60 | 115181 | Bathroom | 0.04346%
11518 | 1 | 2 |  | Manual | 1 | Ceiling Fixture | Incandescent |  | Standard A Lamp | 2 | 60 | 115181 | Bathroom | 0.04346%
11518 | 2 | 1 |  | Manual | 1 | Wall Mount | Incandescent |  | Globe | 4 | 60 | 115182 | Bathroom | 0.04346%
11518 | 2 | 2 |  | Manual | 1 | Ceiling Fixture | Compact Fluorescent |  | Pin base | 1 | 36 | 115182 | Bathroom | 0.04346%
11518 | 3 | 1 |  | Manual | 2 | Table | Incandescent |  | Standard A Lamp | 1 | 60 | 115183 | Bedroom | 0.04346%
11518 | 3 | 2 |  | Manual | 1 | Floor lamp | Incandescent |  | 3-Way Incandescent | 1 | 150 | 115183 | Bedroom | 0.04346%
11518 | 4 | 1 |  | Manual | 1 | Chandelier (Hanging) | Incandescent |  | Mini base | 5 | 36 | 115184 | Dining Room | 0.04346%
11518 | 5 | 1 |  | Manual | 1 | Garage door opener | Incandescent |  | Standard A Lamp | 1 | 60 | 115185 | Garage | 0.04346%
11518 | 5 | 2 |  | Dimmer | 2 | Ceiling Fixture | Linear Fluorescent | 48 | T-12 | 2 | 40 | 115185 | Garage | 0.04346%
11518 | 5 | 3 |  | Manual | 1 | Wall Mount | Compact Fluorescent |  | Twist | 1 | 15 | 115185 | Garage | 0.04346%
11518 | 6 | 1 |  | Manual | 1 | Ceiling Fixture | Linear Fluorescent | 18 | T-8 | 1 | 16 | 115186 | Kitchen | 0.04346%
11518 | 6 | 2 |  | Manual | 1 | Ceiling Fixture | Linear Fluorescent | 48 | T-8 | 4 | 32 | 115186 | Kitchen | 0.04346%
11518 | 6 | 3 |  | Manual | 1 | Ceiling Fixture | Incandescent |  | Standard A Lamp | 1 | 60 | 115186 | Kitchen | 0.04346%
11518 | 7 | 1 |  | Manual | 2 | Table | Incandescent |  | Standard A Lamp | 1 | 40 | 115187 | Living Room | 0.04346%
11518 | 8 | 1 |  | Manual | 1 | Architectural | Incandescent |  | Decorative | 2 | 60 | 115188 | Master Bedroom | 0.04346%
11518 | 8 | 2 |  | Manual | 2 | Table | Incandescent |  | Standard A Lamp | 1 | 60 | 115188 | Master Bedroom | 0.04346%
11518 | 9 | 1 |  | Manual | 1 | Ceiling Fixture | Incandescent |  | Standard A Lamp | 1 | 65 | 115189 | Closet | 0.04346%
11518 | 10 | 1 |  | Manual | 1 | Floor lamp | Incandescent |  | Standard A Lamp | 1 | 75 | 1151810 | Office | 0.04346%
11518 | 10 | 2 |  | Manual | 1 | Table | Linear Fluorescent | 18 | T-8 | 1 | 16 | 1151810 | Office | 0.04346%
11518 | 11 | 1 |  | Manual | 1 | Ceiling Fixture | Compact Fluorescent |  | Circline (Screw Base) | 1 | 36 | 1151811 | Laundry Room | 0.04346%
11558 | 1 | 1 |  | Manual | 1 | Ceiling Fixture | Incandescent |  | Standard A Lamp | 1 | 60 | 115581 | Bathroom | 0.07754%
11558 | 1 | 2 |  | Manual | 1 | Wall Mount | Incandescent |  | Standard A Lamp | 2 | 40 | 115581 | Bathroom | 0.07754%
11558 | 2 | 1 |  | Manual | 1 | Ceiling Fixture | Incandescent |  | Standard A Lamp | 2 | 60 | 115582 | Bedroom | 0.07754%
11558 | 2 | 2 |  | Manual | 1 | Floor lamp | Halogen |  | Quartz Tube | 1 | 75 | 115582 | Bedroom | 0.07754%
11558 | 3 | 1 |  | Manual | 1 | Ceiling Fixture | Incandescent |  | Standard A Lamp | 2 | 60 | 115583 | Master Bedroom | 0.07754%
11558 | 4 | 1 |  | Manual | 1 | Ceiling Fixture | Compact Fluorescent |  | Twist | 1 | 15 | 115584 | Hall | 0.07754%
11558 | 5 | 1 |  | Manual | 1 | Ceiling Fan | Incandescent |  | Standard A Lamp | 4 | 75 | 115585 | Kitchen | 0.07754%
11558 | 5 | 2 |  | Manual | 1 | Architectural | Incandescent |  | Standard A Lamp | 2 | 60 | 115585 | Kitchen | 0.07754%
11558 | 5 | 3 |  | Manual | 1 | Architectural | Compact Fluorescent |  | Twist | 1 | 15 | 115585 | Kitchen | 0.07754%
11558 | 6 | 1 |  | Manual | 1 | Table | Compact Fluorescent |  | Twist | 3 | 15 | 115586 | Living Room | 0.07754%
11558 | 6 | 2 |  | Manual | 1 | Table | Incandescent |  | Standard A Lamp | 1 | 60 | 115586 | Living Room | 0.07754%
11558 | 6 | 3 |  | Manual | 1 | Table | Incandescent |  | Reflector | 1 | 50 | 115586 | Living Room | 0.07754%
11558 | 6 | 4 |  | Manual | 1 | Ceiling Fixture | Incandescent |  | Standard A Lamp | 1 | 60 | 115586 | Living Room | 0.07754%
11558 | 6 | 5 |  | Manual | 1 | Table | Compact Fluorescent |  | Straight Tube | 1 | 22 | 115586 | Living Room | 0.07754%
11612 | 1 | 1 |  | Manual | 2 | Wall Mount | Incandescent |  | Decorative | 2 | 40 | 116121 | Bathroom | 0.5638%
11612 | 1 | 2 |  | Manual | 2 | Wall Mount | Incandescent |  | Globe | 6 | 40 | 116121 | Bathroom | 0.5638%
11612 | 1 | 3 |  | Manual | 1 | Ceiling Fixture | Incandescent |  | Heat Lamp | 1 | 250 | 116121 | Bathroom | 0.5638%
11612 | 2 | 1 |  | Manual | 1 | Ceiling Fan | Incandescent |  | Standard A Lamp | 3 | 60 | 116122 | Bedroom | 0.5638%
11612 | 3 | 1 |  | Manual | 1 | Ceiling Fixture | Incandescent |  | Clear | 2 | 60 | 116123 | Bedroom | 0.5638%
11612 | 4 | 1 |  | Manual | 2 | Ceiling Fixture | Incandescent |  | Standard A Lamp | 3 | 60 | 116124 | Closet | 0.5638%
11612 | 5 | 1 |  | Manual | 1 | Floor lamp | Compact Fluorescent |  | Twist | 1 | 13 | 116125 | Dining Room | 0.5638%
11612 | 5 | 2 |  | Dimmer | 1 | Chandelier (Hanging) | Incandescent |  | Decorative | 4 | 60 | 116125 | Dining Room | 0.5638%
11612 | 5 | 3 |  | Manual | 1 | Floor lamp | Incandescent |  | Standard A Lamp | 3 | 60 | 116125 | Dining Room | 0.5638%
11612 | 6 | 1 |  | Manual | 1 | Floor lamp | Compact Fluorescent |  | Twist | 1 | 26 | 116126 | Family Room | 0.5638%
11612 | 6 | 2 |  | Manual | 1 | Table | Incandescent |  | 3-Way Incandescent | 1 | 100 | 116126 | Family Room | 0.5638%
11612 | 7 | 1 |  | Manual | 2 | Ceiling Fixture | Linear Fluorescent | 48 | T-12 | 2 | 40 | 116127 | Kitchen | 0.5638%
11612 | 7 | 2 |  | Manual | 1 | Chandelier (Hanging) | Compact Fluorescent |  | Straight Tube | 1 | 13 | 116127 | Kitchen | 0.5638%
11612 | 7 | 3 |  | Manual | 1 | Ceiling Fan | Incandescent |  | Standard A Lamp | 4 | 60 | 116127 | Kitchen | 0.5638%
11612 | 7 | 4 |  | Manual | 1 | Other | Incandescent |  | Standard A Lamp | 1 | 60 | 116127 | Kitchen | 0.5638%
11612 | 8 | 1 |  | Manual | 1 | Ceiling Fixture | Incandescent |  | Standard A Lamp | 1 | 60 | 116128 | Laundry Room | 0.5638%
11612 | 9 | 1 |  | Manual | 1 | Floor lamp | Incandescent |  | 3-Way Incandescent | 1 | 100 | 116129 | Living Room | 0.5638%
11612 | 10 | 1 |  | Manual | 1 | Ceiling Fan | Incandescent |  | Decorative | 4 | 25 | 1161210 | Master Bedroom | 0.5638%
11612 | 10 | 2 |  | Manual | 2 | Table | Incandescent |  | Standard A Lamp | 1 | 40 | 1161210 | Master Bedroom | 0.5638%
11627 | 1 | 1 |  | Manual | 2 | Ceiling Fixture | Incandescent |  | Standard A Lamp | 1 | 40 | 116271 | Bathroom | 0.04346%
11627 | 2 | 1 |  | Manual | 2 | Ceiling Fixture | Incandescent |  | Standard A Lamp | 1 | 60 | 116272 | Bedroom | 0.04346%
11627 | 3 | 1 |  | Manual | 1 | Ceiling Fixture | Incandescent |  | Standard A Lamp | 1 | 60 | 116273 | Bedroom | 0.04346%
11627 | 4 | 1 |  | Manual | 1 | Ceiling Fixture | Incandescent |  | Standard A Lamp | 1 | 60 | 116274 | Bedroom | 0.04346%
11627 | 5 | 1 |  | Manual | 1 | Ceiling Fixture | Incandescent |  | Standard A Lamp | 1 | 60 | 116275 | Hall | 0.04346%
11627 | 6 | 1 |  | Manual | 2 | Ceiling Fixture | Incandescent |  | Standard A Lamp | 1 | 60 | 116276 | Kitchen | 0.04346%
11627 | 6 | 2 |  | Manual | 1 | Ceiling Fixture | Linear Fluorescent | 48 | T-12 | 2 | 40 | 116276 | Kitchen | 0.04346%
11627 | 7 | 1 |  | Manual | 1 | Floor lamp | Incandescent |  | 3-Way Incandescent | 2 | 100 | 116277 | Family Room | 0.04346%
11627 | 8 | 1 |  | Manual | 2 | Ceiling Fixture | Incandescent |  | Standard A Lamp | 2 | 60 | 116278 | Master Bedroom | 0.04346%
11671 | 1 | 1 |  | Manual | 1 | Ceiling Fixture | Compact Fluorescent |  | Twist | 1 | 13 | 116711 | Laundry Room | 0.5638%
11671 | 2 | 1 |  | Manual | 2 | Ceiling Fixture | Compact Fluorescent |  | Twist | 1 | 13 | 116712 | Bathroom | 0.5638%
11671 | 3 | 1 |  | Manual | 2 | Table | Compact Fluorescent |  | Twist | 1 | 13 | 116713 | Bedroom | 0.5638%
11671 | 4 | 1 |  | Manual | 1 | Ceiling Fixture | Compact Fluorescent |  | Twist | 1 | 13 | 116714 | Bathroom | 0.5638%
11671 | 4 | 2 |  | Manual | 1 | Wall Mount | Compact Fluorescent |  | Twist | 1 | 13 | 116714 | Bathroom | 0.5638%
11671 | 5 | 1 |  | Manual | 2 | Table | Compact Fluorescent |  | Twist | 1 | 23 | 116715 | Office | 0.5638%
11671 | 6 | 1 |  | Manual | 2 | Ceiling Fixture | Compact Fluorescent |  | Twist | 1 | 13 | 116716 | Kitchen | 0.5638%
11671 | 7 | 1 |  | Manual | 1 | Ceiling Fixture | Compact Fluorescent |  | Twist | 1 | 13 | 116717 | Dining Room | 0.5638%
11671 | 8 | 1 |  | Manual | 1 | Table | Compact Fluorescent |  | Twist | 1 | 13 | 116718 | Living Room | 0.5638%
11671 | 9 | 1 |  | Manual | 1 | Table | Compact Fluorescent |  | Twist | 1 | 13 | 116719 | Bathroom | 0.5638%
11671 | 10 | 1 |  | Manual | 1 | Table | Compact Fluorescent |  | Twist | 1 | 13 | 1167110 | Bedroom | 0.5638%
11854 | 1 | 1 |  | Manual | 1 | Ceiling Fixture | Compact Fluorescent |  | Twist | 2 | 22 | 118541 | Bedroom | 0.5638%
11854 | 1 | 2 |  | Manual | 1 | Floor lamp | Compact Fluorescent |  | Twist | 4 | 22 | 118541 | Bedroom | 0.5638%
11854 | 2 | 1 |  | Manual | 1 | Ceiling Fixture | Halogen |  | MR | 3 | 35 | 118542 | Hall | 0.5638%
11854 | 3 | 1 |  | Manual | 2 | Ceiling Fixture | Linear Fluorescent | 48 | T-8 | 4 | 32 | 118543 | Garage | 0.5638%
11854 | 3 | 2 |  | Manual | 1 | Garage door opener | Incandescent |  | Standard A Lamp | 1 | 60 | 118543 | Garage | 0.5638%
11854 | 3 | 3 |  | Manual | 1 | Wall Mount | Incandescent |  | Standard A Lamp | 1 | 100 | 118543 | Garage | 0.5638%
11854 | 4 | 1 |  | Manual | 1 | Ceiling Fixture | Compact Fluorescent |  | Twist | 2 | 22 | 118544 | Master Bedroom | 0.5638%
11854 | 4 | 2 |  | Manual | 1 | Table | Linear Fluorescent | 48 | Fluorescent Unknown | 1 | 32 | 118544 | Master Bedroom | 0.5638%
11854 | 5 | 1 |  | Manual | 1 | Wall Mount | Compact Fluorescent |  | Twist | 2 | 22 | 118545 | Bathroom | 0.5638%
11854 | 6 | 1 |  | Manual | 1 | Ceiling Fixture | Compact Fluorescent |  | Twist | 2 | 15 | 118546 | Hall | 0.5638%
11854 | 7 | 1 |  | Manual | 1 | Wall Mount | Incandescent |  | Standard A Lamp | 4 | 60 | 118547 | Bathroom | 0.5638%
11854 | 7 | 2 |  | Manual | 1 | Wall Mount | Linear Fluorescent | 48 | Fluorescent Other | 1 | 27 | 118547 | Bathroom | 0.5638%
11854 | 8 | 1 |  | Manual | 2 | Table | Incandescent |  | 3-Way Incandescent | 1 | 70 | 118548 | Living Room | 0.5638%
11854 | 8 | 2 |  | Manual | 1 | Table | Compact Fluorescent |  | Twist | 1 | 22 | 118548 | Living Room | 0.5638%
11854 | 9 | 1 |  | Manual | 1 | Ceiling Fan | Compact Fluorescent |  | Twist | 4 | 22 | 118549 | Dining Room | 0.5638%
11854 | 10 | 1 |  | Manual | 1 | Ceiling Fixture | Halogen |  | MR | 3 | 35 | 1185410 | Kitchen | 0.5638%
11854 | 10 | 2 |  | Manual | 1 | Track | Halogen |  | MR | 4 | 35 | 1185410 | Kitchen | 0.5638%
11854 | 11 | 1 |  | Manual | 1 | Ceiling Fixture | Compact Fluorescent |  | Twist | 1 | 22 | 1185411 | Closet | 0.5638%
11861 | 1 | 1 |  | Manual | 1 | Wall Mount | Incandescent |  | Standard A Lamp | 3 | 60 | 118611 | Bathroom | 0.04346%
11861 | 2 | 1 |  | Manual | 1 | Ceiling Fixture | Incandescent |  | Standard A Lamp | 2 | 60 | 118612 | Bedroom | 0.04346%
11861 | 2 | 2 |  | Manual | 1 | Table | Compact Fluorescent |  | Twist | 1 | 15 | 118612 | Bedroom | 0.04346%
11861 | 3 | 1 |  | Dimmer | 1 | Chandelier (Hanging) | Incandescent |  | Standard A Lamp | 3 | 60 | 118613 | Dining Room | 0.04346%
11861 | 4 | 1 |  | Manual | 1 | Ceiling Fixture | Incandescent |  | Standard A Lamp | 2 | 60 | 118614 | Hall | 0.04346%
11861 | 4 | 2 |  | Dimmer | 1 | Table | Incandescent |  | Standard A Lamp | 1 | 100 | 118614 | Hall | 0.04346%
11861 | 5 | 1 |  | Dimmer | 6 | Ceiling Fixture | Halogen |  | PAR | 1 | 75 | 118615 | Family Room | 0.04346%
11861 | 5 | 2 |  | Manual | 1 | Floor lamp | Compact Fluorescent |  | Straight Tube | 1 | 28 | 118615 | Family Room | 0.04346%
11861 | 6 | 1 |  | Manual | 2 | Ceiling Fixture | Linear Fluorescent | 48 | T-12 | 2 | 42 | 118616 | Garage | 0.04346%
11861 | 6 | 2 |  | Manual | 1 | Wall Mount | Incandescent |  | Standard A Lamp | 1 | 60 | 118616 | Garage | 0.04346%
11861 | 6 | 3 |  | Manual | 1 | Ceiling Fixture | Incandescent |  | Standard A Lamp | 1 | 75 | 118616 | Garage | 0.04346%
11861 | 6 | 4 |  | Manual | 1 | Garage door opener | Incandescent |  | Standard A Lamp | 1 | 40 | 118616 | Garage | 0.04346%
11861 | 7 | 1 |  | Manual | 1 | Ceiling Fixture | Incandescent |  | Standard A Lamp | 2 | 65 | 118617 | Hall | 0.04346%
11861 | 8 | 1 |  | Manual | 2 | Ceiling Fixture | Linear Fluorescent | 48 | T-8 | 2 | 32 | 118618 | Kitchen | 0.04346%
11861 | 8 | 2 |  | Manual | 1 | Chandelier (Hanging) | Compact Fluorescent |  | Pin base | 1 | 28 | 118618 | Kitchen | 0.04346%
11861 | 8 | 3 |  | Manual | 1 | Table | Compact Fluorescent |  | A shape bulb | 1 | 7 | 118618 | Kitchen | 0.04346%
11861 | 8 | 4 |  | Manual | 1 | Architectural | Halogen |  | PAR | 2 | 50 | 118618 | Kitchen | 0.04346%
11861 | 9 | 1 |  | Manual | 2 | Table | Incandescent |  | 3-Way Incandescent | 1 | 100 | 118619 | Living Room | 0.04346%
11861 | 9 | 2 |  | Manual | 1 | Floor lamp | Compact Fluorescent |  | Straight Tube | 1 | 22 | 118619 | Living Room | 0.04346%
11861 | 10 | 1 |  | Manual | 2 | Wall Mount | Compact Fluorescent |  | Twist | 3 | 15 | 1186110 | Bathroom | 0.04346%
11861 | 10 | 2 |  | Manual | 1 | Table | Compact Fluorescent |  | A shape bulb | 1 | 7 | 1186110 | Bathroom | 0.04346%
11861 | 11 | 1 |  | Manual | 2 | Table | Incandescent |  | Decorative | 2 | 25 | 1186111 | Master Bedroom | 0.04346%
11861 | 11 | 2 |  | Manual | 1 | Ceiling Fan | Incandescent |  | Standard A Lamp | 2 | 60 | 1186111 | Master Bedroom | 0.04346%
11861 | 12 | 1 |  | Manual | 1 | Ceiling Fixture | Compact Fluorescent |  | Twist | 1 | 15 | 1186112 | Closet | 0.04346%
11861 | 13 | 1 |  | Manual | 1 | Ceiling Fixture | Incandescent |  | Standard A Lamp | 2 | 65 | 1186113 | Office | 0.04346%
11861 | 13 | 2 |  | Manual | 1 | Table | Incandescent |  | Standard A Lamp | 1 | 25 | 1186113 | Office | 0.04346%
11861 | 13 | 3 |  | Manual | 1 | Table | Compact Fluorescent |  | Twist | 1 | 22 | 1186113 | Office | 0.04346%
11861 | 13 | 4 |  | Manual | 1 | Table | Halogen |  | Quartz Tube | 1 | 50 | 1186113 | Office | 0.04346%
11861 | 14 | 1 |  | Manual | 1 | Ceiling Fixture | Linear Fluorescent | 48 | T-8 | 2 | 32 | 1186114 | Laundry Room | 0.04346%
11990 | 1 | 1 |  | Manual | 1 | Ceiling Fixture | Linear Fluorescent | 48 | T-12 | 2 | 40 | 119901 | Bathroom | 0.07754%
11990 | 1 | 2 |  | Manual | 1 | Ceiling Fixture | Linear Fluorescent | 24 | T-12 | 2 | 20 | 119901 | Bathroom | 0.07754%
11990 | 1 | 3 |  | Manual | 3 | Recessed Can | Compact Fluorescent |  | Reflector | 1 | 15 | 119901 | Bathroom | 0.07754%
11990 | 2 | 1 |  | Manual | 1 | Ceiling Fixture | Linear Fluorescent | 48 | T-12 | 2 | 40 | 119902 | Bathroom | 0.07754%
11990 | 2 | 2 |  | Manual | 1 | Recessed Can | Incandescent |  | Reflector | 1 | 60 | 119902 | Bathroom | 0.07754%
11990 | 3 | 1 |  | Manual | 1 | Ceiling Fixture | Incandescent |  | Standard A Lamp | 2 | 60 | 119903 | Bedroom | 0.07754%
11990 | 3 | 2 |  | Manual | 1 | Ceiling Fixture | Compact Fluorescent |  | Twist | 1 | 22 | 119903 | Bedroom | 0.07754%
11990 | 4 | 1 |  | Manual | 3 | Table | Incandescent |  | Standard A Lamp | 1 | 60 | 119904 | Bedroom | 0.07754%
11990 | 5 | 1 |  | Manual | 1 | Track | Halogen |  | PAR | 3 | 50 | 119905 | Closet | 0.07754%
11990 | 6 | 1 |  | Dimmer | 1 | Chandelier (Hanging) | Incandescent |  | Decorative | 5 | 60 | 119906 | Dining Room | 0.07754%
11990 | 6 | 2 |  | Manual | 1 | Ceiling Fixture | Incandescent |  | Globe | 2 | 60 | 119906 | Dining Room | 0.07754%
11990 | 7 | 1 |  | Manual | 4 | Ceiling Fixture | Linear Fluorescent | 48 | T-8 | 2 | 32 | 119907 | Garage | 0.07754%
11990 | 7 | 2 |  | Manual | 2 | Garage door opener | Incandescent |  | Standard A Lamp | 2 | 60 | 119907 | Garage | 0.07754%
11990 | 7 | 3 |  | Manual | 4 | Ceiling Fixture | Incandescent |  | Standard A Lamp | 1 | 60 | 119907 | Garage | 0.07754%
11990 | 7 | 4 |  | Manual | 1 | Ceiling Fixture | Incandescent |  | Standard A Lamp | 1 | 60 | 119907 | Garage | 0.07754%
11990 | 8 | 1 |  | Manual | 1 | Ceiling Fixture | Incandescent |  | Standard A Lamp | 1 | 60 | 119908 | Hall | 0.07754%
11990 | 9 | 1 |  | Manual | 4 | Ceiling Fixture | Linear Fluorescent | 48 | T-12 | 2 | 40 | 119909 | Kitchen | 0.07754%
11990 | 9 | 2 |  | Manual | 1 | Recessed - other | Incandescent |  | Standard A Lamp | 1 | 40 | 119909 | Kitchen | 0.07754%
11990 | 10 | 1 |  | Manual | 1 | Ceiling Fixture | Incandescent |  | Standard A Lamp | 1 | 60 | 1199010 | Laundry Room | 0.07754%
11990 | 11 | 1 |  | Manual | 3 | Table | Compact Fluorescent |  | Twist | 1 | 22 | 1199011 | Living Room | 0.07754%
11990 | 11 | 2 |  | Manual | 1 | Recessed Can | Incandescent |  | Reflector | 1 | 60 | 1199011 | Living Room | 0.07754%
11990 | 12 | 1 |  | Manual | 1 | Ceiling Fixture | Incandescent |  | Standard A Lamp | 2 | 60 | 1199012 | Office | 0.07754%
12139 | 1 | 1 |  | Manual | 1 | Ceiling Fixture | Incandescent |  | Standard A Lamp | 1 | 60 | 121391 | Bathroom | 0.04346%
12139 | 2 | 1 |  | Manual | 1 | Ceiling Fixture | Incandescent |  | Decorative | 1 | 60 | 121392 | Bathroom | 0.04346%
12139 | 3 | 1 |  | Manual | 1 | Ceiling Fixture | Compact Fluorescent |  | Twist | 3 | 15 | 121393 | Bedroom | 0.04346%
12139 | 4 | 1 |  | Manual | 1 | Chandelier (Hanging) | Incandescent |  | Decorative | 5 | 40 | 121394 | Dining Room | 0.04346%
12139 | 5 | 1 |  | Manual | 1 | Table | Incandescent |  | Standard A Lamp | 1 | 100 | 121395 | Family Room | 0.04346%
12139 | 6 | 1 |  | Manual | 2 | Ceiling Fixture | Incandescent |  | Standard A Lamp | 1 | 100 | 121396 | Garage | 0.04346%
12139 | 6 | 2 |  | Manual | 1 | Wall Mount | Compact Fluorescent |  | Twist | 1 | 15 | 121396 | Garage | 0.04346%
12139 | 7 | 1 |  | Manual | 1 | Ceiling Fixture | Incandescent |  | Standard A Lamp | 1 | 60 | 121397 | Hall | 0.04346%
12139 | 8 | 1 |  | Manual | 2 | Ceiling Fixture | Incandescent |  | Standard A Lamp | 1 | 100 | 121398 | Kitchen | 0.04346%
12139 | 9 | 1 |  | Manual | 1 | Ceiling Fixture | Incandescent |  | Standard A Lamp | 2 | 60 | 121399 | Laundry Room | 0.04346%
12139 | 10 | 1 |  | Manual | 2 | Table | Incandescent |  | Standard A Lamp | 1 | 100 | 1213910 | Living Room | 0.04346%
12139 | 11 | 1 |  | Manual | 2 | Ceiling Fixture | Compact Fluorescent |  | Twist | 1 | 15 | 1213911 | Bathroom | 0.04346%
12139 | 12 | 1 |  | Manual | 1 | Floor lamp | Incandescent |  | Standard A Lamp | 1 | 60 | 1213912 | Master Bedroom | 0.04346%
12139 | 13 | 1 |  | Manual | 1 | Ceiling Fixture | Compact Fluorescent |  | Twist | 1 | 15 | 1213913 | Closet | 0.04346%
12262 | 1 | 1 |  | Manual | 1 | Ceiling Fixture | Incandescent |  | Standard A Lamp | 1 | 60 | 122621 | Bathroom | 0.04346%
12262 | 2 | 1 |  | Manual | 2 | Wall Mount | Incandescent |  | Standard A Lamp | 2 | 60 | 122622 | Bathroom | 0.04346%
12262 | 3 | 1 |  | Manual | 1 | Ceiling Fixture | Incandescent |  | Standard A Lamp | 1 | 60 | 122623 | Bedroom | 0.04346%
12262 | 4 | 1 |  | Manual | 1 | Ceiling Fixture | Incandescent |  | Standard A Lamp | 1 | 60 | 122624 | Hall | 0.04346%
12262 | 5 | 1 |  | Manual | 1 | Ceiling Fan | Incandescent |  | Standard A Lamp | 2 | 60 | 122625 | Kitchen | 0.04346%
12262 | 5 | 2 |  | Manual | 2 | Ceiling Fixture | Incandescent |  | Standard A Lamp | 1 | 60 | 122625 | Kitchen | 0.04346%
12262 | 6 | 1 |  | Manual | 2 | Ceiling Fixture | Compact Fluorescent |  | Twist | 1 | 15 | 122626 | Living Room | 0.04346%
12262 | 7 | 1 |  | Manual | 1 | Ceiling Fixture | Incandescent |  | Standard A Lamp | 2 | 60 | 122627 | Master Bedroom | 0.04346%
12285 | 1 | 1 |  | Manual | 1 | Ceiling Fixture | Incandescent |  | Standard A Lamp | 2 | 60 | 122851 | Bathroom | 0.04346%
12285 | 2 | 1 |  | Manual | 1 | Ceiling Fixture | Incandescent |  | Standard A Lamp | 1 | 60 | 122852 | Bedroom | 0.04346%
12285 | 3 | 1 |  | Manual | 1 | Ceiling Fixture | Incandescent |  | Standard A Lamp | 2 | 60 | 122853 | Bedroom | 0.04346%
12285 | 4 | 1 |  | Manual | 1 | Ceiling Fixture | Linear Fluorescent | 42 | T-8 | 1 | 32 | 122854 | Kitchen | 0.04346%
12285 | 5 | 1 |  | Manual | 1 | Track | Incandescent |  | Reflector | 4 | 25 | 122855 | Living Room | 0.04346%
12285 | 5 | 2 |  | Dimmer | 3 | Table | Incandescent |  | Standard A Lamp | 1 | 100 | 122855 | Living Room | 0.04346%
12285 | 6 | 1 |  | Manual | 1 | Ceiling Fixture | Incandescent |  | Standard A Lamp | 2 | 60 | 122856 | Bedroom | 0.04346%
12285 | 7 | 1 |  | Manual | 1 | Ceiling Fixture | Incandescent |  | Standard A Lamp | 2 | 60 | 122857 | Master Bedroom | 0.04346%
12285 | 7 | 2 |  | Manual | 2 | Table | Incandescent |  | Decorative | 2 | 40 | 122857 | Master Bedroom | 0.04346%
12285 | 7 | 3 |  | Manual | 1 | Torchiere | Incandescent |  | Standard A Lamp | 2 | 60 | 122857 | Master Bedroom | 0.04346%
12285 | 8 | 1 |  | Manual | 1 | Ceiling Fixture | Incandescent |  | Standard A Lamp | 1 | 60 | 122858 | Closet | 0.04346%
12285 | 9 | 1 |  | Manual | 1 | Ceiling Fixture | Incandescent |  | Standard A Lamp | 2 | 60 | 122859 | Hall | 0.04346%
12285 | 10 | 1 |  | Manual | 1 | Other | Incandescent |  | Standard A Lamp | 1 | 90 | 1228510 | Other | 0.04346%
12397 | 1 | 1 |  | Manual | 1 | Wall Mount | Incandescent |  | Standard A Lamp | 1 | 40 | 123971 | Bathroom | 0.04346%
12397 | 2 | 1 |  | Manual | 2 | Ceiling Fixture | Linear Fluorescent | 42 | T-8 | 2 | 32 | 123972 | Bedroom | 0.04346%
12397 | 3 | 1 |  | Manual | 2 | Ceiling Fixture | Linear Fluorescent | 42 | T-8 | 2 | 32 | 123973 | Hall | 0.04346%
12397 | 4 | 1 |  | Manual | 1 | Ceiling Fan | Incandescent |  | Standard A Lamp | 4 | 90 | 123974 | Kitchen | 0.04346%
12397 | 5 | 1 |  | Manual | 5 | Table | Incandescent |  | Standard A Lamp | 1 | 60 | 123975 | Living Room | 0.04346%
12397 | 6 | 1 |  | Manual | 1 | Chandelier (Hanging) | Incandescent |  | Globe | 5 | 40 | 123976 | Master Bedroom | 0.04346%
12397 | 6 | 2 |  | Manual | 2 | Table | Incandescent |  | Standard A Lamp | 1 | 100 | 123976 | Master Bedroom | 0.04346%
12397 | 7 | 1 |  | Manual | 2 | Ceiling Fixture | Linear Fluorescent | 42 | T-12 | 2 | 40 | 123977 | Other | 0.04346%
12481 | 1 | 1 |  | Manual | 1 | Wall Mount | Compact Fluorescent |  | A shape bulb | 4 | 15 | 124811 | Bathroom | 0.04346%
12481 | 2 | 1 |  | Manual | 1 | Table | Compact Fluorescent |  | Twist | 1 | 15 | 124812 | Bedroom | 0.04346%
12481 | 2 | 2 |  | Dimmer | 1 | Table | Incandescent |  | Mini base | 3 | 60 | 124812 | Bedroom | 0.04346%
12481 | 3 | 1 |  | Manual | 1 | Recessed Can | Incandescent |  | Standard A Lamp | 1 | 75 | 124813 | Closet | 0.04346%
12481 | 4 | 1 |  | Dimmer | 1 | Ceiling Fixture | Incandescent |  | Standard A Lamp | 1 | 75 | 124814 | Dining Room | 0.04346%
12481 | 5 | 1 |  | Manual | 1 | Ceiling Fixture | Incandescent |  | Standard A Lamp | 2 | 75 | 124815 | Hall | 0.04346%
12481 | 6 | 1 |  | Manual | 1 | Ceiling Fixture | Compact Fluorescent |  | Twist | 2 | 15 | 124816 | Hall | 0.04346%
12481 | 7 | 1 |  | Manual | 2 | Ceiling Fixture | Linear Fluorescent | 48 | T-8 | 2 | 32 | 124817 | Kitchen | 0.04346%
12481 | 7 | 2 |  | Manual | 1 | Architectural | Compact Fluorescent |  | Twist | 1 | 15 | 124817 | Kitchen | 0.04346%
12481 | 8 | 1 |  | Manual | 1 | Ceiling Fixture | Incandescent |  | Standard A Lamp | 1 | 40 | 124818 | Laundry Room | 0.04346%
12481 | 9 | 1 |  | Manual | 2 | Table | Compact Fluorescent |  | Twist | 1 | 15 | 124819 | Living Room | 0.04346%
12481 | 10 | 1 |  | Manual | 1 | Wall Mount | Incandescent |  | Globe | 2 | 60 | 1248110 | Bathroom | 0.04346%
12481 | 10 | 2 |  | Manual | 1 | Wall Mount | Compact Fluorescent |  | A shape bulb | 2 | 15 | 1248110 | Bathroom | 0.04346%
12481 | 11 | 1 |  | Manual | 1 | Table | Compact Fluorescent |  | Twist | 1 | 15 | 1248111 | Master Bedroom | 0.04346%
12481 | 12 | 1 |  | Manual | 2 | Recessed Can | Incandescent |  | Reflector | 1 | 75 | 1248112 | Office | 0.04346%
12481 | 12 | 2 |  | Manual | 1 | Torchiere | Compact Fluorescent |  | Twist | 1 | 15 | 1248112 | Office | 0.04346%
12481 | 12 | 3 |  | Manual | 3 | Table | Incandescent |  | Mini base | 1 | 60 | 1248112 | Office | 0.04346%
12584 | 1 | 1 |  | Manual | 1 | Wall Mount | Incandescent |  | Globe | 4 | 40 | 125841 | Bathroom | 0.07754%
12584 | 1 | 2 |  | Manual | 1 | Ceiling Fixture | Incandescent |  | Standard A Lamp | 1 | 60 | 125841 | Bathroom | 0.07754%
12584 | 2 | 1 |  | Manual | 1 | Ceiling Fixture | Incandescent |  | Standard A Lamp | 1 | 60 | 125842 | Bathroom | 0.07754%
12584 | 2 | 2 |  | Manual | 1 | Wall Mount | Incandescent |  | Globe | 4 | 60 | 125842 | Bathroom | 0.07754%
12584 | 3 | 1 |  | Manual | 1 | Ceiling Fixture | Incandescent |  | Standard A Lamp | 1 | 60 | 125843 | Master Bedroom | 0.07754%
12584 | 4 | 1 |  | Manual | 1 | Ceiling Fixture | Incandescent |  | Standard A Lamp | 1 | 60 | 125844 | Bedroom | 0.07754%
12584 | 5 | 1 |  | Manual | 1 | Ceiling Fixture | Incandescent |  | Standard A Lamp | 2 | 60 | 125845 | Bedroom | 0.07754%
12584 | 5 | 2 |  | Manual | 1 | Table | Incandescent |  | Standard A Lamp | 1 | 60 | 125845 | Bedroom | 0.07754%
12584 | 6 | 1 |  | Manual | 3 | Ceiling Fixture | Incandescent |  | Standard A Lamp | 2 | 60 | 125846 | Garage | 0.07754%
12584 | 6 | 2 |  | Manual | 10 | Ceiling Fixture | Linear Fluorescent | 48 | T-8 | 2 | 32 | 125846 | Garage | 0.07754%
12584 | 6 | 3 |  | Manual | 1 | Other | Incandescent |  | Reflector | 1 | 60 | 125846 | Garage | 0.07754%
12584 | 7 | 1 |  | Manual | 1 | Ceiling Fixture | Incandescent |  | Standard A Lamp | 2 | 60 | 125847 | Hall | 0.07754%
12584 | 7 | 2 |  | Manual | 1 | Table | Incandescent |  | Standard A Lamp | 1 | 60 | 125847 | Hall | 0.07754%
12584 | 8 | 1 |  | Manual | 1 | Ceiling Fixture | Incandescent |  | Standard A Lamp | 3 | 60 | 125848 | Kitchen | 0.07754%
12584 | 8 | 2 |  | Manual | 1 | Ceiling Fixture | Incandescent |  | Standard A Lamp | 1 | 60 | 125848 | Kitchen | 0.07754%
12584 | 8 | 3 |  | Manual | 1 | Ceiling Fixture | Incandescent |  | Standard A Lamp | 2 | 60 | 125848 | Kitchen | 0.07754%
12584 | 9 | 1 |  | Manual | 1 | Ceiling Fixture | Incandescent |  | Standard A Lamp | 1 | 60 | 125849 | Laundry Room | 0.07754%
12584 | 10 | 1 |  | Manual | 2 | Floor lamp | Incandescent |  | Standard A Lamp | 2 | 60 | 1258410 | Living Room | 0.07754%
12584 | 10 | 2 |  | Manual | 1 | Ceiling Fixture | Incandescent |  | Standard A Lamp | 1 | 60 | 1258410 | Living Room | 0.07754%
12752 | 1 | 1 |  | Manual | 2 | Wall Mount | Incandescent |  | Standard A Lamp | 2 | 60 | 127521 | Bathroom | 0.04346%
12752 | 2 | 1 |  | Manual | 1 | Wall Mount | Compact Fluorescent |  | Twist | 1 | 20 | 127522 | Bedroom | 0.04346%
12752 | 3 | 1 |  | Manual | 1 | Wall Mount | Compact Fluorescent |  | Twist | 1 | 20 | 127523 | Hall | 0.04346%
12752 | 4 | 1 |  | Manual | 1 | Ceiling Fixture | Compact Fluorescent |  | Circline (Screw Base) | 2 | 32 | 127524 | Kitchen | 0.04346%
12752 | 4 | 2 |  | Manual | 1 | Ceiling Fixture | Incandescent |  | Standard A Lamp | 1 | 60 | 127524 | Kitchen | 0.04346%
12752 | 5 | 1 |  | Manual | 1 | Table | Incandescent |  | Standard A Lamp | 1 | 60 | 127525 | Living Room | 0.04346%
12752 | 5 | 2 |  | Manual | 1 | Floor lamp | Incandescent |  | Standard A Lamp | 1 | 60 | 127525 | Living Room | 0.04346%
12752 | 5 | 3 |  | Manual | 1 | Floor lamp | Compact Fluorescent |  | Twist | 2 | 22 | 127525 | Living Room | 0.04346%
12752 | 6 | 1 |  | Manual | 1 | Wall Mount | Compact Fluorescent |  | Twist | 1 | 20 | 127526 | Master Bedroom | 0.04346%
12752 | 6 | 2 |  | Manual | 1 | Table | Compact Fluorescent |  | Twist | 1 | 15 | 127526 | Master Bedroom | 0.04346%
13133 | 1 | 1 |  | Manual | 1 | Ceiling Fan | Incandescent |  | Clear | 4 | 40 | 131331 | Living Room | 0.5638%
13133 | 1 | 2 |  | Manual | 2 | Table | Incandescent |  | Standard A Lamp | 1 | 60 | 131331 | Living Room | 0.5638%
13133 | 1 | 3 |  | Manual | 1 | Floor lamp | Incandescent |  | 3-Way Incandescent | 2 | 100 | 131331 | Living Room | 0.5638%
13133 | 2 | 1 |  | Manual | 1 | Wall Mount | Compact Fluorescent |  | Globe | 6 | 15 | 131332 | Bathroom | 0.5638%
13133 | 2 | 2 |  | Manual | 1 | Ceiling Fixture | Incandescent |  | Standard A Lamp | 1 | 60 | 131332 | Bathroom | 0.5638%
13133 | 3 | 1 |  | Manual | 7 | Ceiling Fixture | Linear Fluorescent | 48 | T-12 | 2 | 40 | 131333 | Garage | 0.5638%
13133 | 3 | 2 |  | Manual | 1 | Garage door opener | Incandescent |  | Standard A Lamp | 1 | 60 | 131333 | Garage | 0.5638%
13133 | 4 | 1 |  | Manual | 1 | Floor lamp | Compact Fluorescent |  | Twist | 12 | 22 | 131334 | Family Room | 0.5638%
13133 | 5 | 1 |  | Manual | 1 | Ceiling Fan | Incandescent |  | Standard A Lamp | 5 | 60 | 131335 | Dining Room | 0.5638%
13133 | 6 | 1 |  | Manual | 2 | Ceiling Fixture | Linear Fluorescent | 48 | T-12 | 1 | 40 | 131336 | Kitchen | 0.5638%
13133 | 6 | 2 |  | Manual | 1 | Ceiling Fixture | Incandescent |  | Standard A Lamp | 1 | 60 | 131336 | Kitchen | 0.5638%
13133 | 7 | 1 |  | Manual | 1 | Ceiling Fixture | Compact Fluorescent |  | Circline (Screw Base) | 1 | 36 | 131337 | Laundry Room | 0.5638%
13133 | 8 | 1 |  | Manual | 1 | Ceiling Fixture | Compact Fluorescent |  | A shape bulb | 1 | 15 | 131338 | Hall | 0.5638%
13133 | 9 | 1 |  | Manual | 1 | Wall Mount | Compact Fluorescent |  | Twist | 3 | 15 | 131339 | Bathroom | 0.5638%
13133 | 9 | 2 |  | Manual | 1 | Ceiling Fixture | Compact Fluorescent |  | A shape bulb | 1 | 15 | 131339 | Bathroom | 0.5638%
13133 | 10 | 1 |  | Manual | 1 | Ceiling Fixture | Incandescent |  | Standard A Lamp | 2 | 60 | 1313310 | Bedroom | 0.5638%
13133 | 11 | 1 |  | Manual | 1 | Ceiling Fixture | Compact Fluorescent |  | Twist | 2 | 22 | 1313311 | Master Bedroom | 0.5638%
13133 | 11 | 2 |  | Manual | 1 | Table | Incandescent |  | Standard A Lamp | 1 | 40 | 1313311 | Master Bedroom | 0.5638%
13189 | 1 | 1 |  | Manual | 1 | Track | Incandescent |  | Globe | 3 | 60 | 131891 | Bathroom | 0.04346%
13189 | 2 | 1 |  | Manual | 1 | Torchiere | Incandescent |  | 3-Way Incandescent | 1 | 100 | 131892 | Bedroom | 0.04346%
13189 | 2 | 2 |  | Manual | 1 | Torchiere | Incandescent |  | Standard A Lamp | 1 | 60 | 131892 | Bedroom | 0.04346%
13189 | 3 | 1 |  | Manual | 1 | Table | Compact Fluorescent |  | A shape bulb | 1 | 15 | 131893 | Bedroom | 0.04346%
13189 | 3 | 2 |  | Manual | 1 | Torchiere | Incandescent |  | 3-Way Incandescent | 1 | 100 | 131893 | Bedroom | 0.04346%
13189 | 4 | 1 |  | Manual | 1 | Ceiling Fixture | Incandescent |  | Standard A Lamp | 5 | 40 | 131894 | Dining Room | 0.04346%
13189 | 5 | 1 |  | Manual | 2 | Ceiling Fixture | Incandescent |  | Standard A Lamp | 1 | 60 | 131895 | Hall | 0.04346%
13189 | 6 | 1 |  | Manual | 2 | Ceiling Fixture | Linear Fluorescent | 48 | T-12 | 2 | 32 | 131896 | Kitchen | 0.04346%
13189 | 6 | 2 |  | Manual | 1 | Ceiling Fixture | Incandescent |  | Standard A Lamp | 1 | 40 | 131896 | Kitchen | 0.04346%
13189 | 7 | 1 |  | Manual | 1 | Ceiling Fixture | Compact Fluorescent |  | Twist | 2 | 15 | 131897 | Laundry Room | 0.04346%
13189 | 8 | 1 |  | Manual | 1 | Ceiling Fixture | Incandescent |  | Standard A Lamp | 1 | 40 | 131898 | Living Room | 0.04346%
13189 | 8 | 2 |  | Manual | 1 | Torchiere | Incandescent |  | Standard A Lamp | 1 | 60 | 131898 | Living Room | 0.04346%
13189 | 9 | 1 |  | Manual | 1 | Floor lamp | Incandescent |  | Standard A Lamp | 1 | 40 | 131899 | Master Bedroom | 0.04346%
13189 | 9 | 2 |  | Manual | 1 | Table | Incandescent |  | 3-Way Incandescent | 1 | 100 | 131899 | Master Bedroom | 0.04346%
13189 | 9 | 3 |  | Manual | 1 | Table | Incandescent |  | 3-Way Incandescent | 1 | 100 | 131899 | Master Bedroom | 0.04346%
13189 | 10 | 1 |  | Manual | 1 | Wall Mount | Incandescent |  | Globe | 4 | 60 | 1318910 | Bathroom | 0.04346%
13207 | 1 | 1 |  | Manual | 1 | Wall Mount | Incandescent |  | Globe | 6 | 40 | 132071 | Bathroom | 0.04346%
13207 | 2 | 1 |  | Manual | 1 | Ceiling Fixture | Incandescent |  | Standard A Lamp | 2 | 40 | 132072 | Bedroom | 0.04346%
13207 | 3 | 1 |  | Manual | 1 | Ceiling Fixture | Incandescent |  | Standard A Lamp | 1 | 40 | 132073 | Hall | 0.04346%
13207 | 4 | 1 |  | Manual | 1 | Ceiling Fixture | Compact Fluorescent |  | Circline (Screw Base) | 1 | 32 | 132074 | Kitchen | 0.04346%
13207 | 4 | 2 |  | Manual | 1 | Ceiling Fixture | Compact Fluorescent |  | Twist | 1 | 22 | 132074 | Kitchen | 0.04346%
13207 | 4 | 3 |  | Manual | 1 | Ceiling Fixture | Incandescent |  | Standard A Lamp | 1 | 40 | 132074 | Kitchen | 0.04346%
13207 | 5 | 1 |  | Manual | 4 | Floor lamp | Incandescent |  | Standard A Lamp | 1 | 40 | 132075 | Living Room | 0.04346%
13207 | 6 | 1 |  | Manual | 1 | Ceiling Fixture | Incandescent |  | Standard A Lamp | 1 | 40 | 132076 | Bathroom | 0.04346%
13247 | 1 | 1 |  | Manual | 1 | Ceiling Fixture | Compact Fluorescent |  | Twist | 4 | 23 | 132471 | Bathroom | 0.07754%
13247 | 2 | 1 |  | Manual | 2 | Floor lamp | Incandescent |  | Standard A Lamp | 1 | 60 | 132472 | Bedroom | 0.07754%
13247 | 4 | 1 |  | Manual | 3 | Ceiling Fixture | Compact Fluorescent |  | Twist | 1 | 23 | 132474 | Kitchen | 0.07754%
13247 | 5 | 1 |  | Manual | 2 | Chandelier (Hanging) | Compact Fluorescent |  | Twist | 1 | 23 | 132475 | Living Room | 0.07754%
13247 | 6 | 1 |  | Manual | 1 | Track | Compact Fluorescent |  | Twist | 3 | 13 | 132476 | Office | 0.07754%
13424 | 1 | 1 |  | Manual | 1 | Wall Mount | Incandescent |  | Standard A Lamp | 2 | 40 | 134241 | Bathroom | 0.04346%
13424 | 1 | 2 |  | Manual | 1 | Ceiling Fixture | Incandescent |  | Standard A Lamp | 2 | 40 | 134241 | Bathroom | 0.04346%
13424 | 2 | 1 |  | Manual | 1 | Ceiling Fixture | Incandescent |  | Standard A Lamp | 2 | 60 | 134242 | Bedroom | 0.04346%
13424 | 2 | 2 |  | Manual | 1 | Table | Incandescent |  | Standard A Lamp | 1 | 100 | 134242 | Bedroom | 0.04346%
13424 | 3 | 1 |  | Manual | 1 | Ceiling Fixture | Incandescent |  | Decorative | 1 | 60 | 134243 | Kitchen | 0.04346%
13424 | 3 | 2 |  | Manual | 1 | Chandelier (Hanging) | Compact Fluorescent |  | Twist | 5 | 15 | 134243 | Kitchen | 0.04346%
13424 | 3 | 3 |  | Manual | 1 | Architectural | Incandescent |  | Clear | 1 | 40 | 134243 | Kitchen | 0.04346%
13424 | 4 | 1 |  | Manual | 1 | Ceiling Fixture | Compact Fluorescent |  | Circline (Screw Base) | 1 | 28 | 134244 | Laundry Room | 0.04346%
13424 | 5 | 1 |  | Manual | 3 | Table | Incandescent |  | Standard A Lamp | 1 | 75 | 134245 | Living Room | 0.04346%
13424 | 5 | 2 |  | Manual | 2 | Floor lamp | Compact Fluorescent |  | Twist | 2 | 15 | 134245 | Living Room | 0.04346%
13424 | 5 | 3 |  | Manual | 1 | Table | Compact Fluorescent |  | Straight Tube | 1 | 15 | 134245 | Living Room | 0.04346%
13424 | 6 | 1 |  | Manual | 1 | Wall Mount | Incandescent |  | Standard A Lamp | 2 | 40 | 134246 | Bathroom | 0.04346%
13424 | 6 | 2 |  | Manual | 1 | Ceiling Fixture | Incandescent |  | Standard A Lamp | 2 | 40 | 134246 | Bathroom | 0.04346%
13424 | 7 | 1 |  | Manual | 1 | Ceiling Fixture | Incandescent |  | Standard A Lamp | 2 | 40 | 134247 | Bedroom | 0.04346%
13424 | 7 | 2 |  | Manual | 1 | Floor lamp | Incandescent |  | Standard A Lamp | 2 | 75 | 134247 | Bedroom | 0.04346%
13424 | 8 | 1 |  | Manual | 1 | Ceiling Fixture | Incandescent |  | Clear | 1 | 40 | 134248 | Closet | 0.04346%
13464 | 1 | 1 |  | Manual | 1 | Wall Mount | Incandescent |  | Globe | 3 | 40 | 134641 | Bathroom | 0.04346%
13464 | 2 | 1 |  | Dimmer | 2 | Table | Incandescent |  | Mini base | 5 | 40 | 134642 | Bedroom | 0.04346%
13464 | 2 | 2 |  | Manual | 2 | Table | Incandescent |  | Standard A Lamp | 1 | 60 | 134642 | Bedroom | 0.04346%
13464 | 3 | 1 |  | Dimmer | 1 | Table | Incandescent |  | Mini base | 1 | 25 | 134643 | Dining Room | 0.04346%
13464 | 4 | 1 |  | Manual | 1 | Ceiling Fixture | Compact Fluorescent |  | Twist | 1 | 22 | 134644 | Hall | 0.04346%
13464 | 4 | 2 |  | Manual | 1 | Ceiling Fixture | Incandescent |  | Standard A Lamp | 1 | 60 | 134644 | Hall | 0.04346%
13464 | 5 | 1 |  | Manual | 1 | Ceiling Fixture | Incandescent |  | Standard A Lamp | 2 | 65 | 134645 | Kitchen | 0.04346%
13464 | 6 | 1 |  | Manual | 1 | Chandelier (Hanging) | Incandescent |  | Standard A Lamp | 1 | 100 | 134646 | Living Room | 0.04346%
13464 | 6 | 2 |  | Manual | 1 | Table | Compact Fluorescent |  | Twist | 1 | 15 | 134646 | Living Room | 0.04346%
13464 | 7 | 1 |  | Manual | 1 | Table | Compact Fluorescent |  | Straight Tube | 1 | 28 | 134647 | Bedroom | 0.04346%
13464 | 7 | 2 |  | Manual | 1 | Wall Mount | Incandescent |  | Standard A Lamp | 1 | 75 | 134647 | Bedroom | 0.04346%
13464 | 7 | 3 |  | Manual | 1 | Table | Compact Fluorescent |  | Twist | 1 | 15 | 134647 | Bedroom | 0.04346%
13738 | 1 | 1 |  | Manual | 1 | Ceiling Fixture | Compact Fluorescent |  | Twist | 4 | 15 | 137381 | Bathroom | 0.04346%
13738 | 1 | 2 |  | Manual | 1 | Ceiling Fixture | Incandescent |  | Standard A Lamp | 1 | 60 | 137381 | Bathroom | 0.04346%
13738 | 2 | 1 |  | Manual | 1 | Table | Incandescent |  | Standard A Lamp | 1 | 60 | 137382 | Bedroom | 0.04346%
13738 | 2 | 2 |  | Manual | 1 | Torchiere | Incandescent |  | Standard A Lamp | 1 | 60 | 137382 | Bedroom | 0.04346%
13738 | 3 | 1 |  | Manual | 1 | Wall Mount | Linear Fluorescent | 18 | T-8 | 1 | 20 | 137383 | Closet | 0.04346%
13738 | 4 | 1 |  | Manual | 1 | Chandelier (Hanging) | Incandescent |  | Mini base | 5 | 25 | 137384 | Dining Room | 0.04346%
13738 | 5 | 1 |  | Manual | 2 | Garage door opener | Incandescent |  | Standard A Lamp | 1 | 60 | 137385 | Garage | 0.04346%
13738 | 5 | 2 |  | Manual | 1 | Ceiling Fixture | Incandescent |  | Standard A Lamp | 1 | 60 | 137385 | Garage | 0.04346%
13738 | 5 | 3 |  | Manual | 1 | Ceiling Fixture | Linear Fluorescent | 48 | T-12 | 2 | 40 | 137385 | Garage | 0.04346%
13738 | 6 | 1 |  | Manual | 1 | Ceiling Fixture | Incandescent |  | Mini base | 1 | 5 | 137386 | Kitchen | 0.04346%
13738 | 6 | 2 |  | Manual | 1 | Ceiling Fixture | Linear Fluorescent | 48 | T-8 | 2 | 32 | 137386 | Kitchen | 0.04346%
13738 | 6 | 3 |  | Manual | 1 | Ceiling Fixture | Linear Fluorescent | 48 | T-12 | 2 | 40 | 137386 | Kitchen | 0.04346%
13738 | 6 | 4 |  | Manual | 1 | Architectural | Incandescent |  | Standard A Lamp | 1 | 40 | 137386 | Kitchen | 0.04346%
13738 | 7 | 1 |  | Manual | 1 | Ceiling Fixture | Incandescent |  | Standard A Lamp | 2 | 60 | 137387 | Laundry Room | 0.04346%
13738 | 7 | 2 |  | Manual | 2 | Wall Mount | Linear Fluorescent | 18 | T-8 | 1 | 16 | 137387 | Laundry Room | 0.04346%
13738 | 8 | 1 |  | Manual | 3 | Torchiere | Compact Fluorescent |  | 3-Way CFL | 1 | 22 | 137388 | Living Room | 0.04346%
13738 | 8 | 2 |  | Manual | 1 | Table | Incandescent |  | Standard A Lamp | 1 | 25 | 137388 | Living Room | 0.04346%
13738 | 8 | 3 |  | Timer | 1 | Table | Compact Fluorescent |  | Twist | 1 | 15 | 137388 | Living Room | 0.04346%
13738 | 8 | 4 |  | Manual | 1 | Table | Incandescent |  | Standard A Lamp | 1 | 60 | 137388 | Living Room | 0.04346%
13738 | 9 | 1 |  | Manual | 2 | Ceiling Fixture | Incandescent |  | Standard A Lamp | 2 | 60 | 137389 | Bathroom | 0.04346%
13738 | 9 | 2 |  | Manual | 1 | Ceiling Fixture | Compact Fluorescent |  | Twist | 4 | 15 | 137389 | Bathroom | 0.04346%
13738 | 10 | 1 |  | Manual | 1 | Table | Incandescent |  | Mini base | 2 | 25 | 1373810 | Master Bedroom | 0.04346%
13738 | 10 | 2 |  | Manual | 2 | Wall Mount | Incandescent |  | Standard A Lamp | 1 | 60 | 1373810 | Master Bedroom | 0.04346%
13738 | 10 | 3 |  | Manual | 1 | Table | Incandescent |  | Standard A Lamp | 1 | 60 | 1373810 | Master Bedroom | 0.04346%
13960 | 1 | 1 |  | Manual | 1 | Ceiling Fixture | Incandescent |  | Standard A Lamp | 1 | 60 | 139601 | Bathroom | 0.07754%
13960 | 1 | 2 |  | Manual | 2 | Wall Mount | Incandescent |  | Standard A Lamp | 1 | 60 | 139601 | Bathroom | 0.07754%
13960 | 2 | 1 |  | Manual | 2 | Wall Mount | Incandescent |  | Standard A Lamp | 1 | 60 | 139602 | Bathroom | 0.07754%
13960 | 2 | 2 |  | Manual | 1 | Ceiling Fixture | Incandescent |  | Standard A Lamp | 2 | 60 | 139602 | Bathroom | 0.07754%
13960 | 3 | 1 |  | Manual | 2 | Ceiling Fixture | Incandescent |  | Standard A Lamp | 1 | 60 | 139603 | Bedroom | 0.07754%
13960 | 4 | 1 |  | Manual | 1 | Ceiling Fixture | Incandescent |  | Standard A Lamp | 2 | 60 | 139604 | Bedroom | 0.07754%
13960 | 5 | 1 |  | Manual | 1 | Ceiling Fixture | Incandescent |  | Standard A Lamp | 2 | 60 | 139605 | Bedroom | 0.07754%
13960 | 6 | 1 |  | Manual | 1 | Table | Incandescent |  | Standard A Lamp | 1 | 60 | 139606 | Hall | 0.07754%
13960 | 7 | 1 |  | Manual | 1 | Chandelier (Hanging) | Incandescent |  | Standard A Lamp | 3 | 40 | 139607 | Kitchen | 0.07754%
13960 | 7 | 2 |  | Manual | 3 | Ceiling Fixture | Incandescent |  | Standard A Lamp | 1 | 60 | 139607 | Kitchen | 0.07754%
13960 | 8 | 1 |  | Manual | 1 | Ceiling Fixture | Incandescent |  | Standard A Lamp | 1 | 60 | 139608 | Laundry Room | 0.07754%
13960 | 9 | 1 |  | Manual | 3 | Table | Incandescent |  | Standard A Lamp | 1 | 60 | 139609 | Living Room | 0.07754%
14027 | 1 | 1 |  | Manual | 1 | Wall Mount | Incandescent |  | Standard A Lamp | 3 | 40 | 140271 | Bathroom | 0.07754%
14027 | 2 | 1 |  | Dimmer | 1 | Chandelier (Hanging) | Incandescent |  | Standard A Lamp | 5 | 40 | 140272 | Dining Room | 0.07754%
14027 | 2 | 2 |  | Manual | 1 | Table | Incandescent |  | Decorative | 1 | 40 | 140272 | Dining Room | 0.07754%
14027 | 3 | 1 |  | Manual | 1 | Table | Incandescent |  | Decorative | 1 | 25 | 140273 | Other | 0.07754%
14027 | 3 | 2 |  | Manual | 1 | Table | Compact Fluorescent |  | 3-Way CFL | 1 | 22 | 140273 | Other | 0.07754%
14027 | 3 | 3 |  | Manual | 1 | Floor lamp | Compact Fluorescent |  | Pin base | 1 | 36 | 140273 | Other | 0.07754%
14027 | 4 | 1 |  | Manual | 1 | Ceiling Fixture | Compact Fluorescent |  | A shape bulb | 2 | 22 | 140274 | Bedroom | 0.07754%
14027 | 4 | 2 |  | Manual | 1 | Floor lamp | Compact Fluorescent |  | Twist | 3 | 22 | 140274 | Bedroom | 0.07754%
14027 | 4 | 3 |  | Manual | 1 | Floor lamp | Compact Fluorescent |  | Reflector | 1 | 22 | 140274 | Bedroom | 0.07754%
14027 | 4 | 4 |  | Manual | 2 | Table | Compact Fluorescent |  | Twist | 1 | 22 | 140274 | Bedroom | 0.07754%
14027 | 5 | 1 |  | Manual | 1 | Ceiling Fixture | Compact Fluorescent |  | Twist | 1 | 28 | 140275 | Kitchen | 0.07754%
14027 | 5 | 2 |  | Manual | 2 | Ceiling Fixture | Linear Fluorescent | 48 | T-12 | 2 | 32 | 140275 | Kitchen | 0.07754%
14027 | 5 | 3 |  | Manual | 1 | Ceiling Fixture | Compact Fluorescent |  | Twist | 2 | 15 | 140275 | Kitchen | 0.07754%
14027 | 6 | 1 |  | Manual | 1 | Ceiling Fan | Incandescent |  | Standard A Lamp | 1 | 15 | 140276 | Living Room | 0.07754%
14027 | 6 | 2 |  | Manual | 1 | Table | Compact Fluorescent |  | 3-Way CFL | 1 | 22 | 140276 | Living Room | 0.07754%
14027 | 6 | 3 |  | Manual | 1 | Floor lamp | Incandescent |  | Standard A Lamp | 1 | 40 | 140276 | Living Room | 0.07754%
14027 | 6 | 4 |  | Manual | 1 | Table | Halogen |  | Quartz Tube | 1 | 50 | 140276 | Living Room | 0.07754%
14027 | 7 | 1 |  | Manual | 1 | Ceiling Fixture | Compact Fluorescent |  | Twist | 2 | 22 | 140277 | Master Bedroom | 0.07754%
14027 | 7 | 2 |  | Manual | 1 | Table | Incandescent |  | Standard A Lamp | 2 | 60 | 140277 | Master Bedroom | 0.07754%
14027 | 7 | 3 |  | Manual | 1 | Table | Compact Fluorescent |  | Twist | 1 | 22 | 140277 | Master Bedroom | 0.07754%
14027 | 7 | 4 |  | Manual | 1 | Table | Compact Fluorescent |  | Mini base | 2 | 22 | 140277 | Master Bedroom | 0.07754%
14027 | 7 | 5 |  | Manual | 1 | Table | Halogen |  | Quartz Tube | 1 | 100 | 140277 | Master Bedroom | 0.07754%
14027 | 8 | 1 |  | Manual | 1 | Wall Mount | Incandescent |  | Standard A Lamp | 3 | 40 | 140278 | Bathroom | 0.07754%
14027 | 8 | 2 |  | Manual | 1 | Wall Mount | Compact Fluorescent |  | Reflector | 2 | 15 | 140278 | Bathroom | 0.07754%
14027 | 9 | 1 |  | Manual | 1 | Ceiling Fixture | Compact Fluorescent |  | Twist | 1 | 22 | 140279 | Closet | 0.07754%
14027 | 10 | 1 |  | Manual | 1 | Ceiling Fixture | Compact Fluorescent |  | Twist | 1 | 22 | 1402710 | Office | 0.07754%
14027 | 10 | 2 |  | Manual | 1 | Table | Compact Fluorescent |  | Twist | 1 | 22 | 1402710 | Office | 0.07754%
14027 | 11 | 1 |  | Manual | 1 | Ceiling Fixture | Compact Fluorescent |  | Twist | 2 | 22 | 1402711 | Laundry Room | 0.07754%
14082 | 1 | 1 |  | Manual | 2 | Ceiling Fixture | Compact Fluorescent |  | Twist | 1 | 15 | 140821 | Bathroom | 0.07754%
14082 | 2 | 1 |  | Manual | 1 | Floor lamp | Compact Fluorescent |  | Twist | 1 | 23 | 140822 | Bedroom | 0.07754%
14082 | 3 | 1 |  | Manual | 1 | Floor lamp | Compact Fluorescent |  | Twist | 1 | 23 | 140823 | Bedroom | 0.07754%
14082 | 4 | 1 |  | Manual | 1 | Chandelier (Hanging) | Compact Fluorescent |  | Decorative | 6 | 15 | 140824 | Dining Room | 0.07754%
14082 | 5 | 1 |  | Manual | 1 | Ceiling Fixture | Linear Fluorescent | 72 | T-8 | 4 | 40 | 140825 | Kitchen | 0.07754%
14082 | 6 | 1 |  | Manual | 1 | Ceiling Fixture | Compact Fluorescent |  | Circline (Screw Base) | 1 | 22 | 140826 | Laundry Room | 0.07754%
14082 | 7 | 1 |  | Manual | 1 | Floor lamp | Incandescent |  | 3-Way Incandescent | 1 | 250 | 140827 | Living Room | 0.07754%
14082 | 7 | 2 |  | Manual | 1 | Floor lamp | Compact Fluorescent |  | Twist | 1 | 13 | 140827 | Living Room | 0.07754%
14082 | 7 | 3 |  | Manual | 1 | Floor lamp | Incandescent |  | 3-Way Incandescent | 1 | 150 | 140827 | Living Room | 0.07754%
14082 | 7 | 4 |  | Manual | 1 | Ceiling Fan | Incandescent |  | Standard A Lamp | 2 | 40 | 140827 | Living Room | 0.07754%
14082 | 8 | 1 |  | Manual | 1 | Ceiling Fixture | Compact Fluorescent |  | Twist | 3 | 15 | 140828 | Bathroom | 0.07754%
14082 | 9 | 1 |  | Manual | 1 | Chandelier (Hanging) | Incandescent |  | Standard A Lamp | 1 | 75 | 140829 | Master Bedroom | 0.07754%
14082 | 9 | 2 |  | Manual | 1 | Wall Mount | Compact Fluorescent |  | Twist | 1 | 13 | 140829 | Master Bedroom | 0.07754%
14082 | 10 | 1 |  | Manual | 2 | Chandelier (Hanging) | Compact Fluorescent |  | Twist | 1 | 15 | 1408210 | Other | 0.07754%
14082 | 10 | 2 |  | Manual | 1 | Chandelier (Hanging) | Compact Fluorescent |  | Flood | 1 | 15 | 1408210 | Other | 0.07754%
14082 | 11 | 1 |  | Manual | 2 | Floor lamp | Incandescent |  | Standard A Lamp | 1 | 75 | 1408211 | Office | 0.07754%
14082 | 11 | 2 |  | Manual | 1 | Floor lamp | Compact Fluorescent |  | A shape bulb | 1 | 15 | 1408211 | Office | 0.07754%
14082 | 11 | 3 |  | Manual | 1 | Ceiling Fixture | Compact Fluorescent |  | Twist | 1 | 23 | 1408211 | Office | 0.07754%
14082 | 12 | 1 |  | Manual | 4 | Recessed Can | Incandescent |  | Reflector | 1 | 65 | 1408212 | Other | 0.07754%
14215 | 1 | 1 |  | Manual | 1 | Ceiling Fixture | Incandescent |  | Globe | 1 | 60 | 142151 | Bathroom | 0.07754%
14215 | 1 | 2 |  | Manual | 1 | Wall Mount | Incandescent |  | Globe | 6 | 60 | 142151 | Bathroom | 0.07754%
14215 | 2 | 1 |  | Manual | 1 | Ceiling Fixture | Compact Fluorescent |  | Twist | 1 | 15 | 142152 | Bathroom | 0.07754%
14215 | 3 | 1 |  | Manual | 1 | Ceiling Fan | Incandescent |  | Globe | 1 | 60 | 142153 | Bedroom | 0.07754%
14215 | 3 | 2 |  | Manual | 2 | Table | Compact Fluorescent |  | Twist | 1 | 15 | 142153 | Bedroom | 0.07754%
14215 | 4 | 1 |  | Manual | 1 | Ceiling Fixture | Compact Fluorescent |  | Twist | 1 | 15 | 142154 | Bedroom | 0.07754%
14215 | 5 | 1 |  | Manual | 1 | Ceiling Fixture | Compact Fluorescent |  | Twist | 2 | 15 | 142155 | Bedroom | 0.07754%
14215 | 6 | 1 |  | Manual | 1 | Ceiling Fixture | Compact Fluorescent |  | Twist | 1 | 15 | 142156 | Closet | 0.07754%
14215 | 7 | 1 |  | Manual | 1 | Ceiling Fixture | Compact Fluorescent |  | Twist | 1 | 15 | 142157 | Closet | 0.07754%
14215 | 8 | 1 |  | Manual | 3 | Table | Compact Fluorescent |  | Twist | 1 | 15 | 142158 | Family Room | 0.07754%
14215 | 9 | 1 |  | Manual | 1 | Ceiling Fixture | Incandescent |  | Standard A Lamp | 1 | 60 | 142159 | Hall | 0.07754%
14215 | 10 | 1 |  | Manual | 1 | Chandelier (Hanging) | Compact Fluorescent |  | Twist | 8 | 15 | 1421510 | Kitchen | 0.07754%
14215 | 10 | 2 |  | Manual | 1 | Ceiling Fixture | Compact Fluorescent |  | Twist | 3 | 15 | 1421510 | Kitchen | 0.07754%
14215 | 11 | 1 |  | Manual | 1 | Ceiling Fixture | Compact Fluorescent |  | Twist | 2 | 15 | 1421511 | Laundry Room | 0.07754%
14215 | 12 | 1 |  | Manual | 2 | Table | Compact Fluorescent |  | Twist | 1 | 15 | 1421512 | Living Room | 0.07754%
14215 | 12 | 2 |  | Manual | 1 | Ceiling Fan | Compact Fluorescent |  | Twist | 1 | 15 | 1421512 | Living Room | 0.07754%
14215 | 13 | 1 |  | Manual | 1 | Ceiling Fixture | Compact Fluorescent |  | Circline (Screw Base) | 1 | 22 | 1421513 | Other | 0.07754%
14352 | 1 | 1 |  | Manual | 1 | Ceiling Fixture | Linear Fluorescent | 42 | T-12 | 2 | 40 | 143521 | Bathroom | 0.04346%
14352 | 2 | 1 |  | Manual | 1 | Ceiling Fixture | Linear Fluorescent | 42 | T-8 | 2 | 32 | 143522 | Bathroom | 0.04346%
14352 | 3 | 1 |  | Manual | 1 | Ceiling Fixture | Compact Fluorescent |  | Globe | 1 | 14 | 143523 | Bedroom | 0.04346%
14352 | 4 | 1 |  | Manual | 1 | Recessed Can | Compact Fluorescent |  | Flood | 1 | 22 | 143524 | Family Room | 0.04346%
14352 | 6 | 1 |  | Manual | 4 | Ceiling Fixture | Linear Fluorescent | 42 | T-8 | 2 | 32 | 143526 | Kitchen | 0.04346%
14352 | 6 | 2 |  | Dimmer | 1 | Ceiling Fan | Compact Fluorescent |  | Globe | 3 | 14 | 143526 | Kitchen | 0.04346%
14352 | 7 | 1 |  | Manual | 1 | Ceiling Fixture | Linear Fluorescent | 42 | T-8 | 2 | 32 | 143527 | Master Bedroom | 0.04346%
14352 | 8 | 1 |  | Manual | 1 | Ceiling Fixture | Compact Fluorescent |  | Twist | 1 | 15 | 143528 | Living Room | 0.04346%
14352 | 8 | 2 |  | Manual | 3 | Table | Compact Fluorescent |  | Twist | 1 | 22 | 143528 | Living Room | 0.04346%
14352 | 9 | 1 |  | Manual | 1 | Ceiling Fixture | Linear Fluorescent | 42 | T-8 | 2 | 32 | 143529 | Master Bedroom | 0.04346%
14352 | 9 | 2 |  | Manual | 1 | Ceiling Fixture | Compact Fluorescent |  | Twist | 1 | 15 | 143529 | Master Bedroom | 0.04346%
14352 | 10 | 1 |  | Manual | 1 | Ceiling Fixture | Linear Fluorescent | 42 | T-8 | 2 | 32 | 1435210 | Other | 0.04346%
14389 | 1 | 1 |  | Manual | 1 | Wall Mount | Incandescent |  | Globe | 5 | 40 | 143891 | Bathroom | 0.04346%
14389 | 1 | 2 |  | Manual | 1 | Ceiling Fixture | Incandescent |  | Standard A Lamp | 1 | 60 | 143891 | Bathroom | 0.04346%
14389 | 2 | 1 |  | Manual | 1 | Ceiling Fan | Incandescent |  | Standard A Lamp | 1 | 60 | 143892 | Bathroom | 0.04346%
14389 | 2 | 2 |  | Manual | 1 | Wall Mount | Incandescent |  | Globe | 5 | 40 | 143892 | Bathroom | 0.04346%
14389 | 3 | 1 |  | Manual | 1 | Ceiling Fixture | Incandescent |  | Standard A Lamp | 2 | 50 | 143893 | Bedroom | 0.04346%
14389 | 3 | 2 |  | Manual | 1 | Table | Incandescent |  | Standard A Lamp | 1 | 60 | 143893 | Bedroom | 0.04346%
14389 | 4 | 1 |  | Manual | 1 | Ceiling Fixture | Incandescent |  | Standard A Lamp | 2 | 60 | 143894 | Bedroom | 0.04346%
14389 | 4 | 2 |  | Manual | 3 | Table | Incandescent |  | Standard A Lamp | 2 | 60 | 143894 | Bedroom | 0.04346%
14389 | 5 | 1 |  | Manual | 2 | Ceiling Fixture | Linear Fluorescent | 24 | T-12 | 2 | 32 | 143895 | Garage | 0.04346%
14389 | 6 | 1 |  | Manual | 1 | Ceiling Fixture | Incandescent |  | Standard A Lamp | 2 | 50 | 143896 | Hall | 0.04346%
14389 | 7 | 1 |  | Manual | 1 | Ceiling Fan | Incandescent |  | Decorative | 4 | 40 | 143897 | Kitchen | 0.04346%
14389 | 7 | 2 |  | Manual | 2 | Low bay | Linear Fluorescent | 24 | T-8 | 2 | 32 | 143897 | Kitchen | 0.04346%
14389 | 7 | 3 |  | Manual | 4 | Recessed Can | Incandescent |  | Reflector | 1 | 65 | 143897 | Kitchen | 0.04346%
14389 | 7 | 4 |  | Manual | 1 | Ceiling Fixture | Compact Fluorescent |  | Twist | 1 | 28 | 143897 | Kitchen | 0.04346%
14389 | 8 | 1 |  | Manual | 5 | Table | Incandescent |  | Standard A Lamp | 1 | 100 | 143898 | Living Room | 0.04346%
14389 | 9 | 1 |  | Manual | 1 | Ceiling Fan | Incandescent |  | Decorative | 4 | 40 | 143899 | Master Bedroom | 0.04346%
14389 | 9 | 2 |  | Manual | 2 | Table | Incandescent |  | Decorative | 2 | 40 | 143899 | Master Bedroom | 0.04346%
14389 | 10 | 1 |  | Manual | 1 | Ceiling Fixture | Incandescent |  | Standard A Lamp | 1 | 60 | 1438910 | Closet | 0.04346%
14543 | 1 | 1 |  | Manual | 1 | Ceiling Fixture | Incandescent |  | Standard A Lamp | 2 | 60 | 145431 | Master Bedroom | 0.04346%
14543 | 2 | 1 |  | Manual | 1 | Wall Mount | Incandescent |  | Globe | 4 | 40 | 145432 | Bathroom | 0.04346%
14543 | 2 | 2 |  | Manual | 1 | Ceiling Fixture | Incandescent |  | Standard A Lamp | 1 | 60 | 145432 | Bathroom | 0.04346%
14543 | 3 | 1 |  | Manual | 1 | Ceiling Fixture | Incandescent |  | Standard A Lamp | 2 | 60 | 145433 | Bedroom | 0.04346%
14543 | 3 | 2 |  | Manual | 1 | Table | Incandescent |  | Standard A Lamp | 1 | 60 | 145433 | Bedroom | 0.04346%
14543 | 4 | 1 |  | Manual | 1 | Ceiling Fixture | Incandescent |  | Standard A Lamp | 2 | 60 | 145434 | Bedroom | 0.04346%
14543 | 5 | 1 |  | Manual | 1 | Ceiling Fixture | Incandescent |  | Standard A Lamp | 1 | 60 | 145435 | Closet | 0.04346%
14543 | 6 | 1 |  | Dimmer | 1 | Ceiling Fixture | Incandescent |  | Standard A Lamp | 1 | 60 | 145436 | Closet | 0.04346%
14543 | 7 | 1 |  | Manual | 2 | Chandelier (Hanging) | Incandescent |  | Standard A Lamp | 2 | 60 | 145437 | Hall | 0.04346%
14543 | 8 | 1 |  | Manual | 3 | Ceiling Fixture | Incandescent |  | Standard A Lamp | 2 | 60 | 145438 | Kitchen | 0.04346%
14543 | 8 | 2 |  | Manual | 1 | Chandelier (Hanging) | Incandescent |  | Standard A Lamp | 3 | 60 | 145438 | Kitchen | 0.04346%
14543 | 9 | 1 |  | Manual | 1 | Ceiling Fixture | Incandescent |  | Standard A Lamp | 2 | 60 | 145439 | Laundry Room | 0.04346%
14543 | 10 | 1 |  | Manual | 1 | Ceiling Fan | Incandescent |  | Standard A Lamp | 3 | 60 | 1454310 | Living Room | 0.04346%
14543 | 10 | 2 |  | Manual | 1 | Floor lamp | Incandescent |  | Standard A Lamp | 1 | 60 | 1454310 | Living Room | 0.04346%
14543 | 11 | 1 |  | Manual | 1 | Ceiling Fixture | Incandescent |  | Standard A Lamp | 1 | 60 | 1454311 | Closet | 0.04346%
14543 | 12 | 1 |  | Manual | 1 | Wall Mount | Incandescent |  | Globe | 8 | 40 | 1454312 | Bathroom | 0.04346%
14543 | 12 | 2 |  | Manual | 1 | Ceiling Fixture | Incandescent |  | Standard A Lamp | 1 | 60 | 1454312 | Bathroom | 0.04346%
20006 | 1 | 1 |  | Manual | 1 | Wall Mount | Incandescent |  | Globe | 5 | 60 | 200061 | Bathroom | 0.536%
20006 | 1 | 2 |  | Manual | 1 | Ceiling Fixture | Compact Fluorescent |  | Twist | 1 | 15 | 200061 | Bathroom | 0.536%
20006 | 2 | 1 |  | Manual | 1 | Ceiling Fixture | Incandescent |  | Standard A Lamp | 2 | 60 | 200062 | Bedroom | 0.536%
20006 | 2 | 2 |  | Manual | 1 | Other | Linear Fluorescent | 48 | T-8 | 1 | 32 | 200062 | Bedroom | 0.536%
20006 | 3 | 1 |  | Manual | 1 | Ceiling Fixture | Incandescent |  | Standard A Lamp | 2 | 75 | 200063 | Bedroom | 0.536%
20006 | 3 | 2 |  | Manual | 1 | Table | Incandescent |  | Decorative | 1 | 60 | 200063 | Bedroom | 0.536%
20006 | 4 | 1 |  | Manual | 1 | Ceiling Fixture | Linear Fluorescent | 24 | T-12 | 1 | 20 | 200064 | Closet | 0.536%
20006 | 5 | 1 |  | Manual | 1 | Chandelier (Hanging) | Incandescent |  | Globe | 1 | 60 | 200065 | Dining Room | 0.536%
20006 | 6 | 1 |  | Manual | 1 | Floor lamp | Incandescent |  | Standard A Lamp | 3 | 90 | 200066 | Family Room | 0.536%
20006 | 7 | 1 |  | Manual | 1 | Ceiling Fixture | Incandescent |  | Decorative | 1 | 40 | 200067 | Hall | 0.536%
20006 | 8 | 1 |  | Manual | 5 | Ceiling Fixture | Linear Fluorescent | 48 | T-12 | 2 | 25 | 200068 | Dining Room | 0.536%
20006 | 9 | 1 |  | Manual | 1 | Ceiling Fixture | Linear Fluorescent | 48 | T-12 | 2 | 40 | 200069 | Laundry Room | 0.536%
20006 | 10 | 1 |  | Manual | 1 | Wall Mount | Incandescent |  | Globe | 7 | 60 | 2000610 | Bathroom | 0.536%
20006 | 11 | 1 |  | Manual | 1 | Ceiling Fan | Compact Fluorescent |  | Twist | 4 | 22 | 2000611 | Master Bedroom | 0.536%
20006 | 12 | 1 |  | Manual | 1 | Ceiling Fixture | Compact Fluorescent |  | Twist | 1 | 15 | 2000612 | Closet | 0.536%
20006 | 13 | 1 |  | Manual | 2 | Torchiere | Compact Fluorescent |  | Twist | 1 | 22 | 2000613 | Living Room | 0.536%
20006 | 13 | 2 |  | Manual | 1 | Ceiling Fixture | Compact Fluorescent |  | Twist | 1 | 15 | 2000613 | Living Room | 0.536%
20046 | 1 | 1 |  | Manual | 1 | Ceiling Fixture | Compact Fluorescent |  | Twist | 1 | 15 | 200461 | Laundry Room | 0.2228%
20046 | 2 | 1 |  | Manual | 1 | Ceiling Fan | Incandescent |  | Decorative | 2 | 40 | 200462 | Bedroom | 0.2228%
20046 | 3 | 1 |  | Manual | 1 | Ceiling Fixture | Incandescent |  | Standard A Lamp | 1 | 60 | 200463 | Kitchen | 0.2228%
20046 | 4 | 1 |  | Manual | 1 | Ceiling Fan | Incandescent |  | Standard A Lamp | 3 | 60 | 200464 | Living Room | 0.2228%
20046 | 4 | 2 |  | Manual | 1 | Chandelier (Hanging) | Compact Fluorescent |  | Twist | 1 | 15 | 200464 | Living Room | 0.2228%
20046 | 5 | 1 |  | Manual | 1 | Ceiling Fixture | Incandescent |  | Standard A Lamp | 1 | 60 | 200465 | Hall | 0.2228%
20046 | 6 | 1 |  | Manual | 1 | Ceiling Fixture | Incandescent |  | Standard A Lamp | 1 | 60 | 200466 | Bedroom | 0.2228%
20046 | 7 | 1 |  | Manual | 1 | Wall Mount | Compact Fluorescent |  | Twist | 2 | 15 | 200467 | Bathroom | 0.2228%
20046 | 8 | 1 |  | Dimmer | 1 | Ceiling Fan | Compact Fluorescent |  | Twist | 4 | 15 | 200468 | Master Bedroom | 0.2228%
20046 | 9 | 1 |  | Manual | 1 | Ceiling Fixture | Compact Fluorescent |  | Twist | 1 | 15 | 200469 | Bathroom | 0.2228%
20056 | 1 | 1 |  | Manual | 2 | Wall Mount | Incandescent |  | Globe | 1 | 60 | 200561 | Bathroom | 0.1597%
20056 | 2 | 1 |  | Manual | 2 | Wall Mount | Incandescent |  | Globe | 3 | 60 | 200562 | Bathroom | 0.1597%
20056 | 3 | 1 |  | Manual | 2 | Table | Incandescent |  | Standard A Lamp | 1 | 60 | 200563 | Bedroom | 0.1597%
20056 | 3 | 2 |  | Manual | 1 | Ceiling Fixture | Incandescent |  | Standard A Lamp | 2 | 60 | 200563 | Bedroom | 0.1597%
20056 | 4 | 1 |  | Manual | 3 | Table | Incandescent |  | Standard A Lamp | 1 | 60 | 200564 | Bedroom | 0.1597%
20056 | 4 | 2 |  | Manual | 1 | Ceiling Fixture | Incandescent |  | Standard A Lamp | 2 | 60 | 200564 | Bedroom | 0.1597%
20056 | 5 | 1 |  | Manual | 4 | Table | Incandescent |  | Standard A Lamp | 1 | 60 | 200565 | Bedroom | 0.1597%
20056 | 5 | 2 |  | Manual | 1 | Ceiling Fixture | Incandescent |  | Standard A Lamp | 2 | 60 | 200565 | Bedroom | 0.1597%
20056 | 6 | 1 |  | Manual | 1 | Chandelier (Hanging) | Compact Fluorescent |  | Twist | 4 | 22 | 200566 | Family Room | 0.1597%
20056 | 6 | 2 |  | Manual | 5 | Table | Incandescent |  | Standard A Lamp | 1 | 60 | 200566 | Family Room | 0.1597%
20056 | 7 | 1 |  | Manual | 2 | Ceiling Fixture | Incandescent |  | Standard A Lamp | 1 | 60 | 200567 | Laundry Room | 0.1597%
20056 | 8 | 1 |  | Manual | 1 | Chandelier (Hanging) | Compact Fluorescent |  | Twist | 5 | 22 | 200568 | Kitchen | 0.1597%
20056 | 8 | 2 |  | Manual | 3 | Ceiling Fixture | Compact Fluorescent |  | Twist | 3 | 22 | 200568 | Kitchen | 0.1597%
20098 | 3 | 1 |  | Manual | 1 | Table | Incandescent |  | Decorative | 1 | 40 | 200983 | Bathroom | 0.536%
20098 | 4 | 1 |  | Manual | 1 | Floor lamp | Compact Fluorescent |  | Twist | 3 | 15 | 200984 | Living Room | 0.536%
20124 | 1 | 1 |  | Manual | 1 | Ceiling Fixture | Compact Fluorescent |  | Twist | 1 | 15 | 201241 | Bedroom | 0.2228%
20124 | 1 | 2 |  | Manual | 1 | Ceiling Fixture | Incandescent |  | Decorative | 2 | 60 | 201241 | Bedroom | 0.2228%
20124 | 2 | 1 |  | Manual | 1 | Torchiere | Compact Fluorescent |  | Twist | 1 | 22 | 201242 | Bedroom | 0.2228%
20124 | 2 | 2 |  | Manual | 1 | Floor lamp | Incandescent |  | Mini base | 3 | 60 | 201242 | Bedroom | 0.2228%
20124 | 2 | 3 |  | Manual | 2 | Other | Incandescent |  | Other | 5 | 100 | 201242 | Bedroom | 0.2228%
20124 | 3 | 1 |  | Manual | 2 | Table | Compact Fluorescent |  | Twist | 1 | 15 | 201243 | Bedroom | 0.2228%
20124 | 4 | 1 |  | Manual | 1 | Chandelier (Hanging) | Incandescent |  | Mini base | 6 | 40 | 201244 | Dining Room | 0.2228%
20124 | 5 | 1 |  | Manual | 2 | Ceiling Fixture | Linear Fluorescent | 48 | T-12 | 2 | 40 | 201245 | Kitchen | 0.2228%
20124 | 6 | 1 |  | Manual | 1 | Ceiling Fixture | Compact Fluorescent |  | Twist | 1 | 22 | 201246 | Laundry Room | 0.2228%
20124 | 7 | 1 |  | Manual | 3 | Torchiere | Compact Fluorescent |  | Twist | 1 | 22 | 201247 | Living Room | 0.2228%
20124 | 7 | 2 |  | Manual | 2 | Floor lamp | Compact Fluorescent |  | Twist | 1 | 15 | 201247 | Living Room | 0.2228%
20124 | 7 | 3 |  | Manual | 2 | Other | Linear Fluorescent | 24 | T-5 | 1 | 16 | 201247 | Living Room | 0.2228%
20124 | 7 | 4 |  | Manual | 1 | Ceiling Fixture | Compact Fluorescent |  | A shape bulb | 2 | 15 | 201247 | Living Room | 0.2228%
20124 | 7 | 5 |  | Manual | 1 | Ceiling Fixture | Compact Fluorescent |  | Twist | 1 | 15 | 201247 | Living Room | 0.2228%
20124 | 8 | 1 |  | Manual | 3 | Ceiling Fixture | Compact Fluorescent |  | Twist | 1 | 15 | 201248 | Bathroom | 0.2228%
20124 | 9 | 1 |  | Manual | 2 | Floor lamp | Compact Fluorescent |  | Twist | 1 | 15 | 201249 | Master Bedroom | 0.2228%
20178 | 1 | 1 |  | Manual | 1 | Wall Mount | Incandescent |  | Standard A Lamp | 3 | 60 | 201781 | Bathroom | 0.1597%
20178 | 2 | 1 |  | Manual | 1 | Ceiling Fixture | Incandescent |  | Standard A Lamp | 2 | 60 | 201782 | Bedroom | 0.1597%
20178 | 3 | 1 |  | Manual | 1 | Ceiling Fixture | Incandescent |  | Standard A Lamp | 2 | 60 | 201783 | Bedroom | 0.1597%
20178 | 4 | 1 |  | Manual | 1 | Ceiling Fixture | Incandescent |  | Standard A Lamp | 2 | 75 | 201784 | Bedroom | 0.1597%
20178 | 5 | 1 |  | Manual | 6 | Ceiling Fixture | Linear Fluorescent | 48 | T-8 | 4 | 32 | 201785 | Garage | 0.1597%
20178 | 5 | 2 |  | Timer | 2 | Garage door opener | Incandescent |  | Standard A Lamp | 2 | 60 | 201785 | Garage | 0.1597%
20178 | 6 | 1 |  | Manual | 1 | Ceiling Fixture | Incandescent |  | Standard A Lamp | 2 | 65 | 201786 | Hall | 0.1597%
20178 | 7 | 1 |  | Manual | 1 | Ceiling Fixture | Incandescent |  | Standard A Lamp | 2 | 40 | 201787 | Laundry Room | 0.1597%
20178 | 8 | 1 |  | Manual | 2 | Ceiling Fixture | Linear Fluorescent | 48 | T-12 | 2 | 32 | 201788 | Living Room | 0.1597%
20178 | 8 | 2 |  | Manual | 2 | Table | Incandescent |  | Standard A Lamp | 1 | 75 | 201788 | Living Room | 0.1597%
20178 | 8 | 3 |  | Manual | 1 | Ceiling Fan | Incandescent |  | Standard A Lamp | 3 | 60 | 201788 | Living Room | 0.1597%
20178 | 9 | 1 |  | Manual | 1 | Wall Mount | Incandescent |  | Standard A Lamp | 3 | 60 | 201789 | Bathroom | 0.1597%
20178 | 10 | 1 |  | Manual | 1 | Table | Incandescent |  | Standard A Lamp | 1 | 60 | 2017810 | Master Bedroom | 0.1597%
20179 | 1 | 1 |  | Manual | 1 | Ceiling Fixture | Incandescent |  | Standard A Lamp | 1 | 60 | 201791 | Bathroom | 0.2228%
20179 | 2 | 1 |  | Manual | 1 | Wall Mount | Incandescent |  | Standard A Lamp | 1 | 60 | 201792 | Bedroom | 0.2228%
20179 | 2 | 2 |  | Manual | 1 | Table | Incandescent |  | Standard A Lamp | 1 | 60 | 201792 | Bedroom | 0.2228%
20179 | 2 | 3 |  | Manual | 1 | Floor lamp | Incandescent |  | Standard A Lamp | 1 | 60 | 201792 | Bedroom | 0.2228%
20179 | 3 | 1 |  | Manual | 1 | Floor lamp | Compact Fluorescent |  | A shape bulb | 3 | 15 | 201793 | Bedroom | 0.2228%
20179 | 3 | 2 |  | Manual | 1 | Floor lamp | Incandescent |  | Standard A Lamp | 1 | 60 | 201793 | Bedroom | 0.2228%
20179 | 4 | 1 |  | Manual | 1 | Wall Mount | Incandescent |  | Standard A Lamp | 1 | 60 | 201794 | Hall | 0.2228%
20179 | 5 | 1 |  | Manual | 2 | Ceiling Fixture | Incandescent |  | Standard A Lamp | 2 | 60 | 201795 | Hall | 0.2228%
20179 | 5 | 2 |  | Manual | 1 | Other | Linear Fluorescent | 18 | T-5 | 1 | 16 | 201795 | Hall | 0.2228%
20179 | 6 | 1 |  | Manual | 1 | Wall Mount | Compact Fluorescent |  | Twist | 1 | 15 | 201796 | Living Room | 0.2228%
20179 | 6 | 2 |  | Manual | 1 | Wall Mount | Incandescent |  | Standard A Lamp | 1 | 60 | 201796 | Living Room | 0.2228%
20191 | 1 | 1 |  | Manual | 1 | Wall Mount | Incandescent |  | Standard A Lamp | 3 | 60 | 201911 | Bathroom | 0.5638%
20191 | 1 | 2 |  | Manual | 1 | Wall Mount | Compact Fluorescent |  | Twist | 1 | 15 | 201911 | Bathroom | 0.5638%
20191 | 2 | 1 |  | Manual | 1 | Ceiling Fan | Compact Fluorescent |  | Twist | 1 | 15 | 201912 | Bedroom | 0.5638%
20191 | 3 | 1 |  | Manual | 2 | Ceiling Fixture | Compact Fluorescent |  | Twist | 2 | 15 | 201913 | Kitchen | 0.5638%
20191 | 4 | 1 |  | Manual | 1 | Ceiling Fixture | Incandescent |  | Standard A Lamp | 2 | 60 | 201914 | Laundry Room | 0.5638%
20191 | 5 | 1 |  | Manual | 1 | Ceiling Fan | Incandescent |  | Decorative | 3 | 25 | 201915 | Living Room | 0.5638%
20191 | 5 | 2 |  | Manual | 1 | Table | Incandescent |  | Standard A Lamp | 1 | 60 | 201915 | Living Room | 0.5638%
20191 | 5 | 3 |  | Manual | 1 | Floor lamp | Incandescent |  | Mini base | 1 | 40 | 201915 | Living Room | 0.5638%
20191 | 5 | 4 |  | Manual | 1 | Floor lamp | Incandescent |  | Standard A Lamp | 1 | 60 | 201915 | Living Room | 0.5638%
20191 | 5 | 5 |  | Manual | 1 | Wall Mount | Compact Fluorescent |  | Twist | 1 | 15 | 201915 | Living Room | 0.5638%
20191 | 5 | 6 |  | Manual | 1 | Table | Incandescent |  | Standard A Lamp | 1 | 60 | 201915 | Living Room | 0.5638%
20191 | 5 | 7 |  | Manual | 1 | Chandelier (Hanging) | Incandescent |  | Standard A Lamp | 1 | 60 | 201915 | Living Room | 0.5638%
20196 | 1 | 1 |  | Manual | 1 | Wall Mount | Compact Fluorescent |  | Twist | 2 | 15 | 201961 | Bathroom | 0.1597%
20196 | 2 | 1 |  | Manual | 1 | Ceiling Fixture | Incandescent |  | Standard A Lamp | 2 | 60 | 201962 | Bedroom | 0.1597%
20196 | 3 | 1 |  | Manual | 1 | Ceiling Fixture | Compact Fluorescent |  | Twist | 1 | 15 | 201963 | Hall | 0.1597%
20196 | 4 | 1 |  | Manual | 1 | Ceiling Fixture | Compact Fluorescent |  | Twist | 4 | 15 | 201964 | Kitchen | 0.1597%
20196 | 5 | 1 |  | Manual | 2 | Wall Mount | Compact Fluorescent |  | Twist | 1 | 15 | 201965 | Living Room | 0.1597%
20196 | 6 | 1 |  | Manual | 2 | Ceiling Fixture | Incandescent |  | Standard A Lamp | 1 | 60 | 201966 | Master Bedroom | 0.1597%
20199 | 1 | 1 |  | Manual | 1 | Wall Mount | Incandescent |  | Standard A Lamp | 2 | 60 | 201991 | Bathroom | 0.3915%
20199 | 1 | 2 |  | Manual | 1 | Recessed Can | Incandescent |  | Standard A Lamp | 1 | 60 | 201991 | Bathroom | 0.3915%
20199 | 2 | 1 |  | Manual | 1 | Recessed Can | Incandescent |  | Standard A Lamp | 1 | 60 | 201992 | Bathroom | 0.3915%
20199 | 2 | 2 |  | Manual | 1 | Wall Mount | Incandescent |  | Standard A Lamp | 2 | 60 | 201992 | Bathroom | 0.3915%
20199 | 3 | 1 |  | Manual | 1 | Ceiling Fixture | Incandescent |  | Standard A Lamp | 2 | 60 | 201993 | Bedroom | 0.3915%
20199 | 4 | 1 |  | Manual | 1 | Ceiling Fixture | Incandescent |  | Standard A Lamp | 2 | 60 | 201994 | Bedroom | 0.3915%
20199 | 5 | 1 |  | Manual | 1 | Wall Mount | Incandescent |  | Standard A Lamp | 1 | 60 | 201995 | Closet | 0.3915%
20199 | 6 | 1 |  | Manual | 2 | Recessed - other | Incandescent |  | Standard A Lamp | 1 | 60 | 201996 | Hall | 0.3915%
20199 | 7 | 1 |  | Manual | 2 | Ceiling Fixture | Linear Fluorescent | 48 | T-8 | 2 | 32 | 201997 | Kitchen | 0.3915%
20199 | 7 | 2 |  | Manual | 1 | Chandelier (Hanging) | Incandescent |  | Decorative | 5 | 40 | 201997 | Kitchen | 0.3915%
20199 | 8 | 1 |  | Manual | 1 | Ceiling Fixture | Incandescent |  | Standard A Lamp | 1 | 60 | 201998 | Living Room | 0.3915%
20199 | 9 | 1 |  | Manual | 1 | Ceiling Fixture | Incandescent |  | Standard A Lamp | 2 | 60 | 201999 | Master Bedroom | 0.3915%
20199 | 9 | 2 |  | Manual | 1 | Table | Incandescent |  | Standard A Lamp | 1 | 60 | 201999 | Master Bedroom | 0.3915%
20210 | 1 | 1 |  | Manual | 1 | Ceiling Fixture | Compact Fluorescent |  | Twist | 2 | 13 | 202101 | Bathroom | 0.3915%
20210 | 1 | 2 |  | Manual | 1 | Wall Mount | Incandescent |  | Decorative | 3 | 40 | 202101 | Bathroom | 0.3915%
20210 | 2 | 1 |  | Manual | 1 | Ceiling Fixture | Compact Fluorescent |  | Twist | 2 | 13 | 202102 | Bathroom | 0.3915%
20210 | 2 | 2 |  | Manual | 2 | Wall Mount | Incandescent |  | Decorative | 3 | 40 | 202102 | Bathroom | 0.3915%
20210 | 3 | 1 |  | Manual | 1 | Ceiling Fixture | Compact Fluorescent |  | Twist | 2 | 13 | 202103 | Bedroom | 0.3915%
20210 | 3 | 2 |  | Manual | 1 | Table | Incandescent |  | Decorative | 1 | 40 | 202103 | Bedroom | 0.3915%
20210 | 4 | 1 |  | Manual | 1 | Ceiling Fixture | Compact Fluorescent |  | Twist | 1 | 13 | 202104 | Closet | 0.3915%
20210 | 5 | 1 |  | Manual | 1 | Ceiling Fixture | Compact Fluorescent |  | Twist | 2 | 13 | 202105 | Other | 0.3915%
20210 | 6 | 1 |  | Manual | 1 | Chandelier (Hanging) | Compact Fluorescent |  | Twist | 3 | 7 | 202106 | Dining Room | 0.3915%
20210 | 7 | 1 |  | Manual | 1 | Ceiling Fixture | Compact Fluorescent |  | Twist | 1 | 13 | 202107 | Hall | 0.3915%
20210 | 8 | 1 |  | Manual | 5 | Recessed Can | Compact Fluorescent |  | Reflector | 1 | 20 | 202108 | Kitchen | 0.3915%
20210 | 8 | 2 |  | Manual | 1 | Other | Incandescent |  | Clear | 2 | 40 | 202108 | Kitchen | 0.3915%
20210 | 9 | 1 |  | Manual | 1 | Ceiling Fixture | Compact Fluorescent |  | Twist | 2 | 13 | 202109 | Laundry Room | 0.3915%
20210 | 10 | 1 |  | Manual | 1 | Ceiling Fixture | Compact Fluorescent |  | Twist | 2 | 13 | 2021010 | Master Bedroom | 0.3915%
20210 | 10 | 2 |  | Manual | 2 | Wall Mount | Incandescent |  | Decorative | 1 | 40 | 2021010 | Master Bedroom | 0.3915%
20210 | 11 | 1 |  | Manual | 2 | Table | Compact Fluorescent |  | Twist | 1 | 20 | 2021011 | Family Room | 0.3915%
20283 | 1 | 1 |  | Manual | 1 | Wall Mount | Compact Fluorescent |  | Twist | 2 | 15 | 202831 | Bathroom | 0.4265%
20283 | 2 | 1 |  | Manual | 2 | Ceiling Fixture | Compact Fluorescent |  | Twist | 2 | 22 | 202832 | Bedroom | 0.4265%
20283 | 2 | 2 |  | Manual | 1 | Recessed - other | Incandescent |  | Standard A Lamp | 2 | 100 | 202832 | Bedroom | 0.4265%
20283 | 3 | 1 |  | Manual | 1 | Wall Mount | Compact Fluorescent |  | Twist | 2 | 15 | 202833 | Bathroom | 0.4265%
20283 | 3 | 2 |  | Manual | 1 | Ceiling Fixture | Compact Fluorescent |  | Twist | 1 | 15 | 202833 | Bathroom | 0.4265%
20283 | 4 | 1 |  | Manual | 1 | Ceiling Fixture | Compact Fluorescent |  | A shape bulb | 2 | 15 | 202834 | Bedroom | 0.4265%
20283 | 4 | 2 |  | Manual | 2 | Floor lamp | Compact Fluorescent |  | Twist | 1 | 15 | 202834 | Bedroom | 0.4265%
20283 | 5 | 1 |  | Manual | 4 | Table | Incandescent |  | Standard A Lamp | 1 | 60 | 202835 | Master Bedroom | 0.4265%
20283 | 5 | 2 |  | Manual | 1 | Ceiling Fixture | Compact Fluorescent |  | Twist | 2 | 15 | 202835 | Master Bedroom | 0.4265%
20283 | 6 | 1 |  | Manual | 2 | Wall Mount | Compact Fluorescent |  | Twist | 1 | 15 | 202836 | Bathroom | 0.4265%
20283 | 7 | 1 |  | Manual | 1 | Ceiling Fixture | Compact Fluorescent |  | Twist | 1 | 15 | 202837 | Closet | 0.4265%
20283 | 8 | 1 |  | Manual | 1 | Ceiling Fixture | Compact Fluorescent |  | Twist | 1 | 15 | 202838 | Hall | 0.4265%
20283 | 9 | 1 |  | Manual | 1 | Chandelier (Hanging) | Incandescent |  | Standard A Lamp | 4 | 40 | 202839 | Kitchen | 0.4265%
20283 | 9 | 2 |  | Manual | 4 | Recessed Can | Compact Fluorescent |  | Reflector | 1 | 22 | 202839 | Kitchen | 0.4265%
20283 | 9 | 3 |  | Manual | 1 | Recessed Can | Incandescent |  | Reflector | 1 | 65 | 202839 | Kitchen | 0.4265%
20283 | 10 | 1 |  | Manual | 1 | Ceiling Fixture | Compact Fluorescent |  | Twist | 1 | 15 | 2028310 | Laundry Room | 0.4265%
20283 | 11 | 1 |  | Manual | 1 | Floor lamp | Compact Fluorescent |  | Twist | 3 | 22 | 2028311 | Living Room | 0.4265%
20283 | 11 | 2 |  | Manual | 1 | Table | Incandescent |  | 3-Way Incandescent | 1 | 100 | 2028311 | Living Room | 0.4265%
20283 | 12 | 1 |  | Manual | 1 | Ceiling Fixture | Compact Fluorescent |  | Twist | 2 | 22 | 2028312 | Office | 0.4265%
20283 | 12 | 2 |  | Manual | 1 | Table | Incandescent |  | Standard A Lamp | 2 | 100 | 2028312 | Office | 0.4265%
20283 | 12 | 3 |  | Manual | 1 | Table | Compact Fluorescent |  | Twist | 1 | 15 | 2028312 | Office | 0.4265%
20283 | 13 | 1 |  | Manual | 1 | Ceiling Fixture | Compact Fluorescent |  | Twist | 1 | 22 | 2028313 | Closet | 0.4265%
20300 | 1 | 1 |  | Manual | 1 | Ceiling Fixture | Compact Fluorescent |  | Twist | 1 | 15 | 203001 | Bathroom | 0.3915%
20300 | 2 | 1 |  | Manual | 1 | Torchiere | Incandescent |  | Standard A Lamp | 1 | 150 | 203002 | Bedroom | 0.3915%
20300 | 4 | 1 |  | Manual | 1 | Wall Mount | Compact Fluorescent |  | Twist | 1 | 15 | 203004 | Dining Room | 0.3915%
20300 | 5 | 1 |  | Manual | 1 | Chandelier (Hanging) | Compact Fluorescent |  | Twist | 5 | 15 | 203005 | Other | 0.3915%
20300 | 6 | 1 |  | Manual | 1 | Ceiling Fixture | Compact Fluorescent |  | Twist | 1 | 15 | 203006 | Hall | 0.3915%
20300 | 7 | 1 |  | Manual | 1 | Ceiling Fixture | Compact Fluorescent |  | Twist | 3 | 15 | 203007 | Kitchen | 0.3915%
20300 | 8 | 1 |  | Manual | 1 | Ceiling Fixture | Compact Fluorescent |  | Twist | 1 | 15 | 203008 | Laundry Room | 0.3915%
20300 | 9 | 1 |  | Manual | 1 | Wall Mount | Compact Fluorescent |  | Twist | 2 | 15 | 203009 | Living Room | 0.3915%
20300 | 10 | 1 |  | Manual | 1 | Ceiling Fixture | Compact Fluorescent |  | Twist | 1 | 13 | 2030010 | Bathroom | 0.3915%
20300 | 11 | 1 |  | Manual | 1 | Floor lamp | Compact Fluorescent |  | Twist | 3 | 15 | 2030011 | Master Bedroom | 0.3915%
20300 | 11 | 2 |  | Manual | 1 | Floor lamp | Other |  | LED Interior | 2 | 1 | 2030011 | Master Bedroom | 0.3915%
20300 | 11 | 3 |  | Manual | 1 | Torchiere | Incandescent |  | Decorative | 2 | 60 | 2030011 | Master Bedroom | 0.3915%
20306 | 1 | 1 |  | Manual | 1 | Wall Mount | Incandescent |  | Mini base | 1 | 40 | 203061 | Master Bedroom | 0.2228%
20306 | 2 | 1 |  | Manual | 1 | Wall Mount | Compact Fluorescent |  | Twist | 1 | 15 | 203062 | Bathroom | 0.2228%
20306 | 3 | 1 |  | Manual | 1 | Ceiling Fixture | Compact Fluorescent |  | Twist | 1 | 15 | 203063 | Hall | 0.2228%
20306 | 4 | 1 |  | Manual | 1 | Wall Mount | Incandescent |  | Standard A Lamp | 1 | 60 | 203064 | Bedroom | 0.2228%
20306 | 5 | 1 |  | Manual | 1 | Ceiling Fixture | Linear Fluorescent | 48 | T-8 | 2 | 32 | 203065 | Kitchen | 0.2228%
20306 | 5 | 2 |  | Manual | 1 | Ceiling Fixture | Compact Fluorescent |  | Twist | 1 | 15 | 203065 | Kitchen | 0.2228%
20306 | 5 | 3 |  | Manual | 1 | Table | Incandescent |  | Standard A Lamp | 1 | 40 | 203065 | Kitchen | 0.2228%
20306 | 6 | 1 |  | Manual | 1 | Wall Mount | Incandescent |  | Standard A Lamp | 1 | 40 | 203066 | Bedroom | 0.2228%
20306 | 7 | 1 |  | Manual | 1 | Ceiling Fixture | Compact Fluorescent |  | Twist | 1 | 15 | 203067 | Bathroom | 0.2228%
20317 | 1 | 1 |  | Manual | 2 | Ceiling Fixture | Incandescent |  | Standard A Lamp | 1 | 75 | 203171 | Bathroom | 0.4265%
20317 | 2 | 1 |  | Manual | 1 | Ceiling Fixture | Incandescent |  | Standard A Lamp | 2 | 40 | 203172 | Dining Room | 0.4265%
20317 | 3 | 1 |  | Manual | 1 | Chandelier (Hanging) | Incandescent |  | Standard A Lamp | 6 | 40 | 203173 | Dining Room | 0.4265%
20317 | 4 | 1 |  | Manual | 1 | Ceiling Fixture | Incandescent |  | Standard A Lamp | 2 | 60 | 203174 | Bedroom | 0.4265%
20317 | 4 | 2 |  | Manual | 1 | Table | Incandescent |  | Decorative | 3 | 40 | 203174 | Bedroom | 0.4265%
20317 | 5 | 1 |  | Manual | 1 | Ceiling Fixture | Incandescent |  | Standard A Lamp | 1 | 75 | 203175 | Hall | 0.4265%
20317 | 6 | 1 |  | Manual | 2 | Ceiling Fixture | Linear Fluorescent | 48 | T-12 | 2 | 40 | 203176 | Kitchen | 0.4265%
20317 | 7 | 1 |  | Manual | 1 | Ceiling Fan | Incandescent |  | Mini base | 4 | 40 | 203177 | Living Room | 0.4265%
20317 | 7 | 2 |  | Manual | 2 | Table | Compact Fluorescent |  | Twist | 1 | 22 | 203177 | Living Room | 0.4265%
20317 | 8 | 1 |  | Manual | 1 | Ceiling Fixture | Incandescent |  | Standard A Lamp | 2 | 60 | 203178 | Bedroom | 0.4265%
20317 | 8 | 2 |  | Manual | 2 | Table | Compact Fluorescent |  | Twist | 1 | 22 | 203178 | Bedroom | 0.4265%
20317 | 9 | 1 |  | Manual | 2 | Wall Mount | Compact Fluorescent |  | Twist | 3 | 15 | 203179 | Bathroom | 0.4265%
20317 | 10 | 1 |  | Manual | 1 | Ceiling Fixture | Compact Fluorescent |  | Twist | 2 | 15 | 2031710 | Office | 0.4265%
20317 | 11 | 1 |  | Manual | 1 | Ceiling Fixture | Incandescent |  | Standard A Lamp | 2 | 75 | 2031711 | Living Room | 0.4265%
20317 | 11 | 2 |  | Manual | 1 | Floor lamp | Incandescent |  | 3-Way Incandescent | 1 | 100 | 2031711 | Living Room | 0.4265%
20317 | 12 | 1 |  | Manual | 1 | Ceiling Fixture | Incandescent |  | Standard A Lamp | 1 | 75 | 2031712 | Laundry Room | 0.4265%
20322 | 1 | 1 |  | Manual | 1 | Ceiling Fixture | Compact Fluorescent |  | Twist | 1 | 25 | 203221 | Bathroom | 0.3915%
20322 | 2 | 1 |  | Manual | 2 | Ceiling Fixture | Compact Fluorescent |  | Twist | 1 | 20 | 203222 | Bathroom | 0.3915%
20322 | 3 | 1 |  | Manual | 1 | Ceiling Fan | Compact Fluorescent |  | Twist | 1 | 15 | 203223 | Bedroom | 0.3915%
20322 | 4 | 1 |  | Manual | 1 | Ceiling Fixture | Compact Fluorescent |  | Twist | 1 | 15 | 203224 | Bedroom | 0.3915%
20322 | 5 | 1 |  | Manual | 1 | Ceiling Fixture | Compact Fluorescent |  | Twist | 1 | 15 | 203225 | Closet | 0.3915%
20322 | 6 | 1 |  | Manual | 1 | Ceiling Fan | Compact Fluorescent |  | Twist | 1 | 15 | 203226 | Hall | 0.3915%
20322 | 7 | 1 |  | Manual | 1 | Track | Halogen |  | Mini base | 5 | 20 | 203227 | Kitchen | 0.3915%
20322 | 7 | 2 |  | Manual | 1 | Ceiling Fixture | Compact Fluorescent |  | Twist | 3 | 15 | 203227 | Kitchen | 0.3915%
20322 | 8 | 1 |  | Manual | 1 | Ceiling Fixture | Compact Fluorescent |  | Twist | 2 | 15 | 203228 | Laundry Room | 0.3915%
20322 | 9 | 1 |  | Manual | 2 | Table | Compact Fluorescent |  | Twist | 1 | 25 | 203229 | Living Room | 0.3915%
20322 | 10 | 1 |  | Manual | 1 | Ceiling Fixture | Incandescent |  | Globe | 1 | 40 | 2032210 | Closet | 0.3915%
20322 | 11 | 1 |  | Manual | 1 | Ceiling Fan | Compact Fluorescent |  | Twist | 3 | 25 | 2032211 | Master Bedroom | 0.3915%
20364 | 1 | 1 |  | Manual | 2 | Ceiling Fixture | Compact Fluorescent |  | A shape bulb | 2 | 7 | 203641 | Hall | 0.2228%
20364 | 2 | 1 |  | Manual | 1 | Chandelier (Hanging) | Compact Fluorescent |  | A shape bulb | 5 | 7 | 203642 | Kitchen | 0.2228%
20364 | 2 | 2 |  | Manual | 2 | Ceiling Fixture | Compact Fluorescent |  | A shape bulb | 2 | 7 | 203642 | Kitchen | 0.2228%
20364 | 2 | 3 |  | Manual | 1 | Table | Compact Fluorescent |  | A shape bulb | 1 | 7 | 203642 | Kitchen | 0.2228%
20364 | 2 | 4 |  | Manual | 1 | Ceiling Fixture | Compact Fluorescent |  | Twist | 1 | 15 | 203642 | Kitchen | 0.2228%
20364 | 3 | 1 |  | Manual | 1 | Ceiling Fixture | Compact Fluorescent |  | A shape bulb | 2 | 7 | 203643 | Laundry Room | 0.2228%
20364 | 4 | 1 |  | Manual | 1 | Ceiling Fan | Incandescent |  | Decorative | 3 | 40 | 203644 | Living Room | 0.2228%
20364 | 4 | 2 |  | Manual | 2 | Floor lamp | Compact Fluorescent |  | A shape bulb | 1 | 7 | 203644 | Living Room | 0.2228%
20364 | 5 | 1 |  | Manual | 1 | Ceiling Fixture | Compact Fluorescent |  | A shape bulb | 2 | 7 | 203645 | Bathroom | 0.2228%
20364 | 5 | 2 |  | Photo | 1 | Other | Incandescent |  | Mini base | 1 | 5 | 203645 | Bathroom | 0.2228%
20364 | 5 | 3 |  | Manual | 1 | Ceiling Fan | Compact Fluorescent |  | A shape bulb | 1 | 7 | 203645 | Bathroom | 0.2228%
20364 | 6 | 1 |  | Manual | 1 | Ceiling Fixture | Compact Fluorescent |  | A shape bulb | 2 | 7 | 203646 | Bathroom | 0.2228%
20364 | 7 | 1 |  | Manual | 1 | Ceiling Fixture | Compact Fluorescent |  | A shape bulb | 2 | 7 | 203647 | Bedroom | 0.2228%
20364 | 8 | 1 |  | Manual | 1 | Ceiling Fixture | Compact Fluorescent |  | A shape bulb | 1 | 7 | 203648 | Bedroom | 0.2228%
20364 | 8 | 2 |  | Manual | 1 | Ceiling Fixture | Compact Fluorescent |  | A shape bulb | 2 | 7 | 203648 | Bedroom | 0.2228%
20364 | 8 | 3 |  | Manual | 1 | Other | Incandescent |  | Standard A Lamp | 1 | 40 | 203648 | Bedroom | 0.2228%
20364 | 9 | 1 |  | Manual | 1 | Ceiling Fixture | Compact Fluorescent |  | A shape bulb | 1 | 7 | 203649 | Master Bedroom | 0.2228%
20364 | 9 | 2 |  | Manual | 1 | Ceiling Fixture | Compact Fluorescent |  | A shape bulb | 1 | 7 | 203649 | Master Bedroom | 0.2228%
20364 | 9 | 3 |  | Manual | 1 | Table | Compact Fluorescent |  | A shape bulb | 1 | 7 | 203649 | Master Bedroom | 0.2228%
20377 | 1 | 1 |  | Manual | 2 | Table | Incandescent |  | Standard A Lamp | 1 | 90 | 203771 | Living Room | 0.4265%
20377 | 1 | 2 |  | Manual | 1 | Torchiere | Incandescent |  | Standard A Lamp | 2 | 100 | 203771 | Living Room | 0.4265%
20377 | 2 | 1 |  | Manual | 1 | Wall Mount | Incandescent |  | Globe | 5 | 40 | 203772 | Bathroom | 0.4265%
20377 | 2 | 2 |  | Manual | 1 | Ceiling Fan | Incandescent |  | Standard A Lamp | 1 | 60 | 203772 | Bathroom | 0.4265%
20377 | 3 | 1 |  | Manual | 2 | Wall Mount | Incandescent |  | Standard A Lamp | 1 | 40 | 203773 | Other | 0.4265%
20377 | 3 | 2 |  | Manual | 1 | Wall Mount | Incandescent |  | Reflector | 1 | 150 | 203773 | Other | 0.4265%
20377 | 4 | 1 |  | Manual | 1 | Chandelier (Hanging) | Incandescent |  | Mini base | 4 | 25 | 203774 | Dining Room | 0.4265%
20377 | 5 | 1 |  | Manual | 1 | Ceiling Fixture | Incandescent |  | Standard A Lamp | 1 | 100 | 203775 | Hall | 0.4265%
20377 | 6 | 1 |  | Manual | 2 | Ceiling Fixture | Linear Fluorescent | 42 | T-12 | 2 | 40 | 203776 | Kitchen | 0.4265%
20377 | 6 | 2 |  | Manual | 1 | Ceiling Fixture | Incandescent |  | Standard A Lamp | 2 | 100 | 203776 | Kitchen | 0.4265%
20377 | 6 | 3 |  | Manual | 2 | Other | Incandescent |  | Reflector | 1 | 40 | 203776 | Kitchen | 0.4265%
20377 | 7 | 1 |  | Manual | 1 | Ceiling Fixture | Linear Fluorescent | 42 | T-12 | 2 | 40 | 203777 | Laundry Room | 0.4265%
20377 | 8 | 1 |  | Manual | 2 | Wall Mount | Incandescent |  | Globe | 5 | 40 | 203778 | Bathroom | 0.4265%
20377 | 8 | 2 |  | Manual | 1 | Ceiling Fan | Incandescent |  | Standard A Lamp | 1 | 60 | 203778 | Bathroom | 0.4265%
20377 | 9 | 1 |  | Manual | 2 | Table | Incandescent |  | Mini base | 6 | 25 | 203779 | Master Bedroom | 0.4265%
20377 | 9 | 2 |  | Manual | 1 | Table | Incandescent |  | Standard A Lamp | 1 | 75 | 203779 | Master Bedroom | 0.4265%
20377 | 9 | 3 |  | Manual | 1 | Ceiling Fixture | Incandescent |  | Standard A Lamp | 1 | 100 | 203779 | Master Bedroom | 0.4265%
20377 | 10 | 1 |  | Manual | 1 | Table | Incandescent |  | Standard A Lamp | 1 | 60 | 2037710 | Office | 0.4265%
20377 | 10 | 2 |  | Manual | 1 | Table | Incandescent |  | Mini base | 1 | 25 | 2037710 | Office | 0.4265%
20377 | 11 | 1 |  | Manual | 1 | Ceiling Fixture | Incandescent |  | Standard A Lamp | 2 | 100 | 2037711 | Bedroom | 0.4265%
20377 | 11 | 2 |  | Manual | 7 | Table | Incandescent |  | Standard A Lamp | 1 | 60 | 2037711 | Bedroom | 0.4265%
20377 | 12 | 1 |  | Manual | 1 | Ceiling Fixture | Incandescent |  | Mini base | 3 | 25 | 2037712 | Hall | 0.4265%
20378 | 1 | 1 |  | Manual | 1 | Ceiling Fixture | Compact Fluorescent |  | Twist | 2 | 15 | 203781 | Office | 0.536%
20378 | 2 | 1 |  | Manual | 1 | Ceiling Fixture | Linear Fluorescent | 24 | T-12 | 2 | 20 | 203782 | Bathroom | 0.536%
20378 | 2 | 2 |  | Manual | 1 | Ceiling Fixture | Compact Fluorescent |  | Twist | 1 | 15 | 203782 | Bathroom | 0.536%
20378 | 3 | 1 |  | Manual | 1 | Ceiling Fixture | Incandescent |  | Standard A Lamp | 1 | 60 | 203783 | Bathroom | 0.536%
20378 | 3 | 2 |  | Manual | 1 | Ceiling Fixture | Linear Fluorescent | 48 | T-12 | 2 | 40 | 203783 | Bathroom | 0.536%
20378 | 3 | 3 |  | Manual | 1 | Track | Incandescent |  | Reflector | 3 | 30 | 203783 | Bathroom | 0.536%
20378 | 3 | 4 |  | Manual | 1 | Floor lamp | Compact Fluorescent |  | Twist | 1 | 22 | 203783 | Bathroom | 0.536%
20378 | 3 | 5 |  | Manual | 1 | Floor lamp | Compact Fluorescent |  | Twist | 1 | 15 | 203783 | Bathroom | 0.536%
20378 | 4 | 1 |  | Manual | 1 | Ceiling Fixture | Linear Fluorescent | 24 | T-12 | 1 | 20 | 203784 | Kitchen | 0.536%
20378 | 5 | 1 |  | Manual | 1 | Ceiling Fixture | Incandescent |  | Standard A Lamp | 1 | 60 | 203785 | Laundry Room | 0.536%
20378 | 6 | 1 |  | Manual | 1 | Ceiling Fixture | Incandescent |  | Standard A Lamp | 2 | 60 | 203786 | Master Bedroom | 0.536%
20378 | 6 | 2 |  | Manual | 2 | Table | Compact Fluorescent |  | Twist | 1 | 15 | 203786 | Master Bedroom | 0.536%
20378 | 7 | 1 |  | Manual | 1 | Ceiling Fixture | Incandescent |  | Standard A Lamp | 1 | 75 | 203787 | Closet | 0.536%
20378 | 8 | 1 |  | Manual | 1 | Ceiling Fixture | Linear Fluorescent | 24 | T-12 | 2 | 20 | 203788 | Bathroom | 0.536%
20378 | 8 | 2 |  | Manual | 1 | Ceiling Fixture | Incandescent |  | Standard A Lamp | 1 | 60 | 203788 | Bathroom | 0.536%
20391 | 1 | 1 |  | Manual | 1 | Ceiling Fixture | Compact Fluorescent |  | Twist | 1 | 15 | 203911 | Master Bedroom | 0.5638%
20391 | 1 | 2 |  | Manual | 1 | Torchiere | Compact Fluorescent |  | Twist | 1 | 22 | 203911 | Master Bedroom | 0.5638%
20391 | 2 | 1 |  | Manual | 1 | Table | Incandescent |  | Standard A Lamp | 1 | 60 | 203912 | Bathroom | 0.5638%
20391 | 2 | 2 |  | Manual | 1 | Ceiling Fixture | Linear Fluorescent | 48 | T-12 | 2 | 40 | 203912 | Bathroom | 0.5638%
20391 | 4 | 1 |  | Manual | 1 | Ceiling Fixture | Compact Fluorescent |  | Twist | 1 | 15 | 203914 | Bedroom | 0.5638%
20391 | 5 | 1 |  | Manual | 1 | Chandelier (Hanging) | Incandescent |  | Decorative | 5 | 40 | 203915 | Kitchen | 0.5638%
20391 | 6 | 1 |  | Manual | 2 | Ceiling Fixture | Incandescent |  | Standard A Lamp | 1 | 60 | 203916 | Living Room | 0.5638%
20391 | 7 | 1 |  | Manual | 2 | Ceiling Fixture | Incandescent |  | Standard A Lamp | 1 | 60 | 203917 | Garage | 0.5638%
20401 | 1 | 1 |  | Manual | 1 | Ceiling Fixture | Compact Fluorescent |  | Twist | 2 | 15 | 204011 | Kitchen | 0.2228%
20401 | 1 | 2 |  | Manual | 2 | Ceiling Fixture | Linear Fluorescent | 48 | T-12 | 2 | 32 | 204011 | Kitchen | 0.2228%
20401 | 2 | 1 |  | Manual | 1 | Ceiling Fixture | Incandescent |  | Standard A Lamp | 1 | 100 | 204012 | Laundry Room | 0.2228%
20401 | 3 | 1 |  | Manual | 1 | Ceiling Fixture | Incandescent |  | Standard A Lamp | 2 | 60 | 204013 | Bedroom | 0.2228%
20401 | 3 | 2 |  | Manual | 1 | Table | Incandescent |  | Standard A Lamp | 1 | 60 | 204013 | Bedroom | 0.2228%
20401 | 4 | 1 |  | Manual | 1 | Ceiling Fixture | Incandescent |  | Standard A Lamp | 2 | 100 | 204014 | Living Room | 0.2228%
20401 | 4 | 2 |  | Manual | 2 | Table | Incandescent |  | Standard A Lamp | 1 | 100 | 204014 | Living Room | 0.2228%
20401 | 5 | 1 |  | Manual | 1 | Ceiling Fixture | Compact Fluorescent |  | Twist | 4 | 15 | 204015 | Dining Room | 0.2228%
20401 | 6 | 1 |  | Manual | 1 | Track | Incandescent |  | Decorative | 4 | 25 | 204016 | Bathroom | 0.2228%
20401 | 7 | 1 |  | Manual | 1 | Ceiling Fixture | Incandescent |  | Standard A Lamp | 2 | 100 | 204017 | Bedroom | 0.2228%
20401 | 8 | 1 |  | Manual | 1 | Table | Incandescent |  | Standard A Lamp | 1 | 100 | 204018 | Family Room | 0.2228%
20401 | 8 | 2 |  | Manual | 1 | Table | Incandescent |  | Decorative | 2 | 40 | 204018 | Family Room | 0.2228%
20401 | 9 | 1 |  | Manual | 1 | Table | Incandescent |  | Standard A Lamp | 1 | 100 | 204019 | Master Bedroom | 0.2228%
20401 | 9 | 2 |  | Manual | 1 | Table | Compact Fluorescent |  | Other | 1 | 42 | 204019 | Master Bedroom | 0.2228%
20401 | 9 | 3 |  | Manual | 2 | Ceiling Fixture | Incandescent |  | Standard A Lamp | 1 | 100 | 204019 | Master Bedroom | 0.2228%
20401 | 10 | 1 |  | Manual | 1 | Track | Incandescent |  | Decorative | 4 | 40 | 2040110 | Bathroom | 0.2228%
20429 | 1 | 1 |  | Manual | 1 | Ceiling Fixture | Compact Fluorescent |  | Twist | 2 | 22 | 204291 | Bathroom | 0.1597%
20429 | 2 | 1 |  | Manual | 2 | Ceiling Fixture | Compact Fluorescent |  | Twist | 2 | 22 | 204292 | Bathroom | 0.1597%
20429 | 3 | 1 |  | Manual | 1 | Ceiling Fan | Compact Fluorescent |  | Twist | 3 | 22 | 204293 | Bedroom | 0.1597%
20429 | 4 | 1 |  | Manual | 1 | Ceiling Fan | Compact Fluorescent |  | Twist | 3 | 22 | 204294 | Bedroom | 0.1597%
20429 | 5 | 1 |  | Manual | 1 | Chandelier (Hanging) | Compact Fluorescent |  | Straight Tube | 1 | 22 | 204295 | Dining Room | 0.1597%
20429 | 6 | 1 |  | Manual | 1 | Ceiling Fan | Compact Fluorescent |  | Twist | 3 | 22 | 204296 | Other | 0.1597%
20429 | 7 | 1 |  | Manual | 1 | Floor lamp | Compact Fluorescent |  | Twist | 1 | 22 | 204297 | Family Room | 0.1597%
20429 | 8 | 1 |  | Manual | 7 | Ceiling Fixture | Incandescent |  | Standard A Lamp | 1 | 60 | 204298 | Garage | 0.1597%
20429 | 8 | 2 |  | Manual | 1 | Ceiling Fixture | Linear Fluorescent | 48 | T-8 | 2 | 40 | 204298 | Garage | 0.1597%
20429 | 9 | 1 |  | Manual | 1 | Ceiling Fixture | Compact Fluorescent |  | Twist | 2 | 22 | 204299 | Hall | 0.1597%
20429 | 10 | 1 |  | Manual | 2 | Ceiling Fixture | Incandescent |  | Standard A Lamp | 1 | 60 | 2042910 | Hall | 0.1597%
20429 | 11 | 1 |  | Manual | 3 | Ceiling Fixture | Compact Fluorescent |  | Twist | 2 | 22 | 2042911 | Kitchen | 0.1597%
20429 | 12 | 1 |  | Manual | 1 | Track | Incandescent |  | Standard A Lamp | 3 | 40 | 2042912 | Laundry Room | 0.1597%
20429 | 13 | 1 |  | Manual | 2 | Floor lamp | Compact Fluorescent |  | Twist | 2 | 15 | 2042913 | Living Room | 0.1597%
20429 | 14 | 1 |  | Manual | 1 | Ceiling Fan | Incandescent |  | Standard A Lamp | 4 | 60 | 2042914 | Master Bedroom | 0.1597%
20429 | 15 | 1 |  | Manual | 1 | Ceiling Fixture | Compact Fluorescent |  | Twist | 1 | 15 | 2042915 | Other | 0.1597%
20439 | 1 | 1 |  | Manual | 1 | Wall Mount | Incandescent |  | Mini base | 6 | 25 | 204391 | Bathroom | 0.3915%
20439 | 2 | 1 |  | Dimmer | 1 | Wall Mount | Compact Fluorescent |  | Twist | 1 | 15 | 204392 | Bedroom | 0.3915%
20439 | 2 | 2 |  | Manual | 2 | Wall Mount | Incandescent |  | Standard A Lamp | 1 | 60 | 204392 | Bedroom | 0.3915%
20439 | 2 | 3 |  | Manual | 1 | Table | Incandescent |  | Standard A Lamp | 1 | 60 | 204392 | Bedroom | 0.3915%
20439 | 3 | 1 |  | Manual | 1 | Wall Mount | Compact Fluorescent |  | Twist | 1 | 15 | 204393 | Hall | 0.3915%
20439 | 4 | 1 |  | Manual | 3 | Ceiling Fixture | Compact Fluorescent |  | Twist | 3 | 15 | 204394 | Kitchen | 0.3915%
20439 | 5 | 1 |  | Manual | 1 | Ceiling Fan | Compact Fluorescent |  | Twist | 4 | 15 | 204395 | Living Room | 0.3915%
20439 | 5 | 2 |  | Manual | 1 | Torchiere | Compact Fluorescent |  | Twist | 2 | 15 | 204395 | Living Room | 0.3915%
20439 | 5 | 3 |  | Manual | 2 | Wall Mount | Incandescent |  | Standard A Lamp | 1 | 60 | 204395 | Living Room | 0.3915%
20439 | 6 | 1 |  | Manual | 1 | Wall Mount | Compact Fluorescent |  | A shape bulb | 1 | 15 | 204396 | Office | 0.3915%
20464 | 1 | 1 |  | Manual | 1 | Wall Mount | Incandescent |  | Globe | 5 | 40 | 204641 | Bathroom | 0.4265%
20464 | 2 | 1 |  | Manual | 1 | Ceiling Fixture | Incandescent |  | Standard A Lamp | 2 | 60 | 204642 | Bedroom | 0.4265%
20464 | 2 | 2 |  | Manual | 1 | Table | Incandescent |  | Standard A Lamp | 1 | 40 | 204642 | Bedroom | 0.4265%
20464 | 3 | 1 |  | Manual | 1 | Ceiling Fixture | Incandescent |  | Standard A Lamp | 2 | 60 | 204643 | Bedroom | 0.4265%
20464 | 3 | 2 |  | Manual | 1 | Table | Incandescent |  | Globe | 1 | 25 | 204643 | Bedroom | 0.4265%
20464 | 4 | 1 |  | Manual | 1 | Chandelier (Hanging) | Incandescent |  | Standard A Lamp | 3 | 75 | 204644 | Dining Room | 0.4265%
20464 | 4 | 2 |  | Manual | 1 | Table | Incandescent |  | Decorative | 1 | 5 | 204644 | Dining Room | 0.4265%
20464 | 5 | 1 |  | Manual | 1 | Ceiling Fixture | Incandescent |  | Globe | 3 | 40 | 204645 | Hall | 0.4265%
20464 | 6 | 1 |  | Manual | 1 | Ceiling Fixture | Incandescent |  | Standard A Lamp | 1 | 60 | 204646 | Hall | 0.4265%
20464 | 7 | 1 |  | Manual | 2 | Ceiling Fixture | Linear Fluorescent | 48 | T-12 | 2 | 32 | 204647 | Kitchen | 0.4265%
20464 | 7 | 2 |  | Manual | 1 | Ceiling Fixture | Halogen |  | PAR | 2 | 50 | 204647 | Kitchen | 0.4265%
20464 | 8 | 1 |  | Manual | 1 | Recessed - other | Linear Fluorescent | 48 | T-12 | 2 | 32 | 204648 | Laundry Room | 0.4265%
20464 | 9 | 1 |  | Manual | 1 | Recessed - other | Linear Fluorescent | 48 | T-12 | 2 | 32 | 204649 | Laundry Room | 0.4265%
20464 | 10 | 1 |  | Manual | 2 | Wall Mount | Incandescent |  | Globe | 5 | 40 | 2046410 | Bathroom | 0.4265%
20464 | 10 | 2 |  | Manual | 1 | Ceiling Fixture | Incandescent |  | Standard A Lamp | 1 | 60 | 2046410 | Bathroom | 0.4265%
20464 | 11 | 1 |  | Manual | 3 | Table | Incandescent |  | Standard A Lamp | 1 | 60 | 2046411 | Master Bedroom | 0.4265%
20464 | 12 | 1 |  | Manual | 1 | Ceiling Fixture | Linear Fluorescent | 48 | T-12 | 2 | 32 | 2046412 | Bedroom | 0.4265%
20464 | 13 | 1 |  | Manual | 1 | Ceiling Fixture | Incandescent |  | Standard A Lamp | 2 | 60 | 2046413 | Office | 0.4265%
20464 | 13 | 2 |  | Manual | 1 | Table | Incandescent |  | Standard A Lamp | 1 | 60 | 2046413 | Office | 0.4265%
20465 | 1 | 1 |  | Manual | 1 | Ceiling Fixture | Compact Fluorescent |  | Twist | 2 | 15 | 204651 | Bathroom | 0.4265%
20465 | 1 | 2 |  | Manual | 1 | Wall Mount | Incandescent |  | Globe | 8 | 60 | 204651 | Bathroom | 0.4265%
20465 | 2 | 1 |  | Manual | 1 | Wall Mount | Incandescent |  | Globe | 4 | 60 | 204652 | Bathroom | 0.4265%
20465 | 3 | 1 |  | Manual | 1 | Ceiling Fixture | Incandescent |  | Standard A Lamp | 2 | 60 | 204653 | Bedroom | 0.4265%
20465 | 4 | 1 |  | Manual | 1 | Ceiling Fixture | Incandescent |  | Standard A Lamp | 2 | 65 | 204654 | Bedroom | 0.4265%
20465 | 4 | 2 |  | Manual | 1 | Ceiling Fixture | Incandescent |  | Standard A Lamp | 1 | 60 | 204654 | Bedroom | 0.4265%
20465 | 5 | 1 |  | Manual | 1 | Ceiling Fixture | Incandescent |  | Standard A Lamp | 2 | 60 | 204655 | Bedroom | 0.4265%
20465 | 6 | 1 |  | Manual | 1 | Ceiling Fixture | Incandescent |  | Standard A Lamp | 1 | 60 | 204656 | Hall | 0.4265%
20465 | 7 | 1 |  | Manual | 1 | Chandelier (Hanging) | Incandescent |  | Standard A Lamp | 3 | 60 | 204657 | Kitchen | 0.4265%
20465 | 7 | 2 |  | Manual | 2 | Ceiling Fixture | Linear Fluorescent | 48 | T-8 | 2 | 32 | 204657 | Kitchen | 0.4265%
20465 | 7 | 3 |  | Manual | 1 | Ceiling Fixture | Incandescent |  | Standard A Lamp | 3 | 60 | 204657 | Kitchen | 0.4265%
20465 | 7 | 4 |  | Manual | 2 | Ceiling Fixture | Incandescent |  | Reflector | 1 | 50 | 204657 | Kitchen | 0.4265%
20465 | 7 | 5 |  | Manual | 1 | Recessed - other | Incandescent |  | Standard A Lamp | 1 | 60 | 204657 | Kitchen | 0.4265%
20465 | 8 | 1 |  | Manual | 1 | Ceiling Fixture | Incandescent |  | Standard A Lamp | 2 | 60 | 204658 | Laundry Room | 0.4265%
20465 | 9 | 1 |  | Manual | 1 | Ceiling Fan | Compact Fluorescent |  | Circline (Screw Base) | 1 | 22 | 204659 | Living Room | 0.4265%
20465 | 10 | 1 |  | Manual | 1 | Ceiling Fixture | Linear Fluorescent | 48 | T-12 | 1 | 40 | 2046510 | Office | 0.4265%
20470 | 1 | 1 |  | Manual | 1 | Ceiling Fixture | Compact Fluorescent |  | Twist | 1 | 15 | 204701 | Bathroom | 0.5638%
20470 | 2 | 1 |  | Manual | 1 | Ceiling Fixture | Incandescent |  | Standard A Lamp | 1 | 100 | 204702 | Bathroom | 0.5638%
20470 | 3 | 1 |  | Manual | 1 | Table | Incandescent |  | Standard A Lamp | 1 | 60 | 204703 | Bathroom | 0.5638%
20470 | 4 | 1 |  | Manual | 1 | Floor lamp | Incandescent |  | Standard A Lamp | 1 | 60 | 204704 | Bedroom | 0.5638%
20470 | 5 | 1 |  | Manual | 1 | Table | Incandescent |  | 3-Way Incandescent | 1 | 100 | 204705 | Family Room | 0.5638%
20470 | 5 | 2 |  | Manual | 1 | Floor lamp | Compact Fluorescent |  | Twist | 1 | 15 | 204705 | Family Room | 0.5638%
20470 | 5 | 3 |  | Manual | 1 | Floor lamp | Incandescent |  | 3-Way Incandescent | 1 | 100 | 204705 | Family Room | 0.5638%
20470 | 6 | 1 |  | Manual | 1 | Ceiling Fan | Incandescent |  | Standard A Lamp | 4 | 60 | 204706 | Kitchen | 0.5638%
20470 | 6 | 2 |  | Manual | 1 | Ceiling Fixture | Linear Fluorescent | 24 | T-12 | 2 | 20 | 204706 | Kitchen | 0.5638%
20470 | 7 | 1 |  | Manual | 1 | Ceiling Fixture | Incandescent |  | Standard A Lamp | 2 | 60 | 204707 | Laundry Room | 0.5638%
20484 | 1 | 1 |  |  | 2 | Ceiling Fixture | Compact Fluorescent |  | Twist | 2 | 25 | 204841 | Bathroom | 0.3915%
20484 | 1 | 2 |  | Manual | 1 | Ceiling Fixture | Linear Fluorescent | 24 | T-12 | 1 | 20 | 204841 | Bathroom | 0.3915%
20484 | 2 | 1 |  | Manual | 1 | Ceiling Fixture | Linear Fluorescent | 24 | T-12 | 1 | 20 | 204842 | Bathroom | 0.3915%
20484 | 2 | 2 |  | Manual | 1 | Ceiling Fixture | Compact Fluorescent |  | Twist | 2 | 20 | 204842 | Bathroom | 0.3915%
20484 | 3 | 1 |  | Manual | 1 | Ceiling Fixture | Compact Fluorescent |  | Twist | 2 | 20 | 204843 | Bedroom | 0.3915%
20484 | 3 | 2 |  | Manual | 2 | Table | Compact Fluorescent |  | Twist | 1 | 20 | 204843 | Bedroom | 0.3915%
20484 | 4 | 1 |  | Manual | 1 | Ceiling Fixture | Compact Fluorescent |  | Twist | 2 | 20 | 204844 | Bedroom | 0.3915%
20484 | 4 | 2 |  | Manual | 2 | Table | Compact Fluorescent |  | Twist | 1 | 20 | 204844 | Bedroom | 0.3915%
20484 | 5 | 1 |  | Manual | 1 | Chandelier (Hanging) | Compact Fluorescent |  | Twist | 5 | 20 | 204845 | Living Room | 0.3915%
20484 | 6 | 1 |  | Manual | 1 | Torchiere | Halogen |  | Quartz Tube | 1 | 150 | 204846 | Family Room | 0.3915%
20484 | 6 | 2 |  | Manual | 1 | Table | Compact Fluorescent |  | Twist | 1 | 20 | 204846 | Family Room | 0.3915%
20484 | 7 | 1 |  | Manual | 1 | Ceiling Fixture | Compact Fluorescent |  | Twist | 1 | 20 | 204847 | Hall | 0.3915%
20484 | 8 | 1 |  | Manual | 1 | Ceiling Fixture | Linear Fluorescent | 48 | T-12 | 4 | 34 | 204848 | Kitchen | 0.3915%
20484 | 8 | 2 |  | Manual | 2 | Ceiling Fixture | Compact Fluorescent |  | Twist | 1 | 20 | 204848 | Kitchen | 0.3915%
20484 | 9 | 1 |  | Manual | 1 | Ceiling Fixture | Compact Fluorescent |  | Twist | 2 | 20 | 204849 | Laundry Room | 0.3915%
20484 | 10 | 1 |  | Manual | 2 | Ceiling Fixture | Compact Fluorescent |  | Twist | 1 | 20 | 2048410 | Living Room | 0.3915%
20484 | 10 | 2 |  | Manual | 1 | Table | Compact Fluorescent |  | Twist | 1 | 20 | 2048410 | Living Room | 0.3915%
20484 | 11 | 1 |  | Manual | 1 | Ceiling Fan | Compact Fluorescent |  | Twist | 3 | 13 | 2048411 | Other | 0.3915%
20484 | 11 | 2 |  | Manual | 1 | Floor lamp | Compact Fluorescent |  | Twist | 1 | 13 | 2048411 | Other | 0.3915%
20484 | 12 | 1 |  | Manual | 1 | Ceiling Fixture | Compact Fluorescent |  | Twist | 2 | 20 | 2048412 | Other | 0.3915%
20511 | 1 | 1 |  | Manual | 1 | Ceiling Fixture | Incandescent |  | Standard A Lamp | 1 | 40 | 205111 | Closet | 0.2228%
20511 | 2 | 1 |  | Manual | 1 | Chandelier (Hanging) | Compact Fluorescent |  | Twist | 1 | 22 | 205112 | Living Room | 0.2228%
20511 | 3 | 1 |  | Manual | 1 | Ceiling Fixture | Incandescent |  | Standard A Lamp | 1 | 90 | 205113 | Kitchen | 0.2228%
20511 | 3 | 2 |  | Manual | 1 | Ceiling Fixture | Compact Fluorescent |  | Twist | 2 | 22 | 205113 | Kitchen | 0.2228%
20511 | 4 | 1 |  | Manual | 1 | Wall Mount | Compact Fluorescent |  | Twist | 1 | 7 | 205114 | Hall | 0.2228%
20511 | 5 | 1 |  | Manual | 1 | Ceiling Fixture | Incandescent |  | Standard A Lamp | 1 | 40 | 205115 | Bathroom | 0.2228%
20511 | 6 | 1 |  | Manual | 1 | Table | Incandescent |  | Standard A Lamp | 1 | 60 | 205116 | Bedroom | 0.2228%
20511 | 7 | 1 |  | Manual | 1 | Table | Incandescent |  | Decorative | 1 | 40 | 205117 | Office | 0.2228%
20511 | 7 | 2 |  | Manual | 1 | Table | Incandescent |  | Standard A Lamp | 1 | 65 | 205117 | Office | 0.2228%
20511 | 8 | 1 |  | Manual | 1 | Wall Mount | Incandescent |  | Standard A Lamp | 2 | 65 | 205118 | Bathroom | 0.2228%
20511 | 9 | 1 |  | Manual | 1 | Table | Incandescent |  | Standard A Lamp | 1 | 15 | 205119 | Master Bedroom | 0.2228%
20517 | 1 | 1 |  | Manual | 1 | Table | Compact Fluorescent |  | Twist | 1 | 15 | 205171 | Bathroom | 0.536%
20517 | 2 | 1 |  | Manual | 1 | Ceiling Fixture | Incandescent |  | Standard A Lamp | 2 | 60 | 205172 | Bathroom | 0.536%
20517 | 2 | 2 |  | Manual | 1 | Wall Mount | Incandescent |  | Globe | 3 | 60 | 205172 | Bathroom | 0.536%
20517 | 3 | 1 |  | Manual | 1 | Table | Compact Fluorescent |  | Twist | 1 | 15 | 205173 | Living Room | 0.536%
20517 | 4 | 1 |  | Manual | 1 | Chandelier (Hanging) | Incandescent |  | Standard A Lamp | 1 | 60 | 205174 | Dining Room | 0.536%
20517 | 5 | 1 |  | Manual | 2 | Ceiling Fixture | Incandescent |  | Standard A Lamp | 2 | 60 | 205175 | Kitchen | 0.536%
20517 | 6 | 1 |  | Manual | 1 | Wall Mount | Incandescent |  | Globe | 3 | 40 | 205176 | Bathroom | 0.536%
20517 | 8 | 1 |  | Manual | 1 | Table | Compact Fluorescent |  | Twist | 1 | 15 | 205178 | Bedroom | 0.536%
20517 | 9 | 1 |  | Manual | 1 | Ceiling Fixture | Incandescent |  | Standard A Lamp | 2 | 60 | 205179 | Laundry Room | 0.536%
20535 | 1 | 1 |  | Manual | 1 | Ceiling Fixture | Incandescent |  | Standard A Lamp | 1 | 75 | 205351 | Bedroom | 0.2228%
20535 | 1 | 2 |  | Manual | 1 | Table | Incandescent |  | Standard A Lamp | 1 | 75 | 205351 | Bedroom | 0.2228%
20535 | 2 | 1 |  | Manual | 2 | Ceiling Fixture | Incandescent |  | Standard A Lamp | 2 | 75 | 205352 | Bedroom | 0.2228%
20535 | 2 | 2 |  | Manual | 1 | Ceiling Fixture | Compact Fluorescent |  | Twist | 1 | 15 | 205352 | Bedroom | 0.2228%
20535 | 3 | 1 |  | Manual | 1 | Ceiling Fixture | Incandescent |  | Standard A Lamp | 1 | 75 | 205353 | Kitchen | 0.2228%
20535 | 3 | 2 |  | Manual | 1 | Wall Mount | Compact Fluorescent |  | Twist | 1 | 15 | 205353 | Kitchen | 0.2228%
20535 | 4 | 1 |  | Manual | 1 | Ceiling Fixture | Compact Fluorescent |  | Twist | 2 | 15 | 205354 | Living Room | 0.2228%
20535 | 5 | 1 |  | Manual | 1 | Ceiling Fixture | Incandescent |  | Standard A Lamp | 2 | 75 | 205355 | Master Bedroom | 0.2228%
20541 | 1 | 1 |  | Manual | 1 | Wall Mount | Incandescent |  | Globe | 3 | 40 | 205411 | Bathroom | 0.2228%
20541 | 2 | 1 |  | Manual | 1 | Ceiling Fixture | Incandescent |  | Standard A Lamp | 2 | 60 | 205412 | Bedroom | 0.2228%
20541 | 3 | 1 |  | Manual | 1 | Ceiling Fixture | Compact Fluorescent |  | Twist | 2 | 15 | 205413 | Hall | 0.2228%
20541 | 4 | 1 |  | Manual | 2 | Ceiling Fixture | Compact Fluorescent |  | Twist | 2 | 15 | 205414 | Kitchen | 0.2228%
20541 | 4 | 2 |  | Manual | 1 | Chandelier (Hanging) | Compact Fluorescent |  | Twist | 1 | 15 | 205414 | Kitchen | 0.2228%
20541 | 4 | 3 |  | Manual | 1 | Ceiling Fan | Compact Fluorescent |  | Twist | 1 | 15 | 205414 | Kitchen | 0.2228%
20541 | 5 | 1 |  | Manual | 1 | Wall Mount | Incandescent |  | Globe | 3 | 40 | 205415 | Bathroom | 0.2228%
20541 | 6 | 1 |  | Manual | 1 | Ceiling Fixture | Compact Fluorescent |  | Twist | 2 | 15 | 205416 | Bedroom | 0.2228%
20541 | 6 | 2 |  | Manual | 2 | Table | Incandescent |  | Standard A Lamp | 1 | 75 | 205416 | Bedroom | 0.2228%
20541 | 7 | 1 |  | Manual | 1 | Ceiling Fixture | Compact Fluorescent |  | Twist | 2 | 13 | 205417 | Laundry Room | 0.2228%
20541 | 8 | 1 |  | Manual | 7 | Ceiling Fixture | Linear Fluorescent | 48 | T-12 | 2 | 40 | 205418 | Garage | 0.2228%
20541 | 9 | 1 |  | Dimmer | 1 | Table | Incandescent |  | Standard A Lamp | 1 | 75 | 205419 | Living Room | 0.2228%
20541 | 9 | 2 |  | Manual | 1 | Floor lamp | Halogen |  | Quartz Tube | 1 | 100 | 205419 | Living Room | 0.2228%
20541 | 10 | 1 |  | Manual | 1 | Ceiling Fixture | Incandescent |  | Standard A Lamp | 2 | 60 | 2054110 | Bedroom | 0.2228%
20541 | 10 | 2 |  | Manual | 1 | Table | Incandescent |  | Decorative | 2 | 40 | 2054110 | Bedroom | 0.2228%
20542 | 1 | 1 |  | Manual | 1 | Wall Mount | Compact Fluorescent |  | Globe | 3 | 22 | 205421 | Bathroom | 0.1597%
20542 | 2 | 1 |  | Manual | 1 | Ceiling Fixture | Compact Fluorescent |  | Twist | 2 | 15 | 205422 | Bathroom | 0.1597%
20542 | 2 | 2 |  | Manual | 1 | Wall Mount | Compact Fluorescent |  | Twist | 3 | 22 | 205422 | Bathroom | 0.1597%
20542 | 3 | 1 |  | Manual | 1 | Ceiling Fixture | Compact Fluorescent |  | Twist | 1 | 22 | 205423 | Bedroom | 0.1597%
20542 | 4 | 1 |  | Manual | 1 | Ceiling Fixture | Compact Fluorescent |  | Twist | 1 | 15 | 205424 | Hall | 0.1597%
20542 | 5 | 1 |  | Manual | 1 | Chandelier (Hanging) | Compact Fluorescent |  | Twist | 1 | 22 | 205425 | Living Room | 0.1597%
20542 | 5 | 2 |  | Manual | 1 | Table | Compact Fluorescent |  | Twist | 1 | 15 | 205425 | Living Room | 0.1597%
20542 | 5 | 3 |  | Manual | 1 | Floor lamp | Compact Fluorescent |  | Twist | 1 | 15 | 205425 | Living Room | 0.1597%
20542 | 5 | 4 |  | Manual | 2 | Ceiling Fixture | Compact Fluorescent |  | Twist | 1 | 22 | 205425 | Living Room | 0.1597%
20542 | 6 | 1 |  | Manual | 1 | Ceiling Fixture | Compact Fluorescent |  | Twist | 2 | 15 | 205426 | Master Bedroom | 0.1597%
20592 | 1 | 1 |  | Manual | 2 | Ceiling Fixture | Incandescent |  | Standard A Lamp | 2 | 40 | 205921 | Bedroom | 0.2228%
20592 | 1 | 2 |  | Manual | 1 | Wall Mount | Incandescent |  | Globe | 2 | 90 | 205921 | Bedroom | 0.2228%
20592 | 1 | 3 |  | Manual | 1 | Torchiere | Incandescent |  | 3-Way Incandescent | 1 | 75 | 205921 | Bedroom | 0.2228%
20592 | 2 | 1 |  | Manual | 1 | Chandelier (Hanging) | Incandescent |  | Standard A Lamp | 2 | 60 | 205922 | Master Bedroom | 0.2228%
20592 | 3 | 1 |  | Manual | 1 | Table | Incandescent |  | Globe | 1 | 60 | 205923 | Family Room | 0.2228%
20592 | 4 | 1 |  | Manual | 1 | Ceiling Fixture | Incandescent |  | Standard A Lamp | 1 | 60 | 205924 | Dining Room | 0.2228%
20592 | 5 | 1 |  | Manual | 2 | Ceiling Fixture | Incandescent |  | Standard A Lamp | 1 | 60 | 205925 | Kitchen | 0.2228%
20592 | 6 | 1 |  | Manual | 1 | Ceiling Fixture | Incandescent |  | Standard A Lamp | 1 | 60 | 205926 | Laundry Room | 0.2228%
20592 | 7 | 1 |  | Manual | 1 | Torchiere | Incandescent |  | Standard A Lamp | 1 | 60 | 205927 | Living Room | 0.2228%
20592 | 7 | 2 |  | Manual | 2 | Table | Incandescent |  | Standard A Lamp | 1 | 60 | 205927 | Living Room | 0.2228%
20592 | 8 | 1 |  | Manual | 1 | Wall Mount | Incandescent |  | Globe | 1 | 90 | 205928 | Bathroom | 0.2228%
20592 | 9 | 1 |  | Manual | 1 | Ceiling Fixture | Incandescent |  | Standard A Lamp | 1 | 60 | 205929 | Bedroom | 0.2228%
20611 | 1 | 1 |  | Manual | 1 | Wall Mount | Incandescent |  | Standard A Lamp | 5 | 60 | 206111 | Bathroom | 0.536%
20611 | 1 | 2 |  | Manual | 1 | Ceiling Fixture | Incandescent |  | Standard A Lamp | 3 | 60 | 206111 | Bathroom | 0.536%
20611 | 2 | 1 |  | Manual | 1 | Ceiling Fixture | Incandescent |  | Standard A Lamp | 1 | 60 | 206112 | Hall | 0.536%
20611 | 3 | 1 |  | Manual | 2 | Table | Incandescent |  | Standard A Lamp | 1 | 60 | 206113 | Bedroom | 0.536%
20611 | 4 | 1 |  | Manual | 1 | Wall Mount | Incandescent |  | Standard A Lamp | 1 | 60 | 206114 | Master Bedroom | 0.536%
20611 | 4 | 2 |  | Manual | 2 | Wall Mount | Incandescent |  | 3-Way Incandescent | 1 | 100 | 206114 | Master Bedroom | 0.536%
20611 | 5 | 1 |  | Dimmer | 1 | Ceiling Fan | Incandescent |  | Standard A Lamp | 3 | 60 | 206115 | Dining Room | 0.536%
20611 | 6 | 1 |  | Manual | 3 | Table | Incandescent |  | 3-Way Incandescent | 1 | 100 | 206116 | Living Room | 0.536%
20611 | 6 | 2 |  | Manual | 1 | Floor lamp | Incandescent |  | Standard A Lamp | 1 | 60 | 206116 | Living Room | 0.536%
20611 | 6 | 3 |  | Manual | 1 | Ceiling Fixture | Incandescent |  | Standard A Lamp | 2 | 60 | 206116 | Living Room | 0.536%
20611 | 6 | 4 |  | Manual | 1 | Ceiling Fan | Incandescent |  | Standard A Lamp | 3 | 40 | 206116 | Living Room | 0.536%
20611 | 7 | 1 |  | Manual | 2 | Ceiling Fixture | Linear Fluorescent | 48 | T-12 | 2 | 40 | 206117 | Kitchen | 0.536%
20611 | 7 | 2 |  | Manual | 1 | Architectural | Incandescent |  | Reflector | 2 | 40 | 206117 | Kitchen | 0.536%
20611 | 8 | 1 |  | Manual | 1 | Ceiling Fixture | Incandescent |  | Standard A Lamp | 1 | 60 | 206118 | Laundry Room | 0.536%
20611 | 9 | 1 |  | Manual | 2 | Ceiling Fixture | Incandescent |  | Standard A Lamp | 1 | 60 | 206119 | Office | 0.536%
20611 | 9 | 2 |  | Manual | 1 | Table | Halogen |  | Other | 1 | 30 | 206119 | Office | 0.536%
20611 | 10 | 1 |  | Manual | 2 | Wall Mount | Incandescent |  | Mini base | 2 | 60 | 2061110 | Bedroom | 0.536%
20611 | 10 | 2 |  | Manual | 1 | Table | Incandescent |  | Mini base | 1 | 60 | 2061110 | Bedroom | 0.536%
20611 | 11 | 1 |  | Manual | 1 | Wall Mount | Compact Fluorescent |  | A shape bulb | 1 | 15 | 2061111 | Bathroom | 0.536%
20611 | 11 | 2 |  | Manual | 1 | Wall Mount | Incandescent |  | Standard A Lamp | 1 | 60 | 2061111 | Bathroom | 0.536%
20611 | 11 | 3 |  | Manual | 1 | Ceiling Fixture | Incandescent |  | Standard A Lamp | 1 | 60 | 2061111 | Bathroom | 0.536%
20621 | 1 | 1 |  | Manual | 2 | Wall Mount | Compact Fluorescent |  | Twist | 1 | 15 | 206211 | Bathroom | 0.4265%
20621 | 2 | 1 |  | Manual | 2 | Table | Compact Fluorescent |  | Twist | 1 | 15 | 206212 | Bedroom | 0.4265%
20621 | 2 | 2 |  | Manual | 1 | Floor lamp | Compact Fluorescent |  | Twist | 3 | 15 | 206212 | Bedroom | 0.4265%
20621 | 3 | 1 |  | Manual | 1 | Ceiling Fixture | Compact Fluorescent |  | Twist | 1 | 15 | 206213 | Bedroom | 0.4265%
20621 | 4 | 1 |  | Manual | 1 | Ceiling Fixture | Incandescent |  | Standard A Lamp | 1 | 60 | 206214 | Bedroom | 0.4265%
20621 | 5 | 1 |  | Manual | 1 | Ceiling Fixture | Compact Fluorescent |  | Twist | 1 | 15 | 206215 | Hall | 0.4265%
20621 | 6 | 1 |  | Manual | 2 | Ceiling Fixture | Compact Fluorescent |  | Twist | 1 | 15 | 206216 | Kitchen | 0.4265%
20621 | 6 | 2 |  | Manual | 1 | Table | Compact Fluorescent |  | Twist | 1 | 15 | 206216 | Kitchen | 0.4265%
20621 | 7 | 1 |  | Manual | 1 | Ceiling Fixture | Compact Fluorescent |  | Twist | 1 | 15 | 206217 | Laundry Room | 0.4265%
20621 | 8 | 1 |  | Manual | 1 | Table | Compact Fluorescent |  | Twist | 1 | 15 | 206218 | Living Room | 0.4265%
20630 | 1 | 1 |  | Manual | 4 | Ceiling Fixture | Compact Fluorescent |  | Twist | 1 | 22 | 206301 | Other | 0.1597%
20630 | 2 | 1 |  | Manual | 1 | Ceiling Fixture | Compact Fluorescent |  | Twist | 2 | 22 | 206302 | Bathroom | 0.1597%
20630 | 3 | 1 |  | Manual | 1 | Ceiling Fixture | Incandescent |  | Standard A Lamp | 2 | 60 | 206303 | Bathroom | 0.1597%
20630 | 4 | 1 |  | Manual | 1 | Ceiling Fixture | Compact Fluorescent |  | Twist | 2 | 28 | 206304 | Bedroom | 0.1597%
20630 | 5 | 1 |  | Manual | 1 | Ceiling Fixture | Incandescent |  | Standard A Lamp | 2 | 60 | 206305 | Bedroom | 0.1597%
20630 | 6 | 1 |  | Manual | 1 | Chandelier (Hanging) | Incandescent |  | Decorative | 5 | 40 | 206306 | Dining Room | 0.1597%
20630 | 7 | 1 |  | Manual | 1 | Ceiling Fixture | Compact Fluorescent |  | Twist | 2 | 22 | 206307 | Hall | 0.1597%
20630 | 8 | 1 |  | Manual | 1 | Ceiling Fixture | Compact Fluorescent |  | Twist | 2 | 22 | 206308 | Kitchen | 0.1597%
20630 | 9 | 1 |  | Manual | 2 | Ceiling Fixture | Compact Fluorescent |  | Twist | 2 | 15 | 206309 | Kitchen | 0.1597%
20630 | 10 | 1 |  | Manual | 1 | Ceiling Fixture | Compact Fluorescent |  | Twist | 2 | 15 | 2063010 | Laundry Room | 0.1597%
20630 | 11 | 1 |  | Manual | 1 | Ceiling Fan | Incandescent |  | Standard A Lamp | 5 | 60 | 2063011 | Living Room | 0.1597%
20630 | 11 | 2 |  | Manual | 1 | Ceiling Fixture | Incandescent |  | Reflector | 2 | 60 | 2063011 | Living Room | 0.1597%
20639 | 1 | 1 |  | Manual | 1 | Wall Mount | Incandescent |  | Standard A Lamp | 4 | 60 | 206391 | Bathroom | 0.1597%
20639 | 2 | 1 |  | Manual | 1 | Ceiling Fixture | Incandescent |  | Standard A Lamp | 2 | 60 | 206392 | Bedroom | 0.1597%
20639 | 2 | 2 |  | Manual | 1 | Table | Incandescent |  | Standard A Lamp | 1 | 60 | 206392 | Bedroom | 0.1597%
20639 | 3 | 1 |  | Manual | 1 | Ceiling Fixture | Incandescent |  | Standard A Lamp | 1 | 60 | 206393 | Closet | 0.1597%
20639 | 4 | 1 |  | Manual | 1 | Ceiling Fixture | Compact Fluorescent |  | Twist | 2 | 15 | 206394 | Bedroom | 0.1597%
20639 | 5 | 1 |  | Manual | 1 | Ceiling Fixture | Incandescent |  | Standard A Lamp | 1 | 60 | 206395 | Closet | 0.1597%
20639 | 5 | 2 |  | Manual | 2 | Table | Incandescent |  | Standard A Lamp | 1 | 60 | 206395 | Closet | 0.1597%
20639 | 6 | 1 |  | Manual | 1 | Chandelier (Hanging) | Compact Fluorescent |  | Twist | 5 | 15 | 206396 | Dining Room | 0.1597%
20639 | 7 | 1 |  | Manual | 1 | Ceiling Fixture | Incandescent |  | Globe | 1 | 60 | 206397 | Family Room | 0.1597%
20639 | 7 | 2 |  | Manual | 1 | Floor lamp | Compact Fluorescent |  | Twist | 4 | 15 | 206397 | Family Room | 0.1597%
20639 | 8 | 1 |  | Manual | 1 | Ceiling Fixture | Incandescent |  | Standard A Lamp | 2 | 60 | 206398 | Hall | 0.1597%
20639 | 9 | 1 |  | Manual | 8 | Recessed Can | Incandescent |  | Reflector | 1 | 65 | 206399 | Kitchen | 0.1597%
20639 | 10 | 1 |  | Manual | 1 | Ceiling Fixture | Incandescent |  | Standard A Lamp | 2 | 60 | 2063910 | Laundry Room | 0.1597%
20639 | 11 | 1 |  | Manual | 1 | Ceiling Fixture | Incandescent |  | Standard A Lamp | 1 | 60 | 2063911 | Living Room | 0.1597%
20639 | 11 | 2 |  | Manual | 1 | Floor lamp | Compact Fluorescent |  | Twist | 2 | 15 | 2063911 | Living Room | 0.1597%
20639 | 12 | 1 |  | Manual | 1 | Ceiling Fixture | Incandescent |  | Standard A Lamp | 1 | 60 | 2063912 | Bathroom | 0.1597%
20639 | 12 | 2 |  | Manual | 2 | Wall Mount | Incandescent |  | Standard A Lamp | 3 | 60 | 2063912 | Bathroom | 0.1597%
20639 | 13 | 1 |  | Manual | 1 | Table | Incandescent |  | Decorative | 3 | 25 | 2063913 | Bedroom | 0.1597%
20639 | 14 | 1 |  | Manual | 2 | Ceiling Fixture | Incandescent |  | Standard A Lamp | 1 | 60 | 2063914 | Closet | 0.1597%
20654 | 1 | 1 |  | Manual | 1 | Track | Compact Fluorescent |  | Twist | 4 | 15 | 206541 | Bathroom | 0.1597%
20654 | 2 | 1 |  | Manual | 1 | Table | Compact Fluorescent |  | Twist | 1 | 15 | 206542 | Bedroom | 0.1597%
20654 | 3 | 1 |  | Manual | 2 | Table | Incandescent |  | Standard A Lamp | 1 | 40 | 206543 | Master Bedroom | 0.1597%
20654 | 4 | 1 |  | Manual | 1 | Ceiling Fixture | Compact Fluorescent |  | Twist | 1 | 15 | 206544 | Hall | 0.1597%
20654 | 5 | 1 |  | Manual | 2 | Ceiling Fixture | Compact Fluorescent |  | Twist | 1 | 15 | 206545 | Kitchen | 0.1597%
20654 | 6 | 1 |  | Manual | 2 | Ceiling Fixture | Compact Fluorescent |  | Twist | 1 | 15 | 206546 | Living Room | 0.1597%
20656 | 1 | 1 |  | Manual | 1 | Chandelier (Hanging) | Incandescent |  | Standard A Lamp | 2 | 75 | 206561 | Bathroom | 0.1597%
20656 | 2 | 1 |  | Manual | 1 | Ceiling Fixture | Incandescent |  | Standard A Lamp | 2 | 60 | 206562 | Bedroom | 0.1597%
20656 | 2 | 2 |  | Manual | 1 | Ceiling Fixture | Incandescent |  | Standard A Lamp | 1 | 75 | 206562 | Bedroom | 0.1597%
20656 | 3 | 1 |  | Manual | 1 | Ceiling Fixture | Incandescent |  | Standard A Lamp | 3 | 75 | 206563 | Bedroom | 0.1597%
20656 | 3 | 2 |  | Manual | 2 | Table | Incandescent |  | Standard A Lamp | 1 | 100 | 206563 | Bedroom | 0.1597%
20656 | 4 | 1 |  | Manual | 1 | Ceiling Fixture | Incandescent |  | Standard A Lamp | 2 | 65 | 206564 | Hall | 0.1597%
20656 | 5 | 1 |  | Manual | 1 | Ceiling Fixture | Incandescent |  | Standard A Lamp | 2 | 60 | 206565 | Kitchen | 0.1597%
20656 | 5 | 2 |  | Manual | 1 | Chandelier (Hanging) | Compact Fluorescent |  | Twist | 1 | 22 | 206565 | Kitchen | 0.1597%
20656 | 6 | 1 |  | Manual | 1 | Table | Incandescent |  | Standard A Lamp | 1 | 75 | 206566 | Living Room | 0.1597%
20681 | 1 | 1 |  | Manual | 1 | Ceiling Fixture | Incandescent |  | Standard A Lamp | 1 | 40 | 206811 | Bedroom | 0.2228%
20681 | 2 | 1 |  | Manual | 1 | Ceiling Fixture | Incandescent |  | Standard A Lamp | 2 | 100 | 206812 | Bathroom | 0.2228%
20681 | 3 | 1 |  | Manual | 1 | Ceiling Fixture | Incandescent |  | Standard A Lamp | 2 | 75 | 206813 | Bathroom | 0.2228%
20681 | 4 | 1 |  | Manual | 1 | Ceiling Fixture | Incandescent |  | Standard A Lamp | 2 | 100 | 206814 | Closet | 0.2228%
20681 | 5 | 1 |  | Manual | 1 | Floor lamp | Incandescent |  | Mini base | 1 | 40 | 206815 | Bedroom | 0.2228%
20681 | 6 | 1 |  | Dimmer | 1 | Ceiling Fixture | Incandescent |  | Standard A Lamp | 1 | 75 | 206816 | Bedroom | 0.2228%
20681 | 7 | 1 |  | Dimmer | 6 | Recessed Can | Halogen |  | PAR | 1 | 30 | 206817 | Living Room | 0.2228%
20681 | 7 | 2 |  | Manual | 1 | Ceiling Fixture | Incandescent |  | Standard A Lamp | 3 | 75 | 206817 | Living Room | 0.2228%
20681 | 8 | 1 |  | Manual | 1 | Ceiling Fixture | Incandescent |  | Standard A Lamp | 1 | 75 | 206818 | Hall | 0.2228%
20681 | 9 | 1 |  | Manual | 1 | Ceiling Fan | Incandescent |  | Standard A Lamp | 1 | 75 | 206819 | Kitchen | 0.2228%
20681 | 9 | 2 |  | Manual | 1 | Ceiling Fixture | Incandescent |  | Standard A Lamp | 2 | 75 | 206819 | Kitchen | 0.2228%
20681 | 10 | 1 |  | Manual | 1 | Ceiling Fixture | Incandescent |  | Standard A Lamp | 2 | 75 | 2068110 | Laundry Room | 0.2228%
20681 | 11 | 1 |  | Dimmer | 6 | Recessed Can | Halogen |  | PAR | 1 | 30 | 2068111 | Living Room | 0.2228%
20681 | 12 | 1 |  | Dimmer | 1 | Ceiling Fixture | Incandescent |  | Standard A Lamp | 2 | 75 | 2068112 | Master Bedroom | 0.2228%
20681 | 13 | 1 |  | Manual | 3 | Other | Incandescent |  | Standard A Lamp | 1 | 75 | 2068113 | Other | 0.2228%
20682 | 1 | 1 |  | Manual | 1 | Wall Mount | Incandescent |  | Globe | 4 | 40 | 206821 | Bathroom | 0.3915%
20682 | 1 | 2 |  | Manual | 1 | Ceiling Fixture | Incandescent |  | Standard A Lamp | 1 | 40 | 206821 | Bathroom | 0.3915%
20682 | 2 | 1 |  | Manual | 3 | Floor lamp | Incandescent |  | Standard A Lamp | 1 | 40 | 206822 | Family Room | 0.3915%
20682 | 2 | 2 |  | Manual | 1 | Torchiere | Halogen |  | Quartz Tube | 1 | 100 | 206822 | Family Room | 0.3915%
20682 | 3 | 1 |  | Manual | 1 | Ceiling Fixture | Incandescent |  | Decorative | 1 | 60 | 206823 | Hall | 0.3915%
20682 | 4 | 1 |  | Manual | 2 | Torchiere | Halogen |  | Quartz Tube | 1 | 100 | 206824 | Kitchen | 0.3915%
20682 | 4 | 3 |  | Manual | 1 | Wall Mount | Incandescent |  | Standard A Lamp | 1 | 60 | 206824 | Kitchen | 0.3915%
20682 | 4 | 4 |  | Manual | 2 | Chandelier (Hanging) | Incandescent |  | Standard A Lamp | 1 | 60 | 206824 | Kitchen | 0.3915%
20682 | 4 | 5 |  | Manual | 1 | Wall Mount | Incandescent |  | Standard A Lamp | 1 | 60 | 206824 | Kitchen | 0.3915%
20682 | 4 | 6 |  | Manual | 2 | Ceiling Fixture | Linear Fluorescent | 48 | T-8 | 2 | 32 | 206824 | Kitchen | 0.3915%
20682 | 5 | 1 |  | Manual | 1 | Chandelier (Hanging) | Incandescent |  | Decorative | 6 | 40 | 206825 | Living Room | 0.3915%
20682 | 5 | 2 |  | Manual | 1 | Ceiling Fixture | Incandescent |  | Standard A Lamp | 1 | 60 | 206825 | Living Room | 0.3915%
20682 | 6 | 1 |  | Manual | 2 | Wall Mount | Incandescent |  | Globe | 4 | 40 | 206826 | Bathroom | 0.3915%
20682 | 7 | 1 |  | Manual | 3 | Floor lamp | Incandescent |  | 3-Way Incandescent | 1 | 150 | 206827 | Master Bedroom | 0.3915%
20682 | 7 | 2 |  | Manual | 1 | Track | Incandescent |  | Reflector | 2 | 75 | 206827 | Master Bedroom | 0.3915%
20682 | 8 | 1 |  | Manual | 1 | Ceiling Fixture | Incandescent |  | Standard A Lamp | 1 | 60 | 206828 | Laundry Room | 0.3915%
20682 | 8 | 2 |  | Manual | 1 | Ceiling Fixture | Linear Fluorescent | 48 | T-12 | 2 | 40 | 206828 | Laundry Room | 0.3915%
20682 | 8 | 3 |  | Manual | 1 | Ceiling Fixture | Incandescent |  | Reflector | 2 | 60 | 206828 | Laundry Room | 0.3915%
20689 | 1 | 1 |  | Manual | 1 | Ceiling Fixture | Incandescent |  | Standard A Lamp | 1 | 40 | 206891 | Bathroom | 0.2228%
20689 | 1 | 2 |  | Manual | 1 | Wall Mount | Halogen |  | Quartz Tube | 2 | 75 | 206891 | Bathroom | 0.2228%
20689 | 1 | 3 |  | Manual | 1 | Wall Mount | Incandescent |  | Standard A Lamp | 2 | 75 | 206891 | Bathroom | 0.2228%
20689 | 1 | 4 |  | Manual | 1 | Table | Incandescent |  | Reflector | 1 | 25 | 206891 | Bathroom | 0.2228%
20689 | 2 | 1 |  | Manual | 3 | Recessed - other | Incandescent |  | Standard A Lamp | 1 | 60 | 206892 | Bedroom | 0.2228%
20689 | 3 | 1 |  | Manual | 2 | Table | Incandescent |  | Standard A Lamp | 1 | 90 | 206893 | Bedroom | 0.2228%
20689 | 4 | 1 |  | Manual | 1 | Table | Incandescent |  | Standard A Lamp | 1 | 60 | 206894 | Bedroom | 0.2228%
20689 | 5 | 1 |  | Manual | 1 | Ceiling Fixture | Incandescent |  | Standard A Lamp | 1 | 75 | 206895 | Closet | 0.2228%
20689 | 6 | 1 |  | Manual | 1 | Table | Incandescent |  | Standard A Lamp | 1 | 75 | 206896 | Dining Room | 0.2228%
20689 | 6 | 2 |  | Manual | 1 | Ceiling Fixture | Incandescent |  | Standard A Lamp | 1 | 75 | 206896 | Dining Room | 0.2228%
20689 | 7 | 1 |  | Manual | 1 | Table | Incandescent |  | Standard A Lamp | 1 | 75 | 206897 | Kitchen | 0.2228%
20689 | 7 | 2 |  | Manual | 1 | Table | Halogen |  | Quartz Tube | 1 | 30 | 206897 | Kitchen | 0.2228%
20689 | 7 | 3 |  | Manual | 1 | Table | Compact Fluorescent |  | Twist | 1 | 15 | 206897 | Kitchen | 0.2228%
20689 | 7 | 4 |  | Manual | 1 | Ceiling Fan | Incandescent |  | Standard A Lamp | 1 | 40 | 206897 | Kitchen | 0.2228%
20689 | 7 | 5 |  | Manual | 1 | Chandelier (Hanging) | Incandescent |  | Standard A Lamp | 1 | 40 | 206897 | Kitchen | 0.2228%
20689 | 7 | 6 |  | Manual | 1 | Ceiling Fixture | Incandescent |  | Standard A Lamp | 1 | 40 | 206897 | Kitchen | 0.2228%
20689 | 8 | 1 |  | Manual | 1 | Table | Incandescent |  | Standard A Lamp | 1 | 90 | 206898 | Living Room | 0.2228%
20689 | 8 | 2 |  | Manual | 2 | Table | Compact Fluorescent |  | Twist | 1 | 15 | 206898 | Living Room | 0.2228%
20689 | 9 | 1 |  | Manual | 2 | Wall Mount | Halogen |  | Other | 3 | 30 | 206899 | Bathroom | 0.2228%
20689 | 9 | 2 |  | Manual | 1 | Table | Incandescent |  | Mini base | 1 | 25 | 206899 | Bathroom | 0.2228%
20689 | 10 | 1 |  | Manual | 1 | Table | Incandescent |  | Standard A Lamp | 1 | 60 | 2068910 | Master Bedroom | 0.2228%
20689 | 10 | 2 |  | Manual | 2 | Table | Compact Fluorescent |  | Twist | 1 | 15 | 2068910 | Master Bedroom | 0.2228%
20689 | 10 | 3 |  | Manual | 1 | Ceiling Fan | Halogen |  | Other | 1 | 25 | 2068910 | Master Bedroom | 0.2228%
20689 | 11 | 1 |  | Manual | 1 | Ceiling Fixture | Incandescent |  | Standard A Lamp | 1 | 75 | 2068911 | Laundry Room | 0.2228%
20697 | 1 | 1 |  | Manual | 2 | Ceiling Fixture | Incandescent |  | Standard A Lamp | 1 | 40 | 206971 | Bathroom | 0.1597%
20697 | 2 | 1 |  | Manual | 2 | Ceiling Fixture | Incandescent |  | Standard A Lamp | 1 | 60 | 206972 | Bathroom | 0.1597%
20697 | 2 | 2 |  | Manual | 1 | Wall Mount | Incandescent |  | Globe | 4 | 40 | 206972 | Bathroom | 0.1597%
20697 | 3 | 1 |  | Manual | 1 | Torchiere | Incandescent |  | Standard A Lamp | 2 | 65 | 206973 | Bedroom | 0.1597%
20697 | 3 | 2 |  | Manual | 1 | Table | Incandescent |  | Standard A Lamp | 1 | 60 | 206973 | Bedroom | 0.1597%
20697 | 3 | 3 |  | Manual | 1 | Ceiling Fixture | Incandescent |  | Standard A Lamp | 1 | 60 | 206973 | Bedroom | 0.1597%
20697 | 4 | 1 |  | Manual | 1 | Ceiling Fixture | Incandescent |  | Standard A Lamp | 2 | 40 | 206974 | Bedroom | 0.1597%
20697 | 5 | 1 |  | Manual | 1 | Ceiling Fixture | Incandescent |  | Standard A Lamp | 1 | 60 | 206975 | Hall | 0.1597%
20697 | 6 | 1 |  | Manual | 2 | Ceiling Fixture | Linear Fluorescent | 48 | T-8 | 2 | 40 | 206976 | Kitchen | 0.1597%
20697 | 7 | 1 |  | Manual | 1 | Ceiling Fixture | Incandescent |  | Standard A Lamp | 1 | 40 | 206977 | Laundry Room | 0.1597%
20697 | 8 | 1 |  | Manual | 3 | Torchiere | Incandescent |  | Standard A Lamp | 1 | 60 | 206978 | Living Room | 0.1597%
20697 | 8 | 2 |  | Manual | 1 | Ceiling Fan | Incandescent |  | Standard A Lamp | 1 | 60 | 206978 | Living Room | 0.1597%
20697 | 8 | 3 |  | Manual | 3 | Table | Incandescent |  | Standard A Lamp | 1 | 100 | 206978 | Living Room | 0.1597%
20697 | 9 | 1 |  | Manual | 1 | Ceiling Fixture | Incandescent |  | Standard A Lamp | 2 | 60 | 206979 | Master Bedroom | 0.1597%
20697 | 9 | 2 |  | Manual | 1 | Table | Incandescent |  | Standard A Lamp | 1 | 40 | 206979 | Master Bedroom | 0.1597%
20697 | 10 | 1 |  | Manual | 1 | Chandelier (Hanging) | Incandescent |  | Decorative | 3 | 25 | 2069710 | Other | 0.1597%
20722 | 1 | 1 |  | Manual | 1 | Wall Mount | Incandescent |  | Standard A Lamp | 2 | 60 | 207221 | Bathroom | 0.2228%
20722 | 2 | 1 |  | Manual | 2 | Ceiling Fixture | Incandescent |  | Standard A Lamp | 1 | 75 | 207222 | Bathroom | 0.2228%
20722 | 3 | 1 |  | Manual | 1 | Ceiling Fixture | Incandescent |  | Standard A Lamp | 1 | 60 | 207223 | Bathroom | 0.2228%
20722 | 3 | 2 |  | Manual | 1 | Ceiling Fixture | Compact Fluorescent |  | Twist | 2 | 15 | 207223 | Bathroom | 0.2228%
20722 | 4 | 1 |  | Manual | 2 | Chandelier (Hanging) | Incandescent |  | Standard A Lamp | 1 | 60 | 207224 | Bedroom | 0.2228%
20722 | 5 | 1 |  | Manual | 2 | Chandelier (Hanging) | Incandescent |  | Standard A Lamp | 1 | 60 | 207225 | Hall | 0.2228%
20722 | 6 | 1 |  | Manual | 2 | Ceiling Fixture | Incandescent |  | Standard A Lamp | 1 | 75 | 207226 | Kitchen | 0.2228%
20722 | 6 | 2 |  | Manual | 1 | Chandelier (Hanging) | Incandescent |  | Decorative | 5 | 40 | 207226 | Kitchen | 0.2228%
20722 | 7 | 1 |  | Manual | 1 | Ceiling Fixture | Linear Fluorescent | 48 | T-12 | 2 | 32 | 207227 | Laundry Room | 0.2228%
20722 | 8 | 1 |  | Manual | 2 | Table | Incandescent |  | Standard A Lamp | 1 | 100 | 207228 | Living Room | 0.2228%
20722 | 8 | 2 |  | Manual | 1 | Floor lamp | Incandescent |  | Standard A Lamp | 1 | 75 | 207228 | Living Room | 0.2228%
20722 | 9 | 1 |  | Manual | 1 | Ceiling Fan | Incandescent |  | Standard A Lamp | 4 | 75 | 207229 | Living Room | 0.2228%
20722 | 9 | 2 |  | Manual | 1 | Ceiling Fixture | Compact Fluorescent |  | Twist | 2 | 15 | 207229 | Living Room | 0.2228%
20722 | 9 | 3 |  | Manual | 2 | Ceiling Fixture | Incandescent |  | Standard A Lamp | 1 | 60 | 207229 | Living Room | 0.2228%
20722 | 9 | 4 |  | Manual | 1 | Ceiling Fixture | Incandescent |  | Standard A Lamp | 2 | 75 | 207229 | Living Room | 0.2228%
20722 | 10 | 1 |  | Manual | 2 | Wall Mount | Incandescent |  | Standard A Lamp | 1 | 60 | 2072210 | Other | 0.2228%
20722 | 11 | 1 |  | Manual | 1 | Ceiling Fixture | Incandescent |  | Standard A Lamp | 3 | 60 | 2072211 | Bedroom | 0.2228%
20722 | 11 | 2 |  | Manual | 1 | Table | Incandescent |  | Standard A Lamp | 1 | 40 | 2072211 | Bedroom | 0.2228%
20722 | 12 | 1 |  | Manual | 1 | Ceiling Fixture | Incandescent |  | Standard A Lamp | 1 | 75 | 2072212 | Hall | 0.2228%
20722 | 13 | 1 |  | Manual | 1 | Wall Mount | Incandescent |  | Standard A Lamp | 1 | 75 | 2072213 | Bedroom | 0.2228%
20722 | 13 | 2 |  | Manual | 2 | Table | Incandescent |  | Standard A Lamp | 2 | 75 | 2072213 | Bedroom | 0.2228%
20722 | 14 | 1 |  | Manual | 1 | Floor lamp | Incandescent |  | Decorative | 1 | 60 | 2072214 | Bedroom | 0.2228%
20722 | 14 | 2 |  | Manual | 1 | Table | Incandescent |  | Standard A Lamp | 1 | 40 | 2072214 | Bedroom | 0.2228%
20722 | 14 | 3 |  | Manual | 1 | Wall Mount | Incandescent |  | Standard A Lamp | 1 | 60 | 2072214 | Bedroom | 0.2228%
20722 | 14 | 4 |  | Manual | 1 | Ceiling Fixture | Incandescent |  | Standard A Lamp | 2 | 75 | 2072214 | Bedroom | 0.2228%
20729 | 1 | 1 |  | Manual | 1 | Ceiling Fixture | Compact Fluorescent |  | Twist | 1 | 13 | 207291 | Bedroom | 0.5638%
20729 | 2 | 1 |  | Manual | 1 | Ceiling Fixture | Compact Fluorescent |  | Twist | 1 | 23 | 207292 | Master Bedroom | 0.5638%
20729 | 2 | 2 |  | Manual | 3 | Table | Compact Fluorescent |  | Twist | 1 | 15 | 207292 | Master Bedroom | 0.5638%
20729 | 3 | 1 |  | Dimmer | 1 | Ceiling Fixture | Compact Fluorescent |  | Twist | 2 | 23 | 207293 | Bathroom | 0.5638%
20729 | 3 | 2 |  | Manual | 1 | Wall Mount | Compact Fluorescent |  | Twist | 2 | 13 | 207293 | Bathroom | 0.5638%
20729 | 4 | 1 |  | Manual | 1 | Ceiling Fixture | Compact Fluorescent |  | Twist | 2 | 13 | 207294 | Closet | 0.5638%
20729 | 5 | 1 |  | Manual | 1 | Table | Compact Fluorescent |  | 3-Way CFL | 1 | 23 | 207295 | Living Room | 0.5638%
20729 | 6 | 1 |  | Manual | 1 | Ceiling Fixture | Incandescent |  | Standard A Lamp | 3 | 60 | 207296 | Family Room | 0.5638%
20729 | 7 | 1 |  | Manual | 1 | Ceiling Fixture | Linear Fluorescent | 48 | T-12 | 2 | 40 | 207297 | Kitchen | 0.5638%
20729 | 8 | 1 |  | Manual | 1 | Ceiling Fixture | Incandescent |  | Mini base | 2 | 40 | 207298 | Laundry Room | 0.5638%
20729 | 9 | 1 |  | Photo | 1 | Ceiling Fixture | Incandescent |  | Mini base | 2 | 40 | 207299 | Bathroom | 0.5638%
20729 | 11 | 1 |  | Manual | 1 | Ceiling Fixture | Compact Fluorescent |  | Twist | 2 | 13 | 2072911 | Bedroom | 0.5638%
20729 | 12 | 1 |  | Manual | 1 | Ceiling Fixture | Compact Fluorescent |  | Twist | 2 | 13 | 2072912 | Hall | 0.5638%
20731 | 1 | 1 |  | Manual | 2 | Wall Mount | Incandescent |  | Standard A Lamp | 1 | 60 | 207311 | Bathroom | 0.1597%
20731 | 2 | 1 |  | Manual | 2 | Wall Mount | Incandescent |  | Standard A Lamp | 1 | 60 | 207312 | Bathroom | 0.1597%
20731 | 3 | 1 |  | Manual | 1 | Ceiling Fixture | Incandescent |  | Standard A Lamp | 2 | 60 | 207313 | Bedroom | 0.1597%
20731 | 4 | 1 |  | Manual | 1 | Ceiling Fixture | Incandescent |  | Standard A Lamp | 2 | 60 | 207314 | Bedroom | 0.1597%
20731 | 5 | 1 |  | Manual | 1 | Ceiling Fixture | Incandescent |  | Standard A Lamp | 2 | 60 | 207315 | Bedroom | 0.1597%
20731 | 6 | 1 |  | Manual | 1 | Ceiling Fixture | Incandescent |  | Standard A Lamp | 5 | 40 | 207316 | Dining Room | 0.1597%
20731 | 7 | 1 |  | Manual | 1 | Ceiling Fixture | Incandescent |  | Standard A Lamp | 1 | 65 | 207317 | Hall | 0.1597%
20731 | 8 | 1 |  | Manual | 2 | Ceiling Fixture | Incandescent |  | Standard A Lamp | 2 | 60 | 207318 | Kitchen | 0.1597%
20731 | 9 | 1 |  | Manual | 2 | Wall Mount | Incandescent |  | Standard A Lamp | 1 | 60 | 207319 | Living Room | 0.1597%
20731 | 9 | 2 |  | Manual | 2 | Floor lamp | Incandescent |  | Standard A Lamp | 1 | 60 | 207319 | Living Room | 0.1597%
20731 | 10 | 1 |  | Manual | 2 | Ceiling Fixture | Linear Fluorescent | 48 | T-12 | 2 | 32 | 2073110 | Closet | 0.1597%
20733 | 1 | 1 |  | Manual | 1 | Wall Mount | Compact Fluorescent |  | Twist | 2 | 15 | 207331 | Bathroom | 0.2228%
20733 | 1 | 2 |  | Manual | 1 | Ceiling Fixture | Incandescent |  | Other | 1 | 40 | 207331 | Bathroom | 0.2228%
20733 | 2 | 1 |  | Manual | 1 | Ceiling Fixture | Incandescent |  | Standard A Lamp | 1 | 60 | 207332 | Bedroom | 0.2228%
20733 | 2 | 2 |  | Manual | 1 | Ceiling Fixture | Compact Fluorescent |  | Twist | 1 | 15 | 207332 | Bedroom | 0.2228%
20733 | 3 | 1 |  | Manual | 1 | Ceiling Fixture | Compact Fluorescent |  | Twist | 2 | 15 | 207333 | Bedroom | 0.2228%
20733 | 3 | 2 |  | Manual | 2 | Table | Compact Fluorescent |  | Twist | 1 | 15 | 207333 | Bedroom | 0.2228%
20733 | 4 | 1 |  | Manual | 3 | Wall Mount | Compact Fluorescent |  | Pin base | 1 | 15 | 207334 | Dining Room | 0.2228%
20733 | 5 | 1 |  | Manual | 1 | Ceiling Fixture | Incandescent |  | Decorative | 1 | 40 | 207335 | Hall | 0.2228%
20733 | 6 | 1 |  | Manual | 1 | Chandelier (Hanging) | Compact Fluorescent |  | Decorative | 2 | 7 | 207336 | Kitchen | 0.2228%
20733 | 6 | 2 |  | Manual | 1 | Architectural | Incandescent |  | Mini base | 2 | 40 | 207336 | Kitchen | 0.2228%
20733 | 6 | 3 |  | Manual | 8 | Recessed Can | Compact Fluorescent |  | Reflector | 1 | 15 | 207336 | Kitchen | 0.2228%
20733 | 6 | 4 |  | Manual | 2 | Architectural | Halogen |  | Other | 3 | 20 | 207336 | Kitchen | 0.2228%
20733 | 7 | 1 |  | Manual | 1 | Ceiling Fixture | Compact Fluorescent |  | Twist | 1 | 22 | 207337 | Living Room | 0.2228%
20733 | 7 | 2 |  | Dimmer | 1 | Ceiling Fan | Incandescent |  | Standard A Lamp | 2 | 60 | 207337 | Living Room | 0.2228%
20733 | 7 | 3 |  | Manual | 2 | Floor lamp | Compact Fluorescent |  | Twist | 1 | 15 | 207337 | Living Room | 0.2228%
20733 | 7 | 4 |  | Manual | 1 | Table | Compact Fluorescent |  | Twist | 1 | 15 | 207337 | Living Room | 0.2228%
20733 | 8 | 1 |  | Manual | 1 | Ceiling Fixture | Incandescent |  | Decorative | 3 | 40 | 207338 | Bathroom | 0.2228%
20733 | 8 | 2 |  | Manual | 1 | Wall Mount | Compact Fluorescent |  | Twist | 3 | 15 | 207338 | Bathroom | 0.2228%
20733 | 8 | 3 |  | Manual | 1 | Wall Mount | Incandescent |  | Standard A Lamp | 1 | 60 | 207338 | Bathroom | 0.2228%
20733 | 9 | 1 |  | Manual | 1 | Ceiling Fixture | Incandescent |  | Standard A Lamp | 2 | 60 | 207339 | Master Bedroom | 0.2228%
20733 | 9 | 2 |  | Manual | 1 | Floor lamp | Compact Fluorescent |  | Twist | 1 | 15 | 207339 | Master Bedroom | 0.2228%
20733 | 9 | 3 |  | Manual | 1 | Floor lamp | Incandescent |  | Standard A Lamp | 2 | 40 | 207339 | Master Bedroom | 0.2228%
20733 | 10 | 1 |  | Manual | 1 | Ceiling Fixture | Incandescent |  | Standard A Lamp | 1 | 60 | 2073310 | Office | 0.2228%
20733 | 10 | 2 |  | Manual | 1 | Ceiling Fixture | Compact Fluorescent |  | Twist | 1 | 15 | 2073310 | Office | 0.2228%
20733 | 10 | 3 |  | Manual | 1 | Table | Halogen |  | Other | 1 | 20 | 2073310 | Office | 0.2228%
20733 | 11 | 1 |  | Manual | 2 | Recessed Can | Compact Fluorescent |  | Reflector | 1 | 15 | 2073311 | Laundry Room | 0.2228%
20736 | 1 | 1 |  | Manual | 1 | Wall Mount | Incandescent |  | Standard A Lamp | 1 | 60 | 207361 | Bedroom | 0.2228%
20736 | 1 | 2 |  | Manual | 1 | Ceiling Fixture | Compact Fluorescent |  | Twist | 1 | 15 | 207361 | Bedroom | 0.2228%
20736 | 2 | 1 |  | Dimmer | 1 | Ceiling Fixture | Incandescent |  | Decorative | 10 | 40 | 207362 | Bedroom | 0.2228%
20736 | 2 | 2 |  | Manual | 1 | Ceiling Fixture | Incandescent |  | Standard A Lamp | 1 | 65 | 207362 | Bedroom | 0.2228%
20736 | 2 | 3 |  | Manual | 1 | Ceiling Fixture | Incandescent |  | Decorative | 4 | 40 | 207362 | Bedroom | 0.2228%
20736 | 3 | 1 |  | Manual | 1 | Wall Mount | Compact Fluorescent |  | Twist | 1 | 15 | 207363 | Hall | 0.2228%
20736 | 4 | 1 |  | Manual | 2 | Ceiling Fixture | Incandescent |  | Standard A Lamp | 1 | 60 | 207364 | Kitchen | 0.2228%
20736 | 4 | 2 |  | Manual | 1 | Table | Compact Fluorescent |  | Twist | 1 | 22 | 207364 | Kitchen | 0.2228%
20736 | 4 | 3 |  | Manual | 1 | Recessed - other | Incandescent |  | Standard A Lamp | 1 | 60 | 207364 | Kitchen | 0.2228%
20736 | 5 | 1 |  | Manual | 1 | Table | Compact Fluorescent |  | Twist | 1 | 15 | 207365 | Living Room | 0.2228%
20736 | 5 | 2 |  | Manual | 1 | Ceiling Fixture | Incandescent |  | Decorative | 4 | 40 | 207365 | Living Room | 0.2228%
20736 | 5 | 3 |  | Manual | 1 | Floor lamp | Incandescent |  | Standard A Lamp | 3 | 60 | 207365 | Living Room | 0.2228%
20736 | 6 | 1 |  | Manual | 1 | Ceiling Fixture | Incandescent |  | Standard A Lamp | 2 | 40 | 207366 | Bathroom | 0.2228%
20804 | 1 | 1 |  | Manual | 1 | Ceiling Fixture | Compact Fluorescent |  | Twist | 2 | 22 | 208041 | Bedroom | 0.2228%
20804 | 2 | 1 |  | Manual | 1 | Ceiling Fixture | Compact Fluorescent |  | Twist | 2 | 22 | 208042 | Bedroom | 0.2228%
20804 | 3 | 1 |  | Manual | 1 | Ceiling Fixture | Compact Fluorescent |  | Twist | 2 | 22 | 208043 | Bathroom | 0.2228%
20804 | 3 | 2 |  | Manual | 1 | Ceiling Fixture | Linear Fluorescent | 24 | T-12 | 1 | 20 | 208043 | Bathroom | 0.2228%
20804 | 4 | 1 |  | Manual | 1 | Ceiling Fixture | Linear Fluorescent | 48 | T-8 | 2 | 40 | 208044 | Dining Room | 0.2228%
20804 | 5 | 1 |  | Manual | 1 | Ceiling Fixture | Compact Fluorescent |  | Twist | 2 | 22 | 208045 | Hall | 0.2228%
20804 | 6 | 1 |  | Manual | 2 | Ceiling Fixture | Linear Fluorescent | 48 | T-8 | 2 | 32 | 208046 | Kitchen | 0.2228%
20804 | 7 | 1 |  | Manual | 1 | Ceiling Fixture | Compact Fluorescent |  | Twist | 2 | 22 | 208047 | Laundry Room | 0.2228%
20804 | 8 | 1 |  | Dimmer | 1 | Ceiling Fan | Incandescent |  | Standard A Lamp | 1 | 100 | 208048 | Living Room | 0.2228%
20804 | 8 | 2 |  | Manual | 2 | Table | Incandescent |  | Mini base | 3 | 25 | 208048 | Living Room | 0.2228%
20804 | 9 | 1 |  | Manual | 1 | Ceiling Fixture | Compact Fluorescent |  | Twist | 2 | 15 | 208049 | Bathroom | 0.2228%
20804 | 9 | 2 |  | Manual | 1 | Ceiling Fixture | Linear Fluorescent | 24 | T-12 | 1 | 20 | 208049 | Bathroom | 0.2228%
20804 | 10 | 1 |  | Manual | 1 | Ceiling Fixture | Compact Fluorescent |  | Twist | 2 | 15 | 2080410 | Closet | 0.2228%
20804 | 11 | 1 |  | Manual | 1 | Ceiling Fixture | Compact Fluorescent |  | Twist | 2 | 22 | 2080411 | Master Bedroom | 0.2228%
20804 | 12 | 1 |  | Manual | 1 | Ceiling Fixture | Compact Fluorescent |  | Twist | 2 | 22 | 2080412 | Bedroom | 0.2228%
20832 | 1 | 1 |  | Manual | 1 | Wall Mount | Compact Fluorescent |  | Twist | 2 | 15 | 208321 | Bathroom | 0.5638%
20832 | 2 | 1 |  | Manual | 1 | Ceiling Fixture | Compact Fluorescent |  | Twist | 2 | 15 | 208322 | Bedroom | 0.5638%
20832 | 3 | 1 |  | Manual | 1 | Ceiling Fixture | Compact Fluorescent |  | Twist | 2 | 15 | 208323 | Bedroom | 0.5638%
20832 | 4 | 1 |  | Manual | 1 | Chandelier (Hanging) | Compact Fluorescent |  | Twist | 3 | 15 | 208324 | Dining Room | 0.5638%
20832 | 5 | 1 |  | Manual | 2 | Ceiling Fixture | Compact Fluorescent |  | Twist | 1 | 15 | 208325 | Kitchen | 0.5638%
20832 | 6 | 1 |  | Manual | 1 | Ceiling Fixture | Incandescent |  | Standard A Lamp | 1 | 60 | 208326 | Laundry Room | 0.5638%
20832 | 7 | 1 |  | Manual | 2 | Table | Compact Fluorescent |  | Twist | 1 | 15 | 208327 | Living Room | 0.5638%
20832 | 8 | 1 |  | Manual | 1 | Wall Mount | Compact Fluorescent |  | Twist | 2 | 15 | 208328 | Bathroom | 0.5638%
20832 | 9 | 1 |  | Manual | 1 | Ceiling Fixture | Compact Fluorescent |  | Twist | 2 | 15 | 208329 | Master Bedroom | 0.5638%
20849 | 1 | 1 |  | Manual | 1 | Wall Mount | Incandescent |  | Mini base | 4 | 40 | 208491 | Bathroom | 0.2228%
20849 | 1 | 2 |  | Manual | 1 | Ceiling Fixture | Incandescent |  | Standard A Lamp | 1 | 60 | 208491 | Bathroom | 0.2228%
20849 | 2 | 1 |  | Manual | 1 | Wall Mount | Incandescent |  | Standard A Lamp | 1 | 60 | 208492 | Bedroom | 0.2228%
20849 | 3 | 1 |  | Manual | 1 | Floor lamp | Incandescent |  | Standard A Lamp | 1 | 60 | 208493 | Bedroom | 0.2228%
20849 | 3 | 2 |  | Manual | 1 | Wall Mount | Incandescent |  | Standard A Lamp | 1 | 60 | 208493 | Bedroom | 0.2228%
20849 | 4 | 1 |  | Manual | 1 | Ceiling Fixture | Incandescent |  | Standard A Lamp | 1 | 60 | 208494 | Hall | 0.2228%
20849 | 5 | 1 |  | Manual | 1 | Ceiling Fixture | Incandescent |  | Standard A Lamp | 1 | 60 | 208495 | Hall | 0.2228%
20849 | 6 | 1 |  | Manual | 1 | Ceiling Fixture | Incandescent |  | Standard A Lamp | 1 | 60 | 208496 | Kitchen | 0.2228%
20849 | 6 | 2 |  | Manual | 1 | Chandelier (Hanging) | Incandescent |  | Mini base | 4 | 40 | 208496 | Kitchen | 0.2228%
20849 | 6 | 3 |  | Manual | 1 | Architectural | Incandescent |  | Standard A Lamp | 1 | 60 | 208496 | Kitchen | 0.2228%
20849 | 7 | 1 |  | Manual | 1 | Ceiling Fixture | Incandescent |  | Standard A Lamp | 1 | 60 | 208497 | Laundry Room | 0.2228%
20849 | 8 | 1 |  | Manual | 1 | Table | Incandescent |  | Standard A Lamp | 1 | 75 | 208498 | Living Room | 0.2228%
20849 | 9 | 1 |  | Manual | 1 | Ceiling Fixture | Incandescent |  | Standard A Lamp | 1 | 100 | 208499 | Bathroom | 0.2228%
20849 | 9 | 2 |  | Manual | 1 | Wall Mount | Incandescent |  | Standard A Lamp | 3 | 40 | 208499 | Bathroom | 0.2228%
20849 | 10 | 1 |  | Manual | 1 | Wall Mount | Incandescent |  | Standard A Lamp | 1 | 60 | 2084910 | Master Bedroom | 0.2228%
20858 | 1 | 1 |  | Manual | 1 | Ceiling Fixture | Compact Fluorescent |  | Twist | 2 | 15 | 208581 | Bathroom | 0.3915%
20858 | 2 | 1 |  | Manual | 1 | Chandelier (Hanging) | Incandescent |  | Mini base | 6 | 40 | 208582 | Dining Room | 0.3915%
20858 | 2 | 2 |  | Manual | 1 | Floor lamp | Compact Fluorescent |  | Straight Tube | 1 | 22 | 208582 | Dining Room | 0.3915%
20858 | 3 | 1 |  | Manual | 1 | Ceiling Fixture | Compact Fluorescent |  | Twist | 2 | 15 | 208583 | Family Room | 0.3915%
20858 | 4 | 1 |  | Manual | 1 | Wall Mount | Compact Fluorescent |  | Twist | 1 | 15 | 208584 | Hall | 0.3915%
20858 | 5 | 1 |  | Manual | 1 | Ceiling Fixture | Compact Fluorescent |  | Twist | 2 | 15 | 208585 | Kitchen | 0.3915%
20858 | 5 | 2 |  | Manual | 1 | Architectural | Incandescent |  | Clear | 1 | 40 | 208585 | Kitchen | 0.3915%
20858 | 6 | 1 |  | Manual | 1 | Ceiling Fixture | Compact Fluorescent |  | Twist | 2 | 15 | 208586 | Laundry Room | 0.3915%
20858 | 7 | 1 |  | Manual | 1 | Table | Compact Fluorescent |  | Twist | 1 | 15 | 208587 | Living Room | 0.3915%
20858 | 8 | 1 |  | Manual | 1 | Ceiling Fixture | Compact Fluorescent |  | Twist | 2 | 15 | 208588 | Bathroom | 0.3915%
20858 | 9 | 1 |  | Dimmer | 1 | Wall Mount | Compact Fluorescent |  | Twist | 1 | 15 | 208589 | Master Bedroom | 0.3915%
20858 | 9 | 2 |  | Manual | 2 | Table | Incandescent |  | Standard A Lamp | 1 | 75 | 208589 | Master Bedroom | 0.3915%
20858 | 10 | 1 |  | Manual | 1 | Wall Mount | Incandescent |  | Standard A Lamp | 1 | 75 | 2085810 | Closet | 0.3915%
20858 | 11 | 1 |  | Manual | 1 | Wall Mount | Incandescent |  | Standard A Lamp | 1 | 100 | 2085811 | Bedroom | 0.3915%
20858 | 12 | 1 |  | Manual | 1 | Ceiling Fixture | Linear Fluorescent | 48 | T-12 | 2 | 40 | 2085812 | Bedroom | 0.3915%
20858 | 12 | 2 |  | Manual | 1 | Wall Mount | Linear Fluorescent | 24 | T-12 | 1 | 32 | 2085812 | Bedroom | 0.3915%
20858 | 12 | 3 |  | Manual | 1 | Table | Compact Fluorescent |  | Twist | 1 | 15 | 2085812 | Bedroom | 0.3915%
20858 | 12 | 4 |  | Manual | 1 | Wall Mount | Compact Fluorescent |  | Twist | 1 | 15 | 2085812 | Bedroom | 0.3915%
20874 | 1 | 1 |  | Manual | 1 | Ceiling Fan | Incandescent |  | Decorative | 3 | 60 | 208741 | Living Room | 0.5638%
20874 | 2 | 1 |  | Manual | 2 | Wall Mount | Incandescent |  | Clear | 3 | 40 | 208742 | Bathroom | 0.5638%
20874 | 3 | 1 |  | Manual | 1 | Ceiling Fixture | Linear Fluorescent | 48 | T-12 | 4 | 40 | 208743 | Office | 0.5638%
20874 | 4 | 1 |  | Manual | 1 | Ceiling Fixture | Incandescent |  | Standard A Lamp | 1 | 60 | 208744 | Bathroom | 0.5638%
20874 | 4 | 2 |  | Manual | 2 | Wall Mount | Incandescent |  | Globe | 3 | 40 | 208744 | Bathroom | 0.5638%
20874 | 5 | 1 |  | Manual | 1 | Ceiling Fixture | Compact Fluorescent |  | Twist | 2 | 13 | 208745 | Master Bedroom | 0.5638%
20874 | 5 | 2 |  | Manual | 2 | Table | Incandescent |  | Mini base | 1 | 60 | 208745 | Master Bedroom | 0.5638%
20874 | 6 | 1 |  | Manual | 5 | Recessed Can | Incandescent |  | Reflector | 1 | 65 | 208746 | Kitchen | 0.5638%
20874 | 6 | 2 |  | Manual | 1 | Other | Incandescent |  | Clear | 1 | 25 | 208746 | Kitchen | 0.5638%
20874 | 7 | 1 |  | Manual | 1 | Chandelier (Hanging) | Incandescent |  | Mini base | 3 | 230 | 208747 | Dining Room | 0.5638%
20874 | 7 | 2 |  | Manual | 1 | Other | Incandescent |  | Decorative | 1 | 25 | 208747 | Dining Room | 0.5638%
20874 | 8 | 1 |  | Manual | 1 | Ceiling Fixture | Incandescent |  | Standard A Lamp | 1 | 60 | 208748 | Closet | 0.5638%
20874 | 9 | 1 |  | Manual | 1 | Ceiling Fixture | Incandescent |  | Standard A Lamp | 1 | 60 | 208749 | Laundry Room | 0.5638%
20874 | 10 | 1 |  | Manual | 1 | Ceiling Fixture | Incandescent |  | Standard A Lamp | 1 | 75 | 2087410 | Hall | 0.5638%
20874 | 11 | 1 |  | Manual | 1 | Ceiling Fan | Incandescent |  | Mini base | 3 | 60 | 2087411 | Living Room | 0.5638%
20874 | 11 | 2 |  | Manual | 1 | Table | Compact Fluorescent |  | Twist | 2 | 13 | 2087411 | Living Room | 0.5638%
20874 | 11 | 3 |  | Manual | 1 | Floor lamp | Compact Fluorescent |  | Twist | 2 | 19 | 2087411 | Living Room | 0.5638%
20874 | 12 | 1 |  | Manual | 1 | Ceiling Fixture | Compact Fluorescent |  | Twist | 2 | 13 | 2087412 | Bedroom | 0.5638%
20874 | 13 | 1 |  | Manual | 1 | Ceiling Fixture | Incandescent |  | Clear | 1 | 40 | 2087413 | Closet | 0.5638%
20879 | 1 | 1 |  | Dimmer | 1 | Ceiling Fan | Incandescent |  | Standard A Lamp | 1 | 60 | 208791 | Bathroom | 0.3915%
20879 | 1 | 2 |  | Manual | 1 | Wall Mount | Incandescent |  | Mini base | 4 | 25 | 208791 | Bathroom | 0.3915%
20879 | 2 | 1 |  | Manual | 1 | Ceiling Fixture | Incandescent |  | Standard A Lamp | 2 | 60 | 208792 | Bedroom | 0.3915%
20879 | 2 | 2 |  | Manual | 1 | Table | Incandescent |  | Standard A Lamp | 1 | 40 | 208792 | Bedroom | 0.3915%
20879 | 3 | 1 |  | Dimmer | 1 | Ceiling Fixture | Incandescent |  | Standard A Lamp | 1 | 60 | 208793 | Bedroom | 0.3915%
20879 | 4 | 1 |  | Manual | 1 | Ceiling Fixture | Compact Fluorescent |  | Twist | 1 | 15 | 208794 | Closet | 0.3915%
20879 | 5 | 1 |  | Manual | 1 | Ceiling Fixture | Compact Fluorescent |  | Twist | 3 | 15 | 208795 | Dining Room | 0.3915%
20879 | 6 | 1 |  | Manual | 1 | Ceiling Fan | Incandescent |  | Decorative | 3 | 40 | 208796 | Family Room | 0.3915%
20879 | 6 | 2 |  | Manual | 1 | Table | Compact Fluorescent |  | Twist | 1 | 15 | 208796 | Family Room | 0.3915%
20879 | 7 | 1 |  | Manual | 1 | Ceiling Fixture | Incandescent |  | Standard A Lamp | 1 | 60 | 208797 | Hall | 0.3915%
20879 | 8 | 1 |  | Manual | 2 | Ceiling Fixture | Incandescent |  | Standard A Lamp | 2 | 60 | 208798 | Kitchen | 0.3915%
20879 | 9 | 1 |  | Manual | 1 | Ceiling Fixture | Incandescent |  | Standard A Lamp | 2 | 60 | 208799 | Laundry Room | 0.3915%
20879 | 10 | 1 |  | Manual | 1 | Table | Compact Fluorescent |  | Straight Tube | 1 | 28 | 2087910 | Living Room | 0.3915%
20879 | 10 | 2 |  | Manual | 1 | Table | Incandescent |  | Mini base | 1 | 5 | 2087910 | Living Room | 0.3915%
20879 | 10 | 3 |  | Manual | 1 | Table | Incandescent |  | Clear | 1 | 25 | 2087910 | Living Room | 0.3915%
20879 | 11 | 1 |  | Manual | 1 | Ceiling Fixture | Incandescent |  | Standard A Lamp | 2 | 60 | 2087911 | Bedroom | 0.3915%
20879 | 11 | 2 |  | Manual | 1 | Table | Incandescent |  | Standard A Lamp | 1 | 40 | 2087911 | Bedroom | 0.3915%
20879 | 11 | 3 |  | Manual | 1 | Table | Incandescent |  | Decorative | 1 | 25 | 2087911 | Bedroom | 0.3915%
20879 | 12 | 1 |  | Manual | 1 | Wall Mount | Incandescent |  | Mini base | 4 | 25 | 2087912 | Bathroom | 0.3915%
20879 | 12 | 2 |  | Manual | 1 | Ceiling Fan | Incandescent |  | Standard A Lamp | 1 | 60 | 2087912 | Bathroom | 0.3915%
20881 | 1 | 1 |  | Manual | 1 | Ceiling Fixture | Incandescent |  | 3-Way Incandescent | 1 | 100 | 208811 | Bedroom | 0.4265%
20881 | 1 | 2 |  | Manual | 1 | Wall Mount | Linear Fluorescent | 18 | T-5 | 1 | 20 | 208811 | Bedroom | 0.4265%
20881 | 2 | 1 |  | Manual | 1 | Table | Incandescent |  | Standard A Lamp | 1 | 75 | 208812 | Bedroom | 0.4265%
20881 | 3 | 1 |  | Manual | 1 | Architectural | Linear Fluorescent | 24 | T-5 | 1 | 26 | 208813 | Bedroom | 0.4265%
20881 | 4 | 1 |  | Manual | 1 | Ceiling Fixture | Compact Fluorescent |  | Twist | 1 | 15 | 208814 | Hall | 0.4265%
20881 | 5 | 1 |  | Manual | 1 | Ceiling Fixture | Compact Fluorescent |  | Twist | 2 | 22 | 208815 | Kitchen | 0.4265%
20881 | 5 | 2 |  | Manual | 1 | Architectural | Incandescent |  | Standard A Lamp | 1 | 40 | 208815 | Kitchen | 0.4265%
20881 | 5 | 3 |  | Manual | 1 | Architectural | Linear Fluorescent | 12 | T-4 | 1 | 16 | 208815 | Kitchen | 0.4265%
20881 | 6 | 1 |  | Manual | 1 | Torchiere | Incandescent |  | Standard A Lamp | 2 | 75 | 208816 | Living Room | 0.4265%
20881 | 6 | 2 |  | Manual | 1 | Floor lamp | Incandescent |  | Standard A Lamp | 1 | 100 | 208816 | Living Room | 0.4265%
20907 | 1 | 1 |  | Manual | 2 | Recessed Can | Compact Fluorescent |  | Twist | 1 | 22 | 209071 | Bathroom | 0.4265%
20907 | 2 | 1 |  | Manual | 1 | Ceiling Fan | Incandescent |  | Standard A Lamp | 3 | 40 | 209072 | Bedroom | 0.4265%
20907 | 2 | 2 |  | Manual | 2 | Floor lamp | Compact Fluorescent |  | Twist | 1 | 22 | 209072 | Bedroom | 0.4265%
20907 | 3 | 1 |  | Manual | 1 | Ceiling Fan | Incandescent |  | Standard A Lamp | 4 | 40 | 209073 | Bedroom | 0.4265%
20907 | 3 | 2 |  | Manual | 1 | Floor lamp | Incandescent |  | Standard A Lamp | 1 | 60 | 209073 | Bedroom | 0.4265%
20907 | 4 | 1 |  | Manual | 1 | Ceiling Fixture | Compact Fluorescent |  | Twist | 1 | 22 | 209074 | Closet | 0.4265%
20907 | 5 | 1 |  | Manual | 6 | Ceiling Fixture | Linear Fluorescent | 36 | T-12 | 2 | 60 | 209075 | Garage | 0.4265%
20907 | 6 | 1 |  | Manual | 1 | Chandelier (Hanging) | Compact Fluorescent |  | Twist | 5 | 22 | 209076 | Kitchen | 0.4265%
20907 | 6 | 2 |  | Manual | 2 | Track | Compact Fluorescent |  | Twist | 3 | 22 | 209076 | Kitchen | 0.4265%
20907 | 6 | 3 |  | Manual | 1 | Floor lamp | Compact Fluorescent |  | Twist | 1 | 22 | 209076 | Kitchen | 0.4265%
20907 | 7 | 1 |  | Manual | 1 | Ceiling Fan | Incandescent |  | Decorative | 4 | 60 | 209077 | Living Room | 0.4265%
20907 | 7 | 2 |  | Manual | 1 | Ceiling Fixture | Compact Fluorescent |  | Twist | 2 | 22 | 209077 | Living Room | 0.4265%
20907 | 8 | 1 |  | Manual | 1 | Ceiling Fixture | Compact Fluorescent |  | Twist | 1 | 22 | 209078 | Bathroom | 0.4265%
20907 | 8 | 2 |  | Manual | 2 | Recessed - other | Compact Fluorescent |  | Twist | 1 | 22 | 209078 | Bathroom | 0.4265%
20956 | 1 | 1 |  | Manual | 1 | Ceiling Fixture | Linear Fluorescent | 48 | T-8 | 1 | 32 | 209561 | Bathroom | 0.4265%
20956 | 1 | 2 |  | Manual | 1 | Wall Mount | Incandescent |  | Standard A Lamp | 2 | 60 | 209561 | Bathroom | 0.4265%
20956 | 2 | 1 |  | Manual | 1 | Ceiling Fixture | Incandescent |  | Standard A Lamp | 1 | 60 | 209562 | Bedroom | 0.4265%
20956 | 3 | 1 |  | Manual | 1 | Ceiling Fixture | Incandescent |  | Globe | 2 | 40 | 209563 | Hall | 0.4265%
20956 | 4 | 1 |  | Manual | 2 | Ceiling Fixture | Compact Fluorescent |  | Twist | 2 | 15 | 209564 | Kitchen | 0.4265%
20956 | 4 | 2 |  | Manual | 1 | Other | Compact Fluorescent |  | Twist | 1 | 15 | 209564 | Kitchen | 0.4265%
20956 | 5 | 1 |  | Manual | 1 | Floor lamp | Compact Fluorescent |  | Twist | 2 | 15 | 209565 | Living Room | 0.4265%
20956 | 6 | 1 |  | Manual | 1 | Ceiling Fixture | Compact Fluorescent |  | A shape bulb | 2 | 15 | 209566 | Master Bedroom | 0.4265%
20997 | 1 | 1 |  | Manual | 1 | Ceiling Fixture | Incandescent |  | Standard A Lamp | 1 | 60 | 209971 | Bathroom | 0.1597%
20997 | 2 | 1 |  | Manual | 1 | Ceiling Fixture | Incandescent |  | Standard A Lamp | 1 | 60 | 209972 | Bedroom | 0.1597%
20997 | 3 | 1 |  | Manual | 1 | Ceiling Fixture | Linear Fluorescent | 48 | T-12 | 2 | 40 | 209973 | Living Room | 0.1597%
20997 | 3 | 2 |  | Manual | 2 | Ceiling Fixture | Incandescent |  | Standard A Lamp | 2 | 65 | 209973 | Living Room | 0.1597%
20997 | 3 | 3 |  | Manual | 1 | Table | Incandescent |  | Decorative | 1 | 40 | 209973 | Living Room | 0.1597%
20997 | 4 | 1 |  | Manual | 1 | Wall Mount | Incandescent |  | Standard A Lamp | 1 | 60 | 209974 | Bedroom | 0.1597%
21065 | 1 | 1 |  | Manual | 1 | Wall Mount | Incandescent |  | Clear | 6 | 40 | 210651 | Bathroom | 0.3915%
21065 | 2 | 1 |  | Manual | 1 | Ceiling Fixture | Incandescent |  | Standard A Lamp | 1 | 60 | 210652 | Bedroom | 0.3915%
21065 | 2 | 2 |  | Manual | 1 | Table | Incandescent |  | Standard A Lamp | 1 | 60 | 210652 | Bedroom | 0.3915%
21065 | 3 | 1 |  | Manual | 2 | Chandelier (Hanging) | Incandescent |  | Standard A Lamp | 1 | 60 | 210653 | Dining Room | 0.3915%
21065 | 4 | 1 |  | Manual | 2 | Ceiling Fixture | Linear Fluorescent | 48 | T-8 | 2 | 32 | 210654 | Kitchen | 0.3915%
21065 | 4 | 2 |  | Manual | 1 | Recessed Can | Incandescent |  | Reflector | 1 | 65 | 210654 | Kitchen | 0.3915%
21065 | 5 | 1 |  | Manual | 1 | Ceiling Fixture | Incandescent |  | Standard A Lamp | 1 | 60 | 210655 | Laundry Room | 0.3915%
21065 | 6 | 1 |  | Manual | 1 | Floor lamp | Incandescent |  | Standard A Lamp | 1 | 60 | 210656 | Living Room | 0.3915%
21065 | 6 | 2 |  | Manual | 1 | Ceiling Fixture | Incandescent |  | Standard A Lamp | 4 | 60 | 210656 | Living Room | 0.3915%
21065 | 6 | 3 |  | Manual | 1 | Floor lamp | Compact Fluorescent |  | Straight Tube | 1 | 28 | 210656 | Living Room | 0.3915%
21065 | 7 | 1 |  | Manual | 1 | Wall Mount | Incandescent |  | Clear | 6 | 40 | 210657 | Bathroom | 0.3915%
21065 | 7 | 2 |  | Manual | 1 | Ceiling Fixture | Incandescent |  | Standard A Lamp | 1 | 60 | 210657 | Bathroom | 0.3915%
21065 | 8 | 1 |  | Manual | 1 | Ceiling Fixture | Incandescent |  | Standard A Lamp | 1 | 60 | 210658 | Bedroom | 0.3915%
21065 | 8 | 2 |  | Manual | 1 | Table | Compact Fluorescent |  | Twist | 1 | 15 | 210658 | Bedroom | 0.3915%
21065 | 8 | 3 |  | Manual | 1 | Table | Incandescent |  | 3-Way Incandescent | 1 | 100 | 210658 | Bedroom | 0.3915%
21065 | 9 | 1 |  | Manual | 1 | Ceiling Fixture | Incandescent |  | Standard A Lamp | 1 | 65 | 210659 | Closet | 0.3915%
21065 | 10 | 1 |  | Manual | 1 | Table | Incandescent |  | Standard A Lamp | 1 | 60 | 2106510 | Office | 0.3915%
21071 | 1 | 1 |  | Manual | 1 | Wall Mount | Incandescent |  | Globe | 6 | 40 | 210711 | Bathroom | 0.4265%
21071 | 2 | 1 |  | Dimmer | 1 | Chandelier (Hanging) | Incandescent |  | Standard A Lamp | 5 | 40 | 210712 | Dining Room | 0.4265%
21071 | 3 | 1 |  | Manual | 1 | Table | Incandescent |  | Standard A Lamp | 1 | 100 | 210713 | Family Room | 0.4265%
21071 | 3 | 2 |  | Manual | 1 | Table | Compact Fluorescent |  | Twist | 1 | 15 | 210713 | Family Room | 0.4265%
21071 | 4 | 1 |  | Manual | 1 | Ceiling Fixture | Incandescent |  | Standard A Lamp | 2 | 40 | 210714 | Hall | 0.4265%
21071 | 5 | 1 |  | Manual | 5 | Recessed Can | Compact Fluorescent |  | Reflector | 1 | 15 | 210715 | Kitchen | 0.4265%
21071 | 6 | 1 |  | Manual | 1 | Ceiling Fixture | Incandescent |  | Standard A Lamp | 2 | 60 | 210716 | Laundry Room | 0.4265%
21071 | 7 | 1 |  | Manual | 2 | Ceiling Fixture | Incandescent |  | Standard A Lamp | 2 | 40 | 210717 | Living Room | 0.4265%
21071 | 7 | 2 |  | Manual | 3 | Table | Incandescent |  | Standard A Lamp | 1 | 40 | 210717 | Living Room | 0.4265%
21071 | 8 | 1 |  | Manual | 1 | Wall Mount | Incandescent |  | Standard A Lamp | 1 | 40 | 210718 | Master Bedroom | 0.4265%
21071 | 8 | 2 |  | Dimmer | 1 | Ceiling Fixture | Incandescent |  | Standard A Lamp | 2 | 40 | 210718 | Master Bedroom | 0.4265%
21071 | 8 | 3 |  | Manual | 2 | Table | Incandescent |  | Mini base | 2 | 40 | 210718 | Master Bedroom | 0.4265%
21071 | 9 | 1 |  | Manual | 1 | Wall Mount | Incandescent |  | Globe | 8 | 25 | 210719 | Bathroom | 0.4265%
21071 | 9 | 2 |  | Manual | 1 | Ceiling Fixture | Incandescent |  | Standard A Lamp | 2 | 40 | 210719 | Bathroom | 0.4265%
21071 | 10 | 1 |  | Manual | 1 | Ceiling Fixture | Incandescent |  | Standard A Lamp | 1 | 40 | 2107110 | Closet | 0.4265%
21071 | 11 | 1 |  | Manual | 1 | Ceiling Fixture | Incandescent |  | Standard A Lamp | 2 | 40 | 2107111 | Office | 0.4265%
21071 | 12 | 1 |  | Manual | 1 | Ceiling Fixture | Incandescent |  | Standard A Lamp | 1 | 40 | 2107112 | Closet | 0.4265%
21071 | 13 | 1 |  | Manual | 1 | Ceiling Fixture | Incandescent |  | Standard A Lamp | 2 | 40 | 2107113 | Bedroom | 0.4265%
21071 | 13 | 2 |  | Manual | 1 | Table | Incandescent |  | Standard A Lamp | 1 | 40 | 2107113 | Bedroom | 0.4265%
21071 | 14 | 1 |  | Manual | 1 | Ceiling Fan | Incandescent |  | Standard A Lamp | 2 | 40 | 2107114 | Family Room | 0.4265%
21079 | 1 | 1 |  | Manual | 1 | Ceiling Fixture | Incandescent |  | Standard A Lamp | 2 | 60 | 210791 | Bedroom | 0.2228%
21079 | 2 | 1 |  | Manual | 1 | Ceiling Fixture | Incandescent |  | Standard A Lamp | 2 | 60 | 210792 | Hall | 0.2228%
21079 | 3 | 1 |  | Manual | 1 | Ceiling Fixture | Incandescent |  | Standard A Lamp | 3 | 60 | 210793 | Other | 0.2228%
21079 | 4 | 1 |  | Manual | 1 | Wall Mount | Incandescent |  | Standard A Lamp | 2 | 60 | 210794 | Bathroom | 0.2228%
21079 | 5 | 1 |  | Manual | 1 | Ceiling Fixture | Incandescent |  | Standard A Lamp | 2 | 60 | 210795 | Bedroom | 0.2228%
21079 | 6 | 1 |  | Manual | 1 | Ceiling Fixture | Incandescent |  | Standard A Lamp | 1 | 60 | 210796 | Bedroom | 0.2228%
21079 | 7 | 1 |  | Manual | 2 | Ceiling Fixture | Linear Fluorescent | 48 | T-12 | 2 | 40 | 210797 | Kitchen | 0.2228%
21079 | 7 | 2 |  | Manual | 1 | Ceiling Fixture | Incandescent |  | Standard A Lamp | 1 | 60 | 210797 | Kitchen | 0.2228%
21079 | 8 | 1 |  | Manual | 2 | Ceiling Fixture | Incandescent |  | Standard A Lamp | 1 | 60 | 210798 | Laundry Room | 0.2228%
21079 | 9 | 1 |  | Manual | 1 | Ceiling Fan | Incandescent |  | Standard A Lamp | 4 | 40 | 210799 | Living Room | 0.2228%
21079 | 9 | 2 |  | Manual | 1 | Table | Incandescent |  | Decorative | 1 | 40 | 210799 | Living Room | 0.2228%
21079 | 9 | 3 |  | Manual | 1 | Floor lamp | Incandescent |  | Standard A Lamp | 1 | 40 | 210799 | Living Room | 0.2228%
21079 | 9 | 4 |  | Manual | 1 | Table | Incandescent |  | Standard A Lamp | 1 | 40 | 210799 | Living Room | 0.2228%
21079 | 9 | 5 |  | Manual | 3 | Table | Incandescent |  | Mini base | 1 | 5 | 210799 | Living Room | 0.2228%
21079 | 10 | 1 |  | Manual | 2 | Wall Mount | Incandescent |  | Standard A Lamp | 2 | 60 | 2107910 | Bathroom | 0.2228%
21079 | 10 | 2 |  | Manual | 1 | Table | Incandescent |  | Decorative | 1 | 60 | 2107910 | Bathroom | 0.2228%
21079 | 11 | 1 |  | Manual | 1 | Ceiling Fixture | Incandescent |  | Standard A Lamp | 2 | 40 | 2107911 | Master Bedroom | 0.2228%
21079 | 11 | 2 |  | Manual | 1 | Ceiling Fixture | Incandescent |  | Standard A Lamp | 1 | 40 | 2107911 | Master Bedroom | 0.2228%
21079 | 12 | 1 |  | Manual | 2 | Ceiling Fan | Incandescent |  | Standard A Lamp | 5 | 60 | 2107912 | Family Room | 0.2228%
21079 | 12 | 2 |  | Manual | 1 | Floor lamp | Incandescent |  | Standard A Lamp | 1 | 150 | 2107912 | Family Room | 0.2228%
21079 | 12 | 3 |  | Manual | 1 | Table | Halogen |  | Quartz Tube | 1 | 50 | 2107912 | Family Room | 0.2228%
21079 | 13 | 1 |  | Manual | 1 | Ceiling Fixture | Incandescent |  | Standard A Lamp | 1 | 60 | 2107913 | Hall | 0.2228%
21079 | 14 | 1 |  | Manual | 1 | Ceiling Fixture | Incandescent |  | Standard A Lamp | 1 | 60 | 2107914 | Hall | 0.2228%
21088 | 1 | 1 | changed wattage from unk to 75 | Manual | 1 | Ceiling Fixture | Incandescent |  | Standard A Lamp | 1 | 75 | 210881 | Bathroom | 0.1597%
21088 | 1 | 2 |  | Manual | 1 | Wall Mount | Incandescent |  | Standard A Lamp | 1 | 40 | 210881 | Bathroom | 0.1597%
21088 | 2 | 1 |  | Manual | 1 | Ceiling Fixture | Compact Fluorescent |  | Twist | 1 | 15 | 210882 | Bedroom | 0.1597%
21088 | 3 | 1 |  | Manual | 1 | Ceiling Fixture | Incandescent |  | Standard A Lamp | 1 | 60 | 210883 | Bedroom | 0.1597%
21088 | 4 | 1 |  | Manual | 1 | Ceiling Fixture | Incandescent |  | Globe | 1 | 14 | 210884 | Dining Room | 0.1597%
21088 | 5 | 1 |  | Manual | 1 | Ceiling Fixture | Compact Fluorescent |  | Twist | 1 | 15 | 210885 | Hall | 0.1597%
21088 | 6 | 1 |  | Manual | 1 | Ceiling Fixture | Incandescent |  | Standard A Lamp | 1 | 60 | 210886 | Kitchen | 0.1597%
21088 | 7 | 1 |  | Manual | 2 | Ceiling Fixture | Compact Fluorescent |  | Twist | 1 | 15 | 210887 | Laundry Room | 0.1597%
21088 | 8 | 1 |  | Manual | 1 | Floor lamp | Compact Fluorescent |  | Twist | 2 | 15 | 210888 | Living Room | 0.1597%
21088 | 8 | 2 |  | Manual | 1 | Ceiling Fan | Compact Fluorescent |  | Twist | 1 | 15 | 210888 | Living Room | 0.1597%
21088 | 8 | 3 |  | Manual | 1 | Table | Compact Fluorescent |  | Twist | 1 | 15 | 210888 | Living Room | 0.1597%
21088 | 9 | 1 | changed wattage from unk to 75 | Manual | 1 | Ceiling Fixture | Incandescent |  | Standard A Lamp | 1 | 75 | 210889 | Bathroom | 0.1597%
21088 | 9 | 2 |  | Manual | 1 | Wall Mount | Compact Fluorescent |  | Twist | 1 | 15 | 210889 | Bathroom | 0.1597%
21088 | 10 | 1 |  | Manual | 1 | Ceiling Fixture | Incandescent |  | Standard A Lamp | 1 | 60 | 2108810 | Master Bedroom | 0.1597%
21088 | 10 | 2 |  | Manual | 1 | Table | Incandescent |  | Decorative | 1 | 20 | 2108810 | Master Bedroom | 0.1597%
21088 | 10 | 3 |  | Manual | 1 | Table | Compact Fluorescent |  | Twist | 1 | 15 | 2108810 | Master Bedroom | 0.1597%
21088 | 11 | 1 |  | Manual | 1 | Ceiling Fixture | Incandescent |  | Standard A Lamp | 1 | 40 | 2108811 | Closet | 0.1597%
21096 | 1 | 1 |  | Manual | 1 | Ceiling Fixture | Incandescent |  | Standard A Lamp | 1 | 60 | 210961 | Bedroom | 0.3915%
21096 | 2 | 1 |  | Manual | 1 | Wall Mount | Incandescent |  | Clear | 3 | 40 | 210962 | Bathroom | 0.3915%
21096 | 2 | 2 |  | Manual | 1 | Ceiling Fixture | Incandescent |  | Standard A Lamp | 2 | 60 | 210962 | Bathroom | 0.3915%
21096 | 3 | 1 |  | Manual | 2 | Track | Compact Fluorescent |  | Twist | 3 | 15 | 210963 | Kitchen | 0.3915%
21096 | 4 | 1 |  | Manual | 1 | Ceiling Fixture | Compact Fluorescent |  | Twist | 2 | 15 | 210964 | Laundry Room | 0.3915%
21096 | 5 | 1 |  | Manual | 2 | Table | Incandescent |  | Standard A Lamp | 1 | 40 | 210965 | Living Room | 0.3915%
21096 | 5 | 2 |  | Manual | 1 | Torchiere | Incandescent |  | Standard A Lamp | 1 | 40 | 210965 | Living Room | 0.3915%
21096 | 6 | 1 |  | Manual | 1 | Ceiling Fixture | Compact Fluorescent |  | Twist | 1 | 15 | 210966 | Bedroom | 0.3915%
21096 | 7 | 1 |  | Manual | 4 | Ceiling Fixture | Linear Fluorescent | 42 | T-12 | 2 | 40 | 210967 | Other | 0.3915%
21110 | 1 | 1 |  | Manual | 1 | Ceiling Fan | Incandescent |  | Standard A Lamp | 1 | 75 | 211101 | Master Bedroom | 0.536%
21110 | 1 | 2 |  | Manual | 1 | Table | Incandescent |  | Standard A Lamp | 1 | 100 | 211101 | Master Bedroom | 0.536%
21110 | 2 | 1 |  | Manual | 2 | Ceiling Fixture | Incandescent |  | Reflector | 1 | 65 | 211102 | Bathroom | 0.536%
21110 | 3 | 1 |  | Manual | 1 | Ceiling Fixture | Incandescent |  | Standard A Lamp | 2 | 75 | 211103 | Bedroom | 0.536%
21110 | 4 | 1 |  | Manual | 1 | Ceiling Fixture | Incandescent |  | Standard A Lamp | 1 | 75 | 211104 | Hall | 0.536%
21110 | 5 | 1 |  | Manual | 2 | Wall Mount | Incandescent |  | Standard A Lamp | 1 | 60 | 211105 | Bathroom | 0.536%
21110 | 6 | 1 |  | Manual | 1 | Ceiling Fixture | Incandescent |  | Standard A Lamp | 2 | 75 | 211106 | Bedroom | 0.536%
21110 | 6 | 2 |  | Manual | 1 | Table | Incandescent |  | Standard A Lamp | 1 | 100 | 211106 | Bedroom | 0.536%
21110 | 7 | 1 |  | Manual | 1 | Table | Incandescent |  | 3-Way Incandescent | 1 | 100 | 211107 | Living Room | 0.536%
21110 | 7 | 2 |  | Manual | 1 | Floor lamp | Compact Fluorescent |  | Twist | 1 | 22 | 211107 | Living Room | 0.536%
21110 | 7 | 3 |  | Manual | 1 | Floor lamp | Incandescent |  | 3-Way Incandescent | 1 | 100 | 211107 | Living Room | 0.536%
21110 | 8 | 1 |  | Manual | 1 | Chandelier (Hanging) | Compact Fluorescent |  | Straight Tube | 1 | 22 | 211108 | Dining Room | 0.536%
21110 | 9 | 1 |  | Manual | 1 | Ceiling Fixture | Incandescent |  | Standard A Lamp | 1 | 40 | 211109 | Kitchen | 0.536%
21110 | 9 | 2 |  | Manual | 1 | Ceiling Fixture | Incandescent |  | Standard A Lamp | 2 | 75 | 211109 | Kitchen | 0.536%
21123 | 1 | 1 |  | Manual | 1 | Ceiling Fixture | Incandescent |  | Standard A Lamp | 1 | 60 | 211231 | Bathroom | 0.2228%
21123 | 1 | 2 |  | Manual | 1 | Ceiling Fixture | Compact Fluorescent |  | Twist | 1 | 15 | 211231 | Bathroom | 0.2228%
21123 | 2 | 1 |  | Manual | 1 | Ceiling Fixture | Incandescent |  | Standard A Lamp | 1 | 60 | 211232 | Bedroom | 0.2228%
21123 | 3 | 1 |  | Manual | 1 | Ceiling Fixture | Compact Fluorescent |  | Twist | 2 | 15 | 211233 | Bedroom | 0.2228%
21123 | 4 | 1 |  | Manual | 1 | Table | Compact Fluorescent |  | Twist | 1 | 15 | 211234 | Family Room | 0.2228%
21123 | 5 | 1 |  | Manual | 2 | Ceiling Fixture | Linear Fluorescent | 48 | T-12 | 2 | 40 | 211235 | Garage | 0.2228%
21123 | 6 | 1 |  | Manual | 1 | Ceiling Fixture | Incandescent |  | Decorative | 4 | 40 | 211236 | Hall | 0.2228%
21123 | 7 | 1 |  | Manual | 3 | Ceiling Fixture | Compact Fluorescent |  | Twist | 2 | 15 | 211237 | Kitchen | 0.2228%
21123 | 7 | 2 |  | Manual | 1 | Ceiling Fixture | Compact Fluorescent |  | Twist | 1 | 15 | 211237 | Kitchen | 0.2228%
21123 | 7 | 3 |  | Manual | 1 | Chandelier (Hanging) | Incandescent |  | Decorative | 5 | 40 | 211237 | Kitchen | 0.2228%
21123 | 8 | 1 |  | Manual | 1 | Track | Incandescent |  | Standard A Lamp | 1 | 100 | 211238 | Living Room | 0.2228%
21123 | 9 | 1 |  | Manual | 2 | Ceiling Fixture | Incandescent |  | Standard A Lamp | 1 | 60 | 211239 | Bathroom | 0.2228%
21123 | 10 | 1 |  | Manual | 1 | Ceiling Fan | Incandescent |  | Standard A Lamp | 1 | 60 | 2112310 | Bedroom | 0.2228%
21126 | 1 | 1 |  | Manual | 1 | Wall Mount | Incandescent |  | Globe | 4 | 40 | 211261 | Bathroom | 0.1597%
21126 | 2 | 1 |  | Manual | 1 | Ceiling Fixture | Compact Fluorescent |  | Twist | 1 | 15 | 211262 | Bedroom | 0.1597%
21126 | 2 | 2 |  | Manual | 1 | Table | Incandescent |  | Standard A Lamp | 1 | 40 | 211262 | Bedroom | 0.1597%
21126 | 3 | 1 |  | Manual | 1 | Ceiling Fixture | Compact Fluorescent |  | Twist | 1 | 15 | 211263 | Hall | 0.1597%
21126 | 4 | 1 |  | Manual | 1 | Ceiling Fixture | Compact Fluorescent |  | Twist | 2 | 15 | 211264 | Kitchen | 0.1597%
21126 | 4 | 2 |  | Manual | 1 | Ceiling Fixture | Linear Fluorescent | 48 | T-12 | 2 | 32 | 211264 | Kitchen | 0.1597%
21126 | 4 | 3 |  | Manual | 1 | Wall Mount | Compact Fluorescent |  | Twist | 1 | 15 | 211264 | Kitchen | 0.1597%
21126 | 5 | 1 |  | Timer | 1 | Other | Incandescent |  | Standard A Lamp | 1 | 15 | 211265 | Living Room | 0.1597%
21126 | 6 | 1 |  | Manual | 1 | Table | Incandescent |  | 3-Way Incandescent | 1 | 100 | 211266 | Bedroom | 0.1597%
21133 | 1 | 1 |  | Manual | 1 | Ceiling Fixture | Incandescent |  | Standard A Lamp | 1 | 60 | 211331 | Hall | 0.2228%
21133 | 2 | 1 |  | Manual | 1 | Ceiling Fixture | Compact Fluorescent |  | Twist | 1 | 15 | 211332 | Bathroom | 0.2228%
21133 | 3 | 1 |  | Manual | 1 | Ceiling Fixture | Incandescent |  | Standard A Lamp | 1 | 60 | 211333 | Bedroom | 0.2228%
21133 | 3 | 2 |  | Manual | 1 | Table | Incandescent |  | Standard A Lamp | 1 | 60 | 211333 | Bedroom | 0.2228%
21133 | 4 | 1 |  | Manual | 1 | Ceiling Fixture | Incandescent |  | Standard A Lamp | 2 | 60 | 211334 | Bedroom | 0.2228%
21133 | 4 | 2 |  | Manual | 1 | Ceiling Fixture | Incandescent |  | Standard A Lamp | 1 | 60 | 211334 | Bedroom | 0.2228%
21133 | 4 | 3 |  | Manual | 1 | Table | Compact Fluorescent |  | Twist | 2 | 22 | 211334 | Bedroom | 0.2228%
21133 | 5 | 1 |  | Manual | 2 | Ceiling Fixture | Compact Fluorescent |  | Twist | 1 | 15 | 211335 | Bedroom | 0.2228%
21133 | 5 | 2 |  | Manual | 1 | Table | Incandescent |  | Reflector | 1 | 40 | 211335 | Bedroom | 0.2228%
21133 | 6 | 1 |  | Manual | 1 | Ceiling Fixture | Incandescent |  | Standard A Lamp | 1 | 60 | 211336 | Bathroom | 0.2228%
21133 | 7 | 1 |  | Manual | 1 | Ceiling Fixture | Compact Fluorescent |  | Twist | 2 | 15 | 211337 | Kitchen | 0.2228%
21133 | 7 | 2 |  | Manual | 2 | Recessed Can | Compact Fluorescent |  | Twist | 1 | 15 | 211337 | Kitchen | 0.2228%
21133 | 7 | 3 |  | Manual | 1 | Ceiling Fixture | Compact Fluorescent |  | Twist | 1 | 15 | 211337 | Kitchen | 0.2228%
21133 | 8 | 1 |  | Manual | 1 | Ceiling Fixture | Compact Fluorescent |  | Twist | 1 | 15 | 211338 | Laundry Room | 0.2228%
21133 | 9 | 1 |  | Manual | 1 | Ceiling Fan | Compact Fluorescent |  | Twist | 3 | 15 | 211339 | Living Room | 0.2228%
21133 | 9 | 2 |  | Manual | 1 | Other | Incandescent |  | Globe | 1 | 40 | 211339 | Living Room | 0.2228%
21133 | 9 | 3 |  | Manual | 1 | Architectural | Compact Fluorescent |  | Twist | 1 | 15 | 211339 | Living Room | 0.2228%
21133 | 10 | 1 |  | Manual | 4 | Ceiling Fixture | Incandescent |  | Reflector | 1 | 75 | 2113310 | Garage | 0.2228%
21140 | 1 | 1 |  | Manual | 1 | Ceiling Fixture | Incandescent |  | Standard A Lamp | 2 | 60 | 211401 | Bathroom | 0.4265%
21140 | 2 | 1 |  | Manual | 1 | Ceiling Fixture | Incandescent |  | Standard A Lamp | 2 | 60 | 211402 | Bathroom | 0.4265%
21140 | 3 | 1 |  | Manual | 1 | Ceiling Fixture | Incandescent |  | Standard A Lamp | 1 | 60 | 211403 | Bedroom | 0.4265%
21140 | 4 | 1 |  | Manual | 1 | Ceiling Fixture | Incandescent |  | Standard A Lamp | 1 | 60 | 211404 | Hall | 0.4265%
21140 | 5 | 1 |  | Manual | 1 | Ceiling Fixture | Compact Fluorescent |  | Twist | 2 | 22 | 211405 | Kitchen | 0.4265%
21140 | 5 | 2 |  | Manual | 1 | Ceiling Fixture | Incandescent |  | Standard A Lamp | 2 | 60 | 211405 | Kitchen | 0.4265%
21140 | 6 | 1 |  | Manual | 1 | Table | Compact Fluorescent |  | Twist | 1 | 22 | 211406 | Living Room | 0.4265%
21140 | 7 | 1 |  | Manual | 1 | Ceiling Fixture | Incandescent |  | Standard A Lamp | 2 | 60 | 211407 | Bedroom | 0.4265%
21140 | 7 | 2 |  | Manual | 1 | Table | Compact Fluorescent |  | Twist | 1 | 22 | 211407 | Bedroom | 0.4265%
21140 | 8 | 1 |  | Manual | 2 | Ceiling Fixture | Compact Fluorescent |  | Twist | 1 | 22 | 211408 | Garage | 0.4265%
21140 | 9 | 1 |  | Manual | 1 | Ceiling Fixture | Compact Fluorescent |  | Twist | 1 | 15 | 211409 | Garage | 0.4265%
21140 | 9 | 2 |  | Manual | 1 | Ceiling Fixture | Linear Fluorescent | 48 | T-12 | 2 | 32 | 211409 | Garage | 0.4265%
21226 | 1 | 1 |  | Manual | 1 | Wall Mount | Incandescent |  | Globe | 2 | 75 | 212261 | Bathroom | 0.4265%
21226 | 2 | 1 |  | Manual | 1 | Chandelier (Hanging) | Incandescent |  | Mini base | 6 | 40 | 212262 | Dining Room | 0.4265%
21226 | 3 | 1 |  | Manual | 1 | Ceiling Fan | Incandescent |  | Decorative | 4 | 65 | 212263 | Family Room | 0.4265%
21226 | 3 | 2 |  | Manual | 2 | Table | Compact Fluorescent |  | Straight Tube | 1 | 28 | 212263 | Family Room | 0.4265%
21226 | 4 | 1 |  | Manual | 1 | Ceiling Fixture | Compact Fluorescent |  | Twist | 2 | 22 | 212264 | Bedroom | 0.4265%
21226 | 4 | 2 |  | Manual | 1 | Wall Mount | Incandescent |  | Standard A Lamp | 1 | 60 | 212264 | Bedroom | 0.4265%
21226 | 5 | 1 |  | Manual | 1 | Ceiling Fixture | Incandescent |  | Clear | 3 | 75 | 212265 | Hall | 0.4265%
21226 | 6 | 1 |  | Manual | 4 | Chandelier (Hanging) | Compact Fluorescent |  | Twist | 1 | 15 | 212266 | Kitchen | 0.4265%
21226 | 6 | 2 |  | Manual | 2 | Ceiling Fixture | Compact Fluorescent |  | Twist | 1 | 15 | 212266 | Kitchen | 0.4265%
21226 | 7 | 1 |  | Manual | 2 | Ceiling Fixture | Incandescent |  | Standard A Lamp | 1 | 60 | 212267 | Laundry Room | 0.4265%
21226 | 8 | 1 |  | Manual | 2 | Table | Compact Fluorescent |  | Twist | 1 | 22 | 212268 | Living Room | 0.4265%
21226 | 8 | 2 |  | Manual | 1 | Ceiling Fan | Incandescent |  | Decorative | 5 | 40 | 212268 | Living Room | 0.4265%
21226 | 9 | 1 |  | Manual | 2 | Wall Mount | Incandescent |  | Standard A Lamp | 3 | 65 | 212269 | Bathroom | 0.4265%
21226 | 10 | 1 |  | Manual | 2 | Wall Mount | Incandescent |  | 3-Way Incandescent | 1 | 100 | 2122610 | Master Bedroom | 0.4265%
21226 | 10 | 2 |  | Manual | 1 | Ceiling Fixture | Compact Fluorescent |  | Twist | 1 | 22 | 2122610 | Master Bedroom | 0.4265%
21226 | 11 | 1 |  | Manual | 1 | Ceiling Fixture | Compact Fluorescent |  | Twist | 2 | 22 | 2122611 | Bedroom | 0.4265%
21226 | 11 | 2 |  | Manual | 1 | Floor lamp | Compact Fluorescent |  | Straight Tube | 1 | 28 | 2122611 | Bedroom | 0.4265%
21235 | 1 | 1 |  | Manual | 1 | Ceiling Fixture | Incandescent |  | Standard A Lamp | 2 | 40 | 212351 | Office | 0.536%
21235 | 1 | 2 |  | Manual | 1 | Table | Incandescent |  | Standard A Lamp | 1 | 60 | 212351 | Office | 0.536%
21235 | 2 | 1 |  | Manual | 1 | Ceiling Fixture | Incandescent |  | Standard A Lamp | 1 | 40 | 212352 | Hall | 0.536%
21235 | 3 | 1 |  | Manual | 1 | Ceiling Fixture | Incandescent |  | Standard A Lamp | 2 | 40 | 212353 | Bedroom | 0.536%
21235 | 3 | 2 |  | Manual | 2 | Table | Incandescent |  | Standard A Lamp | 1 | 100 | 212353 | Bedroom | 0.536%
21235 | 4 | 1 |  | Manual | 1 | Ceiling Fixture | Incandescent |  | Standard A Lamp | 1 | 40 | 212354 | Laundry Room | 0.536%
21235 | 5 | 1 |  | Manual | 1 | Wall Mount | Incandescent |  | Globe | 4 | 60 | 212355 | Bathroom | 0.536%
21235 | 5 | 2 |  | Manual | 1 | Ceiling Fixture | Incandescent |  | Standard A Lamp | 1 | 40 | 212355 | Bathroom | 0.536%
21235 | 6 | 1 |  | Manual | 2 | Table | Incandescent |  | Standard A Lamp | 2 | 40 | 212356 | Living Room | 0.536%
21235 | 6 | 2 |  | Manual | 1 | Table | Incandescent |  | Standard A Lamp | 1 | 60 | 212356 | Living Room | 0.536%
21235 | 6 | 3 |  | Manual | 1 | Ceiling Fixture | Incandescent |  | Standard A Lamp | 1 | 40 | 212356 | Living Room | 0.536%
21235 | 7 | 1 |  | Manual | 2 | Ceiling Fixture | Linear Fluorescent | 48 | T-12 | 2 | 40 | 212357 | Kitchen | 0.536%
21235 | 7 | 2 |  | Manual | 1 | Architectural | Incandescent |  | Standard A Lamp | 1 | 60 | 212357 | Kitchen | 0.536%
21235 | 7 | 3 |  | Manual | 1 | Ceiling Fan | Incandescent |  | Standard A Lamp | 3 | 100 | 212357 | Kitchen | 0.536%
21235 | 8 | 1 |  | Manual | 1 | Ceiling Fixture | Incandescent |  | Standard A Lamp | 2 | 60 | 212358 | Master Bedroom | 0.536%
21235 | 9 | 1 |  | Manual | 1 | Ceiling Fixture | Incandescent |  | Standard A Lamp | 1 | 60 | 212359 | Bathroom | 0.536%
21235 | 9 | 2 |  | Manual | 1 | Wall Mount | Incandescent |  | Globe | 6 | 60 | 212359 | Bathroom | 0.536%
21241 | 1 | 1 |  | Manual | 1 | Ceiling Fixture | Incandescent |  | Standard A Lamp | 1 | 100 | 212411 | Kitchen | 0.5638%
21241 | 2 | 1 |  | Manual | 1 | Torchiere | Incandescent |  | Standard A Lamp | 1 | 100 | 212412 | Living Room | 0.5638%
21241 | 2 | 2 |  | Manual | 1 | Wall Mount | Incandescent |  | Clear | 1 | 100 | 212412 | Living Room | 0.5638%
21241 | 4 | 1 |  | Manual | 1 | Wall Mount | Incandescent |  | Standard A Lamp | 1 | 60 | 212414 | Bedroom | 0.5638%
21241 | 5 | 1 |  | Manual | 1 | Ceiling Fixture | Incandescent |  | Standard A Lamp | 1 | 100 | 212415 | Bathroom | 0.5638%
21241 | 6 | 1 |  | Manual | 1 | Wall Mount | Incandescent |  | Standard A Lamp | 1 | 100 | 212416 | Bedroom | 0.5638%
21278 | 1 | 1 |  | Manual | 1 | Ceiling Fixture | Compact Fluorescent |  | Twist | 1 | 15 | 212781 | Bathroom | 0.2228%
21278 | 2 | 1 |  | Manual | 1 | Torchiere | Compact Fluorescent |  | Straight Tube | 1 | 22 | 212782 | Bedroom | 0.2228%
21278 | 3 | 1 |  | Manual | 1 | Table | Incandescent |  | Standard A Lamp | 1 | 60 | 212783 | Bedroom | 0.2228%
21278 | 4 | 1 |  | Manual | 1 | Chandelier (Hanging) | Incandescent |  | Clear | 3 | 60 | 212784 | Dining Room | 0.2228%
21278 | 4 | 2 |  | Manual | 1 | Ceiling Fan | Incandescent |  | Standard A Lamp | 4 | 100 | 212784 | Dining Room | 0.2228%
21278 | 5 | 1 |  | Manual | 1 | Garage door opener | Incandescent |  | Reflector | 1 | 65 | 212785 | Garage | 0.2228%
21278 | 6 | 1 |  | Manual | 1 | Ceiling Fixture | Incandescent |  | Standard A Lamp | 1 | 100 | 212786 | Hall | 0.2228%
21278 | 7 | 1 |  | Manual | 2 | Ceiling Fixture | Linear Fluorescent | 48 | T-12 | 2 | 40 | 212787 | Kitchen | 0.2228%
21278 | 8 | 1 |  | Manual | 1 | Ceiling Fixture | Incandescent |  | Standard A Lamp | 1 | 100 | 212788 | Laundry Room | 0.2228%
21278 | 8 | 2 |  | Manual | 1 | Ceiling Fixture | Linear Fluorescent | 24 | T-12 | 2 | 16 | 212788 | Laundry Room | 0.2228%
21278 | 9 | 1 |  | Manual | 1 | Ceiling Fixture | Compact Fluorescent |  | Twist | 1 | 15 | 212789 | Bathroom | 0.2228%
21278 | 9 | 2 |  | Manual | 1 | Ceiling Fixture | Linear Fluorescent | 24 | T-12 | 2 | 20 | 212789 | Bathroom | 0.2228%
21278 | 10 | 1 |  | Manual | 1 | Ceiling Fixture | Incandescent |  | Standard A Lamp | 1 | 100 | 2127810 | Closet | 0.2228%
21278 | 11 | 1 |  | Manual | 2 | Table | Incandescent |  | Decorative | 1 | 150 | 2127811 | Master Bedroom | 0.2228%
21278 | 11 | 2 |  | Manual | 1 | Torchiere | Incandescent |  | Standard A Lamp | 2 | 60 | 2127811 | Master Bedroom | 0.2228%
21278 | 12 | 1 |  | Manual | 1 | Ceiling Fixture | Compact Fluorescent |  | Twist | 1 | 15 | 2127812 | Living Room | 0.2228%
21278 | 12 | 2 |  | Manual | 1 | Torchiere | Compact Fluorescent |  | Twist | 1 | 22 | 2127812 | Living Room | 0.2228%
21279 | 1 | 1 |  | Manual | 1 | Ceiling Fixture | Incandescent |  | Mini base | 3 | 40 | 212791 | Bathroom | 0.2228%
21279 | 2 | 1 |  | Manual | 1 | Wall Mount | Incandescent |  | Standard A Lamp | 1 | 60 | 212792 | Bedroom | 0.2228%
21279 | 2 | 2 |  | Manual | 2 | Table | Incandescent |  | Standard A Lamp | 1 | 100 | 212792 | Bedroom | 0.2228%
21279 | 3 | 1 |  | Manual | 1 | Chandelier (Hanging) | Compact Fluorescent |  | Twist | 5 | 15 | 212793 | Dining Room | 0.2228%
21279 | 4 | 1 |  | Manual | 1 | Ceiling Fixture | Compact Fluorescent |  | Circline (Screw Base) | 1 | 36 | 212794 | Hall | 0.2228%
21279 | 5 | 1 |  | Manual | 1 | Ceiling Fan | Incandescent |  | Standard A Lamp | 1 | 60 | 212795 | Hall | 0.2228%
21279 | 6 | 1 |  | Manual | 1 | Ceiling Fixture | Incandescent |  | Standard A Lamp | 1 | 60 | 212796 | Hall | 0.2228%
21279 | 7 | 1 |  | Manual | 6 | Architectural | Halogen |  | MR | 1 | 30 | 212797 | Kitchen | 0.2228%
21279 | 7 | 2 |  | Manual | 1 | Ceiling Fixture | Incandescent |  | Standard A Lamp | 3 | 60 | 212797 | Kitchen | 0.2228%
21279 | 8 | 1 |  | Manual | 1 | Ceiling Fixture | Incandescent |  | Standard A Lamp | 1 | 60 | 212798 | Laundry Room | 0.2228%
21279 | 8 | 2 |  | Manual | 1 | Wall Mount | Incandescent |  | Globe | 5 | 60 | 212798 | Laundry Room | 0.2228%
21279 | 9 | 1 |  | Manual | 1 | Ceiling Fixture | Halogen |  | Other | 1 | 60 | 212799 | Living Room | 0.2228%
21279 | 9 | 2 |  | Manual | 1 | Table | Incandescent |  | Standard A Lamp | 1 | 75 | 212799 | Living Room | 0.2228%
21279 | 9 | 3 |  | Manual | 1 | Torchiere | Incandescent |  | Standard A Lamp | 1 | 100 | 212799 | Living Room | 0.2228%
21279 | 9 | 4 |  | Manual | 1 | Floor lamp | Incandescent |  | Standard A Lamp | 1 | 40 | 212799 | Living Room | 0.2228%
21279 | 9 | 5 |  | Manual | 1 | Table | Incandescent |  | Standard A Lamp | 1 | 60 | 212799 | Living Room | 0.2228%
21279 | 10 | 1 |  | Manual | 1 | Ceiling Fixture | Incandescent |  | Standard A Lamp | 2 | 60 | 2127910 | Bedroom | 0.2228%
21279 | 10 | 2 |  | Manual | 1 | Table | Incandescent |  | Standard A Lamp | 1 | 60 | 2127910 | Bedroom | 0.2228%
21288 | 1 | 1 |  | Manual | 1 | Wall Mount | Incandescent |  | Clear | 5 | 40 | 212881 | Bedroom | 0.1597%
21288 | 1 | 2 |  | Manual | 2 | Wall Mount | Incandescent |  | Decorative | 2 | 40 | 212881 | Bedroom | 0.1597%
21288 | 1 | 3 |  | Manual | 1 | Table | Incandescent |  | Standard A Lamp | 1 | 65 | 212881 | Bedroom | 0.1597%
21288 | 2 | 1 |  | Manual | 1 | Chandelier (Hanging) | Incandescent |  | Globe | 3 | 65 | 212882 | Family Room | 0.1597%
21288 | 2 | 2 |  | Manual | 1 | Floor lamp | Incandescent |  | Standard A Lamp | 1 | 65 | 212882 | Family Room | 0.1597%
21288 | 2 | 3 |  | Manual | 1 | Ceiling Fixture | Incandescent |  | Globe | 1 | 65 | 212882 | Family Room | 0.1597%
21288 | 3 | 1 |  | Manual | 1 | Wall Mount | Incandescent |  | Globe | 3 | 40 | 212883 | Bedroom | 0.1597%
21288 | 3 | 2 |  | Manual | 1 | Ceiling Fixture | Incandescent |  | Standard A Lamp | 2 | 60 | 212883 | Bedroom | 0.1597%
21288 | 4 | 1 |  | Manual | 1 | Ceiling Fan | Incandescent |  | Decorative | 3 | 40 | 212884 | Kitchen | 0.1597%
21288 | 4 | 2 |  | Manual | 1 | Wall Mount | Incandescent |  | Globe | 3 | 40 | 212884 | Kitchen | 0.1597%
21288 | 4 | 3 |  | Manual | 1 | Ceiling Fixture | Incandescent |  | Standard A Lamp | 1 | 60 | 212884 | Kitchen | 0.1597%
21315 | 1 | 1 |  | Manual | 2 | Ceiling Fixture | Compact Fluorescent |  | Twist | 2 | 22 | 213151 | Bathroom | 0.1597%
21315 | 2 | 1 |  | Manual | 1 | Ceiling Fixture | Incandescent |  | Standard A Lamp | 2 | 40 | 213152 | Bathroom | 0.1597%
21315 | 3 | 1 |  | Manual | 1 | Ceiling Fixture | Compact Fluorescent |  | Twist | 2 | 22 | 213153 | Bedroom | 0.1597%
21315 | 4 | 1 |  | Manual | 1 | Ceiling Fixture | Compact Fluorescent |  | Twist | 2 | 22 | 213154 | Hall | 0.1597%
21315 | 5 | 1 |  | Manual | 1 | Ceiling Fixture | Compact Fluorescent |  | Twist | 2 | 15 | 213155 | Kitchen | 0.1597%
21315 | 6 | 1 |  | Manual | 1 | Ceiling Fixture | Compact Fluorescent |  | Twist | 2 | 15 | 213156 | Laundry Room | 0.1597%
21315 | 7 | 1 |  | Manual | 1 | Chandelier (Hanging) | Compact Fluorescent |  | Twist | 1 | 28 | 213157 | Living Room | 0.1597%
21315 | 7 | 2 |  | Manual | 3 | Table | Incandescent |  | 3-Way Incandescent | 1 | 75 | 213157 | Living Room | 0.1597%
21315 | 7 | 3 |  | Manual | 1 | Floor lamp | Incandescent |  | 3-Way Incandescent | 1 | 65 | 213157 | Living Room | 0.1597%
21315 | 8 | 1 |  | Manual | 1 | Ceiling Fixture | Compact Fluorescent |  | Twist | 2 | 15 | 213158 | Master Bedroom | 0.1597%
21315 | 8 | 2 |  | Manual | 2 | Table | Incandescent |  | Mini base | 2 | 25 | 213158 | Master Bedroom | 0.1597%
21315 | 9 | 1 |  | Manual | 1 | Ceiling Fixture | Compact Fluorescent |  | Twist | 2 | 22 | 213159 | Office | 0.1597%
21315 | 9 | 2 |  | Manual | 1 | Table | Incandescent |  | Standard A Lamp | 1 | 60 | 213159 | Office | 0.1597%
21354 | 1 | 1 |  | Manual | 1 | Floor lamp | Compact Fluorescent |  | Twist | 1 | 15 | 213541 | Living Room | 0.2228%
21354 | 1 | 2 |  | Manual | 1 | Ceiling Fixture | Incandescent |  | Standard A Lamp | 2 | 60 | 213541 | Living Room | 0.2228%
21354 | 2 | 1 |  | Manual | 1 | Ceiling Fixture | Incandescent |  | Standard A Lamp | 1 | 75 | 213542 | Laundry Room | 0.2228%
21354 | 2 | 2 |  | Manual | 1 | Ceiling Fixture | Compact Fluorescent |  | Twist | 1 | 15 | 213542 | Laundry Room | 0.2228%
21354 | 4 | 1 |  | Manual | 1 | Table | Compact Fluorescent |  | Twist | 1 | 15 | 213544 | Master Bedroom | 0.2228%
21354 | 5 | 1 |  | Manual | 1 | Ceiling Fixture | Incandescent |  | Standard A Lamp | 1 | 60 | 213545 | Hall | 0.2228%
21354 | 6 | 1 |  | Manual | 1 | Ceiling Fixture | Incandescent |  | Standard A Lamp | 1 | 60 | 213546 | Bathroom | 0.2228%
21354 | 7 | 1 |  | Manual | 1 | Ceiling Fixture | Incandescent |  | Standard A Lamp | 1 | 60 | 213547 | Kitchen | 0.2228%
21354 | 7 | 2 |  | Manual | 1 | Ceiling Fixture | Compact Fluorescent |  | Twist | 2 | 15 | 213547 | Kitchen | 0.2228%
21354 | 7 | 3 |  | Manual | 1 | Architectural | Incandescent |  | Standard A Lamp | 1 | 60 | 213547 | Kitchen | 0.2228%
21354 | 8 | 1 |  | Manual | 1 | Ceiling Fan | Incandescent |  | Standard A Lamp | 1 | 100 | 213548 | Dining Room | 0.2228%
21354 | 9 | 1 |  | Manual | 1 | Ceiling Fixture | Incandescent |  | Standard A Lamp | 2 | 60 | 213549 | Bathroom | 0.2228%
21354 | 10 | 1 |  | Manual | 1 | Ceiling Fixture | Compact Fluorescent |  | Twist | 1 | 15 | 2135410 | Bedroom | 0.2228%
21354 | 11 | 1 |  | Manual | 1 | Ceiling Fan | Incandescent |  | Standard A Lamp | 1 | 40 | 2135411 | Bedroom | 0.2228%
21369 | 1 | 1 |  | Manual | 1 | Ceiling Fan | Compact Fluorescent |  | Twist | 4 | 22 | 213691 | Bedroom | 0.1597%
21369 | 1 | 2 |  | Manual | 2 | Table | Compact Fluorescent |  | Twist | 1 | 22 | 213691 | Bedroom | 0.1597%
21369 | 1 | 3 |  | Manual | 2 | Wall Mount | Compact Fluorescent |  | Twist | 2 | 22 | 213691 | Bedroom | 0.1597%
21369 | 1 | 4 |  | Manual | 1 | Recessed Can | Compact Fluorescent |  | Twist | 1 | 22 | 213691 | Bedroom | 0.1597%
21369 | 2 | 1 |  | Manual | 1 | Ceiling Fixture | Compact Fluorescent |  | Twist | 2 | 22 | 213692 | Bedroom | 0.1597%
21369 | 2 | 2 |  | Manual | 2 | Table | Compact Fluorescent |  | Twist | 1 | 22 | 213692 | Bedroom | 0.1597%
21369 | 3 | 1 |  | Manual | 1 | Ceiling Fan | Incandescent |  | Standard A Lamp | 4 | 60 | 213693 | Family Room | 0.1597%
21369 | 3 | 2 |  | Manual | 3 | Table | Compact Fluorescent |  | Twist | 1 | 22 | 213693 | Family Room | 0.1597%
21369 | 4 | 1 |  | Manual | 8 | Recessed Can | Compact Fluorescent |  | Twist | 1 | 22 | 213694 | Kitchen | 0.1597%
21369 | 4 | 2 |  | Manual | 1 | Chandelier (Hanging) | Compact Fluorescent |  | Twist | 1 | 15 | 213694 | Kitchen | 0.1597%
21369 | 5 | 1 |  | Manual | 2 | Ceiling Fixture | Compact Fluorescent |  | Twist | 2 | 22 | 213695 | Laundry Room | 0.1597%
21369 | 5 | 2 |  | Manual | 1 | Wall Mount | Compact Fluorescent |  | Twist | 2 | 22 | 213695 | Laundry Room | 0.1597%
21369 | 6 | 1 |  | Manual | 1 | Ceiling Fan | Compact Fluorescent |  | Twist | 4 | 22 | 213696 | Office | 0.1597%
21369 | 6 | 2 |  | Manual | 1 | Floor lamp | Halogen |  | Quartz Tube | 1 | 75 | 213696 | Office | 0.1597%
21395 | 1 | 1 |  | Manual | 1 | Wall Mount | Incandescent |  | Standard A Lamp | 4 | 60 | 213951 | Bathroom | 0.2228%
21395 | 1 | 2 |  | Manual | 1 | Ceiling Fixture | Incandescent |  | Standard A Lamp | 1 | 60 | 213951 | Bathroom | 0.2228%
21395 | 2 | 1 |  | Manual | 1 | Ceiling Fan | Compact Fluorescent |  | Twist | 1 | 15 | 213952 | Dining Room | 0.2228%
21395 | 2 | 2 |  | Manual | 1 | Ceiling Fixture | Linear Fluorescent | 48 | T-8 | 1 | 32 | 213952 | Dining Room | 0.2228%
21395 | 3 | 1 |  | Manual | 1 | Ceiling Fixture | Incandescent |  | Standard A Lamp | 2 | 60 | 213953 | Master Bedroom | 0.2228%
21395 | 3 | 2 |  | Manual | 1 | Table | Incandescent |  | Mini base | 1 | 25 | 213953 | Master Bedroom | 0.2228%
21395 | 4 | 1 |  | Manual | 1 | Ceiling Fixture | Incandescent |  | Standard A Lamp | 1 | 60 | 213954 | Hall | 0.2228%
21395 | 5 | 1 |  | Manual | 1 | Ceiling Fixture | Incandescent |  | Standard A Lamp | 1 | 60 | 213955 | Hall | 0.2228%
21395 | 6 | 1 |  | Manual | 2 | Ceiling Fixture | Compact Fluorescent |  | Twist | 1 | 15 | 213956 | Kitchen | 0.2228%
21395 | 7 | 1 |  | Manual | 1 | Ceiling Fixture | Incandescent |  | Standard A Lamp | 1 | 60 | 213957 | Laundry Room | 0.2228%
21395 | 8 | 1 |  | Manual | 2 | Table | Compact Fluorescent |  | Twist | 1 | 15 | 213958 | Living Room | 0.2228%
21395 | 9 | 1 |  | Manual | 2 | Chandelier (Hanging) | Incandescent |  | Standard A Lamp | 1 | 40 | 213959 | Bathroom | 0.2228%
21395 | 10 | 1 |  | Manual | 1 | Ceiling Fixture | Incandescent |  | Decorative | 1 | 60 | 2139510 | Master Bedroom | 0.2228%
21395 | 10 | 2 |  | Manual | 1 | Table | Incandescent |  | Standard A Lamp | 1 | 60 | 2139510 | Master Bedroom | 0.2228%
21395 | 11 | 1 |  | Manual | 1 | Ceiling Fixture | Incandescent |  | Standard A Lamp | 1 | 60 | 2139511 | Bedroom | 0.2228%
21395 | 12 | 1 |  | Manual | 1 | Chandelier (Hanging) | Compact Fluorescent |  | Twist | 1 | 15 | 2139512 | Living Room | 0.2228%
21395 | 12 | 2 |  | Manual | 1 | Table | Incandescent |  | Mini base | 3 | 40 | 2139512 | Living Room | 0.2228%
21429 | 1 | 1 |  | Manual | 1 | Wall Mount | Incandescent |  | Standard A Lamp | 2 | 60 | 214291 | Bathroom | 0.5638%
21429 | 1 | 2 |  | Manual | 1 | Recessed - other | Linear Fluorescent | 48 | T-12 | 2 | 32 | 214291 | Bathroom | 0.5638%
21429 | 2 | 1 |  | Manual | 1 | Recessed - other | Linear Fluorescent | 48 | T-12 | 2 | 32 | 214292 | Bathroom | 0.5638%
21429 | 3 | 1 |  | Manual | 1 | Ceiling Fixture | Incandescent |  | Standard A Lamp | 2 | 40 | 214293 | Bedroom | 0.5638%
21429 | 4 | 1 |  | Manual | 1 | Ceiling Fixture | Incandescent |  | Standard A Lamp | 2 | 40 | 214294 | Bedroom | 0.5638%
21429 | 5 | 1 |  | Manual | 1 | Ceiling Fixture | Incandescent |  | Standard A Lamp | 1 | 60 | 214295 | Closet | 0.5638%
21429 | 6 | 1 |  | Manual | 1 | Chandelier (Hanging) | Incandescent |  | Standard A Lamp | 5 | 40 | 214296 | Dining Room | 0.5638%
21429 | 7 | 1 |  | Manual | 1 | Ceiling Fan | Incandescent |  | Standard A Lamp | 3 | 40 | 214297 | Family Room | 0.5638%
21429 | 8 | 1 |  | Manual | 1 | Ceiling Fixture | Incandescent |  | Standard A Lamp | 2 | 40 | 214298 | Hall | 0.5638%
21429 | 9 | 1 |  | Manual | 2 | Recessed - other | Linear Fluorescent | 48 | T-8 | 2 | 32 | 214299 | Kitchen | 0.5638%
21429 | 10 | 1 |  | Manual | 1 | Ceiling Fixture | Incandescent |  | Standard A Lamp | 2 | 60 | 2142910 | Laundry Room | 0.5638%
21429 | 11 | 1 |  | Manual | 1 | Ceiling Fixture | Incandescent |  | Standard A Lamp | 1 | 40 | 2142911 | Living Room | 0.5638%
21429 | 12 | 1 |  | Manual | 1 | Ceiling Fixture | Incandescent |  | Standard A Lamp | 2 | 40 | 2142912 | Master Bedroom | 0.5638%
21429 | 13 | 1 |  | Manual | 1 | Chandelier (Hanging) | Incandescent |  | Standard A Lamp | 1 | 40 | 2142913 | Dining Room | 0.5638%
21518 | 1 | 1 |  | Manual | 1 | Wall Mount | Incandescent |  | Globe | 3 | 40 | 215181 | Bathroom | 0.4265%
21518 | 1 | 2 |  | Manual | 1 | Ceiling Fixture | Incandescent |  | Standard A Lamp | 1 | 60 | 215181 | Bathroom | 0.4265%
21518 | 2 | 1 |  | Manual | 1 | Chandelier (Hanging) | Incandescent |  | Decorative | 3 | 40 | 215182 | Bathroom | 0.4265%
21518 | 2 | 2 |  | Manual | 1 | Wall Mount | Compact Fluorescent |  | Twist | 2 | 15 | 215182 | Bathroom | 0.4265%
21518 | 3 | 1 |  | Manual | 1 | Ceiling Fixture | Compact Fluorescent |  | Twist | 1 | 15 | 215183 | Bedroom | 0.4265%
21518 | 4 | 1 |  | Manual | 1 | Chandelier (Hanging) | Compact Fluorescent |  | Twist | 1 | 22 | 215184 | Bedroom | 0.4265%
21518 | 5 | 1 |  | Manual | 1 | Ceiling Fan | Compact Fluorescent |  | Twist | 2 | 15 | 215185 | Master Bedroom | 0.4265%
21518 | 6 | 1 |  | Manual | 1 | Ceiling Fixture | Incandescent |  | Standard A Lamp | 1 | 40 | 215186 | Closet | 0.4265%
21518 | 7 | 1 |  | Manual | 1 | Ceiling Fixture | Compact Fluorescent |  | Twist | 1 | 15 | 215187 | Dining Room | 0.4265%
21518 | 8 | 1 |  | Manual | 2 | Ceiling Fixture | Compact Fluorescent |  | Twist | 2 | 15 | 215188 | Kitchen | 0.4265%
21518 | 9 | 1 |  | Manual | 1 | Ceiling Fan | Incandescent |  | Standard A Lamp | 1 | 60 | 215189 | Living Room | 0.4265%
21518 | 9 | 2 |  | Manual | 3 | Table | Compact Fluorescent |  | Twist | 1 | 15 | 215189 | Living Room | 0.4265%
21518 | 9 | 3 |  | Manual | 1 | Table | Incandescent |  | Decorative | 1 | 25 | 215189 | Living Room | 0.4265%
21518 | 9 | 4 |  | Manual | 1 | Ceiling Fixture | Compact Fluorescent |  | Twist | 1 | 15 | 215189 | Living Room | 0.4265%
21535 | 1 | 1 |  | Manual | 1 | Wall Mount | Compact Fluorescent |  | Twist | 2 | 15 | 215351 | Bathroom | 0.3915%
21535 | 1 | 2 |  | Manual | 1 | Ceiling Fixture | Compact Fluorescent |  | Twist | 1 | 7 | 215351 | Bathroom | 0.3915%
21535 | 2 | 1 |  | Manual | 1 | Ceiling Fixture | Compact Fluorescent |  | Twist | 2 | 15 | 215352 | Bedroom | 0.3915%
21535 | 2 | 2 |  | Manual | 1 | Table | Compact Fluorescent |  | Twist | 2 | 15 | 215352 | Bedroom | 0.3915%
21535 | 3 | 1 |  | Dimmer | 1 | Ceiling Fixture | Incandescent |  | Decorative | 6 | 25 | 215353 | Dining Room | 0.3915%
21535 | 4 | 1 |  | Manual | 4 | Ceiling Fixture | Linear Fluorescent | 42 | T-12 | 2 | 40 | 215354 | Garage | 0.3915%
21535 | 4 | 2 |  | Manual | 1 | Track | Compact Fluorescent |  | Twist | 4 | 15 | 215354 | Garage | 0.3915%
21535 | 4 | 3 |  | Manual | 1 | Wall Mount | Halogen |  | Quartz Tube | 2 | 100 | 215354 | Garage | 0.3915%
21535 | 5 | 1 |  | Manual | 1 | Ceiling Fixture | Incandescent |  | Standard A Lamp | 2 | 60 | 215355 | Hall | 0.3915%
21535 | 6 | 1 |  | Manual | 2 | Ceiling Fixture | Halogen |  | MR | 6 | 50 | 215356 | Kitchen | 0.3915%
21535 | 6 | 2 |  | Manual | 1 | Ceiling Fixture | Incandescent |  | Decorative | 1 | 25 | 215356 | Kitchen | 0.3915%
21535 | 7 | 1 |  | Manual | 1 | Ceiling Fixture | Compact Fluorescent |  | Twist | 1 | 15 | 215357 | Laundry Room | 0.3915%
21535 | 8 | 1 |  | Dimmer | 1 | Ceiling Fan | Incandescent |  | Standard A Lamp | 3 | 60 | 215358 | Living Room | 0.3915%
21535 | 8 | 2 |  | Manual | 1 | Table | Incandescent |  | Decorative | 1 | 25 | 215358 | Living Room | 0.3915%
21535 | 8 | 3 |  | Manual | 1 | Floor lamp | Compact Fluorescent |  | Twist | 2 | 15 | 215358 | Living Room | 0.3915%
21535 | 9 | 1 |  | Manual | 1 | Wall Mount | Incandescent |  | Globe | 8 | 40 | 215359 | Bathroom | 0.3915%
21535 | 9 | 2 |  | Manual | 1 | Ceiling Fixture | Compact Fluorescent |  | Twist | 1 | 15 | 215359 | Bathroom | 0.3915%
21535 | 10 | 1 |  | Manual | 2 | Table | Compact Fluorescent |  | Twist | 1 | 15 | 2153510 | Master Bedroom | 0.3915%
21535 | 10 | 2 |  | Manual | 1 | Ceiling Fixture | Incandescent |  | Standard A Lamp | 2 | 60 | 2153510 | Master Bedroom | 0.3915%
21535 | 11 | 1 |  | Manual | 1 | Ceiling Fixture | Incandescent |  | Standard A Lamp | 1 | 60 | 2153511 | Bedroom | 0.3915%
21535 | 11 | 2 |  | Manual | 1 | Floor lamp | Compact Fluorescent |  | Twist | 1 | 15 | 2153511 | Bedroom | 0.3915%
21548 | 1 | 1 |  | Manual | 2 | Wall Mount | Incandescent |  | Standard A Lamp | 2 | 60 | 215481 | Bathroom | 0.5638%
21548 | 1 | 2 |  | Manual | 2 | Ceiling Fixture | Incandescent |  | Standard A Lamp | 2 | 60 | 215481 | Bathroom | 0.5638%
21548 | 2 | 1 |  | Manual | 1 | Ceiling Fixture | Incandescent |  | Standard A Lamp | 1 | 60 | 215482 | Bedroom | 0.5638%
21548 | 3 | 1 |  | Manual | 1 | Ceiling Fan | Compact Fluorescent |  | Twist | 2 | 13 | 215483 | Master Bedroom | 0.5638%
21548 | 3 | 2 |  | Manual | 2 | Table | Incandescent |  | Standard A Lamp | 1 | 60 | 215483 | Master Bedroom | 0.5638%
21548 | 3 | 3 |  | Manual | 1 | Table | Incandescent |  | Mini base | 1 | 25 | 215483 | Master Bedroom | 0.5638%
21548 | 4 | 1 |  | Manual | 1 | Ceiling Fixture | Incandescent |  | Standard A Lamp | 1 | 60 | 215484 | Closet | 0.5638%
21548 | 5 | 1 |  | Manual | 1 | Ceiling Fixture | Incandescent |  | Standard A Lamp | 1 | 60 | 215485 | Closet | 0.5638%
21548 | 6 | 1 |  | Manual | 1 | Chandelier (Hanging) | Incandescent |  | Decorative | 5 | 40 | 215486 | Family Room | 0.5638%
21548 | 6 | 2 |  | Manual | 1 | Ceiling Fixture | Incandescent |  | Decorative | 2 | 60 | 215486 | Family Room | 0.5638%
21548 | 6 | 3 |  | Manual | 1 | Floor lamp | Compact Fluorescent |  | Twist | 1 | 13 | 215486 | Family Room | 0.5638%
21548 | 7 | 1 |  | Manual | 1 | Ceiling Fixture | Incandescent |  | Standard A Lamp | 2 | 60 | 215487 | Hall | 0.5638%
21548 | 8 | 1 |  | Manual | 2 | Ceiling Fixture | Linear Fluorescent | 48 | T-12 | 2 | 40 | 215488 | Kitchen | 0.5638%
21548 | 8 | 2 |  | Manual | 1 | Ceiling Fixture | Compact Fluorescent |  | Twist | 2 | 13 | 215488 | Kitchen | 0.5638%
21548 | 9 | 1 |  | Manual | 2 | Ceiling Fixture | Linear Fluorescent | 48 | T-12 | 2 | 40 | 215489 | Laundry Room | 0.5638%
21548 | 10 | 1 |  | Manual | 2 | Table | Compact Fluorescent |  | Twist | 1 | 13 | 2154810 | Dining Room | 0.5638%
21548 | 10 | 2 |  | Manual | 1 | Floor lamp | Incandescent |  | Globe | 1 | 40 | 2154810 | Dining Room | 0.5638%
21548 | 11 | 1 |  | Manual | 1 | Wall Mount | Incandescent |  | Standard A Lamp | 2 | 60 | 2154811 | Bathroom | 0.5638%
21548 | 12 | 1 |  | Manual | 1 | Ceiling Fixture | Incandescent |  | Standard A Lamp | 1 | 60 | 2154812 | Bedroom | 0.5638%
21555 | 1 | 1 |  | Manual | 1 | Ceiling Fixture | Incandescent |  | Standard A Lamp | 1 | 60 | 215551 | Bathroom | 0.5638%
21555 | 2 | 1 |  | Manual | 1 | Ceiling Fixture | Incandescent |  | Standard A Lamp | 2 | 60 | 215552 | Bedroom | 0.5638%
21555 | 3 | 1 |  | Manual | 1 | Ceiling Fixture | Incandescent |  | Standard A Lamp | 2 | 60 | 215553 | Bedroom | 0.5638%
21555 | 4 | 1 |  | Manual | 1 | Chandelier (Hanging) | Incandescent |  | Decorative | 5 | 40 | 215554 | Dining Room | 0.5638%
21555 | 5 | 1 |  | Manual | 1 | Ceiling Fixture | Incandescent |  | Standard A Lamp | 1 | 60 | 215555 | Hall | 0.5638%
21555 | 6 | 1 |  | Manual | 2 | Ceiling Fixture | Incandescent |  | Standard A Lamp | 1 | 60 | 215556 | Kitchen | 0.5638%
21555 | 7 | 1 |  | Manual | 1 | Ceiling Fixture | Compact Fluorescent |  | Twist | 1 | 15 | 215557 | Laundry Room | 0.5638%
21555 | 8 | 1 |  | Manual | 1 | Table | Incandescent |  | Standard A Lamp | 1 | 60 | 215558 | Living Room | 0.5638%
21555 | 9 | 1 |  | Manual | 2 | Ceiling Fixture | Incandescent |  | Standard A Lamp | 1 | 60 | 215559 | Bathroom | 0.5638%
21555 | 10 | 1 |  | Manual | 1 | Ceiling Fixture | Incandescent |  | Standard A Lamp | 2 | 60 | 2155510 | Master Bedroom | 0.5638%
21555 | 11 | 1 |  | Manual | 1 | Ceiling Fixture | Incandescent |  | Standard A Lamp | 1 | 60 | 2155511 | Dining Room | 0.5638%
21559 | 1 | 1 |  | Manual | 1 | Ceiling Fixture | Compact Fluorescent |  | Twist | 1 | 22 | 215591 | Bedroom | 0.2228%
21559 | 1 | 2 |  | Manual | 1 | Ceiling Fixture | Incandescent |  | Standard A Lamp | 2 | 60 | 215591 | Bedroom | 0.2228%
21559 | 1 | 3 |  | Manual | 1 | Wall Mount | Incandescent |  | Standard A Lamp | 3 | 60 | 215591 | Bedroom | 0.2228%
21559 | 2 | 1 |  | Manual | 1 | Ceiling Fixture | Incandescent |  | Decorative | 3 | 60 | 215592 | Kitchen | 0.2228%
21559 | 2 | 2 |  | Manual | 1 | Table | Incandescent |  | Standard A Lamp | 1 | 75 | 215592 | Kitchen | 0.2228%
21559 | 3 | 1 |  | Manual | 2 | Wall Mount | Incandescent |  | Standard A Lamp | 2 | 60 | 215593 | Bedroom | 0.2228%
21559 | 3 | 2 |  | None | 1 | Other | Incandescent |  | Decorative | 1 | 25 | 215593 | Bedroom | 0.2228%
21559 | 4 | 1 |  | Manual | 1 | Chandelier (Hanging) | Incandescent |  | Standard A Lamp | 2 | 60 | 215594 | Bedroom | 0.2228%
21559 | 4 | 2 |  | Manual | 1 | Table | Incandescent |  | Standard A Lamp | 1 | 60 | 215594 | Bedroom | 0.2228%
21559 | 5 | 1 |  | Manual | 1 | Wall Mount | Incandescent |  | Standard A Lamp | 1 | 60 | 215595 | Living Room | 0.2228%
21559 | 5 | 2 |  | Manual | 1 | Ceiling Fixture | Incandescent |  | Standard A Lamp | 1 | 60 | 215595 | Living Room | 0.2228%
21559 | 6 | 1 |  | Manual | 1 | Chandelier (Hanging) | Incandescent |  | Standard A Lamp | 1 | 60 | 215596 | Laundry Room | 0.2228%
21559 | 7 | 1 |  | Manual | 2 | Ceiling Fixture | Incandescent |  | Decorative | 1 | 60 | 215597 | Other | 0.2228%
21571 | 1 | 1 |  | Manual | 1 | Floor lamp | Incandescent |  | Standard A Lamp | 1 | 60 | 215711 | Bedroom | 0.536%
21571 | 2 | 1 |  | Manual | 1 | Ceiling Fan | Incandescent |  | Decorative | 1 | 40 | 215712 | Master Bedroom | 0.536%
21571 | 3 | 1 |  | Manual | 1 | Ceiling Fixture | Incandescent |  | Mini base | 3 | 15 | 215713 | Bathroom | 0.536%
21571 | 3 | 2 |  | Manual | 1 | Wall Mount | Incandescent |  | Standard A Lamp | 3 | 75 | 215713 | Bathroom | 0.536%
21571 | 4 | 1 |  | Manual | 1 | Wall Mount | Compact Fluorescent |  | Twist | 2 | 22 | 215714 | Bedroom | 0.536%
21571 | 4 | 2 |  | Manual | 1 | Table | Incandescent |  | Standard A Lamp | 1 | 60 | 215714 | Bedroom | 0.536%
21571 | 5 | 1 |  | Manual | 1 | Ceiling Fixture | Incandescent |  | Mini base | 3 | 5 | 215715 | Bathroom | 0.536%
21571 | 5 | 2 |  | Manual | 1 | Wall Mount | Incandescent |  | Standard A Lamp | 1 | 60 | 215715 | Bathroom | 0.536%
21571 | 6 | 1 |  | Manual | 1 | Ceiling Fixture | Incandescent |  | Standard A Lamp | 1 | 60 | 215716 | Hall | 0.536%
21571 | 7 | 1 |  | Manual | 1 | Table | Compact Fluorescent |  | Twist | 1 | 22 | 215717 | Office | 0.536%
21571 | 8 | 1 |  | Manual | 1 | Track | Incandescent |  | Standard A Lamp | 1 | 60 | 215718 | Living Room | 0.536%
21571 | 8 | 2 |  | Manual | 1 | Table | Incandescent |  | Mini base | 3 | 40 | 215718 | Living Room | 0.536%
21571 | 9 | 1 |  | Manual | 1 | Ceiling Fixture | Linear Fluorescent | 48 | T-12 | 2 | 40 | 215719 | Kitchen | 0.536%
21571 | 9 | 2 |  | Manual | 1 | Ceiling Fixture | Incandescent |  | Standard A Lamp | 2 | 5 | 215719 | Kitchen | 0.536%
21571 | 9 | 3 |  | Manual | 1 | Architectural | Incandescent |  | Standard A Lamp | 1 | 60 | 215719 | Kitchen | 0.536%
21571 | 10 | 1 |  | Manual | 1 | Ceiling Fixture | Incandescent |  | Mini base | 2 | 5 | 2157110 | Laundry Room | 0.536%
21571 | 11 | 1 |  | Manual | 1 | Ceiling Fan | Incandescent |  | Standard A Lamp | 1 | 40 | 2157111 | Dining Room | 0.536%
21580 | 1 | 1 |  | Manual | 2 | Wall Mount | Compact Fluorescent |  | Twist | 1 | 15 | 215801 | Bathroom | 0.4265%
21580 | 2 | 1 |  | Manual | 3 | Table | Compact Fluorescent |  | Twist | 1 | 15 | 215802 | Bedroom | 0.4265%
21580 | 3 | 1 |  | Manual | 2 | Wall Mount | Compact Fluorescent |  | Twist | 1 | 15 | 215803 | Bedroom | 0.4265%
21580 | 4 | 1 |  | Manual | 1 | Ceiling Fixture | Incandescent |  | Standard A Lamp | 1 | 60 | 215804 | Hall | 0.4265%
21580 | 5 | 1 |  | Manual | 1 | Ceiling Fan | Compact Fluorescent |  | Twist | 3 | 15 | 215805 | Kitchen | 0.4265%
21580 | 5 | 2 |  | Manual | 1 | Ceiling Fixture | Compact Fluorescent |  | Twist | 1 | 15 | 215805 | Kitchen | 0.4265%
21580 | 5 | 3 |  | Manual | 1 | Recessed - other | Incandescent |  | Standard A Lamp | 1 | 40 | 215805 | Kitchen | 0.4265%
21580 | 6 | 1 |  | Manual | 2 | Floor lamp | Compact Fluorescent |  | Twist | 1 | 22 | 215806 | Living Room | 0.4265%
21580 | 6 | 2 |  | Manual | 1 | Table | Incandescent |  | Standard A Lamp | 1 | 25 | 215806 | Living Room | 0.4265%
21594 | 1 | 1 |  | Manual | 1 | Wall Mount | Incandescent |  | Standard A Lamp | 1 | 60 | 215941 | Bathroom | 0.4265%
21594 | 2 | 1 |  | Manual | 1 | Wall Mount | Incandescent |  | Standard A Lamp | 3 | 40 | 215942 | Bathroom | 0.4265%
21594 | 3 | 1 |  | Manual | 1 | Wall Mount | Incandescent |  | Decorative | 1 | 60 | 215943 | Bedroom | 0.4265%
21594 | 4 | 1 |  | Manual | 1 | Ceiling Fixture | Linear Fluorescent | 36 | T-12 | 2 | 40 | 215944 | Kitchen | 0.4265%
21594 | 4 | 2 |  | Manual | 1 | Ceiling Fixture | Linear Fluorescent | 24 | T-12 | 2 | 40 | 215944 | Kitchen | 0.4265%
21594 | 4 | 3 |  | Manual | 1 | Ceiling Fixture | Linear Fluorescent | 24 | T-12 | 2 | 40 | 215944 | Kitchen | 0.4265%
21594 | 5 | 1 |  | Manual | 2 | Floor lamp | Incandescent |  | Standard A Lamp | 1 | 150 | 215945 | Living Room | 0.4265%
21594 | 6 | 1 |  | Manual | 1 | Wall Mount | Compact Fluorescent |  | Twist | 1 | 13 | 215946 | Master Bedroom | 0.4265%
21594 | 6 | 2 |  | Manual | 2 | Floor lamp | Incandescent |  | Standard A Lamp | 1 | 60 | 215946 | Master Bedroom | 0.4265%
21599 | 1 | 1 |  | Manual | 1 | Ceiling Fixture | Compact Fluorescent |  | Twist | 2 | 15 | 215991 | Master Bedroom | 0.3915%
21599 | 1 | 2 |  | Manual | 1 | Table | Compact Fluorescent |  | Twist | 1 | 15 | 215991 | Master Bedroom | 0.3915%
21599 | 2 | 1 |  | Manual | 2 | Ceiling Fixture | Linear Fluorescent | 48 | T-12 | 1 | 40 | 215992 | Kitchen | 0.3915%
21599 | 2 | 2 |  | Manual | 1 | Ceiling Fixture | Compact Fluorescent |  | Twist | 2 | 15 | 215992 | Kitchen | 0.3915%
21599 | 2 | 3 |  | Manual | 2 | Track | Incandescent |  | Standard A Lamp | 2 | 60 | 215992 | Kitchen | 0.3915%
21599 | 3 | 1 |  | Manual | 4 | Track | Incandescent |  | Standard A Lamp | 3 | 30 | 215993 | Other | 0.3915%
21599 | 4 | 1 |  | Manual | 5 | Ceiling Fixture | Linear Fluorescent | 48 | T-12 | 2 | 40 | 215994 | Garage | 0.3915%
21599 | 4 | 2 |  | Motion | 2 | Exterior | Compact Fluorescent |  | Reflector | 2 | 15 | 215994 | Garage | 0.3915%
21599 | 5 | 1 |  | Manual | 1 | Ceiling Fixture | Compact Fluorescent |  | Twist | 2 | 15 | 215995 | Bathroom | 0.3915%
21599 | 5 | 2 |  | Manual | 1 | Wall Mount | Incandescent |  | Clear | 4 | 40 | 215995 | Bathroom | 0.3915%
21599 | 6 | 1 |  | Manual | 1 | Ceiling Fixture | Compact Fluorescent |  | Pin base | 2 | 15 | 215996 | Bedroom | 0.3915%
21599 | 6 | 2 |  | Manual | 1 | Table | Compact Fluorescent |  | Twist | 1 | 15 | 215996 | Bedroom | 0.3915%
21599 | 7 | 1 |  | Manual | 1 | Ceiling Fixture | Compact Fluorescent |  | Twist | 2 | 15 | 215997 | Bathroom | 0.3915%
21599 | 7 | 2 |  | Manual | 1 | Wall Mount | Incandescent |  | Clear | 4 | 40 | 215997 | Bathroom | 0.3915%
21599 | 8 | 1 |  | Manual | 1 | Ceiling Fixture | Compact Fluorescent |  | Twist | 2 | 15 | 215998 | Bedroom | 0.3915%
21599 | 9 | 1 |  | Manual | 1 | Ceiling Fixture | Compact Fluorescent |  | Twist | 1 | 15 | 215999 | Hall | 0.3915%
21599 | 10 | 1 |  | Manual | 1 | Ceiling Fan | Incandescent |  | Clear | 3 | 60 | 2159910 | Living Room | 0.3915%
21599 | 10 | 2 |  | Manual | 1 | Ceiling Fixture | Incandescent |  | Standard A Lamp | 2 | 60 | 2159910 | Living Room | 0.3915%
21599 | 10 | 3 |  | Manual | 2 | Table | Compact Fluorescent |  | Twist | 1 | 15 | 2159910 | Living Room | 0.3915%
21599 | 10 | 4 |  | Manual | 1 | Floor lamp | Halogen |  | Quartz Tube | 1 | 50 | 2159910 | Living Room | 0.3915%
21599 | 11 | 1 |  | Manual | 1 | Torchiere | Incandescent |  | Standard A Lamp | 1 | 100 | 2159911 | Dining Room | 0.3915%
21599 | 11 | 2 |  | Manual | 1 | Chandelier (Hanging) | Incandescent |  | Mini base | 5 | 60 | 2159911 | Dining Room | 0.3915%
21599 | 11 | 3 |  | Manual | 1 | Floor lamp | Incandescent |  | Standard A Lamp | 1 | 40 | 2159911 | Dining Room | 0.3915%
21599 | 12 | 1 |  | Manual | 1 | Ceiling Fixture | Compact Fluorescent |  | Twist | 2 | 15 | 2159912 | Laundry Room | 0.3915%
21630 | 1 | 1 |  | Manual | 1 | Ceiling Fixture | Compact Fluorescent |  | Twist | 2 | 13 | 216301 | Bathroom | 0.5638%
21630 | 1 | 2 |  | Manual | 1 | Wall Mount | Incandescent |  | Globe | 5 | 40 | 216301 | Bathroom | 0.5638%
21630 | 2 | 1 |  | Manual | 1 | Ceiling Fixture | Compact Fluorescent |  | Twist | 2 | 13 | 216302 | Bathroom | 0.5638%
21630 | 3 | 1 |  | Manual | 1 | Ceiling Fan | Compact Fluorescent |  | A shape bulb | 1 | 13 | 216303 | Bedroom | 0.5638%
21630 | 4 | 1 |  | Manual | 1 | Ceiling Fan | Compact Fluorescent |  | Twist | 2 | 13 | 216304 | Bedroom | 0.5638%
21630 | 4 | 2 |  | Manual | 1 | Table | Compact Fluorescent |  | Twist | 1 | 13 | 216304 | Bedroom | 0.5638%
21630 | 5 | 1 |  | Manual | 3 | Table | Compact Fluorescent |  | Twist | 1 | 13 | 216305 | Family Room | 0.5638%
21630 | 6 | 1 |  | Manual | 1 | Ceiling Fixture | Compact Fluorescent |  | Twist | 2 | 13 | 216306 | Hall | 0.5638%
21630 | 7 | 1 |  | Manual | 2 | Ceiling Fixture | Compact Fluorescent |  | Twist | 2 | 13 | 216307 | Kitchen | 0.5638%
21630 | 8 | 1 |  | Manual | 1 | Ceiling Fixture | Compact Fluorescent |  | Twist | 2 | 13 | 216308 | Laundry Room | 0.5638%
21631 | 1 | 1 |  | Manual | 2 | Ceiling Fixture | Incandescent |  | Standard A Lamp | 2 | 60 | 216311 | Bathroom | 0.5638%
21631 | 2 | 1 |  | Manual | 1 | Wall Mount | Incandescent |  | Clear | 2 | 60 | 216312 | Bathroom | 0.5638%
21631 | 2 | 2 |  | Manual | 1 | Ceiling Fixture | Compact Fluorescent |  | Twist | 1 | 15 | 216312 | Bathroom | 0.5638%
21631 | 3 | 1 |  | Manual | 2 | Table | Compact Fluorescent |  | Twist | 1 | 20 | 216313 | Bedroom | 0.5638%
21631 | 3 | 2 |  | Manual | 1 | Table | Incandescent |  | Standard A Lamp | 1 | 60 | 216313 | Bedroom | 0.5638%
21631 | 4 | 1 |  | Manual | 1 | Table | Incandescent |  | Standard A Lamp | 1 | 60 | 216314 | Bedroom | 0.5638%
21631 | 5 | 1 |  | Manual | 1 | Table | Incandescent |  | 3-Way Incandescent | 1 | 100 | 216315 | Bedroom | 0.5638%
21631 | 7 | 1 |  | Manual | 1 | Chandelier (Hanging) | Incandescent |  | Decorative | 4 | 25 | 216317 | Dining Room | 0.5638%
21631 | 8 | 1 |  | Manual | 1 | Ceiling Fixture | Compact Fluorescent |  | Twist | 1 | 13 | 216318 | Other | 0.5638%
21631 | 9 | 1 |  | Manual | 1 | Chandelier (Hanging) | Compact Fluorescent |  | Twist | 1 | 23 | 216319 | Family Room | 0.5638%
21631 | 10 | 1 |  | Manual | 2 | Ceiling Fixture | Compact Fluorescent |  | Twist | 1 | 15 | 2163110 | Hall | 0.5638%
21631 | 11 | 1 |  | Manual | 2 | Track | Compact Fluorescent |  | Twist | 2 | 15 | 2163111 | Kitchen | 0.5638%
21631 | 12 | 1 |  | Manual | 1 | Ceiling Fixture | Incandescent |  | Clear | 1 | 60 | 2163112 | Laundry Room | 0.5638%
21631 | 13 | 1 |  | Manual | 1 | Table | Compact Fluorescent |  | Twist | 1 | 23 | 2163113 | Living Room | 0.5638%
21676 | 1 | 1 |  | Manual | 1 | Ceiling Fixture | Incandescent |  | Standard A Lamp | 2 | 40 | 216761 | Bathroom | 0.2228%
21676 | 2 | 1 |  | Manual | 1 | Wall Mount | Compact Fluorescent |  | Twist | 1 | 15 | 216762 | Bedroom | 0.2228%
21676 | 2 | 2 |  | Manual | 1 | Table | Incandescent |  | Standard A Lamp | 1 | 75 | 216762 | Bedroom | 0.2228%
21676 | 3 | 1 |  | Manual | 1 | Wall Mount | Compact Fluorescent |  | Twist | 1 | 15 | 216763 | Garage | 0.2228%
21676 | 4 | 1 |  | Manual | 1 | Ceiling Fixture | Linear Fluorescent | 48 | T-12 | 2 | 40 | 216764 | Living Room | 0.2228%
21676 | 4 | 2 |  | Manual | 2 | Floor lamp | Incandescent |  | Standard A Lamp | 1 | 100 | 216764 | Living Room | 0.2228%
21676 | 4 | 3 |  | Manual | 1 | Table | Compact Fluorescent |  | Twist | 1 | 15 | 216764 | Living Room | 0.2228%
21676 | 5 | 1 |  | Manual | 1 | Wall Mount | Incandescent |  | Decorative | 4 | 40 | 216765 | Master Bedroom | 0.2228%
21676 | 6 | 1 |  | Manual | 1 | Low bay | Linear Fluorescent | 36 | T-12 | 1 | 32 | 216766 | Kitchen | 0.2228%
21676 | 6 | 2 |  | Manual | 1 | Ceiling Fixture | Linear Fluorescent | 48 | T-12 | 2 | 40 | 216766 | Kitchen | 0.2228%
21723 | 1 | 1 |  | Manual | 1 | Wall Mount | Compact Fluorescent |  | Twist | 4 | 13 | 217231 | Bathroom | 0.536%
21723 | 2 | 1 |  | Manual | 1 | Wall Mount | Compact Fluorescent |  | Twist | 4 | 15 | 217232 | Bathroom | 0.536%
21723 | 3 | 1 |  | Manual | 1 | Chandelier (Hanging) | Compact Fluorescent |  | Twist | 1 | 15 | 217233 | Bedroom | 0.536%
21723 | 3 | 2 |  | Manual | 2 | Table | Compact Fluorescent |  | Twist | 1 | 13 | 217233 | Bedroom | 0.536%
21723 | 4 | 1 |  | Manual | 1 | Chandelier (Hanging) | Compact Fluorescent |  | Twist | 1 | 15 | 217234 | Bedroom | 0.536%
21723 | 4 | 2 |  | Manual | 1 | Table | Incandescent |  | Mini base | 1 | 25 | 217234 | Bedroom | 0.536%
21723 | 5 | 1 |  | Manual | 1 | Chandelier (Hanging) | Compact Fluorescent |  | Twist | 5 | 15 | 217235 | Dining Room | 0.536%
21723 | 6 | 1 |  | Manual | 2 | Wall Mount | Compact Fluorescent |  | Twist | 1 | 15 | 217236 | Other | 0.536%
21723 | 7 | 1 |  | Manual | 1 | Table | Incandescent |  | Standard A Lamp | 1 | 100 | 217237 | Family Room | 0.536%
21723 | 7 | 2 |  | Manual | 1 | Table | Compact Fluorescent |  | Twist | 1 | 22 | 217237 | Family Room | 0.536%
21723 | 7 | 3 |  | Dimmer | 1 | Ceiling Fan | Incandescent |  | Standard A Lamp | 3 | 100 | 217237 | Family Room | 0.536%
21723 | 7 | 4 |  | Manual | 1 | Recessed - other | Compact Fluorescent |  | Twist | 1 | 15 | 217237 | Family Room | 0.536%
21723 | 8 | 1 |  | Manual | 1 | Chandelier (Hanging) | Incandescent |  | Mini base | 6 | 40 | 217238 | Dining Room | 0.536%
21723 | 8 | 2 |  | Manual | 1 | Table | Compact Fluorescent |  | Twist | 1 | 15 | 217238 | Dining Room | 0.536%
21723 | 9 | 1 |  | Manual | 4 | Ceiling Fixture | Linear Fluorescent | 96 | T-12 | 2 | 95 | 217239 | Garage | 0.536%
21723 | 9 | 2 |  | Timer | 2 | Garage door opener | Incandescent |  | Standard A Lamp | 2 | 90 | 217239 | Garage | 0.536%
21723 | 10 | 1 |  | Manual | 1 | Chandelier (Hanging) | Compact Fluorescent |  | Twist | 1 | 22 | 2172310 | Hall | 0.536%
21723 | 11 | 1 |  | Manual | 3 | Chandelier (Hanging) | Compact Fluorescent |  | Twist | 1 | 15 | 2172311 | Hall | 0.536%
21723 | 12 | 1 |  | Manual | 3 | Ceiling Fixture | Linear Fluorescent | 48 | T-8 | 2 | 32 | 2172312 | Kitchen | 0.536%
21723 | 13 | 1 |  | Manual | 1 | Ceiling Fixture | Linear Fluorescent | 48 | T-12 | 2 | 40 | 2172313 | Laundry Room | 0.536%
21723 | 14 | 1 |  | Manual | 1 | Wall Mount | Incandescent |  | Clear | 14 | 40 | 2172314 | Bathroom | 0.536%
21723 | 14 | 2 |  | Manual | 1 | Ceiling Fixture | Compact Fluorescent |  | Twist | 1 | 15 | 2172314 | Bathroom | 0.536%
21723 | 15 | 1 |  | Manual | 1 | Track | Compact Fluorescent |  | Twist | 3 | 15 | 2172315 | Master Bedroom | 0.536%
21723 | 15 | 2 |  | Manual | 2 | Table | Incandescent |  | Other | 1 | 25 | 2172315 | Master Bedroom | 0.536%
21723 | 15 | 3 |  | Manual | 1 | Ceiling Fan | Incandescent |  | Standard A Lamp | 3 | 60 | 2172315 | Master Bedroom | 0.536%
21723 | 16 | 1 |  | Manual | 1 | Chandelier (Hanging) | Compact Fluorescent |  | Twist | 1 | 22 | 2172316 | Office | 0.536%
21723 | 16 | 2 |  | Manual | 1 | Table | Compact Fluorescent |  | Twist | 3 | 15 | 2172316 | Office | 0.536%
21723 | 17 | 1 |  | Manual | 1 | Ceiling Fixture | Linear Fluorescent | 48 | T-12 | 2 | 40 | 2172317 | Closet | 0.536%
21723 | 18 | 1 |  | Manual | 2 | Table | Incandescent |  | Standard A Lamp | 1 | 100 | 2172318 | Living Room | 0.536%
21723 | 18 | 2 |  | Manual | 1 | Floor lamp | Incandescent |  | Reflector | 1 | 30 | 2172318 | Living Room | 0.536%
21729 | 1 | 1 |  | Manual | 1 | Wall Mount | Incandescent |  | Mini base | 4 | 25 | 217291 | Bathroom | 0.4265%
21729 | 2 | 1 |  | Manual | 1 | Ceiling Fixture | Incandescent |  | Standard A Lamp | 1 | 60 | 217292 | Bedroom | 0.4265%
21729 | 2 | 2 |  | Manual | 2 | Wall Mount | Incandescent |  | Decorative | 1 | 40 | 217292 | Bedroom | 0.4265%
21729 | 3 | 1 |  | Manual | 2 | Floor lamp | Incandescent |  | Standard A Lamp | 1 | 60 | 217293 | Bathroom | 0.4265%
21729 | 4 | 1 |  | Manual | 1 | Ceiling Fixture | Incandescent |  | Standard A Lamp | 1 | 60 | 217294 | Hall | 0.4265%
21729 | 5 | 1 |  | Manual | 1 | Ceiling Fixture | Incandescent |  | Standard A Lamp | 1 | 60 | 217295 | Kitchen | 0.4265%
21729 | 6 | 1 |  | Manual | 1 | Chandelier (Hanging) | Compact Fluorescent |  | Twist | 5 | 22 | 217296 | Living Room | 0.4265%
21729 | 6 | 2 |  | Manual | 3 | Floor lamp | Incandescent |  | Standard A Lamp | 1 | 60 | 217296 | Living Room | 0.4265%
21731 | 1 | 1 |  | Manual | 1 | Wall Mount | Compact Fluorescent |  | Twist | 2 | 15 | 217311 | Bathroom | 0.5638%
21731 | 1 | 2 |  | Manual | 1 | Ceiling Fixture | Incandescent |  | Decorative | 3 | 25 | 217311 | Bathroom | 0.5638%
21731 | 2 | 1 |  | Manual | 1 | Wall Mount | Compact Fluorescent |  | Twist | 2 | 15 | 217312 | Bathroom | 0.5638%
21731 | 3 | 1 |  | Manual | 1 | Ceiling Fixture | Incandescent |  | Standard A Lamp | 2 | 60 | 217313 | Bedroom | 0.5638%
21731 | 3 | 2 |  | Manual | 2 | Table | Compact Fluorescent |  | Twist | 1 | 22 | 217313 | Bedroom | 0.5638%
21731 | 4 | 1 |  | Manual | 1 | Ceiling Fixture | Incandescent |  | Standard A Lamp | 2 | 60 | 217314 | Bedroom | 0.5638%
21731 | 5 | 1 |  | Manual | 1 | Chandelier (Hanging) | Incandescent |  | Decorative | 8 | 25 | 217315 | Dining Room | 0.5638%
21731 | 6 | 1 |  | Manual | 1 | Ceiling Fan | Compact Fluorescent |  | Twist | 3 | 15 | 217316 | Family Room | 0.5638%
21731 | 6 | 2 |  | Manual | 1 | Ceiling Fixture | Incandescent |  | Standard A Lamp | 2 | 60 | 217316 | Family Room | 0.5638%
21731 | 7 | 1 |  | Manual | 1 | Ceiling Fixture | Linear Fluorescent | 48 | T-12 | 2 | 40 | 217317 | Kitchen | 0.5638%
21731 | 8 | 1 |  | Manual | 3 | Table | Compact Fluorescent |  | Twist | 1 | 22 | 217318 | Living Room | 0.5638%
21731 | 9 | 1 |  | Manual | 1 | Ceiling Fixture | Incandescent |  | Mini base | 3 | 25 | 217319 | Hall | 0.5638%
21745 | 1 | 1 |  | Manual | 1 | Chandelier (Hanging) | Incandescent |  | Standard A Lamp | 1 | 60 | 217451 | Bathroom | 0.5638%
21745 | 2 | 1 |  | Manual | 1 | Chandelier (Hanging) | Incandescent |  | Standard A Lamp | 1 | 60 | 217452 | Bathroom | 0.5638%
21745 | 3 | 1 |  | Manual | 1 | Floor lamp | Incandescent |  | 3-Way Incandescent | 1 | 100 | 217453 | Bedroom | 0.5638%
21745 | 3 | 2 |  | Manual | 1 | Table | Linear Fluorescent | 18 | T-12 | 1 | 15 | 217453 | Bedroom | 0.5638%
21745 | 4 | 1 |  | Manual | 1 | Floor lamp | Incandescent |  | Standard A Lamp | 1 | 60 | 217454 | Bedroom | 0.5638%
21745 | 5 | 1 |  | Manual | 1 | Ceiling Fixture | Incandescent |  | Standard A Lamp | 1 | 100 | 217455 | Closet | 0.5638%
21745 | 6 | 1 |  | Manual | 1 | Chandelier (Hanging) | Incandescent |  | Globe | 1 | 75 | 217456 | Dining Room | 0.5638%
21745 | 7 | 1 |  | Manual | 1 | Table | Compact Fluorescent |  | Twist | 1 | 15 | 217457 | Family Room | 0.5638%
21745 | 7 | 2 |  | Manual | 1 | Floor lamp | Incandescent |  | 3-Way Incandescent | 1 | 100 | 217457 | Family Room | 0.5638%
21745 | 8 | 1 |  | Manual | 1 | Ceiling Fixture | Incandescent |  | Standard A Lamp | 2 | 60 | 217458 | Hall | 0.5638%
21745 | 9 | 1 |  | Manual | 2 | Ceiling Fixture | Incandescent |  | Standard A Lamp | 2 | 60 | 217459 | Kitchen | 0.5638%
21760 | 1 | 1 |  | Manual | 2 | Ceiling Fixture | Incandescent |  | Standard A Lamp | 2 | 40 | 217601 | Kitchen | 0.2228%
21760 | 2 | 1 |  | Manual | 1 | Wall Mount | Incandescent |  | Standard A Lamp | 1 | 40 | 217602 | Living Room | 0.2228%
21760 | 3 | 1 |  | Manual | 1 | Other | Other |  | Other | 1 | 12 | 217603 | Hall | 0.2228%
21760 | 4 | 1 |  | Manual | 1 | Wall Mount | Incandescent |  | Standard A Lamp | 2 | 60 | 217604 | Bathroom | 0.2228%
21760 | 5 | 1 |  | Manual | 1 | Wall Mount | Incandescent |  | Standard A Lamp | 1 | 40 | 217605 | Bedroom | 0.2228%
21765 | 1 | 1 |  | Manual | 1 | Wall Mount | Compact Fluorescent |  | Twist | 1 | 15 | 217651 | Bathroom | 0.1597%
21765 | 2 | 1 |  | Manual | 1 | Wall Mount | Incandescent |  | Standard A Lamp | 1 | 75 | 217652 | Bedroom | 0.1597%
21765 | 3 | 1 |  | Manual | 1 | Chandelier (Hanging) | Incandescent |  | Standard A Lamp | 1 | 60 | 217653 | Bedroom | 0.1597%
21765 | 4 | 1 |  | Manual | 2 | Wall Mount | Compact Fluorescent |  | Twist | 1 | 15 | 217654 | Hall | 0.1597%
21765 | 5 | 1 |  | Manual | 2 | Ceiling Fixture | Incandescent |  | Standard A Lamp | 1 | 60 | 217655 | Kitchen | 0.1597%
21765 | 5 | 2 |  | Manual | 2 | Wall Mount | Incandescent |  | Standard A Lamp | 1 | 75 | 217655 | Kitchen | 0.1597%
21766 | 1 | 1 |  | Manual | 1 | Wall Mount | Incandescent |  | Standard A Lamp | 2 | 60 | 217661 | Bedroom | 0.2228%
21766 | 2 | 1 |  | Manual | 1 | Wall Mount | Incandescent |  | Standard A Lamp | 1 | 40 | 217662 | Bathroom | 0.2228%
21766 | 3 | 1 |  | Manual | 1 | Wall Mount | Incandescent |  | Standard A Lamp | 1 | 60 | 217663 | Bedroom | 0.2228%
21766 | 4 | 1 |  | Manual | 2 | Wall Mount | Incandescent |  | Standard A Lamp | 1 | 60 | 217664 | Bedroom | 0.2228%
21766 | 4 | 2 |  | Manual | 1 | Table | Incandescent |  | Standard A Lamp | 1 | 40 | 217664 | Bedroom | 0.2228%
21766 | 5 | 1 |  | Manual | 1 | Wall Mount | Incandescent |  | Standard A Lamp | 1 | 60 | 217665 | Hall | 0.2228%
21766 | 6 | 1 |  | Manual | 2 | Ceiling Fixture | Incandescent |  | Standard A Lamp | 2 | 60 | 217666 | Kitchen | 0.2228%
21766 | 7 | 1 |  | Manual | 1 | Table | Incandescent |  | Decorative | 1 | 60 | 217667 | Living Room | 0.2228%
21766 | 8 | 1 |  | Manual | 1 | Ceiling Fixture | Incandescent |  | Standard A Lamp | 2 | 65 | 217668 | Other | 0.2228%
21774 | 1 | 1 |  | Manual | 1 | Ceiling Fixture | Compact Fluorescent |  | Twist | 1 | 15 | 217741 | Bathroom | 0.5638%
21774 | 2 | 1 |  | Manual | 2 | Ceiling Fixture | Compact Fluorescent |  | Twist | 1 | 13 | 217742 | Bedroom | 0.5638%
21774 | 2 | 2 |  | Manual | 1 | Table | Compact Fluorescent |  | Twist | 1 | 13 | 217742 | Bedroom | 0.5638%
21774 | 3 | 1 |  | Manual | 1 | Ceiling Fixture | Compact Fluorescent |  | Twist | 1 | 15 | 217743 | Hall | 0.5638%
21774 | 4 | 1 |  | Manual | 1 | Ceiling Fixture | Compact Fluorescent |  | Twist | 1 | 15 | 217744 | Kitchen | 0.5638%
21774 | 4 | 2 |  | Manual | 1 | Track | Halogen |  | MR | 5 | 35 | 217744 | Kitchen | 0.5638%
21774 | 5 | 1 |  | Manual | 1 | Ceiling Fixture | Compact Fluorescent |  | Twist | 1 | 15 | 217745 | Laundry Room | 0.5638%
21774 | 6 | 1 |  | Manual | 1 | Table | Compact Fluorescent |  | 3-Way CFL | 1 | 29 | 217746 | Living Room | 0.5638%
21774 | 6 | 2 |  | Manual | 2 | Table | Compact Fluorescent |  | Straight Tube | 1 | 13 | 217746 | Living Room | 0.5638%
21774 | 7 | 1 |  | Manual | 2 | Ceiling Fixture | Compact Fluorescent |  | Twist | 1 | 13 | 217747 | Bathroom | 0.5638%
21774 | 8 | 1 |  | Timer | 1 | Table | Compact Fluorescent |  | Twist | 1 | 13 | 217748 | Master Bedroom | 0.5638%
21774 | 8 | 2 |  | Manual | 1 | Wall Mount | Incandescent |  | Mini base | 1 | 30 | 217748 | Master Bedroom | 0.5638%
21819 | 1 | 1 |  | Manual | 1 | Wall Mount | Incandescent |  | Standard A Lamp | 2 | 60 | 218191 | Bathroom | 0.1597%
21819 | 3 | 1 |  | Manual | 2 | Ceiling Fixture | Incandescent |  | Standard A Lamp | 1 | 60 | 218193 | Bedroom | 0.1597%
21819 | 4 | 1 |  | Manual | 1 | Ceiling Fan | Incandescent |  | Standard A Lamp | 1 | 60 | 218194 | Living Room | 0.1597%
21819 | 4 | 2 |  | Manual | 1 | Ceiling Fixture | Incandescent |  | Standard A Lamp | 1 | 60 | 218194 | Living Room | 0.1597%
21819 | 5 | 1 |  | Manual | 1 | Ceiling Fixture | Incandescent |  | Standard A Lamp | 1 | 75 | 218195 | Other | 0.1597%
21820 | 1 | 1 |  | Manual | 1 | Ceiling Fixture | Compact Fluorescent |  | Twist | 2 | 13 | 218201 | Bathroom | 0.5638%
21820 | 2 | 1 |  | Manual | 1 | Ceiling Fixture | Compact Fluorescent |  | Twist | 1 | 13 | 218202 | Bedroom | 0.5638%
21820 | 3 | 1 |  | Manual | 1 | Table | Compact Fluorescent |  | Twist | 1 | 20 | 218203 | Bedroom | 0.5638%
21820 | 3 | 2 |  | Manual | 1 | Other | Incandescent |  | Standard A Lamp | 1 | 100 | 218203 | Bedroom | 0.5638%
21820 | 3 | 3 |  | Manual | 1 | Floor lamp | Compact Fluorescent |  | Twist | 1 | 20 | 218203 | Bedroom | 0.5638%
21820 | 4 | 1 |  | Manual | 1 | Ceiling Fixture | Compact Fluorescent |  | Twist | 1 | 9 | 218204 | Bedroom | 0.5638%
21820 | 4 | 2 |  | Manual | 1 | Table | Compact Fluorescent |  | Twist | 1 | 20 | 218204 | Bedroom | 0.5638%
21820 | 5 | 1 |  | Manual | 1 | Floor lamp | Compact Fluorescent |  | Twist | 1 | 13 | 218205 | Family Room | 0.5638%
21820 | 6 | 1 |  | Manual | 1 | Ceiling Fixture | Compact Fluorescent |  | Twist | 1 | 13 | 218206 | Laundry Room | 0.5638%
21820 | 7 | 1 |  | Manual | 1 | Ceiling Fixture | Linear Fluorescent | 48 | T-12 | 2 | 40 | 218207 | Kitchen | 0.5638%
21820 | 7 | 2 |  | Manual | 1 | Ceiling Fan | Compact Fluorescent |  | Twist | 1 | 13 | 218207 | Kitchen | 0.5638%
21846 | 1 | 1 |  | Manual | 1 | Floor lamp | Incandescent |  | Standard A Lamp | 1 | 100 | 218461 | Dining Room | 0.3915%
21846 | 1 | 2 |  | Manual | 1 | Ceiling Fixture | Incandescent |  | Globe | 1 | 100 | 218461 | Dining Room | 0.3915%
21846 | 2 | 1 |  | Manual | 3 | Wall Mount | Incandescent |  | Globe | 4 | 40 | 218462 | Bathroom | 0.3915%
21846 | 2 | 2 |  | Manual | 2 | Ceiling Fixture | Incandescent |  | Standard A Lamp | 1 | 60 | 218462 | Bathroom | 0.3915%
21846 | 3 | 1 |  | Manual | 1 | Ceiling Fixture | Incandescent |  | Standard A Lamp | 1 | 40 | 218463 | Laundry Room | 0.3915%
21846 | 4 | 1 |  | Manual | 2 | Ceiling Fixture | Incandescent |  | Standard A Lamp | 2 | 60 | 218464 | Garage | 0.3915%
21846 | 4 | 2 |  | Manual | 2 | Garage door opener | Incandescent |  | Standard A Lamp | 1 | 40 | 218464 | Garage | 0.3915%
21846 | 5 | 1 |  | Manual | 1 | Ceiling Fixture | Incandescent |  | Clear | 3 | 40 | 218465 | Living Room | 0.3915%
21846 | 5 | 2 |  | Manual | 2 | Floor lamp | Incandescent |  | Standard A Lamp | 1 | 100 | 218465 | Living Room | 0.3915%
21846 | 5 | 3 |  | Manual | 2 | Table | Incandescent |  | Decorative | 1 | 40 | 218465 | Living Room | 0.3915%
21846 | 6 | 1 |  | Manual | 2 | Ceiling Fixture | Linear Fluorescent | 48 | T-12 | 1 | 40 | 218466 | Kitchen | 0.3915%
21846 | 6 | 2 |  | Manual | 1 | Ceiling Fixture | Incandescent |  | Standard A Lamp | 1 | 60 | 218466 | Kitchen | 0.3915%
21846 | 6 | 3 |  | Dimmer | 1 | Other | Halogen |  | MR | 2 | 50 | 218466 | Kitchen | 0.3915%
21846 | 7 | 1 |  | Manual | 3 | Table | Incandescent |  | Standard A Lamp | 1 | 60 | 218467 | Living Room | 0.3915%
21846 | 7 | 2 |  | Manual | 1 | Wall Mount | Incandescent |  | Standard A Lamp | 1 | 60 | 218467 | Living Room | 0.3915%
21846 | 8 | 1 |  | Manual | 1 | Ceiling Fixture | Incandescent |  | Standard A Lamp | 1 | 60 | 218468 | Hall | 0.3915%
21846 | 9 | 1 |  | Manual | 1 | Ceiling Fixture | Incandescent |  | Standard A Lamp | 1 | 60 | 218469 | Bedroom | 0.3915%
21846 | 9 | 2 |  | Manual | 1 | Wall Mount | Incandescent |  | Standard A Lamp | 1 | 40 | 218469 | Bedroom | 0.3915%
21846 | 10 | 1 |  | Manual | 1 | Wall Mount | Incandescent |  | Globe | 4 | 40 | 2184610 | Bathroom | 0.3915%
21846 | 11 | 1 |  | Manual | 4 | Table | Incandescent |  | Standard A Lamp | 1 | 60 | 2184611 | Bedroom | 0.3915%
21846 | 12 | 1 |  | Manual | 1 | Ceiling Fixture | Incandescent |  | Standard A Lamp | 1 | 60 | 2184612 | Closet | 0.3915%
21855 | 1 | 1 |  | Manual | 1 | Wall Mount | Compact Fluorescent |  | Twist | 2 | 22 | 218551 | Bathroom | 0.5638%
21855 | 2 | 1 |  | Manual | 1 | Wall Mount | Compact Fluorescent |  | Twist | 2 | 22 | 218552 | Bathroom | 0.5638%
21855 | 2 | 2 |  | Manual | 1 | Ceiling Fixture | Incandescent |  | Standard A Lamp | 1 | 60 | 218552 | Bathroom | 0.5638%
21855 | 3 | 1 |  | Manual | 1 | Table | Compact Fluorescent |  | Twist | 1 | 22 | 218553 | Bedroom | 0.5638%
21855 | 4 | 1 |  | Manual | 1 | Ceiling Fixture | Incandescent |  | Standard A Lamp | 1 | 60 | 218554 | Hall | 0.5638%
21855 | 5 | 1 |  | Manual | 1 | Chandelier (Hanging) | Incandescent |  | Mini base | 4 | 25 | 218555 | Kitchen | 0.5638%
21855 | 5 | 2 |  | Manual | 1 | Ceiling Fixture | Incandescent |  | Standard A Lamp | 1 | 60 | 218555 | Kitchen | 0.5638%
21855 | 5 | 3 |  | Manual | 1 | Ceiling Fan | Incandescent |  | Standard A Lamp | 3 | 40 | 218555 | Kitchen | 0.5638%
21855 | 6 | 1 |  | Manual | 1 | Table | Incandescent |  | Standard A Lamp | 1 | 40 | 218556 | Laundry Room | 0.5638%
21855 | 7 | 1 |  | Manual | 2 | Table | Compact Fluorescent |  | Twist | 1 | 22 | 218557 | Living Room | 0.5638%
21855 | 8 | 1 |  | Manual | 2 | Table | Compact Fluorescent |  | Twist | 1 | 22 | 218558 | Master Bedroom | 0.5638%
21870 | 1 | 1 |  | Manual | 1 | Ceiling Fixture | Incandescent |  | Standard A Lamp | 1 | 40 | 218701 | Bathroom | 0.3915%
21870 | 2 | 1 |  | Manual | 1 | Floor lamp | Compact Fluorescent |  | A shape bulb | 1 | 15 | 218702 | Bedroom | 0.3915%
21870 | 3 | 1 |  | Manual | 1 | Chandelier (Hanging) | Compact Fluorescent |  | A shape bulb | 3 | 15 | 218703 | Dining Room | 0.3915%
21870 | 4 | 1 |  | Manual | 2 | Chandelier (Hanging) | Incandescent |  | Standard A Lamp | 1 | 40 | 218704 | Kitchen | 0.3915%
21870 | 5 | 1 |  | Manual | 1 | Ceiling Fixture | Incandescent |  | Standard A Lamp | 1 | 60 | 218705 | Laundry Room | 0.3915%
21870 | 6 | 1 |  | Manual | 1 | Floor lamp | Compact Fluorescent |  | Twist | 1 | 13 | 218706 | Living Room | 0.3915%
21870 | 6 | 2 |  | Manual | 1 | Floor lamp | Incandescent |  | 3-Way Incandescent | 1 | 150 | 218706 | Living Room | 0.3915%
21870 | 6 | 3 |  | Manual | 1 | Floor lamp | Incandescent |  | Standard A Lamp | 1 | 40 | 218706 | Living Room | 0.3915%
21870 | 7 | 1 |  | Manual | 2 | Ceiling Fixture | Incandescent |  | Standard A Lamp | 1 | 60 | 218707 | Bathroom | 0.3915%
21870 | 8 | 1 |  | Manual | 2 | Floor lamp | Incandescent |  | 3-Way Incandescent | 1 | 100 | 218708 | Master Bedroom | 0.3915%
21870 | 8 | 2 |  | Manual | 1 | Floor lamp | Incandescent |  | Standard A Lamp | 1 | 60 | 218708 | Master Bedroom | 0.3915%
21870 | 8 | 3 |  | Manual | 1 | Torchiere | Incandescent |  | Standard A Lamp | 1 | 100 | 218708 | Master Bedroom | 0.3915%
21870 | 9 | 1 |  | Manual | 1 | Floor lamp | Incandescent |  | Standard A Lamp | 1 | 150 | 218709 | Office | 0.3915%
21870 | 9 | 2 |  | Manual | 1 | Floor lamp | Incandescent |  | Standard A Lamp | 1 | 40 | 218709 | Office | 0.3915%
21893 | 1 | 1 |  | Manual | 1 | Wall Mount | Incandescent |  | Globe | 3 | 40 | 218931 | Bathroom | 0.536%
21893 | 1 | 2 |  | Manual | 1 | Ceiling Fixture | Incandescent |  | Standard A Lamp | 1 | 60 | 218931 | Bathroom | 0.536%
21893 | 2 | 1 |  | Manual | 1 | Ceiling Fixture | Incandescent |  | Standard A Lamp | 2 | 60 | 218932 | Bedroom | 0.536%
21893 | 2 | 2 |  | Manual | 1 | Table | Incandescent |  | Decorative | 3 | 25 | 218932 | Bedroom | 0.536%
21893 | 3 | 1 |  | Manual | 1 | Ceiling Fixture | Incandescent |  | Standard A Lamp | 2 | 60 | 218933 | Bedroom | 0.536%
21893 | 4 | 1 |  | Manual | 1 | Ceiling Fixture | Incandescent |  | Decorative | 3 | 40 | 218934 | Dining Room | 0.536%
21893 | 5 | 1 |  | Manual | 1 | Ceiling Fixture | Incandescent |  | Standard A Lamp | 2 | 60 | 218935 | Hall | 0.536%
21893 | 6 | 1 |  | Manual | 1 | Ceiling Fixture | Halogen |  | PAR | 3 | 50 | 218936 | Kitchen | 0.536%
21893 | 6 | 2 |  | Manual | 1 | Ceiling Fixture | Compact Fluorescent |  | Twist | 2 | 15 | 218936 | Kitchen | 0.536%
21893 | 6 | 3 |  | Manual | 1 | Architectural | Incandescent |  | Globe | 1 | 40 | 218936 | Kitchen | 0.536%
21893 | 7 | 1 |  | Manual | 1 | Ceiling Fixture | Compact Fluorescent |  | Twist | 2 | 15 | 218937 | Laundry Room | 0.536%
21893 | 8 | 1 |  | Manual | 1 | Ceiling Fixture | Incandescent |  | Standard A Lamp | 2 | 60 | 218938 | Living Room | 0.536%
21893 | 8 | 2 |  | Manual | 2 | Table | Compact Fluorescent |  | Twist | 1 | 15 | 218938 | Living Room | 0.536%
21893 | 8 | 3 |  | Manual | 1 | Architectural | Linear Fluorescent | 24 | T-8 | 1 | 16 | 218938 | Living Room | 0.536%
21893 | 9 | 1 |  | Manual | 1 | Ceiling Fixture | Incandescent |  | Standard A Lamp | 2 | 60 | 218939 | Bathroom | 0.536%
21893 | 9 | 2 |  | Manual | 2 | Wall Mount | Incandescent |  | Globe | 3 | 40 | 218939 | Bathroom | 0.536%
21893 | 10 | 1 |  | Manual | 1 | Ceiling Fixture | Incandescent |  | Standard A Lamp | 2 | 60 | 2189310 | Master Bedroom | 0.536%
21893 | 10 | 2 |  | Manual | 2 | Floor lamp | Compact Fluorescent |  | Twist | 1 | 19 | 2189310 | Master Bedroom | 0.536%
21893 | 11 | 1 |  | Manual | 1 | Ceiling Fixture | Incandescent |  | Standard A Lamp | 1 | 60 | 2189311 | Closet | 0.536%
21913 | 1 | 1 |  | Dimmer | 1 | Chandelier (Hanging) | Incandescent |  | Mini base | 7 | 40 | 219131 | Dining Room | 0.5638%
21913 | 1 | 2 |  | Manual | 2 | Table | Incandescent |  | Clear | 1 | 40 | 219131 | Dining Room | 0.5638%
21913 | 2 | 1 |  | Manual | 1 | Ceiling Fixture | Linear Fluorescent | 48 | T-8 | 2 | 32 | 219132 | Closet | 0.5638%
21913 | 3 | 1 |  | Manual | 3 | Table | Incandescent |  | Standard A Lamp | 2 | 40 | 219133 | Living Room | 0.5638%
21913 | 3 | 2 |  | Manual | 1 | Chandelier (Hanging) | Incandescent |  | Standard A Lamp | 2 | 40 | 219133 | Living Room | 0.5638%
21913 | 3 | 3 |  | Manual | 1 | Floor lamp | Incandescent |  | Standard A Lamp | 1 | 40 | 219133 | Living Room | 0.5638%
21913 | 4 | 1 |  | Manual | 3 | Ceiling Fixture | Linear Fluorescent | 48 | T-8 | 2 | 32 | 219134 | Kitchen | 0.5638%
21913 | 4 | 2 |  | None | 1 | Other | Halogen |  | MR | 2 | 50 | 219134 | Kitchen | 0.5638%
21913 | 5 | 1 |  | Manual | 1 | Ceiling Fixture | Incandescent |  | Standard A Lamp | 2 | 40 | 219135 | Laundry Room | 0.5638%
21913 | 6 | 1 |  | Manual | 1 | Ceiling Fixture | Incandescent |  | Standard A Lamp | 2 | 60 | 219136 | Hall | 0.5638%
21913 | 7 | 1 |  | Manual | 1 | Ceiling Fixture | Incandescent |  | Standard A Lamp | 2 | 60 | 219137 | Bathroom | 0.5638%
21913 | 7 | 2 |  | Manual | 1 | Wall Mount | Compact Fluorescent |  | Globe | 8 | 9 | 219137 | Bathroom | 0.5638%
21913 | 8 | 1 |  | Manual | 1 | Ceiling Fixture | Compact Fluorescent |  | Twist | 2 | 15 | 219138 | Office | 0.5638%
21913 | 8 | 2 |  | Manual | 1 | Floor lamp | Incandescent |  | Standard A Lamp | 1 | 60 | 219138 | Office | 0.5638%
21913 | 8 | 3 |  | Manual | 2 | Table | Incandescent |  | Standard A Lamp | 1 | 60 | 219138 | Office | 0.5638%
21913 | 9 | 1 |  | Manual | 2 | Ceiling Fixture | Incandescent |  | Standard A Lamp | 2 | 60 | 219139 | Bedroom | 0.5638%
21913 | 9 | 2 |  | Manual | 2 | Table | Compact Fluorescent |  | Twist | 1 | 15 | 219139 | Bedroom | 0.5638%
21913 | 10 | 1 |  | Manual | 1 | Ceiling Fixture | Incandescent |  | Standard A Lamp | 2 | 60 | 2191310 | Bathroom | 0.5638%
21913 | 10 | 2 |  | Manual | 1 | Wall Mount | Halogen |  | PAR | 1 | 50 | 2191310 | Bathroom | 0.5638%
21942 | 1 | 1 |  | Manual | 1 | Wall Mount | Compact Fluorescent |  | Twist | 2 | 15 | 219421 | Bathroom | 0.1597%
21942 | 2 | 1 |  | Manual | 1 | Chandelier (Hanging) | Incandescent |  | Decorative | 5 | 45 | 219422 | Bedroom | 0.1597%
21942 | 2 | 2 |  | Manual | 1 | Table | Compact Fluorescent |  | Twist | 1 | 15 | 219422 | Bedroom | 0.1597%
21942 | 3 | 1 |  | Manual | 1 | Chandelier (Hanging) | Incandescent |  | Decorative | 5 | 25 | 219423 | Bedroom | 0.1597%
21942 | 3 | 2 |  | Manual | 2 | Table | Compact Fluorescent |  | Twist | 1 | 22 | 219423 | Bedroom | 0.1597%
21942 | 4 | 1 |  | Manual | 1 | Ceiling Fixture | Compact Fluorescent |  | Twist | 2 | 15 | 219424 | Other | 0.1597%
21942 | 5 | 1 |  | Manual | 1 | Ceiling Fixture | Compact Fluorescent |  | Twist | 2 | 22 | 219425 | Other | 0.1597%
21942 | 6 | 1 |  | Manual | 4 | Ceiling Fixture | Linear Fluorescent | 48 | T-12 | 2 | 40 | 219426 | Garage | 0.1597%
21942 | 6 | 2 |  | Manual | 2 | Ceiling Fixture | Incandescent |  | Standard A Lamp | 1 | 60 | 219426 | Garage | 0.1597%
21942 | 7 | 1 |  | Manual | 2 | Chandelier (Hanging) | Compact Fluorescent |  | Twist | 3 | 22 | 219427 | Kitchen | 0.1597%
21942 | 7 | 2 |  | Manual | 1 | Chandelier (Hanging) | Compact Fluorescent |  | Twist | 1 | 22 | 219427 | Kitchen | 0.1597%
21942 | 7 | 3 |  | Manual | 1 | Wall Mount | Incandescent |  | Standard A Lamp | 1 | 60 | 219427 | Kitchen | 0.1597%
21942 | 8 | 1 |  | Manual | 1 | Chandelier (Hanging) | Incandescent |  | Decorative | 4 | 65 | 219428 | Living Room | 0.1597%
21942 | 8 | 2 |  | Manual | 2 | Table | Compact Fluorescent |  | Twist | 2 | 22 | 219428 | Living Room | 0.1597%
21942 | 9 | 1 |  | Manual | 1 | Ceiling Fixture | Compact Fluorescent |  | Twist | 1 | 15 | 219429 | Bathroom | 0.1597%
21942 | 10 | 1 |  | Manual | 1 | Chandelier (Hanging) | Incandescent |  | Decorative | 4 | 60 | 2194210 | Bedroom | 0.1597%
21942 | 10 | 2 |  | Manual | 1 | Table | Compact Fluorescent |  | Twist | 1 | 15 | 2194210 | Bedroom | 0.1597%
21942 | 11 | 1 |  | Manual | 1 | Ceiling Fixture | Compact Fluorescent |  | Twist | 1 | 15 | 2194211 | Closet | 0.1597%
21942 | 12 | 1 |  | Manual | 1 | Chandelier (Hanging) | Incandescent |  | Decorative | 3 | 45 | 2194212 | Office | 0.1597%
21942 | 12 | 2 |  | Manual | 1 | Table | Compact Fluorescent |  | Twist | 1 | 15 | 2194212 | Office | 0.1597%
21942 | 13 | 1 |  | Manual | 1 | Ceiling Fixture | Incandescent |  | Decorative | 6 | 60 | 2194213 | Living Room | 0.1597%
21942 | 13 | 2 |  | Manual | 1 | Table | Compact Fluorescent |  | Twist | 1 | 22 | 2194213 | Living Room | 0.1597%
21960 | 1 | 1 |  | Manual | 1 | Wall Mount | Incandescent |  | Globe | 4 | 40 | 219601 | Bathroom | 0.4265%
21960 | 1 | 2 |  | Manual | 1 | Ceiling Fan | Incandescent |  | Standard A Lamp | 1 | 40 | 219601 | Bathroom | 0.4265%
21960 | 2 | 1 |  | Manual | 1 | Table | Incandescent |  | Decorative | 3 | 25 | 219602 | Bedroom | 0.4265%
21960 | 3 | 1 |  | Manual | 1 | Chandelier (Hanging) | Incandescent |  | Decorative | 3 | 25 | 219603 | Bedroom | 0.4265%
21960 | 3 | 2 |  | Manual | 1 | Floor lamp | Incandescent |  | Globe | 3 | 40 | 219603 | Bedroom | 0.4265%
21960 | 4 | 1 |  | Manual | 1 | Chandelier (Hanging) | Incandescent |  | Globe | 1 | 100 | 219604 | Dining Room | 0.4265%
21960 | 4 | 2 |  | Manual | 1 | Chandelier (Hanging) | Incandescent |  | Decorative | 6 | 25 | 219604 | Dining Room | 0.4265%
21960 | 5 | 1 |  | Manual | 1 | Ceiling Fan | Incandescent |  | Standard A Lamp | 4 | 60 | 219605 | Dining Room | 0.4265%
21960 | 6 | 1 |  | Manual | 1 | Ceiling Fixture | Incandescent |  | Standard A Lamp | 1 | 60 | 219606 | Hall | 0.4265%
21960 | 7 | 1 |  | Manual | 3 | Ceiling Fixture | Linear Fluorescent | 48 | T-12 | 2 | 32 | 219607 | Kitchen | 0.4265%
21960 | 8 | 1 |  | Manual | 1 | Ceiling Fixture | Incandescent |  | Standard A Lamp | 2 | 60 | 219608 | Laundry Room | 0.4265%
21960 | 9 | 1 |  | Manual | 1 | Chandelier (Hanging) | Incandescent |  | Standard A Lamp | 1 | 90 | 219609 | Living Room | 0.4265%
21960 | 9 | 2 |  | Manual | 1 | Ceiling Fixture | Incandescent |  | Mini base | 5 | 25 | 219609 | Living Room | 0.4265%
21960 | 9 | 3 |  | Manual | 1 | Table | Compact Fluorescent |  | Twist | 1 | 15 | 219609 | Living Room | 0.4265%
21960 | 9 | 4 |  | Manual | 1 | Table | Incandescent |  | Standard A Lamp | 1 | 60 | 219609 | Living Room | 0.4265%
21960 | 10 | 1 |  | Manual | 1 | Ceiling Fixture | Incandescent |  | Standard A Lamp | 2 | 25 | 2196010 | Bathroom | 0.4265%
21960 | 10 | 2 |  | Manual | 1 | Ceiling Fixture | Incandescent |  | Standard A Lamp | 1 | 60 | 2196010 | Bathroom | 0.4265%
21960 | 11 | 1 |  | Manual | 1 | Chandelier (Hanging) | Incandescent |  | Decorative | 6 | 25 | 2196011 | Master Bedroom | 0.4265%
21960 | 12 | 1 |  | Manual | 2 | Wall Mount | Incandescent |  | Standard A Lamp | 1 | 60 | 2196012 | Bedroom | 0.4265%
21960 | 12 | 2 |  | Manual | 1 | Floor lamp | Incandescent |  | Standard A Lamp | 3 | 60 | 2196012 | Bedroom | 0.4265%
21970 | 1 | 1 |  | Manual | 1 | Wall Mount | Incandescent |  | Globe | 3 | 60 | 219701 | Laundry Room | 0.1597%
21970 | 1 | 2 |  | Manual | 2 | Ceiling Fixture | Incandescent |  | Standard A Lamp | 1 | 60 | 219701 | Laundry Room | 0.1597%
21970 | 2 | 1 |  | Manual | 2 | Table | Incandescent |  | Standard A Lamp | 1 | 60 | 219702 | Bedroom | 0.1597%
21970 | 3 | 1 |  | Manual | 1 | Wall Mount | Incandescent |  | Globe | 4 | 60 | 219703 | Bedroom | 0.1597%
21970 | 3 | 2 |  | Manual | 1 | Ceiling Fixture | Incandescent |  | Standard A Lamp | 2 | 60 | 219703 | Bedroom | 0.1597%
21970 | 3 | 3 |  | Manual | 1 | Table | Incandescent |  | Decorative | 3 | 40 | 219703 | Bedroom | 0.1597%
21970 | 4 | 1 |  | Manual | 3 | Table | Incandescent |  | Standard A Lamp | 1 | 60 | 219704 | Family Room | 0.1597%
21970 | 4 | 2 |  | Manual | 1 | Ceiling Fan | Incandescent |  | Standard A Lamp | 3 | 60 | 219704 | Family Room | 0.1597%
21970 | 5 | 1 |  | Manual | 1 | Chandelier (Hanging) | Incandescent |  | Decorative | 3 | 40 | 219705 | Dining Room | 0.1597%
21971 | 1 | 1 |  | Manual | 1 | Ceiling Fixture | Incandescent |  | Standard A Lamp | 2 | 60 | 219711 | Bathroom | 0.2228%
21971 | 1 | 2 |  | Manual | 1 | Wall Mount | Incandescent |  | Standard A Lamp | 2 | 60 | 219711 | Bathroom | 0.2228%
21971 | 3 | 1 |  | Manual | 1 | Table | Compact Fluorescent |  | Twist | 1 | 22 | 219713 | Bedroom | 0.2228%
21971 | 4 | 1 |  | Manual | 1 | Ceiling Fixture | Incandescent |  | Standard A Lamp | 2 | 60 | 219714 | Hall | 0.2228%
21971 | 5 | 1 |  | Manual | 3 | Ceiling Fixture | Incandescent |  | Standard A Lamp | 3 | 60 | 219715 | Living Room | 0.2228%
21971 | 5 | 2 |  | Manual | 1 | Table | Compact Fluorescent |  | Twist | 1 | 22 | 219715 | Living Room | 0.2228%
21982 | 1 | 1 |  | Manual | 3 | Ceiling Fixture | Linear Fluorescent | 48 | T-12 | 1 | 40 | 219821 | Kitchen | 0.5638%
21982 | 1 | 2 |  | Manual | 1 | Ceiling Fixture | Halogen |  | MR | 4 | 50 | 219821 | Kitchen | 0.5638%
21982 | 2 | 1 |  | Manual | 2 | Wall Mount | Compact Fluorescent |  | Twist | 3 | 22 | 219822 | Bathroom | 0.5638%
21982 | 2 | 2 |  | Manual | 1 | Recessed Can | Compact Fluorescent |  | Twist | 1 | 22 | 219822 | Bathroom | 0.5638%
21982 | 3 | 1 |  | Manual | 1 | Ceiling Fixture | Compact Fluorescent |  | Twist | 1 | 15 | 219823 | Closet | 0.5638%
21982 | 4 | 1 |  | Manual | 1 | Ceiling Fixture | Compact Fluorescent |  | Twist | 1 | 15 | 219824 | Laundry Room | 0.5638%
21982 | 5 | 1 |  | Manual | 1 | Ceiling Fixture | Compact Fluorescent |  | Twist | 2 | 15 | 219825 | Bedroom | 0.5638%
21982 | 6 | 1 |  | Manual | 1 | Chandelier (Hanging) | Incandescent |  | Mini base | 6 | 60 | 219826 | Dining Room | 0.5638%
21982 | 7 | 1 |  | Manual | 1 | Wall Mount | Compact Fluorescent |  | Twist | 1 | 15 | 219827 | Hall | 0.5638%
21982 | 8 | 1 |  | Manual | 2 | Table | Compact Fluorescent |  | Twist | 1 | 22 | 219828 | Family Room | 0.5638%
21982 | 9 | 1 |  | Manual | 2 | Table | Compact Fluorescent |  | Twist | 1 | 22 | 219829 | Living Room | 0.5638%
21982 | 9 | 2 |  | Manual | 1 | Ceiling Fan | Compact Fluorescent |  | Twist | 3 | 22 | 219829 | Living Room | 0.5638%
21982 | 10 | 1 |  | Manual | 1 | Ceiling Fixture | Compact Fluorescent |  | Twist | 2 | 22 | 2198210 | Hall | 0.5638%
21982 | 11 | 1 |  | Manual | 1 | Table | Compact Fluorescent |  | Twist | 1 | 22 | 2198211 | Bedroom | 0.5638%
21982 | 12 | 1 |  | Manual | 1 | Recessed Can | Compact Fluorescent |  | Other | 1 | 22 | 2198212 | Bathroom | 0.5638%
21982 | 12 | 2 |  | Manual | 1 | Wall Mount | Compact Fluorescent |  | Twist | 3 | 22 | 2198212 | Bathroom | 0.5638%
21982 | 13 | 1 |  | Manual | 1 | Ceiling Fan | Compact Fluorescent |  | Twist | 2 | 22 | 2198213 | Master Bedroom | 0.5638%
21982 | 13 | 2 |  | Manual | 1 | Table | Incandescent |  | Decorative | 1 | 60 | 2198213 | Master Bedroom | 0.5638%
21984 | 1 | 1 |  | Manual | 1 | Wall Mount | Compact Fluorescent |  | Twist | 1 | 22 | 219841 | Bathroom | 0.1597%
21984 | 2 | 1 |  | Manual | 1 | Ceiling Fixture | Compact Fluorescent |  | Twist | 1 | 22 | 219842 | Hall | 0.1597%
21984 | 3 | 1 |  | Manual | 2 | Ceiling Fixture | Compact Fluorescent |  | Twist | 1 | 22 | 219843 | Kitchen | 0.1597%
21984 | 4 | 1 |  | Manual | 1 | Ceiling Fixture | Incandescent |  | Standard A Lamp | 2 | 60 | 219844 | Bedroom | 0.1597%
21984 | 5 | 1 |  | Manual | 1 | Ceiling Fixture | Incandescent |  | Standard A Lamp | 1 | 65 | 219845 | Bedroom | 0.1597%
21997 | 1 | 1 |  | Manual | 2 | Ceiling Fixture | Compact Fluorescent |  | Twist | 2 | 15 | 219971 | Kitchen | 0.3915%
21997 | 2 | 1 |  | Manual | 1 | Ceiling Fixture | Compact Fluorescent |  | Twist | 1 | 15 | 219972 | Bedroom | 0.3915%
21997 | 3 | 1 |  | Manual | 1 | Ceiling Fixture | Linear Fluorescent | 18 | T-4 | 1 | 22 | 219973 | Closet | 0.3915%
21997 | 4 | 1 |  | Manual | 1 | Ceiling Fixture | Compact Fluorescent |  | Twist | 1 | 16 | 219974 | Bathroom | 0.3915%
21997 | 4 | 2 |  | Manual | 1 | Wall Mount | Incandescent |  | Decorative | 4 | 60 | 219974 | Bathroom | 0.3915%
21997 | 5 | 1 |  | Manual | 1 | Ceiling Fixture | Compact Fluorescent |  | Twist | 2 | 15 | 219975 | Laundry Room | 0.3915%
21997 | 6 | 1 |  | Manual | 1 | Ceiling Fan | Incandescent |  | Standard A Lamp | 3 | 40 | 219976 | Dining Room | 0.3915%
21997 | 7 | 1 |  | Manual | 1 | Floor lamp | Compact Fluorescent |  | Twist | 1 | 15 | 219977 | Living Room | 0.3915%
21997 | 8 | 1 |  | Manual | 1 | Ceiling Fixture | Compact Fluorescent |  | Twist | 1 | 15 | 219978 | Hall | 0.3915%
21997 | 9 | 1 |  | Manual | 1 | Ceiling Fixture | Compact Fluorescent |  | Twist | 1 | 15 | 219979 | Bathroom | 0.3915%
21997 | 10 | 1 |  | Manual | 1 | Track | Halogen |  | MR | 3 | 50 | 2199710 | Bedroom | 0.3915%
21997 | 11 | 1 |  | Manual | 1 | Ceiling Fixture | Compact Fluorescent |  | Twist | 1 | 15 | 2199711 | Bedroom | 0.3915%
21997 | 12 | 1 |  | Manual | 1 | Ceiling Fixture | Compact Fluorescent |  | Twist | 1 | 15 | 2199712 | Bedroom | 0.3915%
21997 | 12 | 2 |  | Manual | 1 | Floor lamp | Compact Fluorescent |  | Twist | 1 | 15 | 2199712 | Bedroom | 0.3915%
22004 | 1 | 1 |  | Manual | 1 | Ceiling Fixture | Compact Fluorescent |  | Twist | 1 | 13 | 220041 | Bathroom | 0.3915%
22004 | 2 | 1 |  | Manual | 1 | Ceiling Fixture | Incandescent |  | Standard A Lamp | 1 | 40 | 220042 | Bedroom | 0.3915%
22004 | 3 | 1 |  | Manual | 1 | Ceiling Fixture | Compact Fluorescent |  | Twist | 1 | 13 | 220043 | Hall | 0.3915%
22004 | 4 | 1 |  | Manual | 3 | Ceiling Fixture | Compact Fluorescent |  | Twist | 1 | 13 | 220044 | Kitchen | 0.3915%
22004 | 4 | 2 |  | Manual | 1 | Chandelier (Hanging) | Compact Fluorescent |  | Twist | 1 | 23 | 220044 | Kitchen | 0.3915%
22004 | 5 | 1 |  | Manual | 1 | Floor lamp | Compact Fluorescent |  | Twist | 1 | 23 | 220045 | Living Room | 0.3915%
22004 | 5 | 2 |  | Manual | 1 | Floor lamp | Compact Fluorescent |  | Twist | 1 | 13 | 220045 | Living Room | 0.3915%
22004 | 5 | 3 |  | Manual | 1 | Floor lamp | Incandescent |  | Standard A Lamp | 1 | 60 | 220045 | Living Room | 0.3915%
22004 | 6 | 1 |  | Manual | 1 | Ceiling Fixture | Compact Fluorescent |  | Twist | 2 | 23 | 220046 | Master Bedroom | 0.3915%
22013 | 1 | 1 |  | Manual | 2 | Ceiling Fixture | Incandescent |  | Standard A Lamp | 1 | 40 | 220131 | Bathroom | 0.1597%
22013 | 1 | 2 |  | Manual | 1 | Ceiling Fixture | Incandescent |  | Standard A Lamp | 1 | 60 | 220131 | Bathroom | 0.1597%
22013 | 2 | 1 |  | Manual | 1 | Ceiling Fixture | Incandescent |  | Standard A Lamp | 1 | 40 | 220132 | Bedroom | 0.1597%
22013 | 3 | 1 |  | Manual | 1 | Ceiling Fixture | Incandescent |  | Standard A Lamp | 1 | 60 | 220133 | Bedroom | 0.1597%
22013 | 4 | 1 |  | Manual | 1 | Ceiling Fixture | Incandescent |  | Standard A Lamp | 1 | 40 | 220134 | Hall | 0.1597%
22013 | 5 | 1 |  | Manual | 2 | Ceiling Fixture | Incandescent |  | Standard A Lamp | 2 | 65 | 220135 | Kitchen | 0.1597%
22013 | 5 | 2 |  | Manual | 1 | Table | Incandescent |  | Standard A Lamp | 1 | 60 | 220135 | Kitchen | 0.1597%
22013 | 6 | 1 |  | Manual | 1 | Floor lamp | Compact Fluorescent |  | Twist | 3 | 15 | 220136 | Living Room | 0.1597%
22013 | 6 | 2 |  | Manual | 1 | Wall Mount | Linear Fluorescent | 48 | T-8 | 1 | 40 | 220136 | Living Room | 0.1597%
22017 | 1 | 1 |  | Manual | 2 | Ceiling Fixture | Incandescent |  | Standard A Lamp | 1 | 60 | 220171 | Bathroom | 0.2228%
22017 | 2 | 1 |  | Manual | 1 | Ceiling Fixture | Compact Fluorescent |  | Twist | 1 | 22 | 220172 | Bathroom | 0.2228%
22017 | 2 | 2 |  | Manual | 1 | Wall Mount | Incandescent |  | Mini base | 6 | 25 | 220172 | Bathroom | 0.2228%
22017 | 3 | 1 |  | Manual | 1 | Ceiling Fixture | Incandescent |  | Standard A Lamp | 1 | 60 | 220173 | Bedroom | 0.2228%
22017 | 3 | 2 |  | Manual | 1 | Table | Incandescent |  | Standard A Lamp | 1 | 60 | 220173 | Bedroom | 0.2228%
22017 | 3 | 3 |  | Manual | 1 | Table | Linear Fluorescent | 24 | T-8 | 2 | 20 | 220173 | Bedroom | 0.2228%
22017 | 3 | 4 |  | Manual | 1 | Table | Incandescent |  | Mini base | 1 | 5 | 220173 | Bedroom | 0.2228%
22017 | 4 | 1 |  | Manual | 1 | Ceiling Fixture | Incandescent |  | Standard A Lamp | 1 | 60 | 220174 | Bedroom | 0.2228%
22017 | 4 | 2 |  | Manual | 2 | Table | Incandescent |  | Decorative | 1 | 60 | 220174 | Bedroom | 0.2228%
22017 | 4 | 3 |  | Manual | 1 | Table | Incandescent |  | Standard A Lamp | 1 | 60 | 220174 | Bedroom | 0.2228%
22017 | 5 | 1 |  | Manual | 4 | Ceiling Fixture | Incandescent |  | Reflector | 1 | 75 | 220175 | Garage | 0.2228%
22017 | 5 | 2 |  | Motion | 2 | Garage door opener | Incandescent |  | Standard A Lamp | 1 | 60 | 220175 | Garage | 0.2228%
22017 | 5 | 3 |  | Motion | 1 | Wall Mount | Incandescent |  | Reflector | 2 | 75 | 220175 | Garage | 0.2228%
22017 | 5 | 4 |  | Photo | 1 | Wall Mount | Other |  | Mercury Vapor | 1 | 100 | 220175 | Garage | 0.2228%
22017 | 6 | 1 |  | Manual | 1 | Ceiling Fixture | Incandescent |  | Standard A Lamp | 1 | 60 | 220176 | Hall | 0.2228%
22017 | 7 | 1 |  | Manual | 1 | Chandelier (Hanging) | Incandescent |  | Decorative | 6 | 60 | 220177 | Kitchen | 0.2228%
22017 | 7 | 2 |  | Manual | 2 | Ceiling Fixture | Linear Fluorescent | 48 | T-12 | 2 | 40 | 220177 | Kitchen | 0.2228%
22017 | 7 | 3 |  | Manual | 1 | Ceiling Fixture | Linear Fluorescent | 24 | T-12 | 2 | 32 | 220177 | Kitchen | 0.2228%
22017 | 8 | 1 |  | Manual | 1 | Chandelier (Hanging) | Incandescent |  | Decorative | 3 | 60 | 220178 | Living Room | 0.2228%
22017 | 8 | 2 |  | Manual | 1 | Table | Compact Fluorescent |  | Twist | 1 | 22 | 220178 | Living Room | 0.2228%
22017 | 9 | 1 |  | Manual | 2 | Table | Incandescent |  | Standard A Lamp | 1 | 150 | 220179 | Master Bedroom | 0.2228%
22017 | 9 | 2 |  | Manual | 1 | Table | Incandescent |  | Decorative | 1 | 60 | 220179 | Master Bedroom | 0.2228%
22017 | 9 | 3 |  | Manual | 1 | Table | Compact Fluorescent |  | Twist | 1 | 22 | 220179 | Master Bedroom | 0.2228%
22017 | 9 | 4 |  | Manual | 1 | Table | Incandescent |  | Decorative | 1 | 60 | 220179 | Master Bedroom | 0.2228%
22017 | 10 | 1 |  | Manual | 1 | Ceiling Fixture | Incandescent |  | Standard A Lamp | 1 | 60 | 2201710 | Laundry Room | 0.2228%
22028 | 1 | 1 |  | Manual | 1 | Ceiling Fixture | Compact Fluorescent |  | Twist | 1 | 15 | 220281 | Hall | 0.1597%
22028 | 2 | 1 |  | Manual | 1 | Ceiling Fan | Incandescent |  | Standard A Lamp | 1 | 45 | 220282 | Bathroom | 0.1597%
22028 | 3 | 1 |  | Manual | 1 | Ceiling Fixture | Incandescent |  | Standard A Lamp | 2 | 60 | 220283 | Bedroom | 0.1597%
22028 | 4 | 1 |  | Manual | 1 | Ceiling Fixture | Compact Fluorescent |  | Twist | 1 | 15 | 220284 | Dining Room | 0.1597%
22028 | 5 | 1 |  | Manual | 1 | Ceiling Fixture | Compact Fluorescent |  | Twist | 1 | 15 | 220285 | Garage | 0.1597%
22028 | 6 | 1 |  | Manual | 1 | Ceiling Fixture | Compact Fluorescent |  | Twist | 1 | 15 | 220286 | Kitchen | 0.1597%
22028 | 6 | 2 |  | Manual | 2 | Wall Mount | Compact Fluorescent |  | Twist | 1 | 15 | 220286 | Kitchen | 0.1597%
22028 | 7 | 1 |  | Manual | 2 | Table | Compact Fluorescent |  | Twist | 1 | 15 | 220287 | Living Room | 0.1597%
22028 | 7 | 2 |  | Manual | 1 | Floor lamp | Incandescent |  | 3-Way Incandescent | 1 | 100 | 220287 | Living Room | 0.1597%
22028 | 8 | 1 |  | Manual | 1 | Ceiling Fixture | Incandescent |  | Standard A Lamp | 2 | 60 | 220288 | Master Bedroom | 0.1597%
22028 | 8 | 2 |  | Manual | 2 | Table | Compact Fluorescent |  | Twist | 1 | 15 | 220288 | Master Bedroom | 0.1597%
22048 | 1 | 1 |  | Manual | 1 | Ceiling Fixture | Incandescent |  | Standard A Lamp | 1 | 60 | 220481 | Bathroom | 0.4265%
22048 | 2 | 1 |  | Manual | 1 | Ceiling Fixture | Incandescent |  | Standard A Lamp | 1 | 60 | 220482 | Bedroom | 0.4265%
22048 | 3 | 1 |  | Manual | 1 | Ceiling Fixture | Incandescent |  | Standard A Lamp | 1 | 60 | 220483 | Bedroom | 0.4265%
22048 | 4 | 1 |  | Manual | 1 | Ceiling Fixture | Incandescent |  | Standard A Lamp | 1 | 60 | 220484 | Closet | 0.4265%
22048 | 5 | 1 |  | Manual | 1 | Chandelier (Hanging) | Incandescent |  | Standard A Lamp | 1 | 60 | 220485 | Dining Room | 0.4265%
22048 | 6 | 1 |  | Manual | 1 | Ceiling Fixture | Incandescent |  | Standard A Lamp | 1 | 60 | 220486 | Hall | 0.4265%
22048 | 7 | 1 |  | Manual | 5 | Ceiling Fixture | Incandescent |  | Standard A Lamp | 1 | 60 | 220487 | Kitchen | 0.4265%
22048 | 8 | 1 |  | Manual | 1 | Ceiling Fan | Incandescent |  | Standard A Lamp | 3 | 65 | 220488 | Living Room | 0.4265%
22048 | 8 | 2 |  | Manual | 2 | Floor lamp | Compact Fluorescent |  | Twist | 1 | 22 | 220488 | Living Room | 0.4265%
22048 | 9 | 1 |  | Manual | 1 | Ceiling Fan | Incandescent |  | Standard A Lamp | 3 | 60 | 220489 | Master Bedroom | 0.4265%
22048 | 10 | 1 |  | Manual | 1 | Wall Mount | Incandescent |  | Standard A Lamp | 2 | 60 | 2204810 | Bathroom | 0.4265%
22048 | 10 | 2 |  | Manual | 1 | Ceiling Fixture | Incandescent |  | Standard A Lamp | 1 | 65 | 2204810 | Bathroom | 0.4265%
22056 | 1 | 1 |  | Manual | 1 | Ceiling Fixture | Incandescent |  | Standard A Lamp | 3 | 75 | 220561 | Kitchen | 0.2228%
22056 | 2 | 1 |  | Manual | 1 | Table | Incandescent |  | Standard A Lamp | 1 | 75 | 220562 | Living Room | 0.2228%
22056 | 3 | 1 |  | Manual | 1 | Ceiling Fixture | Incandescent |  | Standard A Lamp | 1 | 60 | 220563 | Bedroom | 0.2228%
22056 | 4 | 1 |  | Manual | 3 | Wall Mount | Incandescent |  | Standard A Lamp | 1 | 40 | 220564 | Bathroom | 0.2228%
22056 | 6 | 1 |  | Manual | 1 | Ceiling Fixture | Incandescent |  | Standard A Lamp | 2 | 60 | 220566 | Other | 0.2228%
22067 | 1 | 1 |  | Manual | 1 | Ceiling Fixture | Incandescent |  | Standard A Lamp | 2 | 60 | 220671 | Bathroom | 0.1597%
22067 | 2 | 1 |  | Manual | 1 | Table | Compact Fluorescent |  | Twist | 1 | 22 | 220672 | Bedroom | 0.1597%
22067 | 2 | 2 |  | Manual | 1 | Chandelier (Hanging) | Incandescent |  | Standard A Lamp | 1 | 60 | 220672 | Bedroom | 0.1597%
22067 | 2 | 3 |  | Manual | 1 | Table | Compact Fluorescent |  | A shape bulb | 1 | 15 | 220672 | Bedroom | 0.1597%
22067 | 2 | 4 |  | Manual | 1 | Ceiling Fixture | Incandescent |  | Standard A Lamp | 1 | 60 | 220672 | Bedroom | 0.1597%
22067 | 3 | 1 |  | Manual | 1 | Ceiling Fixture | Linear Fluorescent | 48 | T-8 | 2 | 60 | 220673 | Kitchen | 0.1597%
22067 | 3 | 2 |  | Manual | 1 | Ceiling Fan | Compact Fluorescent |  | Twist | 3 | 22 | 220673 | Kitchen | 0.1597%
22067 | 4 | 1 |  | Manual | 1 | Ceiling Fixture | Incandescent |  | Standard A Lamp | 2 | 65 | 220674 | Laundry Room | 0.1597%
22067 | 5 | 1 |  | Manual | 1 | Chandelier (Hanging) | Compact Fluorescent |  | Twist | 1 | 15 | 220675 | Living Room | 0.1597%
22067 | 5 | 2 |  | Manual | 2 | Table | Compact Fluorescent |  | Twist | 1 | 28 | 220675 | Living Room | 0.1597%
22067 | 6 | 1 |  | Manual | 1 | Ceiling Fixture | Compact Fluorescent |  | Twist | 2 | 22 | 220676 | Bathroom | 0.1597%
22067 | 7 | 1 |  | Manual | 1 | Ceiling Fixture | Incandescent |  | Standard A Lamp | 2 | 65 | 220677 | Office | 0.1597%
22067 | 7 | 2 |  | Manual | 1 | Table | Linear Fluorescent | 24 | T-8 | 2 | 16 | 220677 | Office | 0.1597%
22067 | 8 | 1 |  | Manual | 1 | Ceiling Fixture | Incandescent |  | Standard A Lamp | 2 | 75 | 220678 | Bedroom | 0.1597%
22067 | 8 | 2 |  | Manual | 1 | Table | Incandescent |  | Standard A Lamp | 1 | 40 | 220678 | Bedroom | 0.1597%
22073 | 1 | 1 |  | Manual | 1 | Ceiling Fixture | Incandescent |  | Standard A Lamp | 2 | 60 | 220731 | Bathroom | 0.1597%
22073 | 2 | 1 |  | Manual | 1 | Ceiling Fixture | Incandescent |  | Standard A Lamp | 2 | 60 | 220732 | Bedroom | 0.1597%
22073 | 2 | 2 |  | Manual | 2 | Table | Compact Fluorescent |  | Twist | 1 | 22 | 220732 | Bedroom | 0.1597%
22073 | 3 | 1 |  | Manual | 1 | Ceiling Fixture | Incandescent |  | Decorative | 3 | 60 | 220733 | Bedroom | 0.1597%
22073 | 3 | 2 |  | Manual | 2 | Table | Incandescent |  | Standard A Lamp | 1 | 60 | 220733 | Bedroom | 0.1597%
22073 | 4 | 1 |  | Manual | 1 | Ceiling Fan | Compact Fluorescent |  | Twist | 3 | 22 | 220734 | Dining Room | 0.1597%
22073 | 5 | 1 |  | Manual | 1 | Chandelier (Hanging) | Compact Fluorescent |  | Twist | 2 | 22 | 220735 | Family Room | 0.1597%
22073 | 5 | 2 |  | Manual | 1 | Ceiling Fan | Compact Fluorescent |  | Twist | 4 | 22 | 220735 | Family Room | 0.1597%
22073 | 5 | 3 |  | Manual | 2 | Table | Incandescent |  | Standard A Lamp | 1 | 95 | 220735 | Family Room | 0.1597%
22073 | 6 | 1 |  | Manual | 7 | Ceiling Fixture | Linear Fluorescent | 48 | T-12 | 2 | 40 | 220736 | Garage | 0.1597%
22073 | 6 | 2 |  | Manual | 1 | Garage door opener | Incandescent |  | Standard A Lamp | 1 | 60 | 220736 | Garage | 0.1597%
22073 | 7 | 1 |  | Manual | 1 | Ceiling Fixture | Incandescent |  | Standard A Lamp | 2 | 100 | 220737 | Hall | 0.1597%
22073 | 8 | 1 |  | Manual | 2 | Recessed - other | Linear Fluorescent | 42 | T-12 | 2 | 32 | 220738 | Kitchen | 0.1597%
22073 | 8 | 2 |  | Manual | 1 | Wall Mount | Incandescent |  | Standard A Lamp | 1 | 40 | 220738 | Kitchen | 0.1597%
22073 | 8 | 3 |  | Manual | 1 | Ceiling Fixture | Compact Fluorescent |  | Twist | 2 | 22 | 220738 | Kitchen | 0.1597%
22073 | 9 | 1 |  | Manual | 2 | Ceiling Fixture | Incandescent |  | Mini base | 2 | 25 | 220739 | Bathroom | 0.1597%
22073 | 9 | 2 |  | Manual | 2 | Wall Mount | Compact Fluorescent |  | Twist | 2 | 15 | 220739 | Bathroom | 0.1597%
22073 | 10 | 1 |  | Manual | 1 | Ceiling Fixture | Incandescent |  | Standard A Lamp | 3 | 60 | 2207310 | Bedroom | 0.1597%
22073 | 10 | 2 |  | Manual | 2 | Table | Compact Fluorescent |  | Twist | 1 | 22 | 2207310 | Bedroom | 0.1597%
22073 | 11 | 1 |  | Manual | 1 | Ceiling Fixture | Incandescent |  | Standard A Lamp | 2 | 60 | 2207311 | Closet | 0.1597%
22073 | 12 | 1 |  | Manual | 1 | Ceiling Fixture | Incandescent |  | Standard A Lamp | 2 | 60 | 2207312 | Other | 0.1597%
22112 | 1 | 1 |  | Manual | 1 | Ceiling Fixture | Incandescent |  | Standard A Lamp | 3 | 60 | 221121 | Bedroom | 0.4265%
22112 | 1 | 2 |  | Manual | 1 | Other | Linear Fluorescent | 18 | T-4 | 1 | 16 | 221121 | Bedroom | 0.4265%
22112 | 2 | 1 |  | Manual | 1 | Ceiling Fixture | Compact Fluorescent |  | Twist | 2 | 15 | 221122 | Bedroom | 0.4265%
22112 | 2 | 2 |  | Manual | 1 | Ceiling Fixture | Incandescent |  | Standard A Lamp | 1 | 60 | 221122 | Bedroom | 0.4265%
22112 | 3 | 1 |  | Manual | 1 | Ceiling Fan | Incandescent |  | Standard A Lamp | 4 | 60 | 221123 | Dining Room | 0.4265%
22112 | 4 | 1 |  | Manual | 2 | Ceiling Fixture | Compact Fluorescent |  | Twist | 3 | 15 | 221124 | Garage | 0.4265%
22112 | 4 | 2 |  | Manual | 2 | Ceiling Fixture | Linear Fluorescent | 48 | T-12 | 2 | 32 | 221124 | Garage | 0.4265%
22112 | 4 | 3 |  | Manual | 1 | Garage door opener | Incandescent |  | Standard A Lamp | 1 | 60 | 221124 | Garage | 0.4265%
22112 | 5 | 1 |  | Manual | 1 | Ceiling Fixture | Incandescent |  | Standard A Lamp | 1 | 60 | 221125 | Hall | 0.4265%
22112 | 6 | 1 |  | Manual | 2 | Recessed - other | Linear Fluorescent | 48 | T-12 | 2 | 32 | 221126 | Kitchen | 0.4265%
22112 | 7 | 1 |  | Manual | 1 | Ceiling Fixture | Incandescent |  | Standard A Lamp | 1 | 60 | 221127 | Laundry Room | 0.4265%
22112 | 8 | 1 |  | Manual | 1 | Ceiling Fan | Compact Fluorescent |  | A shape bulb | 3 | 22 | 221128 | Living Room | 0.4265%
22112 | 8 | 2 |  | Manual | 1 | Ceiling Fan | Incandescent |  | Standard A Lamp | 1 | 60 | 221128 | Living Room | 0.4265%
22112 | 9 | 1 |  | Manual | 1 | Wall Mount | Incandescent |  | Standard A Lamp | 2 | 60 | 221129 | Bathroom | 0.4265%
22112 | 9 | 2 |  | Manual | 1 | Ceiling Fixture | Incandescent |  | Heat Lamp | 1 | 150 | 221129 | Bathroom | 0.4265%
22112 | 10 | 1 |  | Manual | 1 | Wall Mount | Incandescent |  | Standard A Lamp | 2 | 60 | 2211210 | Bathroom | 0.4265%
22112 | 10 | 2 |  | Manual | 1 | Ceiling Fixture | Incandescent |  | Standard A Lamp | 1 | 60 | 2211210 | Bathroom | 0.4265%
22112 | 11 | 1 |  | Manual | 1 | Ceiling Fixture | Incandescent |  | Standard A Lamp | 1 | 60 | 2211211 | Master Bedroom | 0.4265%
22112 | 11 | 2 |  | Manual | 2 | Table | Compact Fluorescent |  | Twist | 1 | 15 | 2211211 | Master Bedroom | 0.4265%
22119 | 1 | 1 |  | Manual | 1 | Wall Mount | Incandescent |  | Globe | 3 | 40 | 221191 | Bathroom | 0.1597%
22119 | 2 | 1 |  | Manual | 1 | Ceiling Fixture | Incandescent |  | Standard A Lamp | 2 | 60 | 221192 | Bedroom | 0.1597%
22119 | 2 | 2 |  | Manual | 2 | Table | Incandescent |  | Standard A Lamp | 1 | 60 | 221192 | Bedroom | 0.1597%
22119 | 3 | 1 |  | Manual | 1 | Chandelier (Hanging) | Incandescent |  | Decorative | 5 | 40 | 221193 | Dining Room | 0.1597%
22119 | 4 | 1 |  | Manual | 1 | Wall Mount | Incandescent |  | Globe | 6 | 40 | 221194 | Bathroom | 0.1597%
22119 | 4 | 2 |  | Manual | 1 | Ceiling Fixture | Incandescent |  | Standard A Lamp | 1 | 60 | 221194 | Bathroom | 0.1597%
22119 | 5 | 1 |  | Manual | 2 | Ceiling Fixture | Incandescent |  | Standard A Lamp | 2 | 60 | 221195 | Bedroom | 0.1597%
22119 | 6 | 1 |  | Manual | 1 | Ceiling Fixture | Incandescent |  | Standard A Lamp | 1 | 60 | 221196 | Bedroom | 0.1597%
22119 | 6 | 2 |  | Manual | 1 | Ceiling Fixture | Linear Fluorescent | 48 | T-12 | 2 | 40 | 221196 | Bedroom | 0.1597%
22119 | 7 | 1 |  | Manual | 3 | Recessed Can | Incandescent |  | Standard A Lamp | 1 | 60 | 221197 | Hall | 0.1597%
22119 | 8 | 1 |  | Manual | 5 | Recessed Can | Incandescent |  | Reflector | 1 | 60 | 221198 | Kitchen | 0.1597%
22119 | 8 | 2 |  | Manual | 1 | Wall Mount | Incandescent |  | Decorative | 1 | 25 | 221198 | Kitchen | 0.1597%
22119 | 9 | 1 |  | Manual | 4 | Recessed Can | Incandescent |  | Reflector | 1 | 60 | 221199 | Living Room | 0.1597%
22119 | 10 | 1 |  | Manual | 2 | Ceiling Fixture | Incandescent |  | Standard A Lamp | 1 | 60 | 2211910 | Other | 0.1597%
22119 | 11 | 1 |  | Manual | 1 | Table | Compact Fluorescent |  | Twist | 1 | 22 | 2211911 | Family Room | 0.1597%
22119 | 11 | 2 |  | Manual | 1 | Floor lamp | Compact Fluorescent |  | Pin base | 1 | 28 | 2211911 | Family Room | 0.1597%
22119 | 12 | 1 |  | Manual | 1 | Ceiling Fixture | Incandescent |  | Standard A Lamp | 1 | 40 | 2211912 | Hall | 0.1597%
22119 | 13 | 1 |  | Manual | 2 | Ceiling Fixture | Linear Fluorescent | 48 | T-12 | 2 | 32 | 2211913 | Kitchen | 0.1597%
22119 | 13 | 2 |  | Manual | 1 | Wall Mount | Incandescent |  | Standard A Lamp | 1 | 40 | 2211913 | Kitchen | 0.1597%
22119 | 13 | 3 |  | Manual | 2 | Ceiling Fixture | Incandescent |  | Standard A Lamp | 1 | 40 | 2211913 | Kitchen | 0.1597%
22119 | 14 | 1 |  | Manual | 1 | Ceiling Fixture | Incandescent |  | Standard A Lamp | 1 | 60 | 2211914 | Laundry Room | 0.1597%
22119 | 15 | 1 |  | Manual | 1 | Table | Incandescent |  | Decorative | 1 | 40 | 2211915 | Living Room | 0.1597%
22119 | 15 | 2 |  | Manual | 1 | Table | Incandescent |  | Standard A Lamp | 1 | 60 | 2211915 | Living Room | 0.1597%
22119 | 15 | 3 |  | Manual | 1 | Floor lamp | Incandescent |  | 3-Way Incandescent | 1 | 100 | 2211915 | Living Room | 0.1597%
22119 | 16 | 1 |  | Manual | 1 | Ceiling Fixture | Incandescent |  | Standard A Lamp | 1 | 60 | 2211916 | Bathroom | 0.1597%
22119 | 16 | 2 |  | Manual | 2 | Wall Mount | Incandescent |  | Globe | 3 | 40 | 2211916 | Bathroom | 0.1597%
22119 | 17 | 1 |  | Manual | 1 | Ceiling Fan | Incandescent |  | Standard A Lamp | 4 | 60 | 2211917 | Master Bedroom | 0.1597%
22119 | 17 | 2 |  | Manual | 1 | Table | Incandescent |  | Standard A Lamp | 1 | 100 | 2211917 | Master Bedroom | 0.1597%
22119 | 17 | 3 |  | Manual | 1 | Wall Mount | Compact Fluorescent |  | Twist | 1 | 15 | 2211917 | Master Bedroom | 0.1597%
22190 | 1 | 1 |  | Manual | 1 | Wall Mount | Incandescent |  | Globe | 3 | 25 | 221901 | Bathroom | 0.1597%
22190 | 2 | 1 |  | Manual | 3 | Wall Mount | Incandescent |  | Standard A Lamp | 3 | 60 | 221902 | Bedroom | 0.1597%
22190 | 2 | 2 |  | Manual | 3 | Table | Compact Fluorescent |  | Twist | 1 | 22 | 221902 | Bedroom | 0.1597%
22190 | 2 | 3 |  | Manual | 1 | Wall Mount | Incandescent |  | Globe | 3 | 40 | 221902 | Bedroom | 0.1597%
22190 | 3 | 1 |  | Manual | 1 | Wall Mount | Incandescent |  | Globe | 3 | 40 | 221903 | Bedroom | 0.1597%
22190 | 4 | 1 |  | Manual | 1 | Wall Mount | Incandescent |  | Globe | 4 | 40 | 221904 | Bedroom | 0.1597%
22190 | 5 | 1 |  | Manual | 1 | Chandelier (Hanging) | Incandescent |  | Globe | 5 | 60 | 221905 | Dining Room | 0.1597%
22190 | 5 | 2 |  | Manual | 2 | Ceiling Fixture | Incandescent |  | Standard A Lamp | 1 | 60 | 221905 | Dining Room | 0.1597%
22190 | 6 | 1 |  | Manual | 2 | Ceiling Fan | Incandescent |  | Standard A Lamp | 1 | 60 | 221906 | Family Room | 0.1597%
22190 | 6 | 2 |  | Manual | 1 | Wall Mount | Compact Fluorescent |  | Twist | 1 | 22 | 221906 | Family Room | 0.1597%
22190 | 7 | 1 |  | Manual | 1 | Floor lamp | Compact Fluorescent |  | Straight Tube | 1 | 15 | 221907 | Office | 0.1597%
22190 | 7 | 2 |  | Manual | 1 | Wall Mount | Incandescent |  | Standard A Lamp | 1 | 60 | 221907 | Office | 0.1597%
22190 | 7 | 3 |  | Manual | 1 | Wall Mount | Incandescent |  | Standard A Lamp | 3 | 60 | 221907 | Office | 0.1597%
22190 | 8 | 1 |  | Manual | 3 | Floor lamp | Incandescent |  | Standard A Lamp | 1 | 60 | 221908 | Living Room | 0.1597%
22192 | 1 | 1 |  | Manual | 1 | Ceiling Fixture | Incandescent |  | Standard A Lamp | 1 | 60 | 221921 | Bathroom | 0.3915%
22192 | 2 | 1 |  | Manual | 1 | Ceiling Fixture | Incandescent |  | Standard A Lamp | 1 | 60 | 221922 | Bedroom | 0.3915%
22192 | 2 | 2 |  | Manual | 1 | Floor lamp | Incandescent |  | Standard A Lamp | 5 | 60 | 221922 | Bedroom | 0.3915%
22192 | 3 | 1 |  | Manual | 1 | Ceiling Fixture | Incandescent |  | Standard A Lamp | 1 | 60 | 221923 | Bedroom | 0.3915%
22192 | 3 | 2 |  | Manual | 1 | Table | Incandescent |  | Standard A Lamp | 1 | 60 | 221923 | Bedroom | 0.3915%
22192 | 4 | 1 |  | Manual | 1 | Ceiling Fan | Incandescent |  | Decorative | 3 | 40 | 221924 | Dining Room | 0.3915%
22192 | 5 | 1 |  | Manual | 1 | Ceiling Fixture | Incandescent |  | Standard A Lamp | 1 | 60 | 221925 | Dining Room | 0.3915%
22192 | 6 | 1 |  | Manual | 2 | Ceiling Fixture | Linear Fluorescent | 48 | T-12 | 2 | 40 | 221926 | Garage | 0.3915%
22192 | 7 | 1 |  | Manual | 1 | Ceiling Fixture | Incandescent |  | Standard A Lamp | 1 | 60 | 221927 | Hall | 0.3915%
22192 | 8 | 1 |  | Manual | 1 | Ceiling Fixture | Incandescent |  | Standard A Lamp | 1 | 60 | 221928 | Kitchen | 0.3915%
22192 | 8 | 2 |  | Manual | 1 | Ceiling Fixture | Compact Fluorescent |  | Twist | 1 | 15 | 221928 | Kitchen | 0.3915%
22192 | 9 | 1 |  | Manual | 1 | Ceiling Fixture | Incandescent |  | Standard A Lamp | 1 | 60 | 221929 | Laundry Room | 0.3915%
22192 | 10 | 1 |  | Manual | 1 | Floor lamp | Incandescent |  | Standard A Lamp | 3 | 60 | 2219210 | Living Room | 0.3915%
22192 | 11 | 1 |  | Manual | 1 | Ceiling Fixture | Incandescent |  | Standard A Lamp | 1 | 60 | 2219211 | Bathroom | 0.3915%
22192 | 12 | 1 |  | Manual | 1 | Ceiling Fan | Incandescent |  | Decorative | 4 | 40 | 2219212 | Master Bedroom | 0.3915%
22192 | 12 | 2 |  | Manual | 1 | Table | Incandescent |  | Decorative | 1 | 40 | 2219212 | Master Bedroom | 0.3915%
22192 | 13 | 1 |  | Manual | 1 | Floor lamp | Incandescent |  | Standard A Lamp | 1 | 60 | 2219213 | Office | 0.3915%
22192 | 13 | 2 |  | Manual | 2 | Table | Incandescent |  | Decorative | 1 | 40 | 2219213 | Office | 0.3915%
22204 | 1 | 1 |  | Manual | 1 | Wall Mount | Compact Fluorescent |  | Twist | 3 | 15 | 222041 | Bathroom | 0.4265%
22204 | 2 | 1 |  | Manual | 1 | Wall Mount | Compact Fluorescent |  | Twist | 2 | 15 | 222042 | Bathroom | 0.4265%
22204 | 3 | 1 |  | Manual | 1 | Ceiling Fixture | Compact Fluorescent |  | Twist | 1 | 15 | 222043 | Bedroom | 0.4265%
22204 | 4 | 1 |  | Manual | 1 | Ceiling Fixture | Compact Fluorescent |  | Twist | 2 | 15 | 222044 | Bedroom | 0.4265%
22204 | 5 | 1 |  | Manual | 3 | Ceiling Fixture | Compact Fluorescent |  | Twist | 1 | 15 | 222045 | Kitchen | 0.4265%
22204 | 6 | 1 |  | Manual | 1 | Ceiling Fixture | Compact Fluorescent |  | Twist | 2 | 15 | 222046 | Living Room | 0.4265%
22236 | 1 | 1 |  | Manual | 1 | Wall Mount | Incandescent |  | Clear | 6 | 40 | 222361 | Bathroom | 0.5638%
22236 | 2 | 1 |  | Manual | 1 | Wall Mount | Incandescent |  | Mini base | 6 | 25 | 222362 | Bathroom | 0.5638%
22236 | 3 | 1 |  | Manual | 1 | Table | Incandescent |  | Standard A Lamp | 1 | 60 | 222363 | Bedroom | 0.5638%
22236 | 4 | 1 |  | Manual | 1 | Recessed Can | Incandescent |  | Reflector | 1 | 40 | 222364 | Closet | 0.5638%
22236 | 5 | 1 |  | Manual | 1 | Chandelier (Hanging) | Incandescent |  | Mini base | 7 | 25 | 222365 | Dining Room | 0.5638%
22236 | 6 | 1 |  | Manual | 1 | Ceiling Fixture | Incandescent |  | Decorative | 4 | 25 | 222366 | Closet | 0.5638%
22236 | 7 | 1 |  | Manual | 1 | Recessed Can | Incandescent |  | Reflector | 1 | 65 | 222367 | Family Room | 0.5638%
22236 | 7 | 2 |  | Manual | 1 | Table | Incandescent |  | 3-Way Incandescent | 1 | 150 | 222367 | Family Room | 0.5638%
22236 | 8 | 1 |  | Manual | 1 | Ceiling Fixture | Incandescent |  | Mini base | 4 | 25 | 222368 | Hall | 0.5638%
22236 | 9 | 1 |  | Manual | 1 | Ceiling Fixture | Linear Fluorescent | 48 | T-12 | 2 | 32 | 222369 | Kitchen | 0.5638%
22236 | 10 | 1 |  | Manual | 1 | Ceiling Fixture | Incandescent |  | Standard A Lamp | 1 | 60 | 2223610 | Laundry Room | 0.5638%
22236 | 11 | 1 |  | Manual | 1 | Floor lamp | Compact Fluorescent |  | Twist | 1 | 22 | 2223611 | Living Room | 0.5638%
22236 | 11 | 2 |  | Manual | 1 | Table | Incandescent |  | 3-Way Incandescent | 1 | 150 | 2223611 | Living Room | 0.5638%
22236 | 12 | 1 |  | Manual | 2 | Table | Incandescent |  | Standard A Lamp | 1 | 60 | 2223612 | Master Bedroom | 0.5638%
22277 | 1 | 1 |  | Manual | 1 | Ceiling Fixture | Incandescent |  | Standard A Lamp | 1 | 60 | 222771 | Bathroom | 0.4265%
22277 | 1 | 2 |  | Manual | 2 | Wall Mount | Incandescent |  | Standard A Lamp | 3 | 60 | 222771 | Bathroom | 0.4265%
22277 | 2 | 1 |  | Manual | 1 | Ceiling Fixture | Linear Fluorescent | 48 | T-12 | 2 | 40 | 222772 | Bedroom | 0.4265%
22277 | 2 | 2 |  | Manual | 1 | Table | Compact Fluorescent |  | Twist | 1 | 15 | 222772 | Bedroom | 0.4265%
22277 | 3 | 1 |  | Manual | 1 | Ceiling Fixture | Linear Fluorescent | 48 | T-12 | 2 | 40 | 222773 | Kitchen | 0.4265%
22277 | 3 | 2 |  | Manual | 1 | Ceiling Fan | Incandescent |  | Standard A Lamp | 4 | 60 | 222773 | Kitchen | 0.4265%
22277 | 3 | 3 |  | Manual | 1 | Recessed - other | Incandescent |  | Standard A Lamp | 1 | 60 | 222773 | Kitchen | 0.4265%
22277 | 4 | 1 |  | Manual | 2 | Ceiling Fixture | Incandescent |  | Standard A Lamp | 2 | 60 | 222774 | Laundry Room | 0.4265%
22277 | 5 | 1 |  | Manual | 3 | Table | Compact Fluorescent |  | Twist | 1 | 15 | 222775 | Living Room | 0.4265%
22277 | 5 | 2 |  | Manual | 1 | Chandelier (Hanging) | Incandescent |  | Decorative | 11 | 40 | 222775 | Living Room | 0.4265%
22277 | 5 | 3 |  | Manual | 1 | Ceiling Fixture | Incandescent |  | Standard A Lamp | 2 | 60 | 222775 | Living Room | 0.4265%
22277 | 6 | 1 |  | Manual | 2 | Ceiling Fixture | Incandescent |  | Standard A Lamp | 1 | 60 | 222776 | Bathroom | 0.4265%
22277 | 6 | 2 |  | Manual | 2 | Wall Mount | Compact Fluorescent |  | Globe | 3 | 11 | 222776 | Bathroom | 0.4265%
22277 | 6 | 3 |  | Manual | 1 | Ceiling Fixture | Incandescent |  | Heat Lamp | 1 | 150 | 222776 | Bathroom | 0.4265%
22277 | 7 | 1 |  | Manual | 2 | Floor lamp | Incandescent |  | Standard A Lamp | 3 | 60 | 222777 | Master Bedroom | 0.4265%
22277 | 7 | 2 |  | Manual | 2 | Table | Compact Fluorescent |  | Twist | 1 | 15 | 222777 | Master Bedroom | 0.4265%
22313 | 1 | 1 |  | Manual | 1 | Ceiling Fan | Incandescent |  | Standard A Lamp | 4 | 60 | 223131 | Living Room | 0.2228%
22313 | 2 | 1 |  | Manual | 1 | Wall Mount | Incandescent |  | Globe | 3 | 60 | 223132 | Bathroom | 0.2228%
22313 | 2 | 2 |  | Manual | 1 | Ceiling Fixture | Incandescent |  | Standard A Lamp | 1 | 60 | 223132 | Bathroom | 0.2228%
22313 | 3 | 1 |  | Manual | 1 | Ceiling Fixture | Incandescent |  | Standard A Lamp | 2 | 60 | 223133 | Bedroom | 0.2228%
22313 | 4 | 1 |  | Manual | 1 | Ceiling Fixture | Incandescent |  | Standard A Lamp | 2 | 60 | 223134 | Bedroom | 0.2228%
22313 | 4 | 2 |  | Manual | 1 | Table | Incandescent |  | Standard A Lamp | 1 | 60 | 223134 | Bedroom | 0.2228%
22313 | 5 | 1 |  | Manual | 1 | Chandelier (Hanging) | Incandescent |  | Standard A Lamp | 3 | 60 | 223135 | Dining Room | 0.2228%
22313 | 6 | 1 |  | Manual | 3 | Ceiling Fixture | Linear Fluorescent | 48 | T-12 | 2 | 40 | 223136 | Garage | 0.2228%
22313 | 6 | 2 |  | Manual | 2 | Garage door opener | Incandescent |  | Standard A Lamp | 1 | 40 | 223136 | Garage | 0.2228%
22313 | 6 | 3 |  | Manual | 1 | Wall Mount | Compact Fluorescent |  | Twist | 1 | 15 | 223136 | Garage | 0.2228%
22313 | 7 | 1 |  | Manual | 2 | Ceiling Fixture | Linear Fluorescent | 24 | Fluorescent Other | 1 | 60 | 223137 | Kitchen | 0.2228%
22313 | 7 | 2 |  | Manual | 1 | Track | Halogen |  | Quartz Tube | 3 | 50 | 223137 | Kitchen | 0.2228%
22313 | 8 | 1 |  | Manual | 1 | Floor lamp | Incandescent |  | Standard A Lamp | 1 | 60 | 223138 | Living Room | 0.2228%
22313 | 9 | 1 |  | Manual | 1 | Ceiling Fan | Incandescent |  | Mini base | 4 | 40 | 223139 | Master Bedroom | 0.2228%
22313 | 10 | 1 |  | Manual | 1 | Ceiling Fixture | Incandescent |  | Standard A Lamp | 1 | 60 | 2231310 | Closet | 0.2228%
22313 | 11 | 1 |  | Manual | 1 | Ceiling Fixture | Incandescent |  | Standard A Lamp | 1 | 60 | 2231311 | Office | 0.2228%
22313 | 12 | 1 |  | Manual | 1 | Wall Mount | Incandescent |  | Globe | 3 | 60 | 2231312 | Bathroom | 0.2228%
22313 | 13 | 1 |  | Manual | 1 | Ceiling Fixture | Incandescent |  | Standard A Lamp | 1 | 60 | 2231313 | Laundry Room | 0.2228%
22313 | 14 | 1 |  | Manual | 1 | Ceiling Fixture | Compact Fluorescent |  | Twist | 1 | 15 | 2231314 | Other | 0.2228%
22320 | 1 | 1 |  | Manual | 1 | Ceiling Fixture | Incandescent |  | Globe | 4 | 40 | 223201 | Bathroom | 0.4265%
22320 | 2 | 1 |  | Manual | 2 | Wall Mount | Incandescent |  | Standard A Lamp | 1 | 60 | 223202 | Bedroom | 0.4265%
22320 | 2 | 2 |  | Manual | 2 | Table | Incandescent |  | Standard A Lamp | 1 | 60 | 223202 | Bedroom | 0.4265%
22320 | 3 | 1 |  | Manual | 1 | Wall Mount | Incandescent |  | Standard A Lamp | 1 | 60 | 223203 | Bedroom | 0.4265%
22320 | 3 | 2 |  | Manual | 1 | Table | Incandescent |  | Standard A Lamp | 1 | 60 | 223203 | Bedroom | 0.4265%
22320 | 4 | 1 |  | Manual | 1 | Ceiling Fixture | Incandescent |  | Standard A Lamp | 1 | 60 | 223204 | Hall | 0.4265%
22320 | 4 | 2 |  | Manual | 1 | Wall Mount | Linear Fluorescent | 48 | T-12 | 2 | 40 | 223204 | Hall | 0.4265%
22320 | 5 | 1 |  | Manual | 2 | Ceiling Fixture | Linear Fluorescent | 48 | T-12 | 2 | 40 | 223205 | Kitchen | 0.4265%
22320 | 6 | 1 |  | Manual | 2 | Table | Incandescent |  | Standard A Lamp | 1 | 60 | 223206 | Living Room | 0.4265%
22320 | 6 | 2 |  | Manual | 1 | Floor lamp | Incandescent |  | Standard A Lamp | 2 | 60 | 223206 | Living Room | 0.4265%
22320 | 6 | 3 |  | Manual | 2 | Wall Mount | Incandescent |  | Decorative | 1 | 40 | 223206 | Living Room | 0.4265%
22342 | 1 | 1 |  | Manual | 1 | Wall Mount | Compact Fluorescent |  | Twist | 4 | 14 | 223421 | Bathroom | 0.4265%
22342 | 1 | 2 |  | Manual | 1 | Ceiling Fixture | Incandescent |  | Heat Lamp | 2 | 250 | 223421 | Bathroom | 0.4265%
22342 | 2 | 1 |  | Manual | 1 | Ceiling Fixture | Linear Fluorescent | 48 | T-12 | 2 | 40 | 223422 | Bedroom | 0.4265%
22342 | 2 | 2 |  | Manual | 3 | Table | Compact Fluorescent |  | Twist | 1 | 15 | 223422 | Bedroom | 0.4265%
22342 | 3 | 1 |  | Manual | 1 | Ceiling Fixture | Linear Fluorescent | 48 | T-12 | 2 | 40 | 223423 | Bedroom | 0.4265%
22342 | 3 | 2 |  | Manual | 2 | Floor lamp | Compact Fluorescent |  | 3-Way CFL | 1 | 22 | 223423 | Bedroom | 0.4265%
22342 | 4 | 1 |  | Manual | 1 | Chandelier (Hanging) | Incandescent |  | Decorative | 5 | 40 | 223424 | Dining Room | 0.4265%
22342 | 5 | 1 |  | Manual | 3 | Table | Incandescent |  | Standard A Lamp | 1 | 75 | 223425 | Family Room | 0.4265%
22342 | 6 | 1 |  | Manual | 1 | Garage door opener | Incandescent |  | Standard A Lamp | 2 | 60 | 223426 | Other | 0.4265%
22342 | 6 | 2 |  | Manual | 8 | Ceiling Fixture | Linear Fluorescent | 48 | T-12 | 2 | 40 | 223426 | Other | 0.4265%
22342 | 7 | 1 |  | Manual | 1 | Ceiling Fixture | Incandescent |  | Standard A Lamp | 1 | 60 | 223427 | Hall | 0.4265%
22342 | 7 | 2 |  | Manual | 1 | Table | Compact Fluorescent |  | Twist | 1 | 22 | 223427 | Hall | 0.4265%
22342 | 8 | 1 |  | Manual | 3 | Ceiling Fixture | Linear Fluorescent | 48 | T-12 | 2 | 40 | 223428 | Kitchen | 0.4265%
22342 | 8 | 2 |  | Manual | 1 | Ceiling Fixture | Compact Fluorescent |  | Twist | 1 | 22 | 223428 | Kitchen | 0.4265%
22342 | 9 | 1 |  | Manual | 1 | Ceiling Fixture | Linear Fluorescent | 48 | T-12 | 2 | 40 | 223429 | Laundry Room | 0.4265%
22342 | 10 | 1 |  | Manual | 1 | Chandelier (Hanging) | Incandescent |  | Globe | 5 | 60 | 2234210 | Living Room | 0.4265%
22342 | 11 | 1 |  | Manual | 1 | Ceiling Fixture | Linear Fluorescent | 48 | T-12 | 2 | 40 | 2234211 | Bathroom | 0.4265%
22342 | 11 | 2 |  | Manual | 3 | Wall Mount | Compact Fluorescent |  | 3-Way CFL | 4 | 14 | 2234211 | Bathroom | 0.4265%
22342 | 12 | 1 |  | Manual | 1 | Ceiling Fixture | Linear Fluorescent | 48 | T-12 | 2 | 40 | 2234212 | Master Bedroom | 0.4265%
22358 | 1 | 1 |  | Manual | 2 | Wall Mount | Incandescent |  | Standard A Lamp | 1 | 60 | 223581 | Bathroom | 0.2228%
22358 | 2 | 1 |  | Manual | 1 | Ceiling Fixture | Incandescent |  | Standard A Lamp | 1 | 60 | 223582 | Hall | 0.2228%
22358 | 3 | 1 |  | Manual | 1 | Ceiling Fan | Incandescent |  | Standard A Lamp | 1 | 60 | 223583 | Kitchen | 0.2228%
22358 | 3 | 2 |  | Manual | 1 | Chandelier (Hanging) | Incandescent |  | Decorative | 5 | 60 | 223583 | Kitchen | 0.2228%
22358 | 3 | 3 |  | Manual | 1 | Ceiling Fixture | Incandescent |  | Standard A Lamp | 3 | 60 | 223583 | Kitchen | 0.2228%
22358 | 3 | 4 |  | Manual | 1 | Ceiling Fixture | Incandescent |  | Standard A Lamp | 1 | 60 | 223583 | Kitchen | 0.2228%
22358 | 4 | 1 |  | Manual | 1 | Table | Incandescent |  | Standard A Lamp | 1 | 150 | 223584 | Living Room | 0.2228%
22358 | 4 | 2 |  | Manual | 1 | Table | Compact Fluorescent |  | Twist | 1 | 15 | 223584 | Living Room | 0.2228%
22358 | 5 | 1 |  | Manual | 1 | Ceiling Fixture | Incandescent |  | Standard A Lamp | 2 | 60 | 223585 | Bedroom | 0.2228%
22358 | 6 | 1 |  | Manual | 1 | Ceiling Fixture | Incandescent |  | Standard A Lamp | 1 | 60 | 223586 | Laundry Room | 0.2228%
22358 | 7 | 1 |  | Manual | 1 | Ceiling Fixture | Incandescent |  | Standard A Lamp | 2 | 60 | 223587 | Master Bedroom | 0.2228%
22358 | 8 | 1 |  | Manual | 2 | Chandelier (Hanging) | Incandescent |  | Standard A Lamp | 1 | 60 | 223588 | Bathroom | 0.2228%
22358 | 9 | 1 |  | Manual | 1 | Ceiling Fixture | Incandescent |  | Standard A Lamp | 1 | 100 | 223589 | Garage | 0.2228%
22358 | 9 | 2 |  | Manual | 1 | Floor lamp | Compact Fluorescent |  | Twist | 1 | 15 | 223589 | Garage | 0.2228%
22358 | 9 | 3 |  | Motion | 1 | Garage door opener | Incandescent |  | Standard A Lamp | 1 | 60 | 223589 | Garage | 0.2228%
22370 | 1 | 1 |  | Manual | 2 | Ceiling Fixture | Compact Fluorescent |  | Twist | 1 | 22 | 223701 | Bathroom | 0.4265%
22370 | 2 | 1 |  | Manual | 1 | Architectural | Linear Fluorescent | 48 | T-12 | 2 | 32 | 223702 | Family Room | 0.4265%
22370 | 2 | 2 |  | Manual | 1 | Torchiere | Halogen |  | Quartz Tube | 1 | 150 | 223702 | Family Room | 0.4265%
22370 | 2 | 3 |  | Manual | 1 | Torchiere | Incandescent |  | 3-Way Incandescent | 1 | 75 | 223702 | Family Room | 0.4265%
22370 | 2 | 4 |  | Manual | 1 | Wall Mount | Incandescent |  | Standard A Lamp | 2 | 60 | 223702 | Family Room | 0.4265%
22370 | 2 | 5 |  | Manual | 1 | Table | Compact Fluorescent |  | Twist | 1 | 22 | 223702 | Family Room | 0.4265%
22370 | 3 | 1 |  | Manual | 2 | Ceiling Fixture | Linear Fluorescent | 48 | Fluorescent Unknown | 2 | 32 | 223703 | Kitchen | 0.4265%
22370 | 3 | 2 |  | Manual | 1 | Ceiling Fixture | Compact Fluorescent |  | Twist | 1 | 22 | 223703 | Kitchen | 0.4265%
22370 | 4 | 1 |  | Manual | 1 | Ceiling Fixture | Incandescent |  | Standard A Lamp | 1 | 75 | 223704 | Laundry Room | 0.4265%
22370 | 5 | 1 |  | Manual | 2 | Table | Compact Fluorescent |  | Twist | 1 | 22 | 223705 | Living Room | 0.4265%
22370 | 5 | 2 |  | Dimmer | 1 | Torchiere | Halogen |  | Quartz Tube | 1 | 300 | 223705 | Living Room | 0.4265%
22370 | 5 | 3 |  | Manual | 1 | Chandelier (Hanging) | Incandescent |  | Decorative | 4 | 40 | 223705 | Living Room | 0.4265%
22370 | 5 | 4 |  | Manual | 1 | Chandelier (Hanging) | Incandescent |  | Standard A Lamp | 1 | 60 | 223705 | Living Room | 0.4265%
22370 | 5 | 5 |  | Manual | 1 | Table | Incandescent |  | Decorative | 1 | 25 | 223705 | Living Room | 0.4265%
22370 | 5 | 6 |  | Manual | 1 | Table | Compact Fluorescent |  | Straight Tube | 1 | 22 | 223705 | Living Room | 0.4265%
22370 | 6 | 1 |  | Manual | 2 | Ceiling Fixture | Compact Fluorescent |  | Twist | 2 | 22 | 223706 | Bathroom | 0.4265%
22370 | 6 | 2 |  | Manual | 1 | Architectural | Incandescent |  | Standard A Lamp | 1 | 60 | 223706 | Bathroom | 0.4265%
22370 | 7 | 1 |  | Manual | 2 | Ceiling Fixture | Incandescent |  | Standard A Lamp | 1 | 60 | 223707 | Master Bedroom | 0.4265%
22370 | 7 | 2 |  | Manual | 1 | Table | Incandescent |  | Standard A Lamp | 1 | 60 | 223707 | Master Bedroom | 0.4265%
22370 | 7 | 3 |  | Manual | 1 | Table | Compact Fluorescent |  | Twist | 1 | 22 | 223707 | Master Bedroom | 0.4265%
22370 | 7 | 4 |  | Manual | 1 | Table | Halogen |  | MR | 1 | 75 | 223707 | Master Bedroom | 0.4265%
22370 | 8 | 1 |  | Manual | 1 | Ceiling Fixture | Incandescent |  | Standard A Lamp | 1 | 75 | 223708 | Closet | 0.4265%
22370 | 9 | 1 |  | Manual | 1 | Ceiling Fixture | Compact Fluorescent |  | Twist | 2 | 22 | 223709 | Bedroom | 0.4265%
22370 | 9 | 2 |  | Manual | 1 | Table | Incandescent |  | Standard A Lamp | 1 | 100 | 223709 | Bedroom | 0.4265%
22397 | 1 | 1 |  | Manual | 1 | Ceiling Fixture | Compact Fluorescent |  | Twist | 1 | 15 | 223971 | Bathroom | 0.536%
22397 | 1 | 2 |  | Manual | 1 | Wall Mount | Compact Fluorescent |  | Twist | 3 | 15 | 223971 | Bathroom | 0.536%
22397 | 2 | 1 |  | Manual | 1 | Ceiling Fixture | Compact Fluorescent |  | Twist | 1 | 15 | 223972 | Bedroom | 0.536%
22397 | 3 | 1 |  | Manual | 2 | Ceiling Fixture | Compact Fluorescent |  | Twist | 1 | 15 | 223973 | Other | 0.536%
22397 | 3 | 2 |  | Manual | 3 | Ceiling Fixture | Linear Fluorescent | 48 | T-12 | 2 | 40 | 223973 | Other | 0.536%
22397 | 4 | 1 |  | Manual | 2 | Ceiling Fixture | Compact Fluorescent |  | Twist | 1 | 15 | 223974 | Hall | 0.536%
22397 | 5 | 1 |  | Manual | 1 | Ceiling Fan | Compact Fluorescent |  | Twist | 3 | 15 | 223975 | Kitchen | 0.536%
22397 | 5 | 2 |  | Manual | 1 | Architectural | Compact Fluorescent |  | Twist | 1 | 15 | 223975 | Kitchen | 0.536%
22397 | 5 | 3 |  | Manual | 1 | Ceiling Fixture | Compact Fluorescent |  | Twist | 1 | 15 | 223975 | Kitchen | 0.536%
22397 | 6 | 1 |  | Manual | 1 | Chandelier (Hanging) | Compact Fluorescent |  | Twist | 5 | 15 | 223976 | Living Room | 0.536%
22397 | 6 | 2 |  | Manual | 1 | Floor lamp | Compact Fluorescent |  | Twist | 2 | 15 | 223976 | Living Room | 0.536%
22397 | 7 | 1 |  | Manual | 1 | Ceiling Fixture | Incandescent |  | Standard A Lamp | 3 | 100 | 223977 | Master Bedroom | 0.536%
22397 | 7 | 2 |  | Manual | 1 | Table | Incandescent |  | Decorative | 1 | 40 | 223977 | Master Bedroom | 0.536%
22397 | 7 | 3 |  | Manual | 1 | Table | Compact Fluorescent |  | Twist | 1 | 15 | 223977 | Master Bedroom | 0.536%
22403 | 1 | 1 |  | Manual | 1 | Track | Compact Fluorescent |  | Twist | 3 | 15 | 224031 | Bathroom | 0.3915%
22403 | 2 | 1 |  | Manual | 1 | Ceiling Fan | Compact Fluorescent |  | Twist | 3 | 15 | 224032 | Bedroom | 0.3915%
22403 | 2 | 2 |  | Manual | 1 | Table | Incandescent |  | Clear | 1 | 60 | 224032 | Bedroom | 0.3915%
22403 | 3 | 1 |  | Manual | 1 | Ceiling Fan | Compact Fluorescent |  | Twist | 3 | 22 | 224033 | Bedroom | 0.3915%
22403 | 3 | 2 |  | Manual | 1 | Table | Compact Fluorescent |  | Other | 1 | 22 | 224033 | Bedroom | 0.3915%
22403 | 4 | 1 |  | Manual | 1 | Ceiling Fixture | Incandescent |  | Standard A Lamp | 2 | 60 | 224034 | Closet | 0.3915%
22403 | 5 | 1 |  | Manual | 1 | Ceiling Fixture | Incandescent |  | Standard A Lamp | 1 | 60 | 224035 | Closet | 0.3915%
22403 | 6 | 1 |  | Manual | 1 | Ceiling Fan | Compact Fluorescent |  | Twist | 3 | 15 | 224036 | Dining Room | 0.3915%
22403 | 7 | 1 |  | Manual | 1 | Ceiling Fixture | Compact Fluorescent |  | Twist | 1 | 15 | 224037 | Garage | 0.3915%
22403 | 7 | 2 |  | Dimmer | 1 | Other | Halogen |  | PAR | 2 | 50 | 224037 | Garage | 0.3915%
22403 | 8 | 1 |  | Manual | 1 | Ceiling Fixture | Compact Fluorescent |  | Twist | 2 | 15 | 224038 | Hall | 0.3915%
22403 | 9 | 1 |  | Manual | 2 | Torchiere | Incandescent |  | Standard A Lamp | 1 | 100 | 224039 | Living Room | 0.3915%
22403 | 9 | 2 |  | Manual | 2 | Torchiere | Compact Fluorescent |  | Twist | 1 | 15 | 224039 | Living Room | 0.3915%
22403 | 9 | 3 |  | Manual | 1 | Wall Mount | Incandescent |  | Standard A Lamp | 1 | 60 | 224039 | Living Room | 0.3915%
22403 | 9 | 4 |  | Manual | 2 | Table | Incandescent |  | Mini base | 1 | 5 | 224039 | Living Room | 0.3915%
22403 | 10 | 1 |  | Manual | 1 | Ceiling Fan | Compact Fluorescent |  | A shape bulb | 4 | 15 | 2240310 | Master Bedroom | 0.3915%
22403 | 10 | 2 |  | Dimmer | 1 | Table | Compact Fluorescent |  | Other | 1 | 28 | 2240310 | Master Bedroom | 0.3915%
22403 | 11 | 1 |  | Manual | 1 | Wall Mount | Compact Fluorescent |  | Twist | 4 | 15 | 2240311 | Bathroom | 0.3915%
22403 | 11 | 2 |  | Manual | 1 | Ceiling Fixture | Incandescent |  | Standard A Lamp | 2 | 60 | 2240311 | Bathroom | 0.3915%
22403 | 12 | 1 |  | Manual | 3 | Wall Mount | Linear Fluorescent | 24 | T-8 | 1 | 20 | 2240312 | Office | 0.3915%
22403 | 12 | 2 |  | Manual | 1 | Table | Compact Fluorescent |  | Other | 1 | 28 | 2240312 | Office | 0.3915%
22403 | 12 | 3 |  | Manual | 1 | Ceiling Fan | Incandescent |  | Standard A Lamp | 1 | 60 | 2240312 | Office | 0.3915%
22403 | 13 | 1 |  | Manual | 1 | Ceiling Fan | Compact Fluorescent |  | Twist | 3 | 15 | 2240313 | Kitchen | 0.3915%
22403 | 13 | 2 |  | Manual | 1 | Ceiling Fixture | Compact Fluorescent |  | Twist | 2 | 15 | 2240313 | Kitchen | 0.3915%
22403 | 14 | 1 |  | Manual | 2 | Ceiling Fixture | Compact Fluorescent |  | Twist | 2 | 15 | 2240314 | Other | 0.3915%
22412 | 1 | 1 |  | Manual | 1 | Chandelier (Hanging) | Compact Fluorescent |  | Twist | 5 | 13 | 224121 | Dining Room | 0.5638%
22412 | 2 | 1 |  | Manual | 1 | Ceiling Fixture | Incandescent |  | Standard A Lamp | 1 | 60 | 224122 | Hall | 0.5638%
22412 | 3 | 1 |  | Manual | 2 | Ceiling Fixture | Incandescent |  | Standard A Lamp | 1 | 60 | 224123 | Bathroom | 0.5638%
22412 | 3 | 2 |  | None | 1 | Wall Mount | Other |  | LED Interior | 1 | 1 | 224123 | Bathroom | 0.5638%
22412 | 4 | 1 |  | Manual | 1 | Ceiling Fixture | Linear Fluorescent | 48 | T-12 | 2 | 40 | 224124 | Kitchen | 0.5638%
22412 | 4 | 2 |  | Manual | 1 | Ceiling Fixture | Compact Fluorescent |  | Twist | 1 | 13 | 224124 | Kitchen | 0.5638%
22412 | 4 | 3 |  | Manual | 1 | Other | Compact Fluorescent |  | Twist | 1 | 13 | 224124 | Kitchen | 0.5638%
22412 | 5 | 1 |  | Manual | 1 | Ceiling Fixture | Incandescent |  | Standard A Lamp | 1 | 60 | 224125 | Laundry Room | 0.5638%
22412 | 6 | 1 |  | Manual | 1 | Ceiling Fan | Compact Fluorescent |  | Twist | 2 | 13 | 224126 | Living Room | 0.5638%
22412 | 7 | 1 |  | Manual | 2 | Ceiling Fixture | Incandescent |  | Standard A Lamp | 1 | 60 | 224127 | Bathroom | 0.5638%
22412 | 7 | 2 |  | Manual | 1 | Wall Mount | Linear Fluorescent | 18 | T-8 | 1 | 15 | 224127 | Bathroom | 0.5638%
22412 | 7 | 3 |  | Manual | 1 | Wall Mount | Incandescent |  | Mini base | 1 | 7 | 224127 | Bathroom | 0.5638%
22412 | 8 | 1 |  | Manual | 1 | Ceiling Fixture | Compact Fluorescent |  | Twist | 2 | 13 | 224128 | Master Bedroom | 0.5638%
22412 | 8 | 2 |  | Manual | 1 | Table | Compact Fluorescent |  | Twist | 1 | 13 | 224128 | Master Bedroom | 0.5638%
22412 | 9 | 1 |  | Manual | 1 | Ceiling Fixture | Compact Fluorescent |  | Twist | 2 | 13 | 224129 | Office | 0.5638%
22412 | 10 | 1 |  | Manual | 9 | Ceiling Fixture | Incandescent |  | Standard A Lamp | 1 | 60 | 2241210 | Garage | 0.5638%
22418 | 1 | 1 |  | Manual | 2 | Table | Compact Fluorescent |  | Twist | 1 | 15 | 224181 | Bedroom | 0.1597%
22418 | 2 | 1 |  | Manual | 1 | Ceiling Fan | Compact Fluorescent |  | Twist | 3 | 15 | 224182 | Kitchen | 0.1597%
22418 | 2 | 2 |  | Manual | 1 | Ceiling Fixture | Compact Fluorescent |  | Twist | 3 | 15 | 224182 | Kitchen | 0.1597%
22418 | 2 | 3 |  | Manual | 1 | Ceiling Fixture | Compact Fluorescent |  | Twist | 1 | 15 | 224182 | Kitchen | 0.1597%
22418 | 3 | 1 |  | Manual | 2 | Floor lamp | Incandescent |  | Standard A Lamp | 1 | 60 | 224183 | Family Room | 0.1597%
22418 | 3 | 2 |  | Manual | 1 | Ceiling Fixture | Compact Fluorescent |  | Twist | 3 | 15 | 224183 | Family Room | 0.1597%
22418 | 4 | 1 |  | Manual | 4 | Wall Mount | Compact Fluorescent |  | Twist | 1 | 15 | 224184 | Laundry Room | 0.1597%
22418 | 4 | 2 |  | Manual | 2 | Ceiling Fixture | Compact Fluorescent |  | Twist | 1 | 15 | 224184 | Laundry Room | 0.1597%
22418 | 5 | 1 |  | Manual | 2 | Floor lamp | Compact Fluorescent |  | Twist | 2 | 15 | 224185 | Office | 0.1597%
22418 | 6 | 1 |  | Manual | 2 | Wall Mount | Compact Fluorescent |  | Twist | 1 | 15 | 224186 | Other | 0.1597%
22419 | 1 | 1 |  | Manual | 2 | Ceiling Fixture | Incandescent |  | Standard A Lamp | 1 | 75 | 224191 | Bathroom | 0.536%
22419 | 2 | 1 |  | Manual | 1 | Chandelier (Hanging) | Incandescent |  | Decorative | 5 | 25 | 224192 | Dining Room | 0.536%
22419 | 2 | 2 |  | Manual | 1 | Ceiling Fixture | Incandescent |  | Standard A Lamp | 1 | 60 | 224192 | Dining Room | 0.536%
22419 | 3 | 1 |  | Manual | 1 | Ceiling Fixture | Compact Fluorescent |  | Twist | 1 | 15 | 224193 | Hall | 0.536%
22419 | 4 | 1 |  | Manual | 1 | Architectural | Incandescent |  | Clear | 1 | 40 | 224194 | Kitchen | 0.536%
22419 | 4 | 2 |  | Manual | 3 | Ceiling Fixture | Linear Fluorescent | 48 | T-12 | 1 | 40 | 224194 | Kitchen | 0.536%
22419 | 4 | 3 |  | Manual | 2 | Ceiling Fixture | Incandescent |  | Standard A Lamp | 1 | 60 | 224194 | Kitchen | 0.536%
22419 | 5 | 1 |  | Manual | 1 | Ceiling Fixture | Incandescent |  | Standard A Lamp | 1 | 60 | 224195 | Laundry Room | 0.536%
22419 | 6 | 1 |  | Manual | 2 | Table | Compact Fluorescent |  | Twist | 1 | 15 | 224196 | Living Room | 0.536%
22419 | 6 | 2 |  | Manual | 1 | Table | Incandescent |  | Decorative | 3 | 25 | 224196 | Living Room | 0.536%
22419 | 7 | 1 |  | Manual | 1 | Ceiling Fixture | Incandescent |  | Standard A Lamp | 2 | 60 | 224197 | Master Bedroom | 0.536%
22419 | 8 | 1 |  | Manual | 1 | Ceiling Fixture | Incandescent |  | Standard A Lamp | 1 | 60 | 224198 | Bedroom | 0.536%
22419 | 9 | 1 |  | Manual | 2 | Ceiling Fixture | Incandescent |  | Standard A Lamp | 2 | 75 | 224199 | Bathroom | 0.536%
22419 | 10 | 1 |  | Manual | 1 | Ceiling Fixture | Incandescent |  | Standard A Lamp | 1 | 75 | 2241910 | Closet | 0.536%
22463 | 1 | 1 |  | Manual | 1 | Ceiling Fan | Compact Fluorescent |  | Twist | 4 | 22 | 224631 | Living Room | 0.2228%
22463 | 1 | 2 |  | Manual | 1 | Other | Other |  | Other | 1 | 150 | 224631 | Living Room | 0.2228%
22463 | 2 | 1 |  | Manual | 1 | Ceiling Fan | Compact Fluorescent |  | Twist | 4 | 15 | 224632 | Office | 0.2228%
22463 | 3 | 1 |  | Manual | 1 | Ceiling Fixture | Incandescent |  | Standard A Lamp | 2 | 60 | 224633 | Laundry Room | 0.2228%
22463 | 3 | 2 |  | Manual | 1 | Ceiling Fixture | Compact Fluorescent |  | Twist | 2 | 15 | 224633 | Laundry Room | 0.2228%
22463 | 4 | 1 |  | Manual | 1 | Floor lamp | Compact Fluorescent |  | Twist | 1 | 15 | 224634 | Bedroom | 0.2228%
22463 | 5 | 1 |  | Manual | 1 | Ceiling Fan | Compact Fluorescent |  | Twist | 4 | 15 | 224635 | Dining Room | 0.2228%
22463 | 5 | 2 |  | Manual | 1 | Table | Compact Fluorescent |  | Straight Tube | 1 | 7 | 224635 | Dining Room | 0.2228%
22463 | 6 | 1 |  | Manual | 1 | Wall Mount | Compact Fluorescent |  | Twist | 1 | 15 | 224636 | Hall | 0.2228%
22463 | 7 | 1 |  | Manual | 1 | Ceiling Fixture | Compact Fluorescent |  | Twist | 1 | 15 | 224637 | Bathroom | 0.2228%
22463 | 7 | 2 |  | Manual | 1 | Ceiling Fixture | Incandescent |  | Standard A Lamp | 1 | 60 | 224637 | Bathroom | 0.2228%
22463 | 7 | 3 |  | Manual | 1 | Wall Mount | Incandescent |  | Standard A Lamp | 3 | 60 | 224637 | Bathroom | 0.2228%
22463 | 8 | 1 |  | Manual | 2 | Track | Compact Fluorescent |  | Twist | 3 | 15 | 224638 | Kitchen | 0.2228%
22463 | 8 | 2 |  | Manual | 1 | Ceiling Fixture | Linear Fluorescent | 48 | T-12 | 2 | 40 | 224638 | Kitchen | 0.2228%
22463 | 8 | 3 |  | Manual | 1 | Ceiling Fixture | Linear Fluorescent | 24 | T-12 | 1 | 20 | 224638 | Kitchen | 0.2228%
22463 | 9 | 1 |  | Manual | 1 | Ceiling Fixture | Compact Fluorescent |  | Twist | 3 | 22 | 224639 | Master Bedroom | 0.2228%
22463 | 9 | 2 |  | Manual | 1 | Ceiling Fixture | Linear Fluorescent | 12 | T-12 | 2 | 20 | 224639 | Master Bedroom | 0.2228%
22463 | 10 | 1 |  | Manual | 1 | Ceiling Fan | Incandescent |  | Standard A Lamp | 3 | 60 | 2246310 | Bathroom | 0.2228%
22463 | 10 | 2 |  | Manual | 1 | Ceiling Fan | Compact Fluorescent |  | Twist | 1 | 15 | 2246310 | Bathroom | 0.2228%
22463 | 10 | 3 |  | Manual | 1 | Table | Incandescent |  | Mini base | 1 | 40 | 2246310 | Bathroom | 0.2228%
22463 | 11 | 1 |  | Manual | 1 | Ceiling Fan | Compact Fluorescent |  | Twist | 1 | 15 | 2246311 | Bedroom | 0.2228%
22463 | 12 | 1 |  | Manual | 1 | Ceiling Fixture | Incandescent |  | Standard A Lamp | 2 | 60 | 2246312 | Bedroom | 0.2228%
22464 | 1 | 1 |  | Manual | 1 | Ceiling Fixture | Incandescent |  | Standard A Lamp | 1 | 60 | 224641 | Bathroom | 0.2228%
22464 | 2 | 1 |  | Manual | 1 | Ceiling Fixture | Incandescent |  | Standard A Lamp | 1 | 60 | 224642 | Bedroom | 0.2228%
22464 | 2 | 2 |  | Manual | 1 | Table | Incandescent |  | Standard A Lamp | 1 | 70 | 224642 | Bedroom | 0.2228%
22464 | 2 | 3 |  | Manual | 1 | Table | Compact Fluorescent |  | Twist | 1 | 15 | 224642 | Bedroom | 0.2228%
22464 | 3 | 1 |  | Manual | 1 | Chandelier (Hanging) | Incandescent |  | Mini base | 6 | 25 | 224643 | Dining Room | 0.2228%
22464 | 4 | 1 |  | Dimmer | 1 | Ceiling Fixture | Incandescent |  | Standard A Lamp | 3 | 60 | 224644 | Kitchen | 0.2228%
22464 | 4 | 2 |  | Manual | 1 | Ceiling Fixture | Compact Fluorescent |  | Twist | 1 | 15 | 224644 | Kitchen | 0.2228%
22464 | 5 | 1 |  | Manual | 1 | Ceiling Fan | Incandescent |  | Standard A Lamp | 1 | 60 | 224645 | Laundry Room | 0.2228%
22464 | 5 | 2 |  | Dimmer | 1 | Floor lamp | Incandescent |  | Mini base | 4 | 40 | 224645 | Laundry Room | 0.2228%
22464 | 5 | 3 |  | Dimmer | 1 | Table | Incandescent |  | Standard A Lamp | 3 | 40 | 224645 | Laundry Room | 0.2228%
22464 | 6 | 1 |  | Manual | 1 | Wall Mount | Incandescent |  | Standard A Lamp | 1 | 75 | 224646 | Bathroom | 0.2228%
22464 | 7 | 1 |  | Manual | 1 | Ceiling Fixture | Compact Fluorescent |  | Twist | 1 | 15 | 224647 | Bedroom | 0.2228%
22464 | 7 | 2 |  | Manual | 1 | Table | Incandescent |  | Standard A Lamp | 1 | 60 | 224647 | Bedroom | 0.2228%
22464 | 7 | 3 |  | Manual | 1 | Table | Compact Fluorescent |  | Twist | 1 | 15 | 224647 | Bedroom | 0.2228%
22464 | 8 | 1 |  | Manual | 1 | Ceiling Fixture | Incandescent |  | Standard A Lamp | 1 | 60 | 224648 | Laundry Room | 0.2228%
22464 | 9 | 1 |  | Manual | 1 | Ceiling Fixture | Incandescent |  | Standard A Lamp | 1 | 60 | 224649 | Bedroom | 0.2228%
22465 | 1 | 1 |  | Manual | 1 | Wall Mount | Compact Fluorescent |  | Twist | 2 | 15 | 224651 | Bathroom | 0.5638%
22465 | 2 | 1 |  | Manual | 2 | Table | Incandescent |  | Standard A Lamp | 1 | 60 | 224652 | Bedroom | 0.5638%
22465 | 3 | 1 |  | Manual | 1 | Ceiling Fixture | Incandescent |  | Standard A Lamp | 1 | 60 | 224653 | Closet | 0.5638%
22465 | 4 | 1 |  | Manual | 1 | Ceiling Fixture | Incandescent |  | Standard A Lamp | 1 | 60 | 224654 | Closet | 0.5638%
22465 | 5 | 1 |  | Manual | 1 | Chandelier (Hanging) | Incandescent |  | Standard A Lamp | 5 | 40 | 224655 | Dining Room | 0.5638%
22465 | 6 | 1 |  | Manual | 1 | Ceiling Fixture | Incandescent |  | Standard A Lamp | 1 | 60 | 224656 | Hall | 0.5638%
22465 | 7 | 1 |  | Manual | 2 | Recessed - other | Linear Fluorescent | 48 | T-12 | 2 | 32 | 224657 | Kitchen | 0.5638%
22465 | 7 | 2 |  | Manual | 1 | Ceiling Fixture | Incandescent |  | Reflector | 1 | 65 | 224657 | Kitchen | 0.5638%
22465 | 8 | 1 |  | Manual | 2 | Ceiling Fixture | Incandescent |  | Standard A Lamp | 1 | 60 | 224658 | Laundry Room | 0.5638%
22465 | 9 | 1 |  | Manual | 2 | Table | Incandescent |  | Standard A Lamp | 1 | 75 | 224659 | Living Room | 0.5638%
22465 | 9 | 2 |  | Manual | 1 | Chandelier (Hanging) | Incandescent |  | Standard A Lamp | 1 | 60 | 224659 | Living Room | 0.5638%
22465 | 10 | 1 |  | Manual | 1 | Wall Mount | Incandescent |  | Globe | 6 | 40 | 2246510 | Bathroom | 0.5638%
22465 | 10 | 2 |  | Manual | 1 | Recessed - other | Incandescent |  | Heat Lamp | 1 | 250 | 2246510 | Bathroom | 0.5638%
22465 | 10 | 3 |  | Manual | 1 | Ceiling Fixture | Incandescent |  | Standard A Lamp | 1 | 60 | 2246510 | Bathroom | 0.5638%
22465 | 11 | 1 |  | Manual | 2 | Table | Incandescent |  | Standard A Lamp | 1 | 60 | 2246511 | Master Bedroom | 0.5638%
22465 | 12 | 1 |  | Manual | 1 | Table | Incandescent |  | 3-Way Incandescent | 1 | 150 | 2246512 | Family Room | 0.5638%
22468 | 1 | 1 |  | Manual | 2 | Ceiling Fixture | Incandescent |  | Standard A Lamp | 2 | 60 | 224681 | Bathroom | 0.2228%
22468 | 2 | 1 |  | Manual | 1 | Ceiling Fixture | Incandescent |  | Standard A Lamp | 2 | 60 | 224682 | Bedroom | 0.2228%
22468 | 2 | 2 |  | Manual | 1 | Table | Incandescent |  | Standard A Lamp | 1 | 150 | 224682 | Bedroom | 0.2228%
22468 | 2 | 3 |  | Manual | 1 | Wall Mount | Incandescent |  | Standard A Lamp | 1 | 100 | 224682 | Bedroom | 0.2228%
22468 | 4 | 1 |  | Manual | 1 | Chandelier (Hanging) | Incandescent |  | Decorative | 5 | 60 | 224684 | Kitchen | 0.2228%
22468 | 4 | 2 |  | Manual | 2 | Ceiling Fixture | Incandescent |  | Standard A Lamp | 1 | 60 | 224684 | Kitchen | 0.2228%
22468 | 5 | 1 |  | Manual | 1 | Ceiling Fixture | Incandescent |  | Standard A Lamp | 1 | 100 | 224685 | Living Room | 0.2228%
22468 | 5 | 2 |  | Manual | 1 | Table | Incandescent |  | Standard A Lamp | 1 | 150 | 224685 | Living Room | 0.2228%
22468 | 5 | 3 |  | Manual | 1 | Floor lamp | Compact Fluorescent |  | Pin base | 1 | 22 | 224685 | Living Room | 0.2228%
22468 | 6 | 1 |  | Manual | 1 | Ceiling Fixture | Incandescent |  | Standard A Lamp | 2 | 60 | 224686 | Bedroom | 0.2228%
22468 | 6 | 2 |  | Manual | 1 | Wall Mount | Incandescent |  | Standard A Lamp | 1 | 100 | 224686 | Bedroom | 0.2228%
22472 | 1 | 1 |  | Manual | 1 | Ceiling Fan | Compact Fluorescent |  | Twist | 1 | 7 | 224721 | Bathroom | 0.1597%
22472 | 1 | 2 |  | Manual | 2 | Wall Mount | Compact Fluorescent |  | Twist | 2 | 22 | 224721 | Bathroom | 0.1597%
22472 | 2 | 1 |  | Manual | 1 | Ceiling Fixture | Compact Fluorescent |  | Twist | 1 | 22 | 224722 | Bathroom | 0.1597%
22472 | 2 | 2 |  | Manual | 1 | Wall Mount | Compact Fluorescent |  | Twist | 1 | 22 | 224722 | Bathroom | 0.1597%
22472 | 3 | 1 |  | Manual | 1 | Ceiling Fixture | Incandescent |  | Standard A Lamp | 1 | 75 | 224723 | Bedroom | 0.1597%
22472 | 3 | 2 |  | Manual | 1 | Table | Compact Fluorescent |  | Twist | 1 | 22 | 224723 | Bedroom | 0.1597%
22472 | 4 | 1 |  | Manual | 1 | Ceiling Fixture | Compact Fluorescent |  | Twist | 1 | 22 | 224724 | Bedroom | 0.1597%
22472 | 5 | 1 |  | Manual | 1 | Ceiling Fixture | Compact Fluorescent |  | Twist | 1 | 22 | 224725 | Bedroom | 0.1597%
22472 | 6 | 1 |  | Manual | 1 | Ceiling Fixture | Compact Fluorescent |  | Twist | 1 | 22 | 224726 | Kitchen | 0.1597%
22472 | 7 | 1 |  | Manual | 1 | Ceiling Fixture | Compact Fluorescent |  | Twist | 1 | 22 | 224727 | Living Room | 0.1597%
22472 | 7 | 2 |  | Manual | 1 | Ceiling Fixture | Halogen |  | MR | 6 | 20 | 224727 | Living Room | 0.1597%
22472 | 7 | 3 |  | Manual | 2 | Floor lamp | Compact Fluorescent |  | Twist | 3 | 22 | 224727 | Living Room | 0.1597%
22472 | 8 | 1 |  | Manual | 2 | Ceiling Fixture | Compact Fluorescent |  | Twist | 1 | 22 | 224728 | Laundry Room | 0.1597%
22484 | 1 | 1 |  | Dimmer | 2 | Ceiling Fixture | Compact Fluorescent |  | Twist | 2 | 15 | 224841 | Bedroom | 0.2228%
22484 | 2 | 1 |  | Manual | 1 | High bay | Incandescent |  | Standard A Lamp | 1 | 60 | 224842 | Master Bedroom | 0.2228%
22484 | 3 | 1 |  | Manual | 1 | Ceiling Fixture | Compact Fluorescent |  | Twist | 1 | 15 | 224843 | Kitchen | 0.2228%
22484 | 4 | 1 |  | Manual | 2 | Table | Compact Fluorescent |  | Twist | 1 | 15 | 224844 | Living Room | 0.2228%
22484 | 5 | 1 |  | Manual | 1 | Ceiling Fan | Other |  | Other | 2 | 25 | 224845 | Family Room | 0.2228%
22484 | 6 | 1 |  | Manual | 1 | Ceiling Fixture | Compact Fluorescent |  | Twist | 1 | 15 | 224846 | Hall | 0.2228%
22484 | 7 | 1 |  | Manual | 1 | Ceiling Fixture | Compact Fluorescent |  | Twist | 1 | 15 | 224847 | Bathroom | 0.2228%
22484 | 8 | 1 |  | Manual | 1 | Ceiling Fixture | Compact Fluorescent |  | Twist | 1 | 15 | 224848 | Bathroom | 0.2228%
22484 | 9 | 1 |  | Manual | 1 | Ceiling Fixture | Compact Fluorescent |  | Twist | 2 | 15 | 224849 | Bedroom | 0.2228%
22508 | 1 | 1 |  | Manual | 1 | Wall Mount | Compact Fluorescent |  | Twist | 1 | 23 | 225081 | Bathroom | 0.3915%
22508 | 2 | 1 |  | Manual | 1 | Ceiling Fixture | Compact Fluorescent |  | Twist | 1 | 23 | 225082 | Bedroom | 0.3915%
22508 | 3 | 1 |  | Manual | 1 | Ceiling Fixture | Incandescent |  | Standard A Lamp | 1 | 60 | 225083 | Bedroom | 0.3915%
22508 | 4 | 1 |  | Manual | 1 | Floor lamp | Compact Fluorescent |  | Twist | 2 | 23 | 225084 | Family Room | 0.3915%
22508 | 4 | 2 |  | Manual | 1 | Torchiere | Halogen |  | Quartz Tube | 1 | 100 | 225084 | Family Room | 0.3915%
22508 | 4 | 3 |  | Manual | 1 | Ceiling Fixture | Incandescent |  | Reflector | 2 | 75 | 225084 | Family Room | 0.3915%
22508 | 5 | 1 |  | Manual | 2 | Ceiling Fixture | Incandescent |  | Standard A Lamp | 1 | 60 | 225085 | Hall | 0.3915%
22508 | 6 | 1 |  | Manual | 1 | Chandelier (Hanging) | Compact Fluorescent |  | Twist | 1 | 23 | 225086 | Kitchen | 0.3915%
22508 | 6 | 2 |  | Manual | 2 | Ceiling Fixture | Linear Fluorescent | 48 | T-12 | 2 | 40 | 225086 | Kitchen | 0.3915%
22508 | 7 | 1 |  | Manual | 1 | Chandelier (Hanging) | Incandescent |  | Decorative | 5 | 40 | 225087 | Living Room | 0.3915%
22508 | 7 | 2 |  | Manual | 1 | Floor lamp | Compact Fluorescent |  | Twist | 1 | 13 | 225087 | Living Room | 0.3915%
22508 | 7 | 3 |  | Manual | 1 | Floor lamp | Incandescent |  | Standard A Lamp | 1 | 60 | 225087 | Living Room | 0.3915%
22508 | 8 | 1 |  | Manual | 1 | Wall Mount | Incandescent |  | Standard A Lamp | 2 | 100 | 225088 | Bathroom | 0.3915%
22508 | 8 | 2 |  | Manual | 1 | Floor lamp | Compact Fluorescent |  | Twist | 1 | 13 | 225088 | Bathroom | 0.3915%
22508 | 9 | 1 |  | Manual | 1 | Ceiling Fixture | Incandescent |  | Standard A Lamp | 2 | 100 | 225089 | Master Bedroom | 0.3915%
22508 | 9 | 2 |  | Manual | 1 | Floor lamp | Compact Fluorescent |  | Twist | 1 | 13 | 225089 | Master Bedroom | 0.3915%
22511 | 1 | 1 |  | Manual | 1 | Ceiling Fixture | Compact Fluorescent |  | Twist | 1 | 15 | 225111 | Bathroom | 0.4265%
22511 | 2 | 1 |  | Manual | 2 | Ceiling Fixture | Compact Fluorescent |  | Twist | 2 | 15 | 225112 | Bathroom | 0.4265%
22511 | 3 | 1 |  | Manual | 2 | Table | Compact Fluorescent |  | Twist | 1 | 15 | 225113 | Bedroom | 0.4265%
22511 | 4 | 1 |  | Manual | 1 | Ceiling Fixture | Compact Fluorescent |  | Twist | 2 | 15 | 225114 | Bedroom | 0.4265%
22511 | 5 | 1 |  | Manual | 1 | Ceiling Fixture | Compact Fluorescent |  | Twist | 1 | 15 | 225115 | Closet | 0.4265%
22511 | 6 | 1 |  | Manual | 1 | Ceiling Fixture | Compact Fluorescent |  | Twist | 2 | 15 | 225116 | Hall | 0.4265%
22511 | 7 | 1 |  | Manual | 1 | Ceiling Fixture | Compact Fluorescent |  | Twist | 2 | 15 | 225117 | Kitchen | 0.4265%
22511 | 7 | 2 |  | Manual | 2 | Table | Compact Fluorescent |  | Twist | 1 | 15 | 225117 | Kitchen | 0.4265%
22511 | 8 | 1 |  | Manual | 1 | Ceiling Fixture | Compact Fluorescent |  | Twist | 2 | 15 | 225118 | Laundry Room | 0.4265%
22511 | 9 | 1 |  | Manual | 2 | Floor lamp | Compact Fluorescent |  | Twist | 1 | 15 | 225119 | Living Room | 0.4265%
22511 | 9 | 2 |  | Manual | 1 | Ceiling Fixture | Compact Fluorescent |  | Twist | 1 | 15 | 225119 | Living Room | 0.4265%
22511 | 10 | 1 |  | Manual | 1 | Ceiling Fixture | Compact Fluorescent |  | Twist | 2 | 15 | 2251110 | Master Bedroom | 0.4265%
22511 | 10 | 2 |  | Manual | 2 | Table | Compact Fluorescent |  | Twist | 1 | 15 | 2251110 | Master Bedroom | 0.4265%
22552 | 1 | 1 |  | Manual | 2 | Wall Mount | Incandescent |  | Globe | 3 | 60 | 225521 | Bathroom | 0.1597%
22552 | 2 | 1 |  | Manual | 1 | Wall Mount | Incandescent |  | Standard A Lamp | 3 | 60 | 225522 | Bathroom | 0.1597%
22552 | 3 | 1 |  | Manual | 1 | Ceiling Fixture | Incandescent |  | Standard A Lamp | 1 | 60 | 225523 | Master Bedroom | 0.1597%
22552 | 4 | 1 |  | Manual | 1 | Ceiling Fixture | Incandescent |  | Standard A Lamp | 1 | 60 | 225524 | Closet | 0.1597%
22552 | 5 | 1 |  | Manual | 1 | Ceiling Fixture | Incandescent |  | Standard A Lamp | 2 | 60 | 225525 | Hall | 0.1597%
22552 | 6 | 1 |  | Manual | 4 | Recessed Can | Incandescent |  | Reflector | 1 | 50 | 225526 | Kitchen | 0.1597%
22552 | 7 | 1 |  | Manual | 1 | Ceiling Fixture | Incandescent |  | Standard A Lamp | 2 | 60 | 225527 | Laundry Room | 0.1597%
22552 | 8 | 1 |  | Manual | 1 | Ceiling Fan | Incandescent |  | Standard A Lamp | 3 | 60 | 225528 | Living Room | 0.1597%
22552 | 8 | 2 |  | Manual | 1 | Floor lamp | Incandescent |  | Standard A Lamp | 1 | 60 | 225528 | Living Room | 0.1597%
22552 | 9 | 1 |  | Manual | 1 | Ceiling Fixture | Incandescent |  | Standard A Lamp | 2 | 60 | 225529 | Office | 0.1597%
22552 | 10 | 1 |  | Manual | 1 | Ceiling Fixture | Incandescent |  | Standard A Lamp | 2 | 60 | 2255210 | Bedroom | 0.1597%
22565 | 1 | 1 |  | Manual | 2 | Ceiling Fixture | Incandescent |  | Standard A Lamp | 1 | 60 | 225651 | Bathroom | 0.1597%
22565 | 2 | 1 |  | Manual | 1 | Ceiling Fixture | Compact Fluorescent |  | Twist | 2 | 22 | 225652 | Bedroom | 0.1597%
22565 | 2 | 2 |  | Manual | 1 | Table | Compact Fluorescent |  | Pin base | 1 | 27 | 225652 | Bedroom | 0.1597%
22565 | 2 | 3 |  | Manual | 1 | Table | Incandescent |  | Standard A Lamp | 1 | 60 | 225652 | Bedroom | 0.1597%
22565 | 3 | 1 |  | Manual | 1 | Ceiling Fixture | Incandescent |  | Standard A Lamp | 2 | 60 | 225653 | Bedroom | 0.1597%
22565 | 3 | 2 |  | Manual | 1 | Table | Incandescent |  | Standard A Lamp | 1 | 40 | 225653 | Bedroom | 0.1597%
22565 | 3 | 3 |  | Manual | 1 | Table | Incandescent |  | Standard A Lamp | 1 | 60 | 225653 | Bedroom | 0.1597%
22565 | 4 | 1 |  | Manual | 1 | Ceiling Fan | Incandescent |  | Standard A Lamp | 3 | 40 | 225654 | Bedroom | 0.1597%
22565 | 4 | 2 |  | Manual | 2 | Table | Compact Fluorescent |  | Twist | 1 | 15 | 225654 | Bedroom | 0.1597%
22565 | 4 | 3 |  | Manual | 1 | Table | Incandescent |  | Standard A Lamp | 1 | 60 | 225654 | Bedroom | 0.1597%
22565 | 5 | 1 |  | Manual | 1 | Ceiling Fixture | Incandescent |  | Standard A Lamp | 1 | 75 | 225655 | Closet | 0.1597%
22565 | 6 | 1 |  | Manual | 1 | Ceiling Fixture | Incandescent |  | Standard A Lamp | 1 | 60 | 225656 | Closet | 0.1597%
22565 | 6 | 2 |  | Manual | 1 | Wall Mount | Incandescent |  | Clear | 12 | 40 | 225656 | Closet | 0.1597%
22565 | 7 | 1 |  | Manual | 1 | Track | Incandescent |  | Reflector | 9 | 50 | 225657 | Dining Room | 0.1597%
22565 | 7 | 2 |  | Manual | 1 | Floor lamp | Incandescent |  | Standard A Lamp | 2 | 60 | 225657 | Dining Room | 0.1597%
22565 | 8 | 1 |  | Manual | 1 | Ceiling Fixture | Incandescent |  | Standard A Lamp | 2 | 60 | 225658 | Kitchen | 0.1597%
22565 | 8 | 2 |  | Manual | 1 | Ceiling Fixture | Linear Fluorescent | 48 | T-12 | 1 | 25 | 225658 | Kitchen | 0.1597%
22565 | 8 | 3 |  | Manual | 1 | Ceiling Fixture | Incandescent |  | Standard A Lamp | 1 | 60 | 225658 | Kitchen | 0.1597%
22565 | 9 | 1 |  | Manual | 1 | Ceiling Fixture | Incandescent |  | Standard A Lamp | 1 | 60 | 225659 | Laundry Room | 0.1597%
22565 | 10 | 1 |  | Manual | 1 | Ceiling Fan | Incandescent |  | Standard A Lamp | 4 | 60 | 2256510 | Living Room | 0.1597%
22565 | 10 | 2 |  | Manual | 1 | Table | Compact Fluorescent |  | Twist | 1 | 15 | 2256510 | Living Room | 0.1597%
22565 | 10 | 3 |  | Manual | 1 | Table | Compact Fluorescent |  | Twist | 1 | 22 | 2256510 | Living Room | 0.1597%
22565 | 10 | 4 |  | Manual | 1 | Floor lamp | Compact Fluorescent |  | Twist | 1 | 22 | 2256510 | Living Room | 0.1597%
22565 | 10 | 5 |  | Manual | 1 | Table | Linear Fluorescent | 48 | T-8 | 1 | 20 | 2256510 | Living Room | 0.1597%
22565 | 10 | 6 |  | Manual | 1 | Ceiling Fixture | Incandescent |  | Reflector | 3 | 50 | 2256510 | Living Room | 0.1597%
22565 | 11 | 1 |  | Manual | 2 | Ceiling Fixture | Incandescent |  | Standard A Lamp | 1 | 60 | 2256511 | Bathroom | 0.1597%
22565 | 12 | 1 |  | Manual | 1 | Ceiling Fixture | Incandescent |  | Standard A Lamp | 3 | 50 | 2256512 | Office | 0.1597%
22605 | 1 | 1 |  | Manual | 1 | Ceiling Fixture | Incandescent |  | Standard A Lamp | 1 | 75 | 226051 | Other | 0.4265%
22605 | 2 | 1 |  | Manual | 1 | Wall Mount | Incandescent |  | Standard A Lamp | 1 | 60 | 226052 | Bedroom | 0.4265%
22605 | 3 | 1 |  | Manual | 1 | Wall Mount | Incandescent |  | Standard A Lamp | 1 | 60 | 226053 | Kitchen | 0.4265%
22605 | 4 | 1 |  | Manual | 1 | Floor lamp | Incandescent |  | Standard A Lamp | 1 | 60 | 226054 | Living Room | 0.4265%
22605 | 5 | 1 |  | Manual | 1 | Floor lamp | Incandescent |  | Standard A Lamp | 1 | 60 | 226055 | Bathroom | 0.4265%
22630 | 1 | 1 |  | Manual | 1 | Wall Mount | Incandescent |  | Standard A Lamp | 1 | 60 | 226301 | Bathroom | 0.1597%
22630 | 2 | 1 |  | Manual | 1 | Ceiling Fixture | Incandescent |  | Standard A Lamp | 2 | 60 | 226302 | Bedroom | 0.1597%
22630 | 3 | 1 |  | Manual | 1 | Ceiling Fixture | Incandescent |  | Standard A Lamp | 2 | 60 | 226303 | Bedroom | 0.1597%
22630 | 4 | 1 |  | Manual | 1 | Ceiling Fan | Incandescent |  | Standard A Lamp | 1 | 60 | 226304 | Dining Room | 0.1597%
22630 | 4 | 2 |  | Manual | 1 | Floor lamp | Incandescent |  | Standard A Lamp | 1 | 60 | 226304 | Dining Room | 0.1597%
22630 | 5 | 1 |  | Manual | 1 | Ceiling Fixture | Incandescent |  | Standard A Lamp | 1 | 60 | 226305 | Other | 0.1597%
22630 | 5 | 2 |  | Manual | 1 | Ceiling Fixture | Incandescent |  | Standard A Lamp | 3 | 60 | 226305 | Other | 0.1597%
22630 | 6 | 1 |  | Manual | 9 | Ceiling Fixture | Linear Fluorescent | 48 | T-8 | 2 | 40 | 226306 | Garage | 0.1597%
22630 | 7 | 1 |  | Manual | 2 | Ceiling Fixture | Incandescent |  | Standard A Lamp | 1 | 60 | 226307 | Kitchen | 0.1597%
22630 | 7 | 2 |  | Manual | 2 | Floor lamp | Incandescent |  | Standard A Lamp | 1 | 60 | 226307 | Kitchen | 0.1597%
22630 | 7 | 3 |  | Manual | 1 | Chandelier (Hanging) | Incandescent |  | Decorative | 4 | 60 | 226307 | Kitchen | 0.1597%
22630 | 7 | 4 |  | Manual | 2 | Ceiling Fixture | Linear Fluorescent | 48 | T-8 | 2 | 40 | 226307 | Kitchen | 0.1597%
22630 | 8 | 1 |  | Manual | 1 | Ceiling Fixture | Incandescent |  | Standard A Lamp | 1 | 60 | 226308 | Laundry Room | 0.1597%
22630 | 9 | 1 |  | Manual | 1 | Ceiling Fan | Incandescent |  | Standard A Lamp | 4 | 60 | 226309 | Bedroom | 0.1597%
22630 | 9 | 2 |  | Manual | 3 | Ceiling Fixture | Incandescent |  | Standard A Lamp | 1 | 60 | 226309 | Bedroom | 0.1597%
22630 | 9 | 3 |  | Manual | 1 | Wall Mount | Incandescent |  | Globe | 3 | 60 | 226309 | Bedroom | 0.1597%
22639 | 1 | 1 |  | Manual | 1 | Ceiling Fan | Incandescent |  | Standard A Lamp | 5 | 60 | 226391 | Living Room | 0.5638%
22639 | 2 | 1 |  | Manual | 1 | Ceiling Fixture | Incandescent |  | Standard A Lamp | 2 | 60 | 226392 | Bedroom | 0.5638%
22639 | 3 | 1 |  | Manual | 1 | Ceiling Fixture | Incandescent |  | Standard A Lamp | 2 | 60 | 226393 | Dining Room | 0.5638%
22639 | 4 | 1 |  | Manual | 1 | Ceiling Fixture | Incandescent |  | Standard A Lamp | 2 | 60 | 226394 | Kitchen | 0.5638%
22639 | 5 | 1 |  | Manual | 1 | Wall Mount | Incandescent |  | Standard A Lamp | 1 | 60 | 226395 | Hall | 0.5638%
22639 | 6 | 1 |  | Manual | 1 | Ceiling Fixture | Incandescent |  | Standard A Lamp | 1 | 60 | 226396 | Laundry Room | 0.5638%
22639 | 7 | 1 |  | Manual | 1 | Ceiling Fixture | Incandescent |  | Standard A Lamp | 2 | 60 | 226397 | Bedroom | 0.5638%
22639 | 8 | 1 |  | Manual | 2 | Ceiling Fixture | Incandescent |  | Standard A Lamp | 1 | 60 | 226398 | Bathroom | 0.5638%
22639 | 9 | 1 |  | Manual | 1 | Ceiling Fixture | Incandescent |  | Standard A Lamp | 2 | 60 | 226399 | Master Bedroom | 0.5638%
22639 | 9 | 2 |  | Manual | 2 | Table | Incandescent |  | Standard A Lamp | 1 | 34 | 226399 | Master Bedroom | 0.5638%
22639 | 10 | 1 |  | Manual | 1 | Wall Mount | Incandescent |  | Globe | 4 | 40 | 2263910 | Bathroom | 0.5638%
22643 | 1 | 1 |  | Manual | 1 | Ceiling Fixture | Incandescent |  | Clear | 1 | 40 | 226431 | Bathroom | 0.2228%
22643 | 1 | 2 |  | Manual | 1 | Wall Mount | Compact Fluorescent |  | Twist | 2 | 22 | 226431 | Bathroom | 0.2228%
22643 | 2 | 1 |  | Manual | 1 | Ceiling Fixture | Incandescent |  | Standard A Lamp | 2 | 60 | 226432 | Bedroom | 0.2228%
22643 | 3 | 1 |  | Manual | 1 | Track | Halogen |  | PAR | 5 | 50 | 226433 | Bedroom | 0.2228%
22643 | 4 | 1 |  | Manual | 1 | Ceiling Fixture | Incandescent |  | Standard A Lamp | 1 | 60 | 226434 | Closet | 0.2228%
22643 | 5 | 1 |  | Manual | 2 | Ceiling Fixture | Incandescent |  | Standard A Lamp | 1 | 60 | 226435 | Closet | 0.2228%
22643 | 6 | 1 |  | Dimmer | 2 | Track | Halogen |  | PAR | 4 | 50 | 226436 | Family Room | 0.2228%
22643 | 6 | 2 |  | Manual | 1 | Table | Halogen |  | Quartz Tube | 1 | 30 | 226436 | Family Room | 0.2228%
22643 | 7 | 1 |  | Manual | 1 | Wall Mount | Incandescent |  | Standard A Lamp | 1 | 40 | 226437 | Hall | 0.2228%
22643 | 8 | 1 |  | Manual | 2 | Ceiling Fixture | Compact Fluorescent |  | Twist | 2 | 22 | 226438 | Kitchen | 0.2228%
22643 | 9 | 1 |  | Manual | 1 | Ceiling Fan | Incandescent |  | Standard A Lamp | 5 | 40 | 226439 | Living Room | 0.2228%
22643 | 10 | 1 |  | Manual | 1 | Ceiling Fixture | Compact Fluorescent |  | Twist | 1 | 15 | 2264310 | Master Bedroom | 0.2228%
22643 | 10 | 2 |  | Manual | 1 | Wall Mount | Incandescent |  | Standard A Lamp | 4 | 40 | 2264310 | Master Bedroom | 0.2228%
22643 | 11 | 1 |  | Manual | 1 | Ceiling Fan | Incandescent |  | Standard A Lamp | 4 | 40 | 2264311 | Master Bedroom | 0.2228%
22643 | 12 | 1 |  | Manual | 2 | Ceiling Fixture | Compact Fluorescent |  | Twist | 2 | 15 | 2264312 | Laundry Room | 0.2228%
22647 | 1 | 1 |  | Manual | 1 | Wall Mount | Compact Fluorescent |  | Twist | 3 | 15 | 226471 | Bathroom | 0.2228%
22647 | 2 | 1 |  | Manual | 1 | Ceiling Fixture | Compact Fluorescent |  | Twist | 2 | 15 | 226472 | Bedroom | 0.2228%
22647 | 2 | 2 |  | Manual | 1 | Table | Incandescent |  | Standard A Lamp | 1 | 25 | 226472 | Bedroom | 0.2228%
22647 | 3 | 1 |  | Manual | 1 | Ceiling Fixture | Compact Fluorescent |  | Twist | 2 | 15 | 226473 | Bedroom | 0.2228%
22647 | 3 | 2 |  | Manual | 1 | Table | Compact Fluorescent |  | Twist | 1 | 15 | 226473 | Bedroom | 0.2228%
22647 | 3 | 3 |  | Manual | 1 | Table | Incandescent |  | Standard A Lamp | 1 | 60 | 226473 | Bedroom | 0.2228%
22647 | 4 | 1 |  | Manual | 1 | Recessed Can | Compact Fluorescent |  | Circline (Screw Base) | 1 | 22 | 226474 | Closet | 0.2228%
22647 | 4 | 2 |  | Manual | 1 | Ceiling Fixture | Compact Fluorescent |  | Twist | 1 | 15 | 226474 | Closet | 0.2228%
22647 | 5 | 1 |  | Dimmer | 1 | Chandelier (Hanging) | Compact Fluorescent |  | Twist | 3 | 15 | 226475 | Dining Room | 0.2228%
22647 | 5 | 2 |  | Manual | 1 | Table | Compact Fluorescent |  | T-5 | 1 | 15 | 226475 | Dining Room | 0.2228%
22647 | 6 | 1 |  | Manual | 1 | Table | Compact Fluorescent |  | Twist | 1 | 22 | 226476 | Family Room | 0.2228%
22647 | 6 | 2 |  | Manual | 1 | Table | Incandescent |  | Standard A Lamp | 1 | 25 | 226476 | Family Room | 0.2228%
22647 | 6 | 3 |  | Manual | 1 | Table | Compact Fluorescent |  | Twist | 1 | 15 | 226476 | Family Room | 0.2228%
22647 | 6 | 4 |  | Manual | 1 | Ceiling Fan | Other |  | LED Interior | 2 | 11 | 226476 | Family Room | 0.2228%
22647 | 7 | 1 |  | Manual | 1 | Ceiling Fixture | Compact Fluorescent |  | Twist | 1 | 15 | 226477 | Hall | 0.2228%
22647 | 8 | 1 |  | Manual | 2 | Ceiling Fixture | Linear Fluorescent | 48 | T-12 | 2 | 40 | 226478 | Kitchen | 0.2228%
22647 | 8 | 2 |  | Manual | 2 | Recessed - other | Compact Fluorescent |  | Reflector | 1 | 7 | 226478 | Kitchen | 0.2228%
22647 | 9 | 1 |  | Manual | 1 | Ceiling Fan | Compact Fluorescent |  | Twist | 2 | 15 | 226479 | Living Room | 0.2228%
22647 | 9 | 2 |  | Manual | 1 | Recessed - other | Compact Fluorescent |  | Flood | 1 | 15 | 226479 | Living Room | 0.2228%
22647 | 9 | 3 |  | Manual | 1 | Table | Compact Fluorescent |  | Twist | 1 | 22 | 226479 | Living Room | 0.2228%
22647 | 10 | 1 |  | Manual | 1 | Wall Mount | Compact Fluorescent |  | Twist | 4 | 15 | 2264710 | Bathroom | 0.2228%
22647 | 10 | 2 |  | Manual | 1 | Ceiling Fixture | Compact Fluorescent |  | Twist | 1 | 15 | 2264710 | Bathroom | 0.2228%
22647 | 11 | 1 |  | Manual | 1 | Ceiling Fan | Compact Fluorescent |  | Twist | 2 | 15 | 2264711 | Master Bedroom | 0.2228%
22647 | 11 | 2 |  | Manual | 1 | Table | Incandescent |  | Standard A Lamp | 1 | 60 | 2264711 | Master Bedroom | 0.2228%
22647 | 11 | 3 |  | Manual | 2 | Table | Compact Fluorescent |  | Twist | 1 | 15 | 2264711 | Master Bedroom | 0.2228%
22647 | 12 | 1 |  | Manual | 2 | Ceiling Fixture | Linear Fluorescent | 48 | T-12 | 2 | 40 | 2264712 | Laundry Room | 0.2228%
22657 | 1 | 1 |  | Manual | 1 | Ceiling Fixture | Incandescent |  | Standard A Lamp | 2 | 75 | 226571 | Bedroom | 0.2228%
22657 | 2 | 1 |  | Manual | 1 | Ceiling Fixture | Incandescent |  | Standard A Lamp | 2 | 75 | 226572 | Bedroom | 0.2228%
22657 | 2 | 2 |  | Manual | 1 | Table | Incandescent |  | Standard A Lamp | 1 | 75 | 226572 | Bedroom | 0.2228%
22657 | 3 | 1 |  | Manual | 1 | Chandelier (Hanging) | Incandescent |  | Mini base | 5 | 60 | 226573 | Dining Room | 0.2228%
22657 | 4 | 1 |  | Manual | 6 | Ceiling Fixture | Linear Fluorescent | 96 | T-12 | 2 | 60 | 226574 | Garage | 0.2228%
22657 | 4 | 2 |  | Manual | 1 | Wall Mount | Incandescent |  | Standard A Lamp | 1 | 100 | 226574 | Garage | 0.2228%
22657 | 4 | 3 |  | Manual | 1 | Table | Incandescent |  | Standard A Lamp | 1 | 40 | 226574 | Garage | 0.2228%
22657 | 4 | 4 |  | Manual | 2 | Garage door opener | Incandescent |  | Standard A Lamp | 1 | 60 | 226574 | Garage | 0.2228%
22657 | 5 | 1 |  | Manual | 2 | Ceiling Fixture | Linear Fluorescent | 48 | T-12 | 2 | 40 | 226575 | Kitchen | 0.2228%
22657 | 6 | 1 |  | Manual | 1 | Ceiling Fixture | Linear Fluorescent | 48 | T-12 | 2 | 40 | 226576 | Laundry Room | 0.2228%
22657 | 7 | 1 |  | Manual | 1 | Ceiling Fixture | Incandescent |  | Standard A Lamp | 1 | 100 | 226577 | Laundry Room | 0.2228%
22657 | 7 | 2 |  | Manual | 1 | Wall Mount | Incandescent |  | Globe | 3 | 75 | 226577 | Laundry Room | 0.2228%
22657 | 8 | 1 |  | Manual | 1 | Table | Compact Fluorescent |  | Pin base | 1 | 15 | 226578 | Living Room | 0.2228%
22657 | 8 | 2 |  | Manual | 1 | Table | Linear Fluorescent | 18 | T-8 | 1 | 16 | 226578 | Living Room | 0.2228%
22657 | 8 | 3 |  | Manual | 1 | Ceiling Fan | Incandescent |  | Mini base | 4 | 60 | 226578 | Living Room | 0.2228%
22657 | 8 | 4 |  | Manual | 1 | Table | Incandescent |  | Standard A Lamp | 1 | 75 | 226578 | Living Room | 0.2228%
22657 | 8 | 5 |  | Manual | 1 | Chandelier (Hanging) | Incandescent |  | Decorative | 1 | 60 | 226578 | Living Room | 0.2228%
22657 | 8 | 6 |  | Manual | 1 | Ceiling Fixture | Incandescent |  | Standard A Lamp | 1 | 60 | 226578 | Living Room | 0.2228%
22657 | 9 | 1 |  | Manual | 1 | Ceiling Fan | Incandescent |  | Mini base | 4 | 60 | 226579 | Living Room | 0.2228%
22657 | 9 | 2 |  | Manual | 1 | Chandelier (Hanging) | Incandescent |  | Standard A Lamp | 1 | 60 | 226579 | Living Room | 0.2228%
22657 | 9 | 3 |  | Manual | 2 | Table | Incandescent |  | Standard A Lamp | 1 | 75 | 226579 | Living Room | 0.2228%
22657 | 9 | 4 |  | Manual | 1 | Floor lamp | Incandescent |  | Standard A Lamp | 3 | 75 | 226579 | Living Room | 0.2228%
22657 | 9 | 5 |  | Manual | 1 | Table | Incandescent |  | Standard A Lamp | 1 | 40 | 226579 | Living Room | 0.2228%
22657 | 10 | 1 |  | Manual | 1 | Ceiling Fixture | Incandescent |  | Standard A Lamp | 1 | 75 | 2265710 | Bathroom | 0.2228%
22657 | 10 | 2 |  | Manual | 2 | Wall Mount | Incandescent |  | Globe | 3 | 75 | 2265710 | Bathroom | 0.2228%
22657 | 11 | 1 |  | Manual | 1 | Ceiling Fan | Incandescent |  | Standard A Lamp | 1 | 75 | 2265711 | Master Bedroom | 0.2228%
22657 | 11 | 2 |  | Manual | 2 | Wall Mount | Incandescent |  | Standard A Lamp | 1 | 40 | 2265711 | Master Bedroom | 0.2228%
22657 | 11 | 3 |  | Manual | 2 | Table | Incandescent |  | Standard A Lamp | 1 | 75 | 2265711 | Master Bedroom | 0.2228%
22674 | 1 | 1 |  | Manual | 1 | Wall Mount | Compact Fluorescent |  | Twist | 1 | 15 | 226741 | Bedroom | 0.536%
22674 | 2 | 1 |  | Manual | 1 | Ceiling Fixture | Compact Fluorescent |  | Pin base | 1 | 28 | 226742 | Kitchen | 0.536%
22674 | 2 | 2 |  | Manual | 1 | Chandelier (Hanging) | Compact Fluorescent |  | Twist | 3 | 15 | 226742 | Kitchen | 0.536%
22674 | 3 | 1 |  | Manual | 3 | Table | Compact Fluorescent |  | Twist | 1 | 15 | 226743 | Living Room | 0.536%
22674 | 4 | 1 |  | Manual | 1 | Wall Mount | Compact Fluorescent |  | Twist | 1 | 15 | 226744 | Hall | 0.536%
22674 | 5 | 1 |  | Manual | 1 | Wall Mount | Compact Fluorescent |  | Twist | 1 | 15 | 226745 | Bedroom | 0.536%
22674 | 6 | 1 |  | Manual | 1 | Wall Mount | Compact Fluorescent |  | Twist | 1 | 15 | 226746 | Master Bedroom | 0.536%
22674 | 6 | 2 |  | Manual | 1 | Table | Compact Fluorescent |  | Twist | 1 | 15 | 226746 | Master Bedroom | 0.536%
22674 | 6 | 3 |  | Manual | 2 | Wall Mount | Incandescent |  | Reflector | 1 | 40 | 226746 | Master Bedroom | 0.536%
22674 | 7 | 1 |  | Manual | 1 | Wall Mount | Compact Fluorescent |  | Twist | 2 | 15 | 226747 | Bathroom | 0.536%
22682 | 1 | 1 |  | Manual | 2 | Ceiling Fixture | Incandescent |  | Standard A Lamp | 1 | 75 | 226821 | Bathroom | 0.4265%
22682 | 2 | 1 |  | Manual | 1 | Ceiling Fixture | Incandescent |  | Standard A Lamp | 1 | 75 | 226822 | Hall | 0.4265%
22682 | 3 | 1 |  | Manual | 1 | Ceiling Fixture | Incandescent |  | Standard A Lamp | 1 | 75 | 226823 | Kitchen | 0.4265%
22682 | 4 | 1 |  | Manual | 1 | Floor lamp | Compact Fluorescent |  | Twist | 3 | 15 | 226824 | Living Room | 0.4265%
22682 | 4 | 2 |  | Manual | 1 | Floor lamp | Incandescent |  | 3-Way Incandescent | 1 | 75 | 226824 | Living Room | 0.4265%
22682 | 5 | 1 |  | Manual | 1 | Wall Mount | Incandescent |  | Standard A Lamp | 1 | 75 | 226825 | Office | 0.4265%
22682 | 6 | 1 |  | Manual | 1 | Wall Mount | Incandescent |  | Standard A Lamp | 1 | 75 | 226826 | Bedroom | 0.4265%
22690 | 1 | 1 |  | Manual | 1 | Wall Mount | Incandescent |  | Mini base | 6 | 25 | 226901 | Bathroom | 0.536%
22690 | 1 | 2 |  | Dimmer | 1 | Ceiling Fixture | Incandescent |  | Standard A Lamp | 1 | 60 | 226901 | Bathroom | 0.536%
22690 | 2 | 1 |  | Manual | 1 | Ceiling Fixture | Incandescent |  | Standard A Lamp | 1 | 60 | 226902 | Laundry Room | 0.536%
22690 | 3 | 1 |  | Manual | 1 | Ceiling Fixture | Incandescent |  | Standard A Lamp | 2 | 60 | 226903 | Master Bedroom | 0.536%
22690 | 4 | 1 |  | Manual | 1 | Ceiling Fixture | Incandescent |  | Standard A Lamp | 1 | 60 | 226904 | Closet | 0.536%
22690 | 5 | 1 |  | Manual | 1 | Table | Incandescent |  | Globe | 1 | 60 | 226905 | Living Room | 0.536%
22690 | 5 | 2 |  | Manual | 1 | Floor lamp | Incandescent |  | Decorative | 1 | 40 | 226905 | Living Room | 0.536%
22690 | 5 | 3 |  | Manual | 1 | Torchiere | Incandescent |  | 3-Way Incandescent | 1 | 100 | 226905 | Living Room | 0.536%
22690 | 5 | 4 |  | Manual | 1 | Ceiling Fixture | Incandescent |  | Standard A Lamp | 1 | 60 | 226905 | Living Room | 0.536%
22690 | 6 | 1 |  | Manual | 1 | Ceiling Fan | Incandescent |  | Standard A Lamp | 3 | 60 | 226906 | Kitchen | 0.536%
22690 | 6 | 2 |  | Manual | 2 | Ceiling Fixture | Incandescent |  | Standard A Lamp | 1 | 60 | 226906 | Kitchen | 0.536%
22690 | 6 | 3 |  | Manual | 1 | Architectural | Incandescent |  | Mini base | 2 | 40 | 226906 | Kitchen | 0.536%
22690 | 7 | 1 |  | Manual | 1 | Ceiling Fixture | Incandescent |  | Standard A Lamp | 1 | 60 | 226907 | Hall | 0.536%
22690 | 8 | 1 |  | Manual | 1 | Ceiling Fixture | Incandescent |  | Standard A Lamp | 1 | 60 | 226908 | Bathroom | 0.536%
22690 | 9 | 1 |  | Manual | 1 | Ceiling Fixture | Incandescent |  | Standard A Lamp | 2 | 60 | 226909 | Bedroom | 0.536%
22690 | 10 | 1 |  | Manual | 1 | Ceiling Fixture | Incandescent |  | Standard A Lamp | 2 | 60 | 2269010 | Bedroom | 0.536%
22707 | 1 | 1 |  | Manual | 1 | Ceiling Fixture | Incandescent |  | Standard A Lamp | 1 | 60 | 227071 | Bathroom | 0.4265%
22707 | 2 | 1 |  | Manual | 1 | Ceiling Fixture | Incandescent |  | Standard A Lamp | 1 | 60 | 227072 | Master Bedroom | 0.4265%
22707 | 3 | 1 | night light is only light plugged in | Manual | 1 | Other | Incandescent |  | Decorative | 1 | 5 | 227073 | Bedroom | 0.4265%
22707 | 4 | 1 |  | Manual | 1 | Ceiling Fixture | Incandescent |  | Standard A Lamp | 1 | 60 | 227074 | Bedroom | 0.4265%
22707 | 5 | 1 |  | Manual | 2 | Ceiling Fixture | Incandescent |  | Standard A Lamp | 1 | 60 | 227075 | Kitchen | 0.4265%
22707 | 5 | 2 |  | Manual | 1 | Chandelier (Hanging) | Compact Fluorescent |  | Twist | 2 | 15 | 227075 | Kitchen | 0.4265%
22707 | 6 | 1 | broken | Manual | 1 | Ceiling Fixture | Compact Fluorescent |  | Circline (Screw Base) | 1 | 22 | 227076 | Laundry Room | 0.4265%
22707 | 7 | 1 |  | Manual | 1 | Ceiling Fixture | Compact Fluorescent |  | Twist | 3 | 15 | 227077 | Living Room | 0.4265%
22713 | 1 | 1 |  | Manual | 1 | Floor lamp | Incandescent |  | Standard A Lamp | 2 | 50 | 227131 | Family Room | 0.2228%
22713 | 1 | 2 |  | Manual | 1 | Floor lamp | Incandescent |  | Standard A Lamp | 1 | 60 | 227131 | Family Room | 0.2228%
22713 | 2 | 1 |  | Manual | 1 | Ceiling Fixture | Compact Fluorescent |  | Twist | 2 | 15 | 227132 | Laundry Room | 0.2228%
22713 | 3 | 1 |  | Manual | 1 | Ceiling Fixture | Compact Fluorescent |  | Twist | 2 | 15 | 227133 | Master Bedroom | 0.2228%
22713 | 3 | 2 |  | Manual | 1 | Table | Incandescent |  | Mini base | 1 | 40 | 227133 | Master Bedroom | 0.2228%
22713 | 4 | 1 |  | Manual | 2 | Wall Mount | Compact Fluorescent |  | Twist | 2 | 15 | 227134 | Bathroom | 0.2228%
22713 | 4 | 2 |  | Manual | 1 | Ceiling Fixture | Incandescent |  | Standard A Lamp | 1 | 60 | 227134 | Bathroom | 0.2228%
22713 | 5 | 1 |  | Manual | 1 | Table | Incandescent |  | Standard A Lamp | 2 | 40 | 227135 | Living Room | 0.2228%
22713 | 5 | 2 |  | Manual | 1 | Table | Incandescent |  | Standard A Lamp | 1 | 100 | 227135 | Living Room | 0.2228%
22713 | 5 | 3 |  | Manual | 1 | Ceiling Fan | Incandescent |  | Mini base | 3 | 40 | 227135 | Living Room | 0.2228%
22713 | 6 | 1 |  | Manual | 1 | Ceiling Fixture | Compact Fluorescent |  | Twist | 2 | 15 | 227136 | Hall | 0.2228%
22713 | 7 | 1 |  | Manual | 1 | Wall Mount | Compact Fluorescent |  | Twist | 2 | 15 | 227137 | Bathroom | 0.2228%
22713 | 7 | 2 |  | Manual | 1 | Ceiling Fixture | Compact Fluorescent |  | Twist | 2 | 15 | 227137 | Bathroom | 0.2228%
22713 | 8 | 1 |  | Manual | 7 | Recessed Can | Compact Fluorescent |  | Flood | 1 | 15 | 227138 | Kitchen | 0.2228%
22713 | 8 | 2 |  | Manual | 1 | Ceiling Fixture | Compact Fluorescent |  | Twist | 1 | 22 | 227138 | Kitchen | 0.2228%
22713 | 8 | 3 |  | Manual | 1 | Table | Incandescent |  | Standard A Lamp | 1 | 60 | 227138 | Kitchen | 0.2228%
22713 | 8 | 4 |  | Manual | 1 | Architectural | Incandescent |  | Standard A Lamp | 1 | 40 | 227138 | Kitchen | 0.2228%
22713 | 9 | 1 |  | Manual | 1 | Floor lamp | Compact Fluorescent |  | Twist | 2 | 15 | 227139 | Bedroom | 0.2228%
22713 | 9 | 2 |  | Manual | 1 | Ceiling Fixture | Compact Fluorescent |  | Twist | 2 | 15 | 227139 | Bedroom | 0.2228%
22713 | 10 | 1 |  | Manual | 1 | Ceiling Fixture | Compact Fluorescent |  | Twist | 2 | 15 | 2271310 | Bedroom | 0.2228%
22716 | 1 | 1 |  | Manual | 1 | Wall Mount | Compact Fluorescent |  | Twist | 2 | 22 | 227161 | Bathroom | 0.1597%
22716 | 2 | 1 |  | Manual | 1 | Ceiling Fan | Compact Fluorescent |  | Twist | 4 | 22 | 227162 | Bedroom | 0.1597%
22716 | 2 | 2 |  | Manual | 1 | Table | Compact Fluorescent |  | Twist | 1 | 22 | 227162 | Bedroom | 0.1597%
22716 | 3 | 1 |  | Manual | 1 | Ceiling Fixture | Compact Fluorescent |  | Twist | 2 | 22 | 227163 | Bedroom | 0.1597%
22716 | 4 | 1 |  | Manual | 1 | Ceiling Fixture | Incandescent |  | Standard A Lamp | 1 | 60 | 227164 | Bedroom | 0.1597%
22716 | 5 | 1 |  | Manual | 1 | Ceiling Fixture | Compact Fluorescent |  | Twist | 1 | 22 | 227165 | Master Bedroom | 0.1597%
22716 | 6 | 1 |  | Manual | 2 | Ceiling Fixture | Incandescent |  | Standard A Lamp | 1 | 60 | 227166 | Other | 0.1597%
22716 | 6 | 2 |  | Manual | 2 | Ceiling Fixture | Linear Fluorescent | 36 | T-12 | 2 | 40 | 227166 | Other | 0.1597%
22716 | 7 | 1 |  | Manual | 1 | Ceiling Fixture | Incandescent |  | Standard A Lamp | 1 | 60 | 227167 | Other | 0.1597%
22716 | 8 | 1 |  | Manual | 1 | Ceiling Fan | Compact Fluorescent |  | Twist | 4 | 28 | 227168 | Kitchen | 0.1597%
22716 | 9 | 1 |  | Manual | 1 | Ceiling Fan | Compact Fluorescent |  | Twist | 4 | 28 | 227169 | Living Room | 0.1597%
22716 | 9 | 2 |  | Manual | 1 | Table | Compact Fluorescent |  | Twist | 1 | 22 | 227169 | Living Room | 0.1597%
22716 | 9 | 3 |  | Manual | 1 | Floor lamp | Incandescent |  | Standard A Lamp | 1 | 60 | 227169 | Living Room | 0.1597%
22716 | 10 | 1 |  | Manual | 1 | Ceiling Fixture | Compact Fluorescent |  | Twist | 2 | 22 | 2271610 | Hall | 0.1597%
22716 | 10 | 2 |  | Manual | 1 | Ceiling Fan | Incandescent |  | Standard A Lamp | 1 | 60 | 2271610 | Hall | 0.1597%
22730 | 1 | 1 |  | Manual | 1 | Wall Mount | Incandescent |  | Standard A Lamp | 2 | 100 | 227301 | Bathroom | 0.1597%
22730 | 2 | 1 |  | Manual | 1 | Ceiling Fixture | Incandescent |  | Standard A Lamp | 2 | 100 | 227302 | Bedroom | 0.1597%
22730 | 2 | 2 |  | Manual | 1 | Table | Incandescent |  | 3-Way Incandescent | 1 | 75 | 227302 | Bedroom | 0.1597%
22730 | 3 | 1 |  | Manual | 1 | Ceiling Fixture | Linear Fluorescent | 24 | T-8 | 2 | 20 | 227303 | Hall | 0.1597%
22730 | 4 | 1 |  | Manual | 1 | Ceiling Fixture | Linear Fluorescent | 48 | T-8 | 2 | 20 | 227304 | Kitchen | 0.1597%
22730 | 4 | 2 |  | Manual | 1 | Wall Mount | Incandescent |  | Standard A Lamp | 1 | 100 | 227304 | Kitchen | 0.1597%
22730 | 4 | 3 |  | Manual | 1 | Wall Mount | Incandescent |  | Clear | 1 | 40 | 227304 | Kitchen | 0.1597%
22730 | 5 | 1 |  | Manual | 1 | Ceiling Fixture | Linear Fluorescent | 48 | T-8 | 2 | 20 | 227305 | Laundry Room | 0.1597%
22730 | 6 | 1 |  | Manual | 1 | Floor lamp | Incandescent |  | Standard A Lamp | 3 | 60 | 227306 | Living Room | 0.1597%
22730 | 6 | 2 |  | Manual | 1 | Table | Incandescent |  | 3-Way Incandescent | 1 | 75 | 227306 | Living Room | 0.1597%
22730 | 6 | 3 |  | Manual | 1 | Table | Incandescent |  | Clear | 1 | 40 | 227306 | Living Room | 0.1597%
22730 | 7 | 1 |  | Manual | 2 | Chandelier (Hanging) | Incandescent |  | Standard A Lamp | 1 | 90 | 227307 | Master Bedroom | 0.1597%
22730 | 7 | 2 |  | Manual | 1 | Table | Incandescent |  | Standard A Lamp | 1 | 100 | 227307 | Master Bedroom | 0.1597%
22732 | 1 | 1 |  | Manual | 2 | Wall Mount | Compact Fluorescent |  | Twist | 1 | 13 | 227321 | Bathroom | 0.5638%
22732 | 2 | 1 |  | Manual | 1 | Wall Mount | Incandescent |  | Globe | 6 | 25 | 227322 | Bathroom | 0.5638%
22732 | 2 | 2 |  | Manual | 1 | Ceiling Fixture | Compact Fluorescent |  | Twist | 1 | 15 | 227322 | Bathroom | 0.5638%
22732 | 3 | 1 |  | Manual | 1 | Ceiling Fixture | Compact Fluorescent |  | Twist | 2 | 15 | 227323 | Bedroom | 0.5638%
22732 | 4 | 1 |  | Manual | 1 | Ceiling Fixture | Compact Fluorescent |  | Twist | 2 | 15 | 227324 | Bedroom | 0.5638%
22732 | 5 | 1 |  | Manual | 1 | Ceiling Fixture | Compact Fluorescent |  | Twist | 2 | 15 | 227325 | Bedroom | 0.5638%
22732 | 6 | 1 |  | Manual | 1 | Ceiling Fixture | Compact Fluorescent |  | Twist | 1 | 15 | 227326 | Closet | 0.5638%
22732 | 7 | 1 |  | Manual | 1 | Ceiling Fixture | Compact Fluorescent |  | Twist | 2 | 15 | 227327 | Family Room | 0.5638%
22732 | 8 | 1 |  | Manual | 2 | Ceiling Fixture | Linear Fluorescent | 24 | T-12 | 2 | 20 | 227328 | Garage | 0.5638%
22732 | 8 | 2 |  | Manual | 2 | Ceiling Fixture | Compact Fluorescent |  | Twist | 1 | 23 | 227328 | Garage | 0.5638%
22732 | 9 | 1 |  | Manual | 1 | Wall Mount | Compact Fluorescent |  | Twist | 1 | 13 | 227329 | Hall | 0.5638%
22732 | 10 | 1 |  | Manual | 2 | Ceiling Fixture | Linear Fluorescent | 48 | T-12 | 2 | 40 | 2273210 | Kitchen | 0.5638%
22732 | 10 | 2 |  | Manual | 1 | Chandelier (Hanging) | Compact Fluorescent |  | Twist | 1 | 20 | 2273210 | Kitchen | 0.5638%
22732 | 11 | 1 |  | Manual | 2 | Ceiling Fixture | Compact Fluorescent |  | Twist | 1 | 14 | 2273211 | Laundry Room | 0.5638%
22732 | 12 | 1 |  | Manual | 1 | Ceiling Fixture | Compact Fluorescent |  | Twist | 2 | 15 | 2273212 | Living Room | 0.5638%
22732 | 13 | 1 |  | Manual | 1 | Ceiling Fixture | Compact Fluorescent |  | Twist | 2 | 15 | 2273213 | Master Bedroom | 0.5638%
22732 | 13 | 2 |  | Manual | 1 | Table | Compact Fluorescent |  | Twist | 1 | 13 | 2273213 | Master Bedroom | 0.5638%
22736 | 1 | 1 |  | Manual | 1 | Ceiling Fixture | Incandescent |  | Standard A Lamp | 1 | 60 | 227361 | Bathroom | 0.2228%
22736 | 2 | 1 |  | Manual | 2 | Ceiling Fixture | Incandescent |  | Standard A Lamp | 1 | 60 | 227362 | Bathroom | 0.2228%
22736 | 3 | 1 |  | Manual | 3 | Chandelier (Hanging) | Incandescent |  | Decorative | 1 | 60 | 227363 | Bedroom | 0.2228%
22736 | 4 | 1 |  | Manual | 1 | Ceiling Fixture | Incandescent |  | Standard A Lamp | 1 | 60 | 227364 | Hall | 0.2228%
22736 | 5 | 1 |  | Manual | 1 | Ceiling Fixture | Incandescent |  | Standard A Lamp | 2 | 60 | 227365 | Kitchen | 0.2228%
22736 | 5 | 2 |  | Manual | 1 | Ceiling Fixture | Incandescent |  | Standard A Lamp | 1 | 60 | 227365 | Kitchen | 0.2228%
22736 | 6 | 1 |  | Manual | 2 | Ceiling Fixture | Incandescent |  | Standard A Lamp | 1 | 60 | 227366 | Laundry Room | 0.2228%
22736 | 7 | 1 |  | Dimmer | 1 | Floor lamp | Incandescent |  | Standard A Lamp | 2 | 100 | 227367 | Living Room | 0.2228%
22736 | 7 | 2 |  | Manual | 1 | Table | Incandescent |  | Standard A Lamp | 1 | 60 | 227367 | Living Room | 0.2228%
22736 | 8 | 1 |  | Manual | 1 | Table | Incandescent |  | Standard A Lamp | 1 | 60 | 227368 | Master Bedroom | 0.2228%
22736 | 8 | 2 |  | Manual | 1 | Ceiling Fixture | Incandescent |  | Standard A Lamp | 2 | 60 | 227368 | Master Bedroom | 0.2228%
22736 | 8 | 3 |  | Manual | 1 | Ceiling Fixture | Incandescent |  | Standard A Lamp | 1 | 75 | 227368 | Master Bedroom | 0.2228%
22736 | 9 | 1 |  | Manual | 6 | Ceiling Fixture | Incandescent |  | Standard A Lamp | 1 | 100 | 227369 | Other | 0.2228%
22736 | 10 | 1 |  | Manual | 3 | Ceiling Fixture | Incandescent |  | Standard A Lamp | 1 | 100 | 2273610 | Garage | 0.2228%
22736 | 11 | 1 |  | Manual | 3 | Ceiling Fixture | Incandescent |  | Standard A Lamp | 1 | 100 | 2273611 | Other | 0.2228%
22772 | 1 | 1 |  | Manual | 2 | Table | Compact Fluorescent |  | Twist | 1 | 15 | 227721 | Living Room | 0.2228%
22772 | 1 | 2 |  | Manual | 1 | Ceiling Fan | Compact Fluorescent |  | Twist | 1 | 15 | 227721 | Living Room | 0.2228%
22772 | 2 | 1 |  | Manual | 2 | Ceiling Fixture | Incandescent |  | Standard A Lamp | 1 | 40 | 227722 | Kitchen | 0.2228%
22772 | 2 | 2 |  | Manual | 1 | Ceiling Fixture | Incandescent |  | Decorative | 3 | 40 | 227722 | Kitchen | 0.2228%
22772 | 3 | 1 |  | Manual | 1 | Ceiling Fixture | Compact Fluorescent |  | Twist | 1 | 22 | 227723 | Bedroom | 0.2228%
22772 | 4 | 1 |  | Manual | 2 | Ceiling Fixture | Incandescent |  | Standard A Lamp | 1 | 60 | 227724 | Bathroom | 0.2228%
22772 | 5 | 1 |  | Manual | 1 | Ceiling Fixture | Incandescent |  | Standard A Lamp | 1 | 40 | 227725 | Hall | 0.2228%
22772 | 6 | 1 |  | Manual | 1 | Wall Mount | Incandescent |  | Standard A Lamp | 3 | 60 | 227726 | Bathroom | 0.2228%
22772 | 6 | 2 |  | Manual | 2 | Ceiling Fixture | Linear Fluorescent | 24 | T-12 | 2 | 20 | 227726 | Bathroom | 0.2228%
22772 | 6 | 3 |  | Manual | 1 | Ceiling Fixture | Incandescent |  | Standard A Lamp | 1 | 100 | 227726 | Bathroom | 0.2228%
22772 | 6 | 4 |  | Manual | 1 | Ceiling Fixture | Incandescent |  | Standard A Lamp | 1 | 40 | 227726 | Bathroom | 0.2228%
22772 | 7 | 1 |  | Manual | 1 | Ceiling Fixture | Incandescent |  | Standard A Lamp | 1 | 60 | 227727 | Bedroom | 0.2228%
22773 | 1 | 1 |  | Manual | 2 | Wall Mount | Compact Fluorescent |  | Twist | 2 | 15 | 227731 | Bathroom | 0.4265%
22773 | 2 | 1 |  | Manual | 1 | Ceiling Fixture | Incandescent |  | Standard A Lamp | 1 | 60 | 227732 | Bedroom | 0.4265%
22773 | 3 | 1 |  | Dimmer | 1 | Ceiling Fixture | Incandescent |  | Standard A Lamp | 1 | 60 | 227733 | Bedroom | 0.4265%
22773 | 3 | 2 |  | Manual | 1 | Table | Compact Fluorescent |  | Twist | 1 | 15 | 227733 | Bedroom | 0.4265%
22773 | 4 | 1 |  | Manual | 1 | Ceiling Fixture | Compact Fluorescent |  | Twist | 1 | 22 | 227734 | Hall | 0.4265%
22773 | 5 | 1 |  | Manual | 1 | Chandelier (Hanging) | Incandescent |  | Decorative | 4 | 40 | 227735 | Kitchen | 0.4265%
22773 | 5 | 2 |  | Manual | 1 | Ceiling Fixture | Incandescent |  | Standard A Lamp | 1 | 60 | 227735 | Kitchen | 0.4265%
22773 | 5 | 3 |  | Manual | 1 | Ceiling Fixture | Linear Fluorescent | 48 | T-8 | 2 | 20 | 227735 | Kitchen | 0.4265%
22773 | 6 | 1 |  | Manual | 1 | Floor lamp | Incandescent |  | 3-Way Incandescent | 1 | 100 | 227736 | Living Room | 0.4265%
22773 | 6 | 2 |  | Manual | 1 | Floor lamp | Compact Fluorescent |  | Twist | 1 | 22 | 227736 | Living Room | 0.4265%
22775 | 1 | 1 |  | Manual | 2 | Wall Mount | Incandescent |  | Globe | 4 | 40 | 227751 | Bathroom | 0.3915%
22775 | 2 | 1 |  | Manual | 1 | Ceiling Fixture | Incandescent |  | Standard A Lamp | 2 | 60 | 227752 | Bedroom | 0.3915%
22775 | 3 | 1 |  | Manual | 1 | Ceiling Fixture | Compact Fluorescent |  | Twist | 1 | 15 | 227753 | Bedroom | 0.3915%
22775 | 4 | 1 |  | Manual | 1 | Wall Mount | Incandescent |  | Standard A Lamp | 2 | 60 | 227754 | Bathroom | 0.3915%
22775 | 5 | 1 |  | Manual | 1 | Ceiling Fixture | Incandescent |  | Standard A Lamp | 2 | 60 | 227755 | Kitchen | 0.3915%
22775 | 6 | 1 |  | Dimmer | 1 | Ceiling Fixture | Incandescent |  | Standard A Lamp | 1 | 60 | 227756 | Laundry Room | 0.3915%
22775 | 7 | 1 |  | Manual | 1 | Floor lamp | Compact Fluorescent |  | Twist | 1 | 28 | 227757 | Living Room | 0.3915%
22811 | 1 | 1 |  | Manual | 1 | Ceiling Fixture | Incandescent |  | Standard A Lamp | 2 | 60 | 228111 | Bathroom | 0.3915%
22811 | 1 | 2 |  | Manual | 1 | Wall Mount | Incandescent |  | Globe | 2 | 40 | 228111 | Bathroom | 0.3915%
22811 | 2 | 1 |  | Manual | 1 | Ceiling Fixture | Incandescent |  | Standard A Lamp | 2 | 60 | 228112 | Bathroom | 0.3915%
22811 | 3 | 1 |  | Manual | 3 | Table | Incandescent |  | Standard A Lamp | 1 | 60 | 228113 | Bedroom | 0.3915%
22811 | 4 | 1 |  | Manual | 2 | Table | Incandescent |  | Standard A Lamp | 1 | 40 | 228114 | Bedroom | 0.3915%
22811 | 5 | 1 |  | Manual | 1 | Chandelier (Hanging) | Incandescent |  | Decorative | 4 | 60 | 228115 | Kitchen | 0.3915%
22811 | 5 | 2 |  | Manual | 2 | Ceiling Fixture | Compact Fluorescent |  | Twist | 1 | 22 | 228115 | Kitchen | 0.3915%
22811 | 5 | 3 |  | Manual | 1 | Ceiling Fixture | Incandescent |  | Standard A Lamp | 2 | 60 | 228115 | Kitchen | 0.3915%
22811 | 5 | 4 |  | Manual | 1 | Recessed - other | Incandescent |  | Standard A Lamp | 1 | 40 | 228115 | Kitchen | 0.3915%
22811 | 6 | 1 |  | Manual | 1 | Ceiling Fixture | Incandescent |  | Standard A Lamp | 1 | 60 | 228116 | Laundry Room | 0.3915%
22811 | 7 | 1 |  | Manual | 1 | Chandelier (Hanging) | Incandescent |  | Standard A Lamp | 6 | 60 | 228117 | Living Room | 0.3915%
22811 | 7 | 2 |  | Manual | 1 | Ceiling Fixture | Incandescent |  | Decorative | 1 | 40 | 228117 | Living Room | 0.3915%
22811 | 7 | 3 |  | Manual | 2 | Table | Compact Fluorescent |  | Twist | 1 | 15 | 228117 | Living Room | 0.3915%
22811 | 8 | 1 |  | Manual | 1 | Table | Compact Fluorescent |  | Twist | 1 | 15 | 228118 | Master Bedroom | 0.3915%
22811 | 9 | 1 |  | Manual | 4 | Ceiling Fixture | Incandescent |  | Standard A Lamp | 1 | 60 | 228119 | Other | 0.3915%
22811 | 9 | 2 |  | Manual | 1 | Ceiling Fixture | Linear Fluorescent | 48 | T-8 | 2 | 32 | 228119 | Other | 0.3915%
22821 | 1 | 1 |  | Manual | 1 | Wall Mount | Compact Fluorescent |  | Straight Tube | 1 | 15 | 228211 | Bathroom | 0.536%
22821 | 2 | 1 |  | Manual | 1 | Ceiling Fixture | Compact Fluorescent |  | Twist | 2 | 15 | 228212 | Bathroom | 0.536%
22821 | 3 | 1 |  | Dimmer | 1 | Chandelier (Hanging) | Compact Fluorescent |  | Twist | 1 | 22 | 228213 | Bedroom | 0.536%
22821 | 4 | 1 |  | Manual | 1 | Ceiling Fixture | Compact Fluorescent |  | Twist | 1 | 15 | 228214 | Hall | 0.536%
22821 | 5 | 1 |  | Manual | 1 | Ceiling Fixture | Compact Fluorescent |  | Twist | 1 | 15 | 228215 | Hall | 0.536%
22821 | 6 | 1 |  | Manual | 2 | Ceiling Fixture | Compact Fluorescent |  | Twist | 2 | 15 | 228216 | Kitchen | 0.536%
22821 | 6 | 2 |  | Manual | 1 | Ceiling Fixture | Compact Fluorescent |  | Twist | 2 | 15 | 228216 | Kitchen | 0.536%
22821 | 7 | 1 |  | Manual | 1 | Ceiling Fan | Compact Fluorescent |  | Twist | 1 | 15 | 228217 | Living Room | 0.536%
22821 | 7 | 2 |  | Manual | 1 | Ceiling Fixture | Compact Fluorescent |  | Twist | 1 | 22 | 228217 | Living Room | 0.536%
22821 | 7 | 3 |  | Manual | 1 | Table | Incandescent |  | Standard A Lamp | 1 | 60 | 228217 | Living Room | 0.536%
22821 | 8 | 1 |  | Manual | 1 | Ceiling Fixture | Compact Fluorescent |  | Twist | 1 | 15 | 228218 | Bedroom | 0.536%
22821 | 9 | 1 |  | Manual | 7 | Exterior | Linear Fluorescent | 48 | T-12 | 2 | 40 | 228219 | Other | 0.536%
22824 | 1 | 1 |  | Manual | 1 | Ceiling Fixture | Compact Fluorescent |  | Twist | 2 | 15 | 228241 | Bathroom | 0.3915%
22824 | 2 | 1 |  | Manual | 1 | Floor lamp | Incandescent |  | Standard A Lamp | 1 | 75 | 228242 | Bedroom | 0.3915%
22824 | 3 | 1 |  | Manual | 1 | Floor lamp | Compact Fluorescent |  | Twist | 1 | 15 | 228243 | Bedroom | 0.3915%
22824 | 4 | 1 |  | Manual | 1 | Ceiling Fixture | Compact Fluorescent |  | Twist | 1 | 15 | 228244 | Closet | 0.3915%
22824 | 5 | 1 |  | Manual | 1 | Ceiling Fixture | Incandescent |  | Decorative | 2 | 40 | 228245 | Dining Room | 0.3915%
22824 | 6 | 1 |  | Manual | 1 | Ceiling Fixture | Compact Fluorescent |  | Twist | 1 | 15 | 228246 | Living Room | 0.3915%
22824 | 7 | 1 |  | Manual | 1 | Ceiling Fixture | Incandescent |  | Standard A Lamp | 1 | 40 | 228247 | Hall | 0.3915%
22824 | 8 | 1 |  | Manual | 2 | Ceiling Fixture | Compact Fluorescent |  | Twist | 1 | 15 | 228248 | Kitchen | 0.3915%
22824 | 9 | 1 |  | Manual | 1 | Table | Compact Fluorescent |  | Twist | 1 | 15 | 228249 | Living Room | 0.3915%
22824 | 10 | 1 |  | Manual | 1 | Ceiling Fixture | Linear Fluorescent | 18 | T-12 | 1 | 20 | 2282410 | Bathroom | 0.3915%
22824 | 10 | 2 |  | Manual | 1 | Ceiling Fixture | Compact Fluorescent |  | Twist | 1 | 15 | 2282410 | Bathroom | 0.3915%
22824 | 11 | 1 |  | Manual | 2 | Table | Incandescent |  | Standard A Lamp | 1 | 60 | 2282411 | Master Bedroom | 0.3915%
22827 | 1 | 1 |  | Manual | 1 | Ceiling Fixture | Incandescent |  | Standard A Lamp | 2 | 40 | 228271 | Bedroom | 0.2228%
22827 | 1 | 2 |  | Manual | 1 | Table | Incandescent |  | Decorative | 1 | 40 | 228271 | Bedroom | 0.2228%
22827 | 2 | 1 |  | Manual | 1 | Ceiling Fixture | Incandescent |  | Standard A Lamp | 1 | 40 | 228272 | Bathroom | 0.2228%
22827 | 2 | 2 |  | Manual | 1 | Wall Mount | Incandescent |  | Globe | 6 | 60 | 228272 | Bathroom | 0.2228%
22827 | 3 | 1 |  | Manual | 1 | Ceiling Fixture | Incandescent |  | Standard A Lamp | 1 | 40 | 228273 | Hall | 0.2228%
22827 | 4 | 1 |  | Manual | 1 | Ceiling Fixture | Compact Fluorescent |  | Twist | 2 | 15 | 228274 | Office | 0.2228%
22827 | 5 | 1 |  | Manual | 1 | Table | Incandescent |  | Decorative | 1 | 40 | 228275 | Living Room | 0.2228%
22827 | 5 | 2 |  | Manual | 1 | Ceiling Fixture | Incandescent |  | Standard A Lamp | 4 | 40 | 228275 | Living Room | 0.2228%
22827 | 6 | 1 |  | Manual | 1 | Ceiling Fixture | Incandescent |  | Standard A Lamp | 1 | 40 | 228276 | Hall | 0.2228%
22827 | 7 | 1 |  | Manual | 1 | Chandelier (Hanging) | Incandescent |  | Mini base | 5 | 25 | 228277 | Dining Room | 0.2228%
22827 | 8 | 1 |  | Manual | 1 | Ceiling Fixture | Compact Fluorescent |  | Twist | 1 | 15 | 228278 | Laundry Room | 0.2228%
22827 | 9 | 1 |  | Manual | 1 | Ceiling Fixture | Incandescent |  | Standard A Lamp | 2 | 40 | 228279 | Kitchen | 0.2228%
22859 | 1 | 1 |  | Manual | 1 | Ceiling Fixture | Compact Fluorescent |  | Twist | 2 | 15 | 228591 | Bedroom | 0.4265%
22859 | 2 | 1 |  | Manual | 1 | Ceiling Fixture | Compact Fluorescent |  | Pin base | 1 | 20 | 228592 | Bedroom | 0.4265%
22859 | 3 | 1 |  | Manual | 1 | Ceiling Fixture | Incandescent |  | Decorative | 3 | 40 | 228593 | Dining Room | 0.4265%
22859 | 4 | 1 |  | Manual | 1 | Ceiling Fixture | Compact Fluorescent |  | Twist | 1 | 15 | 228594 | Family Room | 0.4265%
22859 | 4 | 2 |  | Manual | 1 | Floor lamp | Compact Fluorescent |  | Twist | 2 | 15 | 228594 | Family Room | 0.4265%
22859 | 4 | 3 |  | Manual | 1 | Floor lamp | Incandescent |  | Standard A Lamp | 3 | 60 | 228594 | Family Room | 0.4265%
22859 | 5 | 1 |  | Manual | 2 | Ceiling Fixture | Compact Fluorescent |  | Twist | 1 | 15 | 228595 | Kitchen | 0.4265%
22859 | 5 | 2 |  | Manual | 1 | Architectural | Linear Fluorescent | 48 | T-12 | 2 | 32 | 228595 | Kitchen | 0.4265%
22859 | 6 | 1 |  | Manual | 1 | Ceiling Fixture | Incandescent |  | Standard A Lamp | 1 | 40 | 228596 | Laundry Room | 0.4265%
22859 | 6 | 2 |  | Manual | 1 | Ceiling Fixture | Compact Fluorescent |  | Twist | 1 | 15 | 228596 | Laundry Room | 0.4265%
22859 | 7 | 1 |  | Manual | 1 | Ceiling Fixture | Compact Fluorescent |  | Pin base | 1 | 20 | 228597 | Living Room | 0.4265%
22859 | 7 | 2 |  | Manual | 2 | Wall Mount | Incandescent |  | Decorative | 1 | 40 | 228597 | Living Room | 0.4265%
22859 | 8 | 1 |  | Manual | 1 | Ceiling Fixture | Incandescent |  | Standard A Lamp | 1 | 40 | 228598 | Bathroom | 0.4265%
22859 | 8 | 2 |  | Manual | 1 | Wall Mount | Incandescent |  | Standard A Lamp | 3 | 60 | 228598 | Bathroom | 0.4265%
22859 | 9 | 1 |  | Manual | 2 | Wall Mount | Incandescent |  | Standard A Lamp | 3 | 40 | 228599 | Bathroom | 0.4265%
22859 | 10 | 1 |  | Manual | 1 | Ceiling Fan | Compact Fluorescent |  | Twist | 1 | 22 | 2285910 | Master Bedroom | 0.4265%
22859 | 10 | 2 |  | Manual | 1 | Table | Incandescent |  | Standard A Lamp | 1 | 75 | 2285910 | Master Bedroom | 0.4265%
22862 | 1 | 1 |  | Manual | 1 | Ceiling Fixture | Incandescent |  | Standard A Lamp | 1 | 60 | 228621 | Bedroom | 0.4265%
22862 | 2 | 1 |  | Manual | 2 | Ceiling Fixture | Incandescent |  | Standard A Lamp | 1 | 60 | 228622 | Master Bedroom | 0.4265%
22862 | 2 | 2 |  | Manual | 2 | Table | Compact Fluorescent |  | Twist | 1 | 15 | 228622 | Master Bedroom | 0.4265%
22862 | 3 | 1 |  | Manual | 1 | Ceiling Fan | Incandescent |  | Standard A Lamp | 3 | 60 | 228623 | Dining Room | 0.4265%
22862 | 4 | 1 |  | Manual | 2 | Ceiling Fixture | Incandescent |  | Standard A Lamp | 1 | 40 | 228624 | Hall | 0.4265%
22862 | 5 | 1 |  | Manual | 3 | Track | Incandescent |  | Reflector | 1 | 65 | 228625 | Kitchen | 0.4265%
22862 | 5 | 2 |  | Manual | 1 | Ceiling Fixture | Compact Fluorescent |  | Twist | 1 | 15 | 228625 | Kitchen | 0.4265%
22862 | 6 | 1 |  | Manual | 1 | Ceiling Fixture | Linear Fluorescent | 48 | T-8 | 2 | 20 | 228626 | Laundry Room | 0.4265%
22862 | 7 | 1 |  | Manual | 1 | Floor lamp | Compact Fluorescent |  | Twist | 1 | 15 | 228627 | Living Room | 0.4265%
22862 | 7 | 2 |  | Manual | 1 | Table | Incandescent |  | Standard A Lamp | 1 | 60 | 228627 | Living Room | 0.4265%
22862 | 7 | 3 |  | Manual | 1 | Table | Compact Fluorescent |  | Twist | 1 | 15 | 228627 | Living Room | 0.4265%
22862 | 8 | 1 |  | Manual | 1 | Ceiling Fixture | Incandescent |  | Standard A Lamp | 1 | 60 | 228628 | Bathroom | 0.4265%
22862 | 8 | 2 |  | Manual | 1 | Chandelier (Hanging) | Incandescent |  | Heat Lamp | 1 | 150 | 228628 | Bathroom | 0.4265%
22862 | 9 | 1 |  | Manual | 1 | Wall Mount | Incandescent |  | Standard A Lamp | 5 | 60 | 228629 | Bathroom | 0.4265%
22862 | 9 | 2 |  | Manual | 1 | Ceiling Fixture | Incandescent |  | Standard A Lamp | 1 | 60 | 228629 | Bathroom | 0.4265%
22865 | 1 | 1 |  | Manual | 1 | Ceiling Fixture | Incandescent |  | Standard A Lamp | 1 | 60 | 228651 | Kitchen | 0.3915%
22865 | 1 | 2 |  | Manual | 1 | Recessed - other | Linear Fluorescent | 48 | T-12 | 1 | 40 | 228651 | Kitchen | 0.3915%
22865 | 2 | 1 |  | Manual | 1 | Ceiling Fixture | Compact Fluorescent |  | Twist | 2 | 15 | 228652 | Office | 0.3915%
22865 | 2 | 2 |  | Manual | 2 | Table | Compact Fluorescent |  | Twist | 1 | 15 | 228652 | Office | 0.3915%
22865 | 2 | 3 |  | Manual | 1 | Floor lamp | Compact Fluorescent |  | Twist | 1 | 15 | 228652 | Office | 0.3915%
22865 | 3 | 1 |  | Dimmer | 1 | Chandelier (Hanging) | Incandescent |  | Standard A Lamp | 5 | 60 | 228653 | Dining Room | 0.3915%
22865 | 3 | 2 |  | Manual | 1 | Table | Compact Fluorescent |  | Decorative | 1 | 15 | 228653 | Dining Room | 0.3915%
22865 | 4 | 1 |  | Dimmer | 1 | Track | Incandescent |  | Standard A Lamp | 3 | 60 | 228654 | Living Room | 0.3915%
22865 | 4 | 2 |  | Manual | 3 | Table | Compact Fluorescent |  | Twist | 1 | 15 | 228654 | Living Room | 0.3915%
22865 | 4 | 3 |  | Manual | 2 | Floor lamp | Compact Fluorescent |  | Twist | 2 | 15 | 228654 | Living Room | 0.3915%
22865 | 5 | 1 |  | Manual | 1 | Wall Mount | Compact Fluorescent |  | Globe | 4 | 15 | 228655 | Master Bedroom | 0.3915%
22865 | 5 | 2 |  | Manual | 1 | Ceiling Fixture | Compact Fluorescent |  | Twist | 1 | 15 | 228655 | Master Bedroom | 0.3915%
22865 | 6 | 1 |  | Manual | 1 | Ceiling Fixture | Compact Fluorescent |  | Twist | 2 | 15 | 228656 | Master Bedroom | 0.3915%
22865 | 6 | 2 |  | Manual | 2 | Table | Compact Fluorescent |  | Twist | 1 | 15 | 228656 | Master Bedroom | 0.3915%
22865 | 6 | 3 |  | Manual | 1 | Other | Incandescent |  | Standard A Lamp | 1 | 60 | 228656 | Master Bedroom | 0.3915%
22865 | 6 | 4 |  | Manual | 1 | Table | Compact Fluorescent |  | Decorative | 1 | 15 | 228656 | Master Bedroom | 0.3915%
22865 | 7 | 1 |  | Manual | 1 | Ceiling Fixture | Compact Fluorescent |  | Twist | 1 | 15 | 228657 | Closet | 0.3915%
22865 | 8 | 1 |  | Manual | 1 | Ceiling Fixture | Compact Fluorescent |  | Twist | 1 | 15 | 228658 | Closet | 0.3915%
22865 | 9 | 1 |  | Manual | 3 | Ceiling Fixture | Compact Fluorescent |  | Twist | 1 | 22 | 228659 | Garage | 0.3915%
22865 | 9 | 2 |  | Manual | 1 | Ceiling Fixture | Incandescent |  | Standard A Lamp | 1 | 60 | 228659 | Garage | 0.3915%
22865 | 9 | 3 |  | Manual | 1 | Ceiling Fixture | Halogen |  | PAR | 1 | 50 | 228659 | Garage | 0.3915%
22865 | 9 | 4 |  | Manual | 2 | Garage door opener | Incandescent |  | Standard A Lamp | 1 | 60 | 228659 | Garage | 0.3915%
22865 | 9 | 5 |  | Manual | 1 | Wall Mount | Incandescent |  | Standard A Lamp | 1 | 40 | 228659 | Garage | 0.3915%
22865 | 10 | 1 |  | Manual | 1 | Ceiling Fixture | Incandescent |  | Standard A Lamp | 1 | 60 | 2286510 | Closet | 0.3915%
22865 | 11 | 1 |  | Manual | 1 | Ceiling Fixture | Compact Fluorescent |  | Twist | 1 | 15 | 2286511 | Bedroom | 0.3915%
22865 | 11 | 2 |  | Manual | 1 | Table | Compact Fluorescent |  | Twist | 1 | 15 | 2286511 | Bedroom | 0.3915%
22865 | 12 | 1 |  | Manual | 1 | Ceiling Fixture | Compact Fluorescent |  | Twist | 1 | 15 | 2286512 | Closet | 0.3915%
22865 | 13 | 1 |  | Manual | 1 | Ceiling Fixture | Compact Fluorescent |  | Twist | 1 | 15 | 2286513 | Hall | 0.3915%
22865 | 14 | 1 |  | Manual | 1 | Ceiling Fixture | Incandescent |  | Standard A Lamp | 1 | 60 | 2286514 | Bedroom | 0.3915%
22865 | 14 | 2 |  | Manual | 1 | Wall Mount | Compact Fluorescent |  | Globe | 3 | 15 | 2286514 | Bedroom | 0.3915%
22865 | 15 | 1 |  | Manual | 2 | Ceiling Fixture | Incandescent |  | Standard A Lamp | 1 | 60 | 2286515 | Laundry Room | 0.3915%
22865 | 16 | 1 |  | Manual | 1 | Ceiling Fixture | Incandescent |  | Standard A Lamp | 1 | 60 | 2286516 | Bathroom | 0.3915%
22865 | 17 | 1 |  | Manual | 1 | Ceiling Fixture | Incandescent |  | Standard A Lamp | 1 | 60 | 2286517 | Hall | 0.3915%
22882 | 1 | 1 |  | Manual | 1 | Ceiling Fixture | Incandescent |  | Standard A Lamp | 1 | 100 | 228821 | Bathroom | 0.4265%
22882 | 2 | 1 |  | Manual | 1 | Ceiling Fixture | Incandescent |  | Standard A Lamp | 2 | 100 | 228822 | Bedroom | 0.4265%
22882 | 2 | 2 |  | Manual | 1 | Floor lamp | Incandescent |  | Decorative | 1 | 65 | 228822 | Bedroom | 0.4265%
22882 | 3 | 1 |  | Manual | 1 | Chandelier (Hanging) | Incandescent |  | Decorative | 5 | 40 | 228823 | Dining Room | 0.4265%
22882 | 3 | 2 |  | Manual | 1 | Floor lamp | Incandescent |  | Standard A Lamp | 1 | 100 | 228823 | Dining Room | 0.4265%
22882 | 3 | 3 |  | Manual | 1 | Torchiere | Compact Fluorescent |  | Twist | 5 | 15 | 228823 | Dining Room | 0.4265%
22882 | 4 | 1 |  | Manual | 1 | Ceiling Fixture | Incandescent |  | Standard A Lamp | 1 | 100 | 228824 | Hall | 0.4265%
22882 | 5 | 1 |  | Manual | 1 | Ceiling Fixture | Incandescent |  | Standard A Lamp | 1 | 60 | 228825 | Kitchen | 0.4265%
22882 | 5 | 2 |  | Manual | 2 | Ceiling Fixture | Linear Fluorescent | 36 | T-12 | 2 | 40 | 228825 | Kitchen | 0.4265%
22882 | 5 | 3 |  | Manual | 2 | Wall Mount | Halogen |  | PAR | 1 | 50 | 228825 | Kitchen | 0.4265%
22882 | 5 | 4 |  | Manual | 1 | Wall Mount | Linear Fluorescent | 24 | T-8 | 1 | 40 | 228825 | Kitchen | 0.4265%
22882 | 6 | 1 |  | Manual | 1 | Ceiling Fixture | Incandescent |  | Standard A Lamp | 1 | 100 | 228826 | Living Room | 0.4265%
22882 | 7 | 1 |  | Dimmer | 1 | Wall Mount | Incandescent |  | Globe | 7 | 60 | 228827 | Bathroom | 0.4265%
22882 | 7 | 2 |  | Manual | 2 | Wall Mount | Incandescent |  | Globe | 6 | 25 | 228827 | Bathroom | 0.4265%
22882 | 7 | 3 |  | Manual | 1 | Ceiling Fixture | Compact Fluorescent |  | Twist | 1 | 15 | 228827 | Bathroom | 0.4265%
22882 | 8 | 1 |  | Manual | 1 | Ceiling Fan | Compact Fluorescent |  | Twist | 1 | 15 | 228828 | Bedroom | 0.4265%
22882 | 8 | 2 |  | Manual | 2 | Floor lamp | Compact Fluorescent |  | Twist | 1 | 15 | 228828 | Bedroom | 0.4265%
22882 | 9 | 1 |  | Manual | 1 | Ceiling Fixture | Linear Fluorescent | 36 | T-12 | 2 | 40 | 228829 | Office | 0.4265%
22882 | 9 | 2 |  | Manual | 1 | Floor lamp | Incandescent |  | Standard A Lamp | 1 | 75 | 228829 | Office | 0.4265%
22882 | 10 | 1 |  | Manual | 1 | Ceiling Fixture | Incandescent |  | Standard A Lamp | 1 | 100 | 2288210 | Laundry Room | 0.4265%
22910 | 1 | 1 |  | Manual | 2 | Ceiling Fixture | Incandescent |  | Standard A Lamp | 1 | 60 | 229101 | Bathroom | 0.4265%
22910 | 2 | 1 |  | Manual | 1 | Ceiling Fixture | Compact Fluorescent |  | Twist | 2 | 15 | 229102 | Bedroom | 0.4265%
22910 | 2 | 2 |  | Manual | 1 | Table | Incandescent |  | Standard A Lamp | 1 | 40 | 229102 | Bedroom | 0.4265%
22910 | 2 | 3 |  | Manual | 1 | Table | Incandescent |  | Mini base | 1 | 25 | 229102 | Bedroom | 0.4265%
22910 | 3 | 1 |  | Manual | 1 | Ceiling Fan | Incandescent |  | Standard A Lamp | 1 | 60 | 229103 | Bathroom | 0.4265%
22910 | 4 | 1 |  | Manual | 1 | Wall Mount | Compact Fluorescent |  | Twist | 1 | 15 | 229104 | Hall | 0.4265%
22910 | 5 | 1 |  | Manual | 2 | Garage door opener | Incandescent |  | Standard A Lamp | 2 | 60 | 229105 | Garage | 0.4265%
22910 | 5 | 2 |  | Manual | 5 | Ceiling Fixture | Linear Fluorescent | 42 | T-12 | 2 | 40 | 229105 | Garage | 0.4265%
22910 | 6 | 1 |  | Manual | 1 | Ceiling Fixture | Compact Fluorescent |  | Twist | 1 | 7 | 229106 | Hall | 0.4265%
22910 | 7 | 1 |  | Manual | 3 | Table | Compact Fluorescent |  | Twist | 1 | 15 | 229107 | Living Room | 0.4265%
22910 | 8 | 1 |  | Manual | 1 | Ceiling Fan | Incandescent |  | Standard A Lamp | 1 | 60 | 229108 | Master Bedroom | 0.4265%
22910 | 8 | 2 |  | Manual | 2 | Table | Compact Fluorescent |  | Twist | 1 | 15 | 229108 | Master Bedroom | 0.4265%
22910 | 8 | 3 |  | Manual | 1 | Table | Incandescent |  | Standard A Lamp | 1 | 60 | 229108 | Master Bedroom | 0.4265%
22910 | 9 | 1 |  | Manual | 2 | Ceiling Fixture | Incandescent |  | Standard A Lamp | 1 | 60 | 229109 | Bathroom | 0.4265%
22910 | 10 | 1 |  | Manual | 1 | Ceiling Fixture | Incandescent |  | Standard A Lamp | 1 | 60 | 2291010 | Family Room | 0.4265%
22910 | 10 | 2 |  | Manual | 1 | Table | Incandescent |  | Standard A Lamp | 1 | 75 | 2291010 | Family Room | 0.4265%
22910 | 10 | 3 |  | Manual | 2 | Table | Incandescent |  | Mini base | 3 | 5 | 2291010 | Family Room | 0.4265%
22910 | 10 | 4 |  | Manual | 1 | Table | Compact Fluorescent |  | Twist | 1 | 15 | 2291010 | Family Room | 0.4265%
22910 | 10 | 5 |  | Manual | 1 | Torchiere | Incandescent |  | Standard A Lamp | 3 | 60 | 2291010 | Family Room | 0.4265%
22910 | 11 | 1 |  | Manual | 1 | Ceiling Fan | Incandescent |  | Decorative | 4 | 40 | 2291011 | Kitchen | 0.4265%
22910 | 11 | 2 |  | Manual | 2 | Ceiling Fixture | Compact Fluorescent |  | Twist | 1 | 15 | 2291011 | Kitchen | 0.4265%
22910 | 11 | 3 |  | Manual | 1 | Other | Incandescent |  | Standard A Lamp | 1 | 25 | 2291011 | Kitchen | 0.4265%
22910 | 11 | 4 |  | Manual | 1 | Table | Incandescent |  | Mini base | 1 | 25 | 2291011 | Kitchen | 0.4265%
22910 | 12 | 1 |  | Manual | 1 | Ceiling Fixture | Incandescent |  | Standard A Lamp | 1 | 60 | 2291012 | Laundry Room | 0.4265%
22910 | 13 | 1 |  | Manual | 1 | Wall Mount | Incandescent |  | Standard A Lamp | 1 | 100 | 2291013 | Other | 0.4265%
22910 | 13 | 2 |  | Manual | 1 | Table | Incandescent |  | Standard A Lamp | 1 | 60 | 2291013 | Other | 0.4265%
22910 | 13 | 3 |  | Manual | 1 | Torchiere | Compact Fluorescent |  | Twist | 3 | 15 | 2291013 | Other | 0.4265%
22913 | 1 | 1 |  | Manual | 1 | Wall Mount | Compact Fluorescent |  | Twist | 1 | 13 | 229131 | Bedroom | 0.3915%
22913 | 2 | 1 |  | Manual | 1 | Ceiling Fixture | Compact Fluorescent |  | Twist | 1 | 23 | 229132 | Bathroom | 0.3915%
22913 | 3 | 1 |  | Manual | 1 | Wall Mount | Compact Fluorescent |  | Twist | 1 | 13 | 229133 | Bedroom | 0.3915%
22913 | 3 | 2 |  | Manual | 1 | Floor lamp | Incandescent |  | Decorative | 1 | 40 | 229133 | Bedroom | 0.3915%
22913 | 4 | 1 |  | Manual | 1 | Ceiling Fixture | Compact Fluorescent |  | Twist | 2 | 23 | 229134 | Hall | 0.3915%
22913 | 5 | 1 |  | Manual | 1 | Ceiling Fixture | Compact Fluorescent |  | Twist | 2 | 23 | 229135 | Kitchen | 0.3915%
22913 | 5 | 2 |  | Manual | 1 | Chandelier (Hanging) | Incandescent |  | Decorative | 5 | 40 | 229135 | Kitchen | 0.3915%
22913 | 6 | 1 |  | Manual | 1 | Floor lamp | Compact Fluorescent |  | Twist | 3 | 23 | 229136 | Living Room | 0.3915%
22916 | 1 | 1 |  | Manual | 1 | Wall Mount | Incandescent |  | Standard A Lamp | 2 | 60 | 229161 | Bathroom | 0.2228%
22916 | 1 | 2 |  | Manual | 1 | Ceiling Fixture | Incandescent |  | Standard A Lamp | 1 | 60 | 229161 | Bathroom | 0.2228%
22916 | 2 | 1 |  | Manual | 1 | Ceiling Fixture | Compact Fluorescent |  | Twist | 1 | 15 | 229162 | Bedroom | 0.2228%
22916 | 2 | 2 |  | Manual | 1 | Ceiling Fixture | Incandescent |  | Standard A Lamp | 1 | 60 | 229162 | Bedroom | 0.2228%
22916 | 3 | 1 |  | Manual | 1 | Ceiling Fixture | Incandescent |  | Standard A Lamp | 2 | 60 | 229163 | Family Room | 0.2228%
22916 | 4 | 1 |  | Manual | 1 | Ceiling Fan | Incandescent |  | Decorative | 3 | 60 | 229164 | Dining Room | 0.2228%
22916 | 5 | 1 |  | Manual | 1 | Ceiling Fixture | Incandescent |  | Standard A Lamp | 1 | 60 | 229165 | Hall | 0.2228%
22916 | 6 | 1 |  | Manual | 1 | Ceiling Fixture | Incandescent |  | Standard A Lamp | 1 | 60 | 229166 | Hall | 0.2228%
22916 | 7 | 1 |  | Manual | 1 | Ceiling Fixture | Incandescent |  | Decorative | 1 | 60 | 229167 | Kitchen | 0.2228%
22916 | 7 | 2 |  | Manual | 1 | Chandelier (Hanging) | Incandescent |  | Mini base | 3 | 40 | 229167 | Kitchen | 0.2228%
22916 | 8 | 1 |  | Manual | 1 | Ceiling Fixture | Compact Fluorescent |  | Twist | 2 | 15 | 229168 | Laundry Room | 0.2228%
22916 | 9 | 1 |  | Manual | 3 | Floor lamp | Incandescent |  | Standard A Lamp | 1 | 60 | 229169 | Living Room | 0.2228%
22916 | 10 | 1 |  | Manual | 3 | Wall Mount | Incandescent |  | Standard A Lamp | 2 | 60 | 2291610 | Bathroom | 0.2228%
22916 | 10 | 2 |  | Manual | 1 | Ceiling Fixture | Incandescent |  | Standard A Lamp | 1 | 100 | 2291610 | Bathroom | 0.2228%
22916 | 10 | 3 |  | Manual | 1 | Ceiling Fixture | Incandescent |  | Standard A Lamp | 1 | 75 | 2291610 | Bathroom | 0.2228%
22916 | 11 | 1 |  | Manual | 1 | Ceiling Fixture | Incandescent |  | Standard A Lamp | 2 | 75 | 2291611 | Bedroom | 0.2228%
22927 | 1 | 1 |  | Manual | 1 | Ceiling Fixture | Incandescent |  | Standard A Lamp | 1 | 60 | 229271 | Bedroom | 0.1597%
22927 | 1 | 2 |  | Manual | 1 | Wall Mount | Incandescent |  | Standard A Lamp | 1 | 60 | 229271 | Bedroom | 0.1597%
22927 | 1 | 3 |  | Manual | 1 | Wall Mount | Compact Fluorescent |  | Twist | 3 | 15 | 229271 | Bedroom | 0.1597%
22927 | 2 | 1 |  | Manual | 1 | Wall Mount | Incandescent |  | Standard A Lamp | 1 | 60 | 229272 | Bedroom | 0.1597%
22927 | 2 | 2 |  | Manual | 1 | Ceiling Fixture | Incandescent |  | Standard A Lamp | 1 | 60 | 229272 | Bedroom | 0.1597%
22927 | 3 | 1 |  | Manual | 2 | Table | Incandescent |  | Standard A Lamp | 1 | 60 | 229273 | Family Room | 0.1597%
22927 | 4 | 1 |  | Manual | 7 | Ceiling Fixture | Compact Fluorescent |  | Twist | 1 | 15 | 229274 | Garage | 0.1597%
22927 | 5 | 1 |  | Manual | 1 | Ceiling Fixture | Incandescent |  | Standard A Lamp | 1 | 60 | 229275 | Laundry Room | 0.1597%
22927 | 5 | 2 |  | Manual | 1 | Wall Mount | Incandescent |  | Standard A Lamp | 1 | 60 | 229275 | Laundry Room | 0.1597%
22927 | 6 | 1 |  | Manual | 1 | Ceiling Fixture | Incandescent |  | Standard A Lamp | 2 | 60 | 229276 | Kitchen | 0.1597%
22927 | 7 | 1 |  | Manual | 1 | Wall Mount | Incandescent |  | Standard A Lamp | 1 | 60 | 229277 | Office | 0.1597%
22928 | 1 | 1 |  | Manual | 2 | Table | Compact Fluorescent |  | Twist | 1 | 15 | 229281 | Living Room | 0.536%
22928 | 1 | 2 |  | Manual | 1 | Table | Incandescent |  | 3-Way Incandescent | 1 | 100 | 229281 | Living Room | 0.536%
22928 | 2 | 1 |  | Manual | 3 | Ceiling Fixture | Compact Fluorescent |  | Twist | 2 | 15 | 229282 | Kitchen | 0.536%
22928 | 3 | 1 |  | Manual | 1 | Wall Mount | Compact Fluorescent |  | Twist | 1 | 15 | 229283 | Dining Room | 0.536%
22928 | 4 | 1 |  | Manual | 1 | Ceiling Fixture | Incandescent |  | Standard A Lamp | 2 | 40 | 229284 | Bedroom | 0.536%
22928 | 5 | 1 |  | Manual | 1 | Ceiling Fixture | Compact Fluorescent |  | Twist | 2 | 15 | 229285 | Hall | 0.536%
22928 | 6 | 1 |  | Manual | 1 | Ceiling Fixture | Compact Fluorescent |  | Twist | 1 | 15 | 229286 | Bathroom | 0.536%
22928 | 7 | 1 |  | Manual | 1 | Ceiling Fixture | Compact Fluorescent |  | Twist | 2 | 15 | 229287 | Bedroom | 0.536%
22928 | 8 | 1 |  | Manual | 1 | Ceiling Fixture | Compact Fluorescent |  | Twist | 1 | 15 | 229288 | Bedroom | 0.536%
22928 | 8 | 2 |  | Manual | 1 | Floor lamp | Incandescent |  | Reflector | 2 | 40 | 229288 | Bedroom | 0.536%
22928 | 9 | 1 |  | Manual | 1 | Wall Mount | Incandescent |  | Globe | 4 | 60 | 229289 | Bathroom | 0.536%
22933 | 1 | 1 |  | Manual | 1 | Ceiling Fixture | Linear Fluorescent | 24 | T-12 | 2 | 20 | 229331 | Other | 0.3915%
22933 | 1 | 2 |  | Manual | 1 | Ceiling Fixture | Compact Fluorescent |  | Twist | 1 | 13 | 229331 | Other | 0.3915%
22933 | 2 | 1 |  | Manual | 1 | Ceiling Fixture | Compact Fluorescent |  | Twist | 1 | 13 | 229332 | Bathroom | 0.3915%
22933 | 2 | 2 |  | Manual | 1 | Wall Mount | Incandescent |  | Standard A Lamp | 3 | 60 | 229332 | Bathroom | 0.3915%
22933 | 3 | 1 |  | Manual | 1 | Wall Mount | Incandescent |  | Standard A Lamp | 4 | 60 | 229333 | Bathroom | 0.3915%
22933 | 4 | 1 |  | Manual | 1 | Ceiling Fixture | Compact Fluorescent |  | Twist | 2 | 13 | 229334 | Bedroom | 0.3915%
22933 | 4 | 2 |  | Manual | 1 | Table | Incandescent |  | Standard A Lamp | 1 | 75 | 229334 | Bedroom | 0.3915%
22933 | 5 | 1 |  | Manual | 1 | Ceiling Fixture | Compact Fluorescent |  | Twist | 1 | 13 | 229335 | Bedroom | 0.3915%
22933 | 5 | 2 |  | Manual | 1 | Ceiling Fixture | Linear Fluorescent | 48 | T-5 | 2 | 20 | 229335 | Bedroom | 0.3915%
22933 | 6 | 1 |  | Manual | 1 | Ceiling Fixture | Incandescent |  | Standard A Lamp | 2 | 60 | 229336 | Bedroom | 0.3915%
22933 | 7 | 1 |  | Manual | 1 | Chandelier (Hanging) | Incandescent |  | Standard A Lamp | 5 | 60 | 229337 | Dining Room | 0.3915%
22933 | 8 | 1 |  | Manual | 2 | Table | Incandescent |  | Standard A Lamp | 1 | 60 | 229338 | Family Room | 0.3915%
22933 | 9 | 1 |  | Manual | 1 | Ceiling Fixture | Compact Fluorescent |  | Twist | 1 | 13 | 229339 | Hall | 0.3915%
22933 | 10 | 1 |  | Manual | 1 | Ceiling Fixture | Incandescent |  | Standard A Lamp | 1 | 60 | 2293310 | Hall | 0.3915%
22933 | 11 | 1 |  | Manual | 1 | Ceiling Fixture | Linear Fluorescent | 24 | T-12 | 2 | 20 | 2293311 | Kitchen | 0.3915%
22933 | 11 | 2 |  | Manual | 1 | Wall Mount | Linear Fluorescent | 18 | T-4 | 1 | 8 | 2293311 | Kitchen | 0.3915%
22933 | 12 | 1 |  | Manual | 1 | Ceiling Fixture | Incandescent |  | Standard A Lamp | 1 | 60 | 2293312 | Laundry Room | 0.3915%
22942 | 1 | 1 |  | Manual | 2 | Ceiling Fixture | Incandescent |  | Standard A Lamp | 1 | 40 | 229421 | Bathroom | 0.1597%
22942 | 2 | 1 |  | Manual | 1 | Ceiling Fixture | Compact Fluorescent |  | Twist | 2 | 22 | 229422 | Bedroom | 0.1597%
22942 | 3 | 1 |  | Manual | 1 | Ceiling Fixture | Compact Fluorescent |  | Twist | 2 | 22 | 229423 | Bedroom | 0.1597%
22942 | 4 | 1 |  | Manual | 2 | Ceiling Fixture | Incandescent |  | Standard A Lamp | 1 | 40 | 229424 | Hall | 0.1597%
22942 | 5 | 1 |  | Manual | 1 | Ceiling Fixture | Compact Fluorescent |  | Twist | 2 | 22 | 229425 | Kitchen | 0.1597%
22942 | 6 | 1 |  | Manual | 1 | Ceiling Fan | Incandescent |  | Standard A Lamp | 1 | 60 | 229426 | Living Room | 0.1597%
22942 | 6 | 2 |  | Manual | 1 | Floor lamp | Incandescent |  | Standard A Lamp | 1 | 100 | 229426 | Living Room | 0.1597%
22942 | 6 | 3 |  | Manual | 1 | Other | Incandescent |  | Standard A Lamp | 1 | 40 | 229426 | Living Room | 0.1597%
22942 | 7 | 1 |  | Manual | 1 | Floor lamp | Incandescent |  | Standard A Lamp | 1 | 60 | 229427 | Master Bedroom | 0.1597%
22942 | 7 | 2 |  | Manual | 1 | Table | Incandescent |  | Standard A Lamp | 1 | 60 | 229427 | Master Bedroom | 0.1597%
22983 | 1 | 1 |  | Manual | 2 | Ceiling Fixture | Linear Fluorescent | 48 | T-8 | 3 | 32 | 229831 | Bedroom | 0.2228%
22983 | 2 | 1 |  | Manual | 1 | Wall Mount | Incandescent |  | Globe | 3 | 60 | 229832 | Bathroom | 0.2228%
22983 | 3 | 1 |  | Manual | 1 | Ceiling Fixture | Incandescent |  | Standard A Lamp | 2 | 60 | 229833 | Hall | 0.2228%
22983 | 4 | 1 |  | Manual | 1 | Ceiling Fixture | Incandescent |  | Standard A Lamp | 2 | 60 | 229834 | Master Bedroom | 0.2228%
22983 | 5 | 1 |  | Manual | 1 | Table | Incandescent |  | Standard A Lamp | 1 | 60 | 229835 | Living Room | 0.2228%
22983 | 6 | 1 |  | Manual | 3 | Ceiling Fixture | Incandescent |  | Reflector | 3 | 65 | 229836 | Kitchen | 0.2228%
22983 | 7 | 1 |  | Manual | 1 | Ceiling Fixture | Incandescent |  | Standard A Lamp | 1 | 60 | 229837 | Laundry Room | 0.2228%
23004 | 1 | 1 |  | Manual | 1 | Ceiling Fixture | Incandescent |  | Standard A Lamp | 1 | 75 | 230041 | Bedroom | 0.3915%
23004 | 1 | 2 |  | Manual | 1 | Table | Incandescent |  | Clear | 1 | 25 | 230041 | Bedroom | 0.3915%
23004 | 2 | 1 |  | Manual | 1 | Ceiling Fixture | Incandescent |  | Standard A Lamp | 1 | 75 | 230042 | Bedroom | 0.3915%
23004 | 3 | 1 |  | Manual | 1 | Ceiling Fixture | Incandescent |  | Standard A Lamp | 5 | 75 | 230043 | Dining Room | 0.3915%
23004 | 4 | 1 |  | Manual | 1 | Table | Compact Fluorescent |  | Twist | 1 | 26 | 230044 | Family Room | 0.3915%
23004 | 4 | 2 |  | Manual | 1 | Floor lamp | Incandescent |  | Standard A Lamp | 1 | 60 | 230044 | Family Room | 0.3915%
23004 | 5 | 1 |  | Manual | 4 | Ceiling Fixture | Linear Fluorescent | 48 | T-8 | 2 | 32 | 230045 | Garage | 0.3915%
23004 | 5 | 2 |  | Manual | 3 | Garage door opener | Incandescent |  | Standard A Lamp | 1 | 60 | 230045 | Garage | 0.3915%
23004 | 6 | 1 |  | Manual | 1 | Ceiling Fixture | Incandescent |  | Decorative | 1 | 75 | 230046 | Kitchen | 0.3915%
23004 | 6 | 2 |  | Manual | 2 | Ceiling Fixture | Linear Fluorescent | 48 | T-8 | 2 | 32 | 230046 | Kitchen | 0.3915%
23004 | 7 | 1 |  | Manual | 1 | Torchiere | Incandescent |  | Standard A Lamp | 1 | 100 | 230047 | Living Room | 0.3915%
23004 | 7 | 2 |  | Manual | 1 | Table | Incandescent |  | Standard A Lamp | 1 | 100 | 230047 | Living Room | 0.3915%
23004 | 8 | 1 |  | Manual | 1 | Ceiling Fixture | Incandescent |  | Standard A Lamp | 1 | 60 | 230048 | Bathroom | 0.3915%
23004 | 9 | 1 |  | Manual | 2 | Ceiling Fixture | Incandescent |  | Standard A Lamp | 1 | 60 | 230049 | Master Bedroom | 0.3915%
23004 | 9 | 2 |  | Manual | 2 | Table | Incandescent |  | Standard A Lamp | 1 | 75 | 230049 | Master Bedroom | 0.3915%
23004 | 10 | 1 |  | Manual | 1 | Ceiling Fixture | Incandescent |  | Standard A Lamp | 1 | 60 | 2300410 | Closet | 0.3915%
23004 | 11 | 1 |  | Manual | 1 | Wall Mount | Incandescent |  | Standard A Lamp | 1 | 75 | 2300411 | Bathroom | 0.3915%
23004 | 12 | 1 |  | Manual | 1 | Ceiling Fixture | Incandescent |  | Standard A Lamp | 1 | 75 | 2300412 | Closet | 0.3915%
23004 | 13 | 1 |  | Manual | 1 | Chandelier (Hanging) | Incandescent |  | Standard A Lamp | 1 | 75 | 2300413 | Laundry Room | 0.3915%
23004 | 14 | 1 |  | Manual | 1 | Wall Mount | Incandescent |  | Clear | 1 | 60 | 2300414 | Bathroom | 0.3915%
23025 | 1 | 1 |  | Manual | 1 | Ceiling Fixture | Compact Fluorescent |  | Twist | 6 | 15 | 230251 | Bathroom | 0.2228%
23025 | 2 | 1 |  | Manual | 1 | Ceiling Fixture | Compact Fluorescent |  | Twist | 2 | 15 | 230252 | Bedroom | 0.2228%
23025 | 2 | 2 |  | Manual | 1 | Table | Compact Fluorescent |  | Twist | 1 | 15 | 230252 | Bedroom | 0.2228%
23025 | 3 | 1 |  | Manual | 1 | Ceiling Fixture | Linear Fluorescent | 48 | T-12 | 2 | 40 | 230253 | Hall | 0.2228%
23025 | 4 | 1 |  | Manual | 1 | Chandelier (Hanging) | Compact Fluorescent |  | A shape bulb | 5 | 15 | 230254 | Kitchen | 0.2228%
23025 | 4 | 2 |  | Manual | 1 | Table | Incandescent |  | Standard A Lamp | 1 | 60 | 230254 | Kitchen | 0.2228%
23025 | 4 | 3 |  | Manual | 1 | Ceiling Fixture | Linear Fluorescent | 48 | T-12 | 4 | 40 | 230254 | Kitchen | 0.2228%
23025 | 4 | 4 |  | Manual | 1 | Ceiling Fixture | Linear Fluorescent | 24 | T-12 | 1 | 20 | 230254 | Kitchen | 0.2228%
23025 | 4 | 5 |  | Manual | 1 | Ceiling Fixture | Compact Fluorescent |  | Twist | 2 | 15 | 230254 | Kitchen | 0.2228%
23025 | 5 | 1 |  | Manual | 1 | Track | Compact Fluorescent |  | Twist | 3 | 22 | 230255 | Living Room | 0.2228%
23025 | 5 | 2 |  | Manual | 1 | Table | Compact Fluorescent |  | Twist | 1 | 13 | 230255 | Living Room | 0.2228%
23025 | 5 | 3 |  | Manual | 1 | Table | Incandescent |  | Standard A Lamp | 2 | 60 | 230255 | Living Room | 0.2228%
23025 | 6 | 1 |  | Manual | 2 | Ceiling Fixture | Compact Fluorescent |  | Twist | 6 | 15 | 230256 | Bathroom | 0.2228%
23025 | 7 | 1 |  | Manual | 1 | Ceiling Fixture | Compact Fluorescent |  | Circline (Screw Base) | 1 | 22 | 230257 | Bedroom | 0.2228%
23025 | 7 | 2 |  | Manual | 1 | Chandelier (Hanging) | Incandescent |  | Decorative | 5 | 40 | 230257 | Bedroom | 0.2228%
23025 | 7 | 3 |  | Manual | 2 | Table | Compact Fluorescent |  | Twist | 1 | 15 | 230257 | Bedroom | 0.2228%
23025 | 8 | 1 |  | Manual | 1 | Ceiling Fixture | Linear Fluorescent | 48 | T-12 | 2 | 40 | 230258 | Bedroom | 0.2228%
23025 | 8 | 2 |  | Manual | 1 | Ceiling Fixture | Compact Fluorescent |  | Circline (Screw Base) | 1 | 22 | 230258 | Bedroom | 0.2228%
23035 | 1 | 1 |  | Manual | 1 | Wall Mount | Compact Fluorescent |  | Globe | 4 | 9 | 230351 | Bathroom | 0.536%
23035 | 2 | 1 |  | Manual | 1 | Chandelier (Hanging) | Incandescent |  | Standard A Lamp | 5 | 60 | 230352 | Dining Room | 0.536%
23035 | 3 | 1 |  | Manual | 1 | Floor lamp | Compact Fluorescent |  | Twist | 2 | 22 | 230353 | Family Room | 0.536%
23035 | 3 | 2 |  | Manual | 1 | Table | Incandescent |  | Standard A Lamp | 1 | 100 | 230353 | Family Room | 0.536%
23035 | 4 | 1 |  | Manual | 1 | Ceiling Fixture | Incandescent |  | Standard A Lamp | 1 | 60 | 230354 | Hall | 0.536%
23035 | 5 | 1 |  | Manual | 2 | Ceiling Fixture | Linear Fluorescent | 48 | T-12 | 2 | 40 | 230355 | Kitchen | 0.536%
23035 | 5 | 2 |  | Manual | 1 | Ceiling Fan | Compact Fluorescent |  | Twist | 3 | 13 | 230355 | Kitchen | 0.536%
23035 | 5 | 3 |  | Manual | 1 | Chandelier (Hanging) | Compact Fluorescent |  | Twist | 1 | 22 | 230355 | Kitchen | 0.536%
23035 | 5 | 4 |  | Manual | 1 | Ceiling Fixture | Linear Fluorescent | 24 | T-8 | 2 | 20 | 230355 | Kitchen | 0.536%
23035 | 6 | 1 |  | Dimmer | 1 | Ceiling Fixture | Linear Fluorescent | 48 | T-12 | 2 | 40 | 230356 | Laundry Room | 0.536%
23035 | 7 | 1 |  | Manual | 1 | Track | Incandescent |  | Standard A Lamp | 3 | 60 | 230357 | Master Bedroom | 0.536%
23035 | 7 | 2 |  | Manual | 1 | Table | Incandescent |  | Standard A Lamp | 1 | 25 | 230357 | Master Bedroom | 0.536%
23035 | 7 | 3 |  | Manual | 1 | Table | Incandescent |  | Mini base | 3 | 40 | 230357 | Master Bedroom | 0.536%
23035 | 8 | 1 |  | Manual | 1 | Wall Mount | Compact Fluorescent |  | Twist | 6 | 9 | 230358 | Bathroom | 0.536%
23035 | 8 | 2 |  | Manual | 1 | Ceiling Fixture | Incandescent |  | Standard A Lamp | 1 | 60 | 230358 | Bathroom | 0.536%
23035 | 9 | 1 |  | Manual | 1 | Ceiling Fixture | Compact Fluorescent |  | Twist | 2 | 15 | 230359 | Office | 0.536%
23035 | 9 | 2 |  | Manual | 1 | Table | Compact Fluorescent |  | Straight Tube | 1 | 27 | 230359 | Office | 0.536%
23035 | 9 | 3 |  | Manual | 1 | Table | Incandescent |  | Standard A Lamp | 1 | 25 | 230359 | Office | 0.536%
23035 | 10 | 1 |  | Manual | 1 | Ceiling Fixture | Incandescent |  | Standard A Lamp | 2 | 60 | 2303510 | Bedroom | 0.536%
23035 | 10 | 2 |  | Manual | 1 | Table | Compact Fluorescent |  | Twist | 1 | 15 | 2303510 | Bedroom | 0.536%
23035 | 11 | 1 |  | Manual | 1 | Floor lamp | Incandescent |  | Standard A Lamp | 1 | 75 | 2303511 | Living Room | 0.536%
23035 | 11 | 2 |  | Manual | 3 | Table | Incandescent |  | Standard A Lamp | 1 | 65 | 2303511 | Living Room | 0.536%
23035 | 11 | 3 |  | Manual | 1 | Floor lamp | Incandescent |  | Standard A Lamp | 2 | 75 | 2303511 | Living Room | 0.536%
23061 | 1 | 1 |  | Manual | 1 | Wall Mount | Incandescent |  | Standard A Lamp | 3 | 60 | 230611 | Bathroom | 0.3915%
23061 | 2 | 1 |  | Manual | 1 | Ceiling Fixture | Incandescent |  | Standard A Lamp | 1 | 60 | 230612 | Bedroom | 0.3915%
23061 | 3 | 1 |  | Manual | 1 | Ceiling Fixture | Incandescent |  | Standard A Lamp | 1 | 60 | 230613 | Closet | 0.3915%
23061 | 4 | 1 |  | Manual | 1 | Ceiling Fixture | Incandescent |  | Standard A Lamp | 1 | 60 | 230614 | Family Room | 0.3915%
23061 | 4 | 2 |  | Manual | 1 | Floor lamp | Incandescent |  | Standard A Lamp | 1 | 60 | 230614 | Family Room | 0.3915%
23061 | 5 | 1 |  | Manual | 1 | Ceiling Fixture | Incandescent |  | Standard A Lamp | 1 | 60 | 230615 | Bedroom | 0.3915%
23061 | 6 | 1 |  | Manual | 2 | Ceiling Fixture | Incandescent |  | Standard A Lamp | 1 | 60 | 230616 | Kitchen | 0.3915%
23061 | 6 | 2 |  | Manual | 1 | Ceiling Fixture | Incandescent |  | Standard A Lamp | 3 | 65 | 230616 | Kitchen | 0.3915%
23061 | 7 | 1 |  | Manual | 1 | Ceiling Fixture | Incandescent |  | Standard A Lamp | 1 | 60 | 230617 | Laundry Room | 0.3915%
23061 | 8 | 1 |  | Manual | 1 | Ceiling Fixture | Incandescent |  | Standard A Lamp | 2 | 60 | 230618 | Master Bedroom | 0.3915%
23061 | 8 | 2 |  | Manual | 2 | Table | Incandescent |  | Standard A Lamp | 1 | 40 | 230618 | Master Bedroom | 0.3915%
23061 | 9 | 1 |  | Manual | 1 | Wall Mount | Incandescent |  | Standard A Lamp | 2 | 60 | 230619 | Bathroom | 0.3915%
23061 | 9 | 2 |  | Manual | 1 | High bay | Incandescent |  | Globe | 1 | 40 | 230619 | Bathroom | 0.3915%
23061 | 10 | 1 |  | Manual | 1 | Table | Incandescent |  | Standard A Lamp | 1 | 60 | 2306110 | Living Room | 0.3915%
23063 | 1 | 1 |  | Manual | 1 | Ceiling Fixture | Compact Fluorescent |  | Twist | 2 | 22 | 230631 | Bedroom | 0.536%
23063 | 2 | 1 |  | Manual | 1 | Ceiling Fixture | Incandescent |  | Standard A Lamp | 1 | 60 | 230632 | Hall | 0.536%
23063 | 3 | 1 |  | Manual | 1 | Wall Mount | Incandescent |  | Standard A Lamp | 2 | 75 | 230633 | Bathroom | 0.536%
23063 | 4 | 1 |  | Manual | 1 | Ceiling Fixture | Incandescent |  | Standard A Lamp | 2 | 75 | 230634 | Bedroom | 0.536%
23063 | 5 | 1 |  | Manual | 1 | Ceiling Fixture | Incandescent |  | Standard A Lamp | 2 | 60 | 230635 | Kitchen | 0.536%
23063 | 6 | 1 |  | Manual | 1 | Floor lamp | Incandescent |  | Standard A Lamp | 2 | 40 | 230636 | Living Room | 0.536%
23063 | 6 | 2 |  | Manual | 2 | Table | Incandescent |  | Standard A Lamp | 1 | 75 | 230636 | Living Room | 0.536%
23069 | 1 | 1 |  | Manual | 1 | Ceiling Fixture | Compact Fluorescent |  | Twist | 1 | 15 | 230691 | Bathroom | 0.536%
23069 | 2 | 1 |  | Manual | 1 | Ceiling Fixture | Incandescent |  | Reflector | 1 | 65 | 230692 | Bedroom | 0.536%
23069 | 2 | 2 |  | Manual | 1 | Ceiling Fixture | Compact Fluorescent |  | Twist | 1 | 15 | 230692 | Bedroom | 0.536%
23069 | 3 | 1 |  | Manual | 1 | Ceiling Fixture | Compact Fluorescent |  | Twist | 2 | 15 | 230693 | Bedroom | 0.536%
23069 | 3 | 2 |  | Manual | 1 | Wall Mount | Compact Fluorescent |  | Twist | 1 | 15 | 230693 | Bedroom | 0.536%
23069 | 4 | 1 |  | Manual | 1 | Ceiling Fixture | Incandescent |  | Standard A Lamp | 1 | 60 | 230694 | Hall | 0.536%
23069 | 5 | 1 |  | Manual | 2 | Ceiling Fixture | Compact Fluorescent |  | Twist | 1 | 13 | 230695 | Kitchen | 0.536%
23069 | 5 | 2 |  | Manual | 1 | Architectural | Compact Fluorescent |  | Twist | 1 | 15 | 230695 | Kitchen | 0.536%
23069 | 6 | 1 |  | Manual | 1 | Table | Compact Fluorescent |  | Twist | 1 | 15 | 230696 | Living Room | 0.536%
23072 | 1 | 1 |  | Manual | 1 | Ceiling Fixture | Incandescent |  | Standard A Lamp | 2 | 60 | 230721 | Bathroom | 0.2228%
23072 | 2 | 1 |  | Manual | 1 | Ceiling Fixture | Incandescent |  | Standard A Lamp | 2 | 60 | 230722 | Bedroom | 0.2228%
23072 | 3 | 1 |  | Manual | 1 | Ceiling Fixture | Incandescent |  | Standard A Lamp | 2 | 60 | 230723 | Bedroom | 0.2228%
23072 | 4 | 1 |  | Manual | 1 | Chandelier (Hanging) | Incandescent |  | Standard A Lamp | 1 | 60 | 230724 | Kitchen | 0.2228%
23072 | 4 | 2 |  | Manual | 2 | Ceiling Fixture | Compact Fluorescent |  | Twist | 2 | 15 | 230724 | Kitchen | 0.2228%
23072 | 4 | 3 |  | Manual | 1 | Ceiling Fixture | Incandescent |  | Standard A Lamp | 2 | 60 | 230724 | Kitchen | 0.2228%
23072 | 5 | 1 |  | Manual | 1 | Ceiling Fixture | Incandescent |  | Standard A Lamp | 2 | 60 | 230725 | Laundry Room | 0.2228%
23072 | 6 | 1 |  | Manual | 1 | Ceiling Fan | Incandescent |  | Decorative | 3 | 60 | 230726 | Living Room | 0.2228%
23072 | 6 | 2 |  | Manual | 2 | Table | Compact Fluorescent |  | Twist | 1 | 22 | 230726 | Living Room | 0.2228%
23072 | 7 | 1 |  | Manual | 1 | Ceiling Fixture | Incandescent |  | Standard A Lamp | 2 | 60 | 230727 | Bathroom | 0.2228%
23072 | 7 | 2 |  | Manual | 1 | Wall Mount | Compact Fluorescent |  | Twist | 1 | 15 | 230727 | Bathroom | 0.2228%
23072 | 8 | 1 |  | Manual | 1 | Ceiling Fixture | Incandescent |  | Standard A Lamp | 2 | 60 | 230728 | Master Bedroom | 0.2228%
23072 | 8 | 2 |  | Manual | 1 | Ceiling Fan | Incandescent |  | Decorative | 3 | 60 | 230728 | Master Bedroom | 0.2228%
23072 | 8 | 3 |  | Manual | 1 | Table | Incandescent |  | Standard A Lamp | 2 | 60 | 230728 | Master Bedroom | 0.2228%
23167 | 1 | 1 |  | Manual | 4 | Table | Incandescent |  | Standard A Lamp | 1 | 60 | 231671 | Other | 0.1597%
23167 | 1 | 2 |  | Manual | 3 | Ceiling Fixture | Linear Fluorescent | 48 | T-8 | 2 | 40 | 231671 | Other | 0.1597%
23167 | 2 | 1 |  | Manual | 3 | Ceiling Fixture | Incandescent |  | Standard A Lamp | 1 | 60 | 231672 | Bathroom | 0.1597%
23167 | 3 | 1 |  | Manual | 1 | Ceiling Fixture | Incandescent |  | Standard A Lamp | 2 | 60 | 231673 | Bedroom | 0.1597%
23167 | 4 | 1 |  | Manual | 3 | Table | Incandescent |  | Standard A Lamp | 1 | 60 | 231674 | Bedroom | 0.1597%
23167 | 4 | 2 |  | Manual | 1 | Ceiling Fixture | Incandescent |  | Standard A Lamp | 2 | 60 | 231674 | Bedroom | 0.1597%
23167 | 5 | 1 |  | Manual | 2 | Table | Incandescent |  | Standard A Lamp | 1 | 60 | 231675 | Bedroom | 0.1597%
23167 | 5 | 2 |  | Manual | 2 | Ceiling Fixture | Incandescent |  | Decorative | 3 | 40 | 231675 | Bedroom | 0.1597%
23167 | 6 | 1 |  | Manual | 1 | Ceiling Fan | Compact Fluorescent |  | Twist | 3 | 15 | 231676 | Dining Room | 0.1597%
23167 | 6 | 2 |  | Manual | 4 | Table | Incandescent |  | Standard A Lamp | 1 | 60 | 231676 | Dining Room | 0.1597%
23167 | 7 | 1 |  | Manual | 4 | Ceiling Fixture | Linear Fluorescent | 60 | T-8 | 2 | 60 | 231677 | Garage | 0.1597%
23167 | 8 | 1 |  | Manual | 2 | Ceiling Fixture | Compact Fluorescent |  | Twist | 2 | 15 | 231678 | Kitchen | 0.1597%
23167 | 8 | 2 |  | Manual | 1 | Ceiling Fixture | Linear Fluorescent | 48 | T-8 | 2 | 40 | 231678 | Kitchen | 0.1597%
23169 | 1 | 1 |  | Manual | 2 | Ceiling Fixture | Incandescent |  | Standard A Lamp | 1 | 60 | 231691 | Bathroom | 0.2228%
23169 | 1 | 2 |  | Manual | 1 | Wall Mount | Linear Fluorescent | 12 | T-8 | 1 | 20 | 231691 | Bathroom | 0.2228%
23169 | 2 | 1 |  | Manual | 1 | Ceiling Fan | Incandescent |  | Mini base | 2 | 60 | 231692 | Bedroom | 0.2228%
23169 | 3 | 1 |  | Manual | 1 | Ceiling Fixture | Incandescent |  | Standard A Lamp | 2 | 60 | 231693 | Bedroom | 0.2228%
23169 | 3 | 2 |  | Manual | 1 | Table | Incandescent |  | Mini base | 2 | 40 | 231693 | Bedroom | 0.2228%
23169 | 4 | 1 |  | Manual | 1 | Ceiling Fan | Incandescent |  | Mini base | 3 | 40 | 231694 | Dining Room | 0.2228%
23169 | 5 | 1 |  | Manual | 2 | Ceiling Fixture | Compact Fluorescent |  | Twist | 1 | 15 | 231695 | Kitchen | 0.2228%
23169 | 6 | 1 |  | Manual | 1 | Ceiling Fixture | Incandescent |  | Standard A Lamp | 1 | 60 | 231696 | Laundry Room | 0.2228%
23169 | 7 | 1 |  | Manual | 1 | Torchiere | Compact Fluorescent |  | Twist | 3 | 15 | 231697 | Living Room | 0.2228%
23169 | 7 | 2 |  | Manual | 1 | Table | Compact Fluorescent |  | Twist | 1 | 15 | 231697 | Living Room | 0.2228%
23169 | 8 | 1 |  | Manual | 1 | Ceiling Fixture | Incandescent |  | Mini base | 2 | 60 | 231698 | Master Bedroom | 0.2228%
23169 | 8 | 2 |  | Manual | 1 | Table | Incandescent |  | Standard A Lamp | 1 | 60 | 231698 | Master Bedroom | 0.2228%
23169 | 9 | 1 |  | Manual | 3 | Wall Mount | Incandescent |  | Mini base | 5 | 40 | 231699 | Bathroom | 0.2228%
23169 | 10 | 1 |  | Manual | 1 | Ceiling Fixture | Incandescent |  | Standard A Lamp | 1 | 60 | 2316910 | Garage | 0.2228%
23169 | 10 | 2 |  | Manual | 1 | Other | Halogen |  | Quartz Tube | 1 | 500 | 2316910 | Garage | 0.2228%
23169 | 10 | 3 |  | Manual | 1 | Ceiling Fixture | Linear Fluorescent | 48 | T-12 | 2 | 40 | 2316910 | Garage | 0.2228%
23169 | 11 | 1 |  | Manual | 1 | Chandelier (Hanging) | Incandescent |  | Mini base | 3 | 40 | 2316911 | Dining Room | 0.2228%
23182 | 1 | 1 |  | Manual | 2 | Ceiling Fixture | Compact Fluorescent |  | Twist | 2 | 15 | 231821 | Kitchen | 0.5638%
23182 | 2 | 1 |  | Manual | 1 | Table | Incandescent |  | Standard A Lamp | 1 | 100 | 231822 | Living Room | 0.5638%
23182 | 3 | 1 |  | Manual | 1 | Floor lamp | Incandescent |  | Standard A Lamp | 2 | 60 | 231823 | Bedroom | 0.5638%
23182 | 4 | 1 |  | Manual | 1 | Wall Mount | Compact Fluorescent |  | Twist | 1 | 15 | 231824 | Bathroom | 0.5638%
23182 | 5 | 1 |  | Manual | 1 | Wall Mount | Compact Fluorescent |  | Twist | 1 | 15 | 231825 | Bedroom | 0.5638%
23182 | 6 | 1 |  | Manual | 2 | Table | Compact Fluorescent |  | Twist | 1 | 15 | 231826 | Bedroom | 0.5638%
23198 | 1 | 1 |  | Manual | 1 | Ceiling Fixture | Incandescent |  | Standard A Lamp | 2 | 60 | 231981 | Bedroom | 0.1597%
23198 | 2 | 1 |  | Manual | 1 | Ceiling Fixture | Incandescent |  | Standard A Lamp | 1 | 60 | 231982 | Dining Room | 0.1597%
23198 | 3 | 1 |  | Manual | 1 | Ceiling Fixture | Incandescent |  | Standard A Lamp | 1 | 60 | 231983 | Hall | 0.1597%
23198 | 4 | 1 |  | Manual | 1 | Ceiling Fixture | Compact Fluorescent |  | Twist | 2 | 15 | 231984 | Kitchen | 0.1597%
23198 | 5 | 1 |  | Manual | 1 | Table | Incandescent |  | 3-Way Incandescent | 1 | 100 | 231985 | Living Room | 0.1597%
23198 | 6 | 1 |  | Manual | 1 | Table | Compact Fluorescent |  | Twist | 1 | 22 | 231986 | Bedroom | 0.1597%
23198 | 6 | 2 |  | Manual | 1 | Ceiling Fixture | Incandescent |  | Standard A Lamp | 2 | 60 | 231986 | Bedroom | 0.1597%
23198 | 7 | 1 |  | Manual | 1 | Ceiling Fixture | Incandescent |  | Standard A Lamp | 1 | 60 | 231987 | Bathroom | 0.1597%
23201 | 1 | 1 |  | Manual | 1 | Ceiling Fixture | Incandescent |  | Standard A Lamp | 1 | 40 | 232011 | Bathroom | 0.5638%
23201 | 1 | 2 |  | Manual | 1 | Wall Mount | Incandescent |  | Standard A Lamp | 2 | 65 | 232011 | Bathroom | 0.5638%
23201 | 2 | 1 |  | Manual | 1 | Wall Mount | Compact Fluorescent |  | Twist | 3 | 15 | 232012 | Bathroom | 0.5638%
23201 | 2 | 2 |  | Manual | 1 | Ceiling Fixture | Incandescent |  | Reflector | 1 | 75 | 232012 | Bathroom | 0.5638%
23201 | 3 | 1 |  | Manual | 1 | Floor lamp | Incandescent |  | Mini base | 5 | 25 | 232013 | Bedroom | 0.5638%
23201 | 3 | 2 |  | Manual | 2 | Table | Incandescent |  | Standard A Lamp | 1 | 60 | 232013 | Bedroom | 0.5638%
23201 | 4 | 1 |  | Manual | 1 | Ceiling Fixture | Incandescent |  | Standard A Lamp | 1 | 60 | 232014 | Hall | 0.5638%
23201 | 5 | 1 |  | Manual | 2 | Ceiling Fixture | Incandescent |  | Standard A Lamp | 1 | 60 | 232015 | Kitchen | 0.5638%
23201 | 5 | 2 |  | Manual | 1 | Chandelier (Hanging) | Incandescent |  | Globe | 2 | 60 | 232015 | Kitchen | 0.5638%
23201 | 6 | 1 |  | Manual | 1 | Ceiling Fixture | Incandescent |  | Reflector | 3 | 65 | 232016 | Living Room | 0.5638%
23201 | 6 | 2 |  | Manual | 1 | Floor lamp | Incandescent |  | Standard A Lamp | 2 | 60 | 232016 | Living Room | 0.5638%
23201 | 7 | 1 |  | Manual | 4 | Ceiling Fan | Incandescent |  | Standard A Lamp | 4 | 60 | 232017 | Master Bedroom | 0.5638%
23210 | 1 | 1 |  | Manual | 1 | Ceiling Fixture | Incandescent |  | Standard A Lamp | 4 | 40 | 232101 | Bathroom | 0.4265%
23210 | 1 | 2 |  | Manual | 1 | Ceiling Fixture | Compact Fluorescent |  | A shape bulb | 2 | 22 | 232101 | Bathroom | 0.4265%
23210 | 2 | 1 |  | Manual | 1 | Ceiling Fixture | Incandescent |  | Standard A Lamp | 2 | 40 | 232102 | Bathroom | 0.4265%
23210 | 2 | 2 |  | Manual | 1 | Ceiling Fixture | Compact Fluorescent |  | A shape bulb | 4 | 22 | 232102 | Bathroom | 0.4265%
23210 | 3 | 1 |  | Manual | 2 | Ceiling Fixture | Linear Fluorescent | 42 | T-12 | 2 | 20 | 232103 | Other | 0.4265%
23210 | 4 | 1 |  | Manual | 1 | Ceiling Fan | Incandescent |  | Standard A Lamp | 2 | 40 | 232104 | Family Room | 0.4265%
23210 | 4 | 2 |  | Manual | 1 | Ceiling Fan | Compact Fluorescent |  | A shape bulb | 1 | 22 | 232104 | Family Room | 0.4265%
23210 | 4 | 3 |  | Manual | 1 | Table | Compact Fluorescent |  | Twist | 1 | 15 | 232104 | Family Room | 0.4265%
23210 | 5 | 1 |  | Manual | 1 | Ceiling Fixture | Incandescent |  | Standard A Lamp | 1 | 40 | 232105 | Hall | 0.4265%
23210 | 6 | 1 |  | Manual | 1 | Chandelier (Hanging) | Compact Fluorescent |  | Twist | 5 | 15 | 232106 | Kitchen | 0.4265%
23210 | 6 | 2 |  | Manual | 2 | Ceiling Fixture | Compact Fluorescent |  | Circline (Screw Base) | 1 | 22 | 232106 | Kitchen | 0.4265%
23210 | 6 | 3 |  | Manual | 1 | Ceiling Fan | Incandescent |  | Clear | 1 | 25 | 232106 | Kitchen | 0.4265%
23210 | 7 | 1 |  | Manual | 1 | Ceiling Fixture | Compact Fluorescent |  | A shape bulb | 3 | 22 | 232107 | Laundry Room | 0.4265%
23210 | 8 | 1 |  | Manual | 2 | Table | Incandescent |  | Standard A Lamp | 1 | 40 | 232108 | Master Bedroom | 0.4265%
23210 | 8 | 2 |  | Manual | 1 | Ceiling Fan | Incandescent |  | Decorative | 1 | 40 | 232108 | Master Bedroom | 0.4265%
23210 | 9 | 1 |  | Manual | 1 | Table | Incandescent |  | Standard A Lamp | 1 | 40 | 232109 | Living Room | 0.4265%
23210 | 9 | 2 |  | Manual | 1 | Table | Compact Fluorescent |  | Twist | 1 | 15 | 232109 | Living Room | 0.4265%
23210 | 9 | 3 |  | Manual | 2 | Table | Incandescent |  | Mini base | 3 | 5 | 232109 | Living Room | 0.4265%
23215 | 1 | 1 |  | Manual | 1 | Ceiling Fixture | Incandescent |  | Standard A Lamp | 1 | 60 | 232151 | Bedroom | 0.4265%
23215 | 1 | 2 |  | Manual | 1 | Table | Incandescent |  | Standard A Lamp | 1 | 40 | 232151 | Bedroom | 0.4265%
23215 | 1 | 3 |  | Manual | 2 | Table | Incandescent |  | Decorative | 1 | 25 | 232151 | Bedroom | 0.4265%
23215 | 2 | 1 |  | Manual | 1 | Ceiling Fixture | Incandescent |  | Globe | 4 | 40 | 232152 | Dining Room | 0.4265%
23215 | 3 | 1 |  | Manual | 1 | Ceiling Fixture | Incandescent |  | Standard A Lamp | 1 | 60 | 232153 | Closet | 0.4265%
23215 | 4 | 1 |  | Manual | 2 | Recessed - other | Linear Fluorescent | 60 | T-12 | 2 | 40 | 232154 | Kitchen | 0.4265%
23215 | 4 | 2 |  | Manual | 1 | Chandelier (Hanging) | Incandescent |  | Standard A Lamp | 1 | 100 | 232154 | Kitchen | 0.4265%
23215 | 5 | 1 |  | Manual | 1 | Ceiling Fixture | Incandescent |  | Standard A Lamp | 1 | 60 | 232155 | Laundry Room | 0.4265%
23215 | 5 | 2 |  | Manual | 1 | Table | Incandescent |  | Standard A Lamp | 1 | 40 | 232155 | Laundry Room | 0.4265%
23215 | 6 | 1 |  | Manual | 2 | Table | Incandescent |  | Standard A Lamp | 1 | 60 | 232156 | Living Room | 0.4265%
23215 | 6 | 2 |  | Manual | 1 | Table | Incandescent |  | Standard A Lamp | 3 | 40 | 232156 | Living Room | 0.4265%
23215 | 6 | 3 |  | Manual | 1 | Floor lamp | Incandescent |  | Standard A Lamp | 1 | 90 | 232156 | Living Room | 0.4265%
23215 | 6 | 4 |  | Manual | 1 | Ceiling Fan | Incandescent |  | Standard A Lamp | 4 | 60 | 232156 | Living Room | 0.4265%
23215 | 7 | 1 |  | Manual | 1 | Ceiling Fixture | Incandescent |  | Mini base | 4 | 25 | 232157 | Bathroom | 0.4265%
23215 | 7 | 2 |  | Manual | 1 | Ceiling Fixture | Incandescent |  | Standard A Lamp | 1 | 60 | 232157 | Bathroom | 0.4265%
23215 | 8 | 1 |  | Manual | 1 | Ceiling Fixture | Incandescent |  | Standard A Lamp | 1 | 60 | 232158 | Bathroom | 0.4265%
23215 | 8 | 2 |  | Manual | 1 | Wall Mount | Incandescent |  | Mini base | 4 | 25 | 232158 | Bathroom | 0.4265%
23215 | 9 | 1 |  | Manual | 2 | Table | Incandescent |  | Standard A Lamp | 1 | 100 | 232159 | Master Bedroom | 0.4265%
23215 | 9 | 2 |  | Manual | 1 | Table | Incandescent |  | Standard A Lamp | 1 | 40 | 232159 | Master Bedroom | 0.4265%
23215 | 10 | 1 |  | Manual | 1 | Ceiling Fixture | Incandescent |  | Standard A Lamp | 1 | 60 | 2321510 | Closet | 0.4265%
23215 | 11 | 1 |  | Manual | 1 | Ceiling Fixture | Incandescent |  | Standard A Lamp | 1 | 75 | 2321511 | Office | 0.4265%
23215 | 11 | 2 |  | Manual | 1 | Table | Incandescent |  | Standard A Lamp | 1 | 60 | 2321511 | Office | 0.4265%
23215 | 11 | 3 |  | Manual | 1 | Table | Incandescent |  | 3-Way Incandescent | 1 | 100 | 2321511 | Office | 0.4265%
23215 | 12 | 1 |  | Manual | 4 | Low bay | Linear Fluorescent | 48 | T-12 | 2 | 25 | 2321512 | Garage | 0.4265%
23255 | 1 | 1 |  | Manual | 1 | Ceiling Fixture | Incandescent |  | Globe | 1 | 75 | 232551 | Master Bedroom | 0.536%
23255 | 1 | 2 |  | Manual | 1 | Table | Compact Fluorescent |  | Twist | 1 | 15 | 232551 | Master Bedroom | 0.536%
23255 | 1 | 3 |  | Manual | 1 | Table | Incandescent |  | Standard A Lamp | 1 | 40 | 232551 | Master Bedroom | 0.536%
23255 | 2 | 1 |  | Manual | 1 | Wall Mount | Incandescent |  | Standard A Lamp | 5 | 40 | 232552 | Bathroom | 0.536%
23255 | 3 | 1 |  | Manual | 1 | Ceiling Fan | Compact Fluorescent |  | Twist | 3 | 15 | 232553 | Living Room | 0.536%
23255 | 4 | 1 |  | Manual | 1 | Wall Mount | Incandescent |  | Standard A Lamp | 5 | 40 | 232554 | Bathroom | 0.536%
23255 | 5 | 1 |  | Manual | 1 | Ceiling Fixture | Compact Fluorescent |  | Twist | 1 | 15 | 232555 | Laundry Room | 0.536%
23255 | 6 | 1 |  | Manual | 1 | Ceiling Fixture | Incandescent |  | Globe | 1 | 75 | 232556 | Bedroom | 0.536%
23255 | 6 | 2 |  | Manual | 1 | Table | Compact Fluorescent |  | Twist | 1 | 22 | 232556 | Bedroom | 0.536%
23255 | 7 | 1 |  | Manual | 1 | Ceiling Fixture | Incandescent |  | Globe | 1 | 75 | 232557 | Bedroom | 0.536%
23255 | 8 | 1 |  | Manual | 2 | Ceiling Fixture | Linear Fluorescent | 48 | T-12 | 2 | 40 | 232558 | Kitchen | 0.536%
23325 | 1 | 1 |  | Manual | 1 | Track | Incandescent |  | Reflector | 4 | 65 | 233251 | Bathroom | 0.3915%
23325 | 1 | 2 |  | Manual | 1 | Ceiling Fixture | Incandescent |  | Standard A Lamp | 2 | 60 | 233251 | Bathroom | 0.3915%
23325 | 2 | 1 |  | Manual | 1 | Track | Incandescent |  | Reflector | 3 | 60 | 233252 | Bathroom | 0.3915%
23325 | 3 | 1 |  | Manual | 1 | Ceiling Fixture | Incandescent |  | Standard A Lamp | 2 | 60 | 233253 | Bedroom | 0.3915%
23325 | 4 | 1 |  | Manual | 1 | Ceiling Fixture | Incandescent |  | Standard A Lamp | 2 | 60 | 233254 | Bedroom | 0.3915%
23325 | 5 | 1 |  | Manual | 1 | Chandelier (Hanging) | Incandescent |  | Standard A Lamp | 2 | 60 | 233255 | Dining Room | 0.3915%
23325 | 5 | 2 |  | Manual | 1 | Ceiling Fixture | Compact Fluorescent |  | Twist | 1 | 15 | 233255 | Dining Room | 0.3915%
23325 | 6 | 1 |  | Manual | 1 | Ceiling Fixture | Incandescent |  | Standard A Lamp | 1 | 60 | 233256 | Hall | 0.3915%
23325 | 7 | 1 |  | Manual | 1 | Ceiling Fixture | Incandescent |  | Standard A Lamp | 2 | 60 | 233257 | Bedroom | 0.3915%
23325 | 7 | 2 |  | Manual | 1 | Table | Incandescent |  | Standard A Lamp | 1 | 60 | 233257 | Bedroom | 0.3915%
23325 | 8 | 1 |  | Manual | 1 | Ceiling Fixture | Linear Fluorescent | 42 | T-12 | 2 | 32 | 233258 | Kitchen | 0.3915%
23325 | 8 | 2 |  | Manual | 2 | Ceiling Fixture | Linear Fluorescent | 24 | T-8 | 2 | 20 | 233258 | Kitchen | 0.3915%
23325 | 9 | 1 |  | Manual | 1 | Ceiling Fixture | Incandescent |  | Heat Lamp | 1 | 150 | 233259 | Other | 0.3915%
23325 | 10 | 1 |  | Manual | 2 | Table | Compact Fluorescent |  | Straight Tube | 1 | 15 | 2332510 | Living Room | 0.3915%
23325 | 10 | 2 |  | Manual | 1 | Ceiling Fixture | Incandescent |  | Standard A Lamp | 1 | 60 | 2332510 | Living Room | 0.3915%
23325 | 11 | 1 |  | Manual | 1 | Ceiling Fixture | Incandescent |  | Standard A Lamp | 1 | 60 | 2332511 | Closet | 0.3915%
23325 | 12 | 1 |  | Manual | 2 | Ceiling Fixture | Linear Fluorescent | 42 | T-12 | 2 | 32 | 2332512 | Other | 0.3915%
23325 | 12 | 2 |  | Manual | 1 | Ceiling Fixture | Linear Fluorescent | 96 | T-12 | 2 | 100 | 2332512 | Other | 0.3915%
23332 | 1 | 1 |  | Manual | 1 | Ceiling Fixture | Incandescent |  | Twist | 2 | 40 | 233321 | Bathroom | 0.5638%
23332 | 2 | 1 |  | Manual | 1 | Ceiling Fixture | Incandescent |  | Standard A Lamp | 2 | 40 | 233322 | Bedroom | 0.5638%
23332 | 2 | 2 |  | Manual | 1 | Table | Incandescent |  | Standard A Lamp | 1 | 60 | 233322 | Bedroom | 0.5638%
23332 | 3 | 1 |  | Manual | 1 | Floor lamp | Compact Fluorescent |  | Twist | 1 | 13 | 233323 | Family Room | 0.5638%
23332 | 3 | 2 |  | Manual | 1 | Table | Incandescent |  | Decorative | 1 | 40 | 233323 | Family Room | 0.5638%
23332 | 4 | 1 |  | Manual | 1 | Ceiling Fixture | Incandescent |  | Standard A Lamp | 2 | 40 | 233324 | Hall | 0.5638%
23332 | 5 | 1 |  | Manual | 1 | Ceiling Fixture | Compact Fluorescent |  | Twist | 2 | 13 | 233325 | Kitchen | 0.5638%
23340 | 1 | 1 |  | Manual | 4 | Wall Mount | Incandescent |  | Globe | 4 | 40 | 233401 | Bathroom | 0.4265%
23340 | 2 | 1 |  | Manual | 1 | Chandelier (Hanging) | Incandescent |  | Decorative | 5 | 40 | 233402 | Dining Room | 0.4265%
23340 | 3 | 1 |  | Manual | 1 | Ceiling Fixture | Compact Fluorescent |  | Twist | 1 | 22 | 233403 | Hall | 0.4265%
23340 | 4 | 1 |  | Manual | 3 | Ceiling Fixture | Incandescent |  | Standard A Lamp | 1 | 60 | 233404 | Kitchen | 0.4265%
23340 | 5 | 1 |  | Manual | 1 | Ceiling Fixture | Incandescent |  | Standard A Lamp | 1 | 60 | 233405 | Laundry Room | 0.4265%
23340 | 6 | 1 |  | Manual | 3 | Table | Compact Fluorescent |  | Twist | 1 | 15 | 233406 | Living Room | 0.4265%
23340 | 6 | 2 |  | Manual | 1 | Floor lamp | Compact Fluorescent |  | Twist | 1 | 28 | 233406 | Living Room | 0.4265%
23340 | 6 | 3 |  | Manual | 1 | Ceiling Fixture | Incandescent |  | Standard A Lamp | 1 | 60 | 233406 | Living Room | 0.4265%
23340 | 7 | 1 |  | Manual | 2 | Table | Compact Fluorescent |  | Twist | 1 | 15 | 233407 | Master Bedroom | 0.4265%
23340 | 8 | 1 |  | Manual | 2 | Wall Mount | Incandescent |  | Globe | 4 | 40 | 233408 | Bathroom | 0.4265%
23340 | 9 | 1 |  | Manual | 2 | Table | Compact Fluorescent |  | Twist | 1 | 15 | 233409 | Office | 0.4265%
23340 | 9 | 2 |  | Manual | 1 | Table | Incandescent |  | Mini base | 1 | 25 | 233409 | Office | 0.4265%
23340 | 10 | 1 |  | Manual | 2 | Table | Incandescent |  | Standard A Lamp | 1 | 100 | 2334010 | Bedroom | 0.4265%
23340 | 10 | 2 |  | Dimmer | 1 | Floor lamp | Incandescent |  | Standard A Lamp | 1 | 100 | 2334010 | Bedroom | 0.4265%
23341 | 1 | 1 |  | Manual | 1 | Ceiling Fixture | Incandescent |  | Standard A Lamp | 2 | 60 | 233411 | Bedroom | 0.2228%
23341 | 2 | 1 |  | Dimmer | 4 | Ceiling Fixture | Linear Fluorescent | 48 | T-12 | 2 | 40 | 233412 | Garage | 0.2228%
23341 | 2 | 2 |  | Manual | 2 | Ceiling Fixture | Incandescent |  | Standard A Lamp | 2 | 60 | 233412 | Garage | 0.2228%
23341 | 3 | 1 |  | Manual | 1 | Ceiling Fixture | Incandescent |  | Standard A Lamp | 2 | 60 | 233413 | Laundry Room | 0.2228%
23341 | 4 | 1 |  | Manual | 1 | Ceiling Fixture | Incandescent |  | Standard A Lamp | 2 | 60 | 233414 | Master Bedroom | 0.2228%
23341 | 5 | 1 |  | Manual | 2 | Table | Incandescent |  | Standard A Lamp | 1 | 60 | 233415 | Living Room | 0.2228%
23341 | 5 | 2 |  | Manual | 1 | Table | Incandescent |  | Standard A Lamp | 1 | 60 | 233415 | Living Room | 0.2228%
23341 | 5 | 3 |  | Manual | 2 | Ceiling Fixture | Incandescent |  | Standard A Lamp | 2 | 60 | 233415 | Living Room | 0.2228%
23341 | 5 | 4 |  | Manual | 1 | Chandelier (Hanging) | Incandescent |  | Decorative | 1 | 60 | 233415 | Living Room | 0.2228%
23341 | 6 | 1 |  | Manual | 2 | Ceiling Fixture | Incandescent |  | Standard A Lamp | 1 | 60 | 233416 | Bathroom | 0.2228%
23341 | 6 | 2 |  | Manual | 1 | Wall Mount | Incandescent |  | Decorative | 6 | 40 | 233416 | Bathroom | 0.2228%
23341 | 7 | 1 |  | Manual | 2 | Ceiling Fixture | Incandescent |  | Standard A Lamp | 2 | 60 | 233417 | Kitchen | 0.2228%
23341 | 7 | 2 |  | Manual | 1 | Ceiling Fixture | Incandescent |  | Standard A Lamp | 1 | 60 | 233417 | Kitchen | 0.2228%
23341 | 8 | 1 |  | Manual | 1 | Ceiling Fixture | Incandescent |  | Standard A Lamp | 1 | 60 | 233418 | Bathroom | 0.2228%
23341 | 8 | 2 |  | Manual | 1 | Wall Mount | Incandescent |  | Globe | 4 | 40 | 233418 | Bathroom | 0.2228%
23341 | 9 | 1 |  | Manual | 1 | Wall Mount | Incandescent |  | Globe | 4 | 40 | 233419 | Bathroom | 0.2228%
23341 | 10 | 1 |  | Manual | 1 | Ceiling Fixture | Incandescent |  | Standard A Lamp | 2 | 60 | 2334110 | Bedroom | 0.2228%
23362 | 1 | 1 |  | Manual | 1 | Ceiling Fixture | Incandescent |  | Standard A Lamp | 1 | 60 | 233621 | Bathroom | 0.536%
23362 | 2 | 1 |  | Manual | 1 | Ceiling Fixture | Incandescent |  | Standard A Lamp | 1 | 60 | 233622 | Bedroom | 0.536%
23362 | 3 | 1 |  | Manual | 1 | Ceiling Fixture | Incandescent |  | Standard A Lamp | 2 | 60 | 233623 | Closet | 0.536%
23362 | 4 | 1 |  | Manual | 1 | Ceiling Fixture | Incandescent |  | Standard A Lamp | 2 | 60 | 233624 | Dining Room | 0.536%
23362 | 5 | 1 |  | Manual | 1 | Ceiling Fixture | Incandescent |  | Standard A Lamp | 1 | 75 | 233625 | Hall | 0.536%
23362 | 6 | 1 |  | Manual | 1 | Ceiling Fixture | Incandescent |  | Standard A Lamp | 3 | 60 | 233626 | Kitchen | 0.536%
23362 | 6 | 2 |  | Manual | 1 | Ceiling Fixture | Compact Fluorescent |  | Twist | 1 | 15 | 233626 | Kitchen | 0.536%
23362 | 6 | 3 |  | Manual | 1 | Architectural | Incandescent |  | Decorative | 1 | 25 | 233626 | Kitchen | 0.536%
23362 | 7 | 1 |  | Manual | 1 | Ceiling Fixture | Incandescent |  | Standard A Lamp | 1 | 60 | 233627 | Laundry Room | 0.536%
23362 | 8 | 1 |  | Manual | 2 | Floor lamp | Incandescent |  | Standard A Lamp | 1 | 75 | 233628 | Living Room | 0.536%
23362 | 9 | 1 |  | Manual | 1 | Table | Incandescent |  | Standard A Lamp | 1 | 75 | 233629 | Bedroom | 0.536%
23362 | 9 | 2 |  | Manual | 1 | Table | Incandescent |  | Standard A Lamp | 1 | 100 | 233629 | Bedroom | 0.536%
23362 | 10 | 1 |  | Manual | 1 | Ceiling Fixture | Incandescent |  | Standard A Lamp | 2 | 60 | 2336210 | Bathroom | 0.536%
23362 | 11 | 1 |  | Manual | 1 | Ceiling Fan | Incandescent |  | Standard A Lamp | 3 | 40 | 2336211 | Bedroom | 0.536%
23397 | 1 | 1 |  | Manual | 1 | Chandelier (Hanging) | Incandescent |  | Standard A Lamp | 2 | 60 | 233971 | Bathroom | 0.1597%
23397 | 1 | 2 |  | Manual | 1 | Ceiling Fixture | Incandescent |  | Standard A Lamp | 1 | 60 | 233971 | Bathroom | 0.1597%
23397 | 2 | 1 |  | Manual | 1 | Wall Mount | Incandescent |  | Standard A Lamp | 2 | 60 | 233972 | Bathroom | 0.1597%
23397 | 3 | 1 |  | Manual | 1 | Ceiling Fixture | Incandescent |  | Standard A Lamp | 2 | 60 | 233973 | Bedroom | 0.1597%
23397 | 3 | 2 |  | Manual | 1 | Table | Incandescent |  | Standard A Lamp | 1 | 40 | 233973 | Bedroom | 0.1597%
23397 | 4 | 1 |  | Manual | 1 | Wall Mount | Incandescent |  | Standard A Lamp | 1 | 40 | 233974 | Hall | 0.1597%
23397 | 5 | 1 |  | Manual | 2 | Wall Mount | Incandescent |  | Standard A Lamp | 1 | 60 | 233975 | Kitchen | 0.1597%
23397 | 5 | 2 |  | Manual | 1 | Chandelier (Hanging) | Incandescent |  | Decorative | 4 | 40 | 233975 | Kitchen | 0.1597%
23397 | 6 | 1 |  | Manual | 1 | Ceiling Fixture | Linear Fluorescent | 24 | T-8 | 1 | 32 | 233976 | Laundry Room | 0.1597%
23397 | 7 | 1 |  | Manual | 2 | Floor lamp | Incandescent |  | Standard A Lamp | 2 | 60 | 233977 | Living Room | 0.1597%
23397 | 7 | 2 |  | Manual | 1 | Table | Compact Fluorescent |  | Twist | 1 | 22 | 233977 | Living Room | 0.1597%
23397 | 8 | 1 |  | Manual | 2 | Wall Mount | Incandescent |  | Decorative | 1 | 60 | 233978 | Master Bedroom | 0.1597%
23397 | 8 | 2 |  | Manual | 3 | Table | Compact Fluorescent |  | Twist | 1 | 15 | 233978 | Master Bedroom | 0.1597%
23457 | 1 | 1 |  | Manual | 1 | Ceiling Fixture | Incandescent |  | Standard A Lamp | 1 | 40 | 234571 | Bathroom | 0.1597%
23457 | 2 | 1 |  | Manual | 2 | Wall Mount | Incandescent |  | Clear | 6 | 40 | 234572 | Bathroom | 0.1597%
23457 | 2 | 2 |  | Manual | 1 | Floor lamp | Linear Fluorescent | 72 | Fluorescent Unknown | 1 | 20 | 234572 | Bathroom | 0.1597%
23457 | 2 | 3 |  | Manual | 1 | Wall Mount | Incandescent |  | Standard A Lamp | 2 | 40 | 234572 | Bathroom | 0.1597%
23457 | 2 | 4 |  | Manual | 1 | Ceiling Fixture | Incandescent |  | Standard A Lamp | 1 | 40 | 234572 | Bathroom | 0.1597%
23457 | 3 | 1 |  | Manual | 1 | Ceiling Fixture | Incandescent |  | Standard A Lamp | 2 | 40 | 234573 | Bedroom | 0.1597%
23457 | 4 | 1 |  | Manual | 2 | Ceiling Fixture | Incandescent |  | Standard A Lamp | 2 | 40 | 234574 | Bedroom | 0.1597%
23457 | 5 | 1 |  | Manual | 1 | Ceiling Fan | Incandescent |  | Standard A Lamp | 4 | 40 | 234575 | Family Room | 0.1597%
23457 | 5 | 2 |  | Manual | 2 | Ceiling Fixture | Incandescent |  | Standard A Lamp | 2 | 40 | 234575 | Family Room | 0.1597%
23457 | 6 | 1 |  | Manual | 2 | Ceiling Fixture | Incandescent |  | Standard A Lamp | 2 | 40 | 234576 | Kitchen | 0.1597%
23457 | 7 | 1 |  | Manual | 2 | Ceiling Fixture | Incandescent |  | Standard A Lamp | 2 | 40 | 234577 | Laundry Room | 0.1597%
23471 | 1 | 1 |  | Manual | 1 | Ceiling Fixture | Incandescent |  | Standard A Lamp | 2 | 40 | 234711 | Bathroom | 0.1597%
23471 | 2 | 1 |  | Manual | 1 | Ceiling Fixture | Incandescent |  | Standard A Lamp | 2 | 40 | 234712 | Bedroom | 0.1597%
23471 | 3 | 1 |  | Manual | 1 | Chandelier (Hanging) | Compact Fluorescent |  | Twist | 5 | 15 | 234713 | Dining Room | 0.1597%
23471 | 4 | 1 |  | Manual | 1 | Ceiling Fixture | Incandescent |  | Standard A Lamp | 1 | 40 | 234714 | Hall | 0.1597%
23471 | 5 | 1 |  | Manual | 1 | Wall Mount | Incandescent |  | Standard A Lamp | 1 | 25 | 234715 | Hall | 0.1597%
23471 | 5 | 2 |  | Manual | 2 | Ceiling Fixture | Incandescent |  | Standard A Lamp | 1 | 40 | 234715 | Hall | 0.1597%
23471 | 6 | 1 |  | Manual | 3 | Table | Incandescent |  | 3-Way Incandescent | 1 | 100 | 234716 | Living Room | 0.1597%
23471 | 6 | 2 |  | Manual | 1 | Ceiling Fan | Incandescent |  | Clear | 3 | 40 | 234716 | Living Room | 0.1597%
23471 | 7 | 1 |  | Manual | 1 | Wall Mount | Incandescent |  | Clear | 4 | 40 | 234717 | Bathroom | 0.1597%
23471 | 8 | 1 |  | Manual | 1 | Ceiling Fixture | Incandescent |  | 3-Way Incandescent | 3 | 40 | 234718 | Master Bedroom | 0.1597%
23471 | 8 | 2 |  | Manual | 2 | Table | Incandescent |  | Standard A Lamp | 1 | 25 | 234718 | Master Bedroom | 0.1597%
23471 | 9 | 1 |  | Manual | 1 | Ceiling Fixture | Incandescent |  | Standard A Lamp | 1 | 60 | 234719 | Closet | 0.1597%
23471 | 10 | 1 |  | Manual | 1 | Ceiling Fixture | Incandescent |  | Standard A Lamp | 1 | 40 | 2347110 | Other | 0.1597%
23472 | 1 | 1 |  | Manual | 1 | Ceiling Fixture | Incandescent |  | Standard A Lamp | 1 | 40 | 234721 | Bedroom | 0.4265%
23472 | 1 | 2 |  | Manual | 1 | Table | Incandescent |  | Standard A Lamp | 1 | 60 | 234721 | Bedroom | 0.4265%
23472 | 1 | 3 |  | Manual | 1 | Table | Incandescent |  | Mini base | 1 | 25 | 234721 | Bedroom | 0.4265%
23472 | 2 | 1 |  | Manual | 1 | Ceiling Fixture | Incandescent |  | Standard A Lamp | 1 | 60 | 234722 | Bedroom | 0.4265%
23472 | 3 | 1 |  | Manual | 1 | Track | Incandescent |  | Standard A Lamp | 3 | 75 | 234723 | Bathroom | 0.4265%
23472 | 3 | 2 |  | Manual | 1 | Ceiling Fixture | Incandescent |  | Standard A Lamp | 2 | 60 | 234723 | Bathroom | 0.4265%
23472 | 3 | 3 |  | Photo | 1 | Other | Incandescent |  | Mini base | 1 | 5 | 234723 | Bathroom | 0.4265%
23472 | 4 | 1 |  | Manual | 2 | Ceiling Fixture | Incandescent |  | Standard A Lamp | 2 | 60 | 234724 | Garage | 0.4265%
23472 | 4 | 2 |  | Manual | 2 | Garage door opener | Incandescent |  | Standard A Lamp | 1 | 60 | 234724 | Garage | 0.4265%
23472 | 5 | 1 |  | Manual | 1 | Ceiling Fixture | Incandescent |  | Standard A Lamp | 1 | 60 | 234725 | Hall | 0.4265%
23472 | 6 | 1 |  | Manual | 1 | Ceiling Fixture | Linear Fluorescent | 24 | T-8 | 2 | 20 | 234726 | Kitchen | 0.4265%
23472 | 6 | 2 |  | Manual | 1 | Chandelier (Hanging) | Incandescent |  | Standard A Lamp | 1 | 90 | 234726 | Kitchen | 0.4265%
23472 | 6 | 3 |  | Manual | 1 | Ceiling Fixture | Incandescent |  | Standard A Lamp | 1 | 60 | 234726 | Kitchen | 0.4265%
23472 | 6 | 4 |  | Manual | 1 | Other | Incandescent |  | Standard A Lamp | 1 | 60 | 234726 | Kitchen | 0.4265%
23472 | 7 | 1 |  | Manual | 1 | Ceiling Fan | Incandescent |  | Standard A Lamp | 5 | 60 | 234727 | Living Room | 0.4265%
23472 | 7 | 2 |  | Manual | 2 | Torchiere | Halogen |  | Quartz Tube | 1 | 75 | 234727 | Living Room | 0.4265%
23472 | 8 | 1 |  | Manual | 1 | Ceiling Fixture | Incandescent |  | Standard A Lamp | 1 | 60 | 234728 | Master Bedroom | 0.4265%
23472 | 8 | 2 |  | Manual | 1 | Table | Incandescent |  | Standard A Lamp | 1 | 40 | 234728 | Master Bedroom | 0.4265%
23472 | 9 | 1 |  | Manual | 1 | Ceiling Fixture | Linear Fluorescent | 48 | T-12 | 2 | 32 | 234729 | Bathroom | 0.4265%
23472 | 10 | 1 |  | Manual | 1 | Wall Mount | Incandescent |  | Standard A Lamp | 1 | 40 | 2347210 | Closet | 0.4265%
23472 | 11 | 1 |  | Manual | 1 | Ceiling Fixture | Linear Fluorescent | 48 | T-12 | 2 | 40 | 2347211 | Other | 0.4265%
23481 | 1 | 1 |  | Manual | 1 | Ceiling Fixture | Incandescent |  | Standard A Lamp | 2 | 60 | 234811 | Bedroom | 0.3915%
23481 | 1 | 2 |  | Manual | 1 | Torchiere | Incandescent |  | Standard A Lamp | 1 | 60 | 234811 | Bedroom | 0.3915%
23481 | 1 | 3 |  | Manual | 1 | Table | Compact Fluorescent |  | Twist | 1 | 15 | 234811 | Bedroom | 0.3915%
23481 | 2 | 1 |  | Manual | 1 | Wall Mount | Incandescent |  | Clear | 4 | 40 | 234812 | Bathroom | 0.3915%
23481 | 3 | 1 |  | Manual | 1 | Ceiling Fixture | Incandescent |  | Standard A Lamp | 1 | 60 | 234813 | Closet | 0.3915%
23481 | 4 | 1 |  | Manual | 1 | Ceiling Fixture | Incandescent |  | Standard A Lamp | 4 | 60 | 234814 | Dining Room | 0.3915%
23481 | 5 | 1 |  | Manual | 5 | Ceiling Fixture | Linear Fluorescent | 42 | T-12 | 2 | 20 | 234815 | Garage | 0.3915%
23481 | 5 | 2 |  | Manual | 1 | Torchiere | Incandescent |  | Standard A Lamp | 1 | 150 | 234815 | Garage | 0.3915%
23481 | 5 | 3 |  | Manual | 1 | Torchiere | Compact Fluorescent |  | Twist | 1 | 15 | 234815 | Garage | 0.3915%
23481 | 6 | 1 |  | Manual | 1 | Ceiling Fixture | Incandescent |  | Standard A Lamp | 1 | 60 | 234816 | Hall | 0.3915%
23481 | 7 | 1 |  | Manual | 1 | Ceiling Fixture | Incandescent |  | Standard A Lamp | 1 | 60 | 234817 | Kitchen | 0.3915%
23481 | 7 | 2 |  | Manual | 2 | Ceiling Fixture | Linear Fluorescent | 42 | T-12 | 2 | 32 | 234817 | Kitchen | 0.3915%
23481 | 7 | 3 |  | Manual | 2 | Recessed Can | Incandescent |  | Reflector | 1 | 40 | 234817 | Kitchen | 0.3915%
23481 | 8 | 1 |  | Manual | 2 | Ceiling Fixture | Incandescent |  | Standard A Lamp | 1 | 60 | 234818 | Laundry Room | 0.3915%
23481 | 8 | 2 |  | Manual | 3 | Wall Mount | Linear Fluorescent | 18 | T-8 | 3 | 16 | 234818 | Laundry Room | 0.3915%
23481 | 9 | 1 |  | Manual | 2 | Table | Incandescent |  | Standard A Lamp | 1 | 150 | 234819 | Living Room | 0.3915%
23481 | 9 | 2 |  | Manual | 1 | Table | Compact Fluorescent |  | Twist | 1 | 15 | 234819 | Living Room | 0.3915%
23481 | 9 | 3 |  | Manual | 1 | Ceiling Fixture | Incandescent |  | Standard A Lamp | 1 | 60 | 234819 | Living Room | 0.3915%
23481 | 9 | 4 |  | Manual | 1 | Torchiere | Incandescent |  | Decorative | 1 | 40 | 234819 | Living Room | 0.3915%
23481 | 9 | 5 |  | Dimmer | 2 | Table | Incandescent |  | Standard A Lamp | 2 | 60 | 234819 | Living Room | 0.3915%
23481 | 10 | 1 |  | Manual | 4 | Table | Incandescent |  | Standard A Lamp | 1 | 60 | 2348110 | Master Bedroom | 0.3915%
23481 | 10 | 2 |  | Manual | 1 | Torchiere | Incandescent |  | Standard A Lamp | 1 | 100 | 2348110 | Master Bedroom | 0.3915%
23481 | 11 | 1 |  | Manual | 1 | Wall Mount | Incandescent |  | Clear | 8 | 40 | 2348111 | Bathroom | 0.3915%
23481 | 11 | 2 |  | Manual | 1 | Ceiling Fixture | Incandescent |  | Standard A Lamp | 1 | 60 | 2348111 | Bathroom | 0.3915%
23481 | 12 | 1 |  | Manual | 1 | Ceiling Fixture | Incandescent |  | Standard A Lamp | 1 | 60 | 2348112 | Closet | 0.3915%
23481 | 13 | 1 |  | Manual | 2 | Table | Incandescent |  | Standard A Lamp | 1 | 100 | 2348113 | Office | 0.3915%
23481 | 13 | 2 |  | Manual | 1 | Table | Incandescent |  | Decorative | 2 | 60 | 2348113 | Office | 0.3915%
23481 | 13 | 3 |  | Manual | 1 | Torchiere | Compact Fluorescent |  | Twist | 1 | 15 | 2348113 | Office | 0.3915%
23481 | 13 | 4 |  | Manual | 1 | Ceiling Fixture | Incandescent |  | Standard A Lamp | 2 | 60 | 2348113 | Office | 0.3915%
23490 | 1 | 1 |  | Manual | 1 | Wall Mount | Incandescent |  | Globe | 3 | 40 | 234901 | Bathroom | 0.4265%
23490 | 1 | 2 |  | Manual | 1 | Wall Mount | Incandescent |  | Mini base | 4 | 25 | 234901 | Bathroom | 0.4265%
23490 | 1 | 3 |  | Manual | 1 | Ceiling Fixture | Compact Fluorescent |  | Twist | 1 | 15 | 234901 | Bathroom | 0.4265%
23490 | 2 | 1 |  | Manual | 2 | Wall Mount | Incandescent |  | Standard A Lamp | 1 | 60 | 234902 | Master Bedroom | 0.4265%
23490 | 2 | 2 |  | Manual | 2 | Table | Incandescent |  | Decorative | 1 | 25 | 234902 | Master Bedroom | 0.4265%
23490 | 3 | 1 |  | Dimmer | 1 | Wall Mount | Incandescent |  | Standard A Lamp | 3 | 60 | 234903 | Master Bedroom | 0.4265%
23490 | 4 | 1 |  | Dimmer | 1 | Wall Mount | Incandescent |  | Standard A Lamp | 3 | 60 | 234904 | Bedroom | 0.4265%
23490 | 5 | 1 |  | Manual | 1 | Wall Mount | Compact Fluorescent |  | Twist | 2 | 15 | 234905 | Hall | 0.4265%
23490 | 6 | 1 |  | Manual | 1 | Ceiling Fixture | Incandescent |  | Standard A Lamp | 3 | 60 | 234906 | Kitchen | 0.4265%
23490 | 6 | 2 |  | Manual | 1 | Architectural | Linear Fluorescent | 12 | T-4 | 1 | 16 | 234906 | Kitchen | 0.4265%
23490 | 7 | 1 |  | Manual | 1 | Table | Incandescent |  | 3-Way Incandescent | 1 | 100 | 234907 | Living Room | 0.4265%
23490 | 7 | 2 |  | Manual | 1 | Table | Incandescent |  | Standard A Lamp | 1 | 60 | 234907 | Living Room | 0.4265%
23490 | 7 | 3 |  | Manual | 1 | Ceiling Fan | Incandescent |  | Standard A Lamp | 3 | 60 | 234907 | Living Room | 0.4265%
23490 | 8 | 1 |  | Manual | 1 | Wall Mount | Incandescent |  | Globe | 3 | 40 | 234908 | Bathroom | 0.4265%
23490 | 9 | 1 |  | Manual | 1 | Table | Incandescent |  | Standard A Lamp | 1 | 40 | 234909 | Office | 0.4265%
23490 | 9 | 2 |  | Manual | 1 | Table | Halogen |  | PAR | 1 | 50 | 234909 | Office | 0.4265%
23497 | 1 | 1 |  | Manual | 1 | Ceiling Fixture | Incandescent |  | Standard A Lamp | 2 | 60 | 234971 | Bathroom | 0.1597%
23497 | 2 | 1 |  | Manual | 1 | Wall Mount | Incandescent |  | Standard A Lamp | 3 | 60 | 234972 | Bathroom | 0.1597%
23497 | 3 | 1 |  | Manual | 1 | Wall Mount | Incandescent |  | Standard A Lamp | 1 | 40 | 234973 | Bedroom | 0.1597%
23497 | 4 | 1 |  | Manual | 1 | Ceiling Fixture | Incandescent |  | Standard A Lamp | 1 | 60 | 234974 | Hall | 0.1597%
23497 | 5 | 1 |  | Manual | 2 | Ceiling Fixture | Incandescent |  | Standard A Lamp | 1 | 60 | 234975 | Kitchen | 0.1597%
23497 | 6 | 1 |  | Manual | 2 | Floor lamp | Incandescent |  | Standard A Lamp | 2 | 40 | 234976 | Living Room | 0.1597%
23497 | 6 | 2 |  | Manual | 1 | Table | Incandescent |  | Standard A Lamp | 1 | 60 | 234976 | Living Room | 0.1597%
23497 | 6 | 3 |  | Manual | 1 | Wall Mount | Incandescent |  | Standard A Lamp | 1 | 40 | 234976 | Living Room | 0.1597%
23497 | 7 | 1 |  | Manual | 1 | Wall Mount | Incandescent |  | Standard A Lamp | 1 | 60 | 234977 | Office | 0.1597%
23497 | 7 | 2 |  | Manual | 1 | Table | Incandescent |  | Standard A Lamp | 1 | 60 | 234977 | Office | 0.1597%
23525 | 1 | 1 |  | Manual | 1 | Wall Mount | Incandescent |  | Standard A Lamp | 4 | 40 | 235251 | Bathroom | 0.1597%
23525 | 2 | 1 |  | Manual | 1 | Wall Mount | Incandescent |  | Standard A Lamp | 1 | 60 | 235252 | Bedroom | 0.1597%
23525 | 2 | 2 |  | Manual | 2 | Table | Incandescent |  | Decorative | 1 | 25 | 235252 | Bedroom | 0.1597%
23525 | 4 | 1 |  | Manual | 1 | Ceiling Fixture | Compact Fluorescent |  | Twist | 2 | 15 | 235254 | Kitchen | 0.1597%
23525 | 4 | 2 |  | Manual | 1 | Ceiling Fixture | Incandescent |  | Standard A Lamp | 2 | 60 | 235254 | Kitchen | 0.1597%
23525 | 4 | 3 |  | Manual | 1 | Wall Mount | Incandescent |  | Standard A Lamp | 1 | 25 | 235254 | Kitchen | 0.1597%
23525 | 5 | 1 |  | Manual | 1 | Wall Mount | Compact Fluorescent |  | Twist | 1 | 15 | 235255 | Laundry Room | 0.1597%
23525 | 5 | 2 |  | Manual | 1 | Table | Incandescent |  | Standard A Lamp | 1 | 60 | 235255 | Laundry Room | 0.1597%
23525 | 6 | 1 |  | Manual | 1 | Table | Incandescent |  | 3-Way Incandescent | 1 | 75 | 235256 | Living Room | 0.1597%
23525 | 6 | 2 |  | Manual | 1 | Table | Incandescent |  | Standard A Lamp | 1 | 100 | 235256 | Living Room | 0.1597%
23525 | 6 | 3 |  | Manual | 1 | Floor lamp | Incandescent |  | Standard A Lamp | 3 | 60 | 235256 | Living Room | 0.1597%
23525 | 6 | 4 |  | Manual | 2 | Wall Mount | Incandescent |  | Standard A Lamp | 1 | 60 | 235256 | Living Room | 0.1597%
23525 | 6 | 5 |  | Manual | 1 | Table | Incandescent |  | Clear | 1 | 40 | 235256 | Living Room | 0.1597%
23560 | 1 | 1 |  | Manual | 1 | Wall Mount | Incandescent |  | Globe | 3 | 60 | 235601 | Bathroom | 0.3915%
23560 | 2 | 1 |  | Manual | 1 | Ceiling Fan | Compact Fluorescent |  | Twist | 3 | 15 | 235602 | Bedroom | 0.3915%
23560 | 3 | 1 |  | Manual | 1 | Chandelier (Hanging) | Compact Fluorescent |  | Twist | 6 | 15 | 235603 | Dining Room | 0.3915%
23560 | 4 | 1 |  | Manual | 1 | Ceiling Fixture | Incandescent |  | Decorative | 1 | 60 | 235604 | Hall | 0.3915%
23560 | 5 | 1 |  | Manual | 4 | Ceiling Fixture | Compact Fluorescent |  | Twist | 1 | 15 | 235605 | Kitchen | 0.3915%
23560 | 6 | 1 |  | Manual | 1 | Torchiere | Compact Fluorescent |  | Twist | 1 | 15 | 235606 | Living Room | 0.3915%
23560 | 7 | 1 |  | Manual | 1 | Wall Mount | Compact Fluorescent |  | Globe | 6 | 28 | 235607 | Bathroom | 0.3915%
23560 | 8 | 1 |  | Manual | 1 | Ceiling Fan | Compact Fluorescent |  | Twist | 3 | 15 | 235608 | Master Bedroom | 0.3915%
23560 | 9 | 1 |  | Manual | 1 | Ceiling Fan | Compact Fluorescent |  | Twist | 3 | 15 | 235609 | Bedroom | 0.3915%
23613 | 1 | 1 |  | Manual | 1 | Ceiling Fixture | Incandescent |  | Standard A Lamp | 1 | 60 | 236131 | Bathroom | 0.2228%
23613 | 2 | 1 |  | Manual | 1 | Ceiling Fixture | Compact Fluorescent |  | Twist | 2 | 22 | 236132 | Bedroom | 0.2228%
23613 | 3 | 1 |  | Manual | 1 | Chandelier (Hanging) | Incandescent |  | Globe | 5 | 40 | 236133 | Dining Room | 0.2228%
23613 | 4 | 1 |  | Manual | 1 | Ceiling Fixture | Incandescent |  | Standard A Lamp | 1 | 40 | 236134 | Hall | 0.2228%
23613 | 5 | 1 |  | Manual | 2 | Ceiling Fixture | Compact Fluorescent |  | Twist | 3 | 22 | 236135 | Kitchen | 0.2228%
23613 | 5 | 2 |  | Manual | 1 | Ceiling Fixture | Incandescent |  | Standard A Lamp | 1 | 60 | 236135 | Kitchen | 0.2228%
23613 | 6 | 1 |  | Manual | 1 | Ceiling Fixture | Incandescent |  | Standard A Lamp | 1 | 40 | 236136 | Laundry Room | 0.2228%
23613 | 7 | 1 |  | Manual | 1 | Wall Mount | Incandescent |  | Globe | 6 | 60 | 236137 | Bathroom | 0.2228%
23613 | 8 | 1 |  | Manual | 2 | Ceiling Fixture | Incandescent |  | Standard A Lamp | 2 | 40 | 236138 | Bedroom | 0.2228%
23613 | 8 | 2 |  | Manual | 1 | Table | Incandescent |  | Decorative | 3 | 60 | 236138 | Bedroom | 0.2228%
23613 | 9 | 1 |  | Manual | 1 | Table | Incandescent |  | Decorative | 3 | 60 | 236139 | Living Room | 0.2228%
23613 | 9 | 2 |  | Manual | 1 | Table | Incandescent |  | Standard A Lamp | 1 | 150 | 236139 | Living Room | 0.2228%
23613 | 9 | 3 |  | Manual | 2 | Ceiling Fixture | Incandescent |  | Standard A Lamp | 2 | 40 | 236139 | Living Room | 0.2228%
23613 | 10 | 1 |  | Manual | 1 | Ceiling Fixture | Incandescent |  | Standard A Lamp | 2 | 100 | 2361310 | Bedroom | 0.2228%
23614 | 1 | 1 |  | Manual | 1 | Ceiling Fan | Incandescent |  | Globe | 4 | 40 | 236141 | Living Room | 0.536%
23614 | 1 | 2 |  | Manual | 1 | Ceiling Fixture | Incandescent |  | Standard A Lamp | 2 | 60 | 236141 | Living Room | 0.536%
23614 | 1 | 3 |  | Manual | 1 | Table | Incandescent |  | Decorative | 1 | 40 | 236141 | Living Room | 0.536%
23614 | 1 | 4 |  | Manual | 1 | Table | Incandescent |  | Clear | 1 | 100 | 236141 | Living Room | 0.536%
23614 | 2 | 1 |  | Manual | 2 | Ceiling Fixture | Incandescent |  | Standard A Lamp | 2 | 60 | 236142 | Master Bedroom | 0.536%
23614 | 2 | 2 |  | Manual | 1 | Table | Incandescent |  | Standard A Lamp | 1 | 25 | 236142 | Master Bedroom | 0.536%
23614 | 3 | 1 |  | Manual | 2 | Ceiling Fixture | Linear Fluorescent | 48 | T-12 | 2 | 40 | 236143 | Other | 0.536%
23614 | 4 | 1 |  | Manual | 2 | Wall Mount | Incandescent |  | Clear | 1 | 60 | 236144 | Bedroom | 0.536%
23614 | 5 | 1 |  | Manual | 1 | Wall Mount | Incandescent |  | Clear | 2 | 60 | 236145 | Bathroom | 0.536%
23614 | 6 | 1 |  | Manual | 1 | Table | Incandescent |  | Standard A Lamp | 1 | 25 | 236146 | Office | 0.536%
23614 | 6 | 2 |  | Manual | 1 | Wall Mount | Incandescent |  | Clear | 1 | 60 | 236146 | Office | 0.536%
23614 | 7 | 1 |  | Manual | 2 | Chandelier (Hanging) | Incandescent |  | Clear | 2 | 60 | 236147 | Kitchen | 0.536%
23614 | 7 | 2 |  | Manual | 1 | Floor lamp | Incandescent |  | Mini base | 1 | 25 | 236147 | Kitchen | 0.536%
23614 | 7 | 3 |  | Manual | 2 | Recessed Can | Incandescent |  | Clear | 1 | 60 | 236147 | Kitchen | 0.536%
23614 | 7 | 4 |  | Manual | 1 | Architectural | Linear Fluorescent | 24 | T-8 | 1 | 16 | 236147 | Kitchen | 0.536%
23641 | 1 | 1 |  | Manual | 1 | Ceiling Fixture | Incandescent |  | Standard A Lamp | 2 | 100 | 236411 | Bedroom | 0.2228%
23641 | 1 | 2 |  | Manual | 1 | Table | Incandescent |  | Standard A Lamp | 1 | 100 | 236411 | Bedroom | 0.2228%
23641 | 2 | 1 |  | Manual | 1 | Ceiling Fixture | Incandescent |  | Standard A Lamp | 2 | 100 | 236412 | Bedroom | 0.2228%
23641 | 3 | 1 |  | Manual | 1 | Ceiling Fixture | Incandescent |  | Standard A Lamp | 2 | 100 | 236413 | Bathroom | 0.2228%
23641 | 4 | 1 |  | Manual | 2 | Table | Incandescent |  | Standard A Lamp | 1 | 100 | 236414 | Family Room | 0.2228%
23641 | 5 | 1 |  | Manual | 1 | Ceiling Fixture | Incandescent |  | Standard A Lamp | 2 | 100 | 236415 | Other | 0.2228%
23641 | 6 | 1 |  | Manual | 1 | Ceiling Fixture | Incandescent |  | Standard A Lamp | 2 | 100 | 236416 | Laundry Room | 0.2228%
23641 | 7 | 1 |  | Manual | 2 | Ceiling Fixture | Incandescent |  | Standard A Lamp | 2 | 100 | 236417 | Kitchen | 0.2228%
23641 | 7 | 2 |  | Manual | 1 | Chandelier (Hanging) | Incandescent |  | Standard A Lamp | 1 | 100 | 236417 | Kitchen | 0.2228%
23641 | 8 | 1 |  | Manual | 1 | Ceiling Fixture | Incandescent |  | Standard A Lamp | 2 | 100 | 236418 | Master Bedroom | 0.2228%
23641 | 8 | 2 |  | Manual | 2 | Table | Incandescent |  | Standard A Lamp | 1 | 100 | 236418 | Master Bedroom | 0.2228%
23641 | 9 | 1 |  | Manual | 1 | Ceiling Fixture | Incandescent |  | Standard A Lamp | 2 | 100 | 236419 | Bathroom | 0.2228%
23641 | 10 | 1 |  | Manual | 2 | Table | Incandescent |  | Standard A Lamp | 1 | 100 | 2364110 | Living Room | 0.2228%
23641 | 10 | 2 |  | Manual | 1 | Ceiling Fan | Incandescent |  | Standard A Lamp | 2 | 100 | 2364110 | Living Room | 0.2228%
23641 | 10 | 3 |  | Manual | 1 | Ceiling Fixture | Incandescent |  | Standard A Lamp | 1 | 100 | 2364110 | Living Room | 0.2228%
23641 | 11 | 1 |  | Manual | 1 | Chandelier (Hanging) | Incandescent |  | Decorative | 5 | 60 | 2364111 | Dining Room | 0.2228%
23641 | 12 | 1 |  | Manual | 1 | Ceiling Fixture | Incandescent |  | Standard A Lamp | 2 | 100 | 2364112 | Bathroom | 0.2228%
23641 | 12 | 2 |  | Manual | 1 | Table | Incandescent |  | Standard A Lamp | 1 | 100 | 2364112 | Bathroom | 0.2228%
23650 | 1 | 1 |  | Manual | 1 | Wall Mount | Incandescent |  | Standard A Lamp | 2 | 15 | 236501 | Bathroom | 0.1597%
23650 | 2 | 1 |  | Manual | 1 | Ceiling Fixture | Incandescent |  | Standard A Lamp | 1 | 75 | 236502 | Bathroom | 0.1597%
23650 | 3 | 1 |  | Manual | 1 | Ceiling Fixture | Incandescent |  | Standard A Lamp | 1 | 75 | 236503 | Bedroom | 0.1597%
23650 | 4 | 1 |  | Manual | 1 | Ceiling Fixture | Incandescent |  | Standard A Lamp | 2 | 60 | 236504 | Bedroom | 0.1597%
23650 | 6 | 1 |  | Manual | 1 | Ceiling Fixture | Incandescent |  | Standard A Lamp | 1 | 100 | 236506 | Hall | 0.1597%
23650 | 7 | 1 |  | Manual | 1 | Ceiling Fixture | Incandescent |  | Standard A Lamp | 1 | 60 | 236507 | Hall | 0.1597%
23650 | 8 | 1 |  | Manual | 1 | Ceiling Fixture | Incandescent |  | Standard A Lamp | 3 | 60 | 236508 | Kitchen | 0.1597%
23650 | 8 | 2 |  | Manual | 1 | Ceiling Fan | Incandescent |  | Standard A Lamp | 2 | 60 | 236508 | Kitchen | 0.1597%
23650 | 9 | 1 |  | Manual | 1 | Ceiling Fixture | Incandescent |  | Standard A Lamp | 1 | 60 | 236509 | Laundry Room | 0.1597%
23650 | 10 | 1 |  | Manual | 1 | Ceiling Fixture | Incandescent |  | Standard A Lamp | 1 | 60 | 2365010 | Living Room | 0.1597%
23650 | 11 | 1 |  | Manual | 1 | Ceiling Fixture | Incandescent |  | Standard A Lamp | 1 | 60 | 2365011 | Office | 0.1597%
23658 | 1 | 1 |  | Manual | 1 | Wall Mount | Incandescent |  | Clear | 3 | 40 | 236581 | Bathroom | 0.1597%
23658 | 2 | 1 |  | Manual | 5 | Wall Mount | Incandescent |  | Standard A Lamp | 1 | 60 | 236582 | Bedroom | 0.1597%
23658 | 2 | 2 |  | Manual | 1 | Wall Mount | Compact Fluorescent |  | Twist | 3 | 15 | 236582 | Bedroom | 0.1597%
23658 | 3 | 1 |  | Manual | 1 | Ceiling Fixture | Incandescent |  | Standard A Lamp | 1 | 60 | 236583 | Bedroom | 0.1597%
23658 | 4 | 1 |  | Manual | 2 | Floor lamp | Incandescent |  | Clear | 5 | 40 | 236584 | Family Room | 0.1597%
23658 | 4 | 2 |  | Manual | 1 | Chandelier (Hanging) | Incandescent |  | Decorative | 5 | 40 | 236584 | Family Room | 0.1597%
23658 | 4 | 3 |  | Manual | 1 | Ceiling Fixture | Compact Fluorescent |  | Twist | 5 | 22 | 236584 | Family Room | 0.1597%
23658 | 5 | 1 |  | Manual | 1 | Ceiling Fixture | Incandescent |  | Standard A Lamp | 1 | 60 | 236585 | Other | 0.1597%
23658 | 6 | 1 |  | Manual | 1 | Ceiling Fixture | Incandescent |  | Standard A Lamp | 1 | 60 | 236586 | Laundry Room | 0.1597%
23658 | 7 | 1 |  | Manual | 1 | Ceiling Fixture | Incandescent |  | Standard A Lamp | 1 | 60 | 236587 | Bedroom | 0.1597%
23658 | 7 | 2 |  | Manual | 1 | Floor lamp | Incandescent |  | Standard A Lamp | 1 | 60 | 236587 | Bedroom | 0.1597%
23673 | 1 | 1 |  | Manual | 1 | Ceiling Fixture | Incandescent |  | Standard A Lamp | 1 | 60 | 236731 | Bedroom | 0.536%
23673 | 2 | 1 |  | Manual | 1 | Floor lamp | Incandescent |  | Standard A Lamp | 2 | 100 | 236732 | Living Room | 0.536%
23673 | 2 | 2 |  | Manual | 1 | Floor lamp | Incandescent |  | Standard A Lamp | 2 | 75 | 236732 | Living Room | 0.536%
23673 | 3 | 1 |  | Manual | 1 | Ceiling Fixture | Incandescent |  | Standard A Lamp | 1 | 75 | 236733 | Kitchen | 0.536%
23673 | 3 | 2 |  | Manual | 1 | Ceiling Fan | Compact Fluorescent |  | Twist | 3 | 15 | 236733 | Kitchen | 0.536%
23673 | 4 | 1 |  | Manual | 1 | Ceiling Fixture | Incandescent |  | Standard A Lamp | 1 | 60 | 236734 | Hall | 0.536%
23673 | 5 | 1 |  | Manual | 1 | Wall Mount | Incandescent |  | Standard A Lamp | 3 | 60 | 236735 | Bathroom | 0.536%
23673 | 6 | 1 |  | Manual | 1 | Ceiling Fixture | Incandescent |  | Standard A Lamp | 1 | 75 | 236736 | Bedroom | 0.536%
23673 | 6 | 2 |  | Manual | 1 | Table | Compact Fluorescent |  | Straight Tube | 1 | 28 | 236736 | Bedroom | 0.536%
23726 | 1 | 1 |  | Manual | 1 | Ceiling Fixture | Compact Fluorescent |  | Twist | 1 | 15 | 237261 | Bathroom | 0.4265%
23726 | 1 | 2 |  | Manual | 1 | Wall Mount | Compact Fluorescent |  | Twist | 2 | 15 | 237261 | Bathroom | 0.4265%
23726 | 2 | 1 |  | Manual | 1 | Wall Mount | Compact Fluorescent |  | Twist | 2 | 15 | 237262 | Bathroom | 0.4265%
23726 | 3 | 1 |  | Manual | 1 | Ceiling Fixture | Compact Fluorescent |  | Twist | 2 | 15 | 237263 | Bedroom | 0.4265%
23726 | 3 | 2 |  | Manual | 1 | Floor lamp | Compact Fluorescent |  | 3-Way CFL | 1 | 22 | 237263 | Bedroom | 0.4265%
23726 | 4 | 1 |  | Manual | 1 | Ceiling Fixture | Compact Fluorescent |  | Twist | 1 | 15 | 237264 | Closet | 0.4265%
23726 | 5 | 1 |  | Manual | 1 | Chandelier (Hanging) | Compact Fluorescent |  | Twist | 3 | 15 | 237265 | Dining Room | 0.4265%
23726 | 6 | 1 |  | Manual | 1 | Ceiling Fixture | Compact Fluorescent |  | Twist | 1 | 15 | 237266 | Hall | 0.4265%
23726 | 7 | 1 |  | Manual | 2 | Ceiling Fixture | Compact Fluorescent |  | Twist | 2 | 15 | 237267 | Kitchen | 0.4265%
23726 | 8 | 1 |  | Dimmer | 2 | Floor lamp | Incandescent |  | Standard A Lamp | 1 | 100 | 237268 | Living Room | 0.4265%
23726 | 9 | 1 |  | Manual | 1 | Ceiling Fixture | Compact Fluorescent |  | Twist | 2 | 15 | 237269 | Office | 0.4265%
23726 | 10 | 1 |  | Manual | 1 | Floor lamp | Incandescent |  | Standard A Lamp | 1 | 60 | 2372610 | Other | 0.4265%
23726 | 11 | 1 |  | Manual | 1 | Ceiling Fixture | Incandescent |  | Standard A Lamp | 2 | 60 | 2372611 | Bedroom | 0.4265%
23726 | 12 | 1 |  | Manual | 1 | Ceiling Fixture | Incandescent |  | Standard A Lamp | 2 | 60 | 2372612 | Other | 0.4265%
23726 | 13 | 1 |  | Manual | 1 | Ceiling Fixture | Compact Fluorescent |  | Twist | 1 | 15 | 2372613 | Laundry Room | 0.4265%
23757 | 1 | 1 |  | Manual | 1 | Chandelier (Hanging) | Compact Fluorescent |  | Straight Tube | 1 | 28 | 237571 | Bedroom | 0.3915%
23757 | 1 | 2 |  | Manual | 2 | Table | Incandescent |  | Standard A Lamp | 1 | 60 | 237571 | Bedroom | 0.3915%
23757 | 2 | 1 |  | Manual | 2 | Table | Incandescent |  | Standard A Lamp | 1 | 60 | 237572 | Bedroom | 0.3915%
23757 | 3 | 1 |  | Manual | 1 | Ceiling Fixture | Incandescent |  | Standard A Lamp | 1 | 60 | 237573 | Bathroom | 0.3915%
23757 | 3 | 2 |  | Manual | 1 | Low bay | Linear Fluorescent | 42 | T-12 | 2 | 32 | 237573 | Bathroom | 0.3915%
23757 | 4 | 1 |  | Manual | 1 | Ceiling Fixture | Incandescent |  | Standard A Lamp | 1 | 60 | 237574 | Closet | 0.3915%
23757 | 5 | 1 |  | Manual | 1 | Ceiling Fixture | Incandescent |  | Standard A Lamp | 3 | 60 | 237575 | Dining Room | 0.3915%
23757 | 6 | 1 |  | Manual | 3 | Ceiling Fixture | Incandescent |  | Standard A Lamp | 1 | 60 | 237576 | Family Room | 0.3915%
23757 | 6 | 2 |  | Manual | 1 | Torchiere | Incandescent |  | Standard A Lamp | 2 | 60 | 237576 | Family Room | 0.3915%
23757 | 6 | 3 |  | Manual | 1 | Torchiere | Compact Fluorescent |  | Twist | 1 | 15 | 237576 | Family Room | 0.3915%
23757 | 7 | 1 |  | Manual | 1 | Ceiling Fixture | Incandescent |  | Standard A Lamp | 1 | 60 | 237577 | Hall | 0.3915%
23757 | 8 | 1 |  | Manual | 4 | Ceiling Fixture | Linear Fluorescent | 42 | T-12 | 2 | 32 | 237578 | Kitchen | 0.3915%
23757 | 8 | 2 |  | Manual | 1 | Other | Incandescent |  | Clear | 1 | 25 | 237578 | Kitchen | 0.3915%
23757 | 9 | 1 |  | Manual | 1 | Ceiling Fixture | Incandescent |  | Standard A Lamp | 1 | 60 | 237579 | Laundry Room | 0.3915%
23757 | 10 | 1 |  | Manual | 2 | Table | Incandescent |  | Standard A Lamp | 1 | 100 | 2375710 | Living Room | 0.3915%
23757 | 10 | 2 |  | Manual | 1 | Torchiere | Incandescent |  | Standard A Lamp | 1 | 60 | 2375710 | Living Room | 0.3915%
23757 | 10 | 3 |  | Manual | 1 | Chandelier (Hanging) | Incandescent |  | Standard A Lamp | 1 | 100 | 2375710 | Living Room | 0.3915%
23757 | 11 | 1 |  | Manual | 1 | Ceiling Fixture | Compact Fluorescent |  | Twist | 1 | 15 | 2375711 | Bathroom | 0.3915%
23757 | 12 | 1 |  | Manual | 1 | Table | Incandescent |  | Standard A Lamp | 1 | 60 | 2375712 | Bedroom | 0.3915%
23757 | 12 | 2 |  | Manual | 1 | Chandelier (Hanging) | Incandescent |  | Standard A Lamp | 1 | 60 | 2375712 | Bedroom | 0.3915%
23767 | 1 | 1 |  | Manual | 1 | Wall Mount | Incandescent |  | Standard A Lamp | 2 | 60 | 237671 | Bathroom | 0.4265%
23767 | 1 | 2 |  | Manual | 1 | Ceiling Fixture | Incandescent |  | Standard A Lamp | 1 | 100 | 237671 | Bathroom | 0.4265%
23767 | 2 | 1 |  | Manual | 1 | Wall Mount | Incandescent |  | Standard A Lamp | 1 | 75 | 237672 | Bathroom | 0.4265%
23767 | 3 | 1 |  | Manual | 2 | Ceiling Fixture | Incandescent |  | Standard A Lamp | 2 | 60 | 237673 | Bedroom | 0.4265%
23767 | 4 | 1 |  | Manual | 1 | Floor lamp | Incandescent |  | Standard A Lamp | 1 | 75 | 237674 | Living Room | 0.4265%
23767 | 5 | 1 |  | Manual | 1 | Chandelier (Hanging) | Compact Fluorescent |  | Twist | 5 | 22 | 237675 | Kitchen | 0.4265%
23767 | 5 | 2 |  | Manual | 2 | Ceiling Fixture | Incandescent |  | Standard A Lamp | 2 | 60 | 237675 | Kitchen | 0.4265%
23767 | 5 | 3 |  | Manual | 2 | Table | Incandescent |  | Standard A Lamp | 1 | 75 | 237675 | Kitchen | 0.4265%
23767 | 6 | 1 |  | Manual | 1 | Ceiling Fixture | Incandescent |  | Standard A Lamp | 1 | 60 | 237676 | Laundry Room | 0.4265%
23767 | 7 | 1 |  | Manual | 1 | Ceiling Fan | Incandescent |  | Decorative | 3 | 60 | 237677 | Master Bedroom | 0.4265%
23773 | 1 | 1 |  | Manual | 1 | Ceiling Fixture | Incandescent |  | Standard A Lamp | 1 | 60 | 237731 | Bathroom | 0.1597%
23773 | 2 | 1 |  | Manual | 1 | Ceiling Fixture | Incandescent |  | Standard A Lamp | 1 | 60 | 237732 | Bedroom | 0.1597%
23773 | 3 | 1 |  | Manual | 1 | Ceiling Fixture | Incandescent |  | Standard A Lamp | 1 | 75 | 237733 | Bedroom | 0.1597%
23773 | 4 | 1 |  | Manual | 1 | Chandelier (Hanging) | Incandescent |  | Decorative | 5 | 60 | 237734 | Dining Room | 0.1597%
23773 | 5 | 1 |  | Manual | 1 | Ceiling Fixture | Incandescent |  | Standard A Lamp | 1 | 75 | 237735 | Hall | 0.1597%
23773 | 6 | 1 |  | Manual | 3 | Ceiling Fixture | Linear Fluorescent | 48 | T-12 | 2 | 32 | 237736 | Kitchen | 0.1597%
23773 | 6 | 2 |  | Manual | 1 | Ceiling Fixture | Incandescent |  | Standard A Lamp | 2 | 60 | 237736 | Kitchen | 0.1597%
23773 | 7 | 1 |  | Manual | 2 | Table | Incandescent |  | 3-Way Incandescent | 1 | 75 | 237737 | Living Room | 0.1597%
23773 | 7 | 2 |  | Manual | 1 | Floor lamp | Compact Fluorescent |  | Pin base | 1 | 27 | 237737 | Living Room | 0.1597%
23773 | 8 | 1 |  | Manual | 1 | Ceiling Fixture | Incandescent |  | Standard A Lamp | 1 | 75 | 237738 | Bathroom | 0.1597%
23773 | 8 | 2 |  | Manual | 2 | Wall Mount | Incandescent |  | Standard A Lamp | 3 | 40 | 237738 | Bathroom | 0.1597%
23773 | 9 | 1 |  | Manual | 1 | Ceiling Fixture | Incandescent |  | Standard A Lamp | 1 | 60 | 237739 | Master Bedroom | 0.1597%
23773 | 9 | 2 |  | Manual | 1 | Table | Incandescent |  | Decorative | 3 | 25 | 237739 | Master Bedroom | 0.1597%
23773 | 9 | 3 |  | Manual | 1 | Table | Incandescent |  | Standard A Lamp | 1 | 60 | 237739 | Master Bedroom | 0.1597%
23773 | 9 | 4 |  | Manual | 1 | Wall Mount | Incandescent |  | Standard A Lamp | 1 | 40 | 237739 | Master Bedroom | 0.1597%
23773 | 10 | 1 |  | Manual | 1 | Ceiling Fixture | Incandescent |  | Standard A Lamp | 1 | 60 | 2377310 | Other | 0.1597%
23779 | 1 | 1 |  | Manual | 1 | Table | Incandescent |  | Standard A Lamp | 1 | 40 | 237791 | Master Bedroom | 0.2228%
23779 | 1 | 2 |  | Manual | 1 | Table | Incandescent |  | Standard A Lamp | 1 | 60 | 237791 | Master Bedroom | 0.2228%
23779 | 1 | 3 |  | Manual | 1 | Table | Incandescent |  | 3-Way Incandescent | 1 | 100 | 237791 | Master Bedroom | 0.2228%
23779 | 1 | 4 |  | Manual | 1 | Ceiling Fixture | Incandescent |  | Standard A Lamp | 1 | 60 | 237791 | Master Bedroom | 0.2228%
23779 | 2 | 1 |  | Manual | 1 | Ceiling Fixture | Incandescent |  | Standard A Lamp | 1 | 65 | 237792 | Laundry Room | 0.2228%
23779 | 3 | 1 |  | Manual | 1 | Ceiling Fixture | Compact Fluorescent |  | A shape bulb | 2 | 22 | 237793 | Office | 0.2228%
23779 | 4 | 1 |  | Manual | 1 | Wall Mount | Incandescent |  | Globe | 6 | 60 | 237794 | Bathroom | 0.2228%
23779 | 5 | 1 |  | Manual | 2 | Ceiling Fixture | Incandescent |  | Standard A Lamp | 2 | 60 | 237795 | Hall | 0.2228%
23779 | 6 | 1 |  | Manual | 1 | Ceiling Fan | Incandescent |  | Decorative | 4 | 40 | 237796 | Living Room | 0.2228%
23779 | 6 | 2 |  | Manual | 3 | Table | Compact Fluorescent |  | Twist | 1 | 18 | 237796 | Living Room | 0.2228%
23779 | 7 | 1 |  | Manual | 1 | Chandelier (Hanging) | Incandescent |  | Decorative | 4 | 40 | 237797 | Dining Room | 0.2228%
23779 | 8 | 1 |  | Manual | 3 | Ceiling Fixture | Incandescent |  | Standard A Lamp | 2 | 65 | 237798 | Kitchen | 0.2228%
23779 | 8 | 2 |  | Manual | 1 | Ceiling Fixture | Compact Fluorescent |  | Twist | 2 | 18 | 237798 | Kitchen | 0.2228%
23779 | 9 | 1 |  | Manual | 1 | Wall Mount | Incandescent |  | Globe | 4 | 60 | 237799 | Bathroom | 0.2228%
23779 | 10 | 1 |  | Manual | 1 | Ceiling Fixture | Incandescent |  | Standard A Lamp | 1 | 60 | 2377910 | Bedroom | 0.2228%
23779 | 10 | 2 |  | Manual | 1 | Table | Compact Fluorescent |  | Twist | 1 | 22 | 2377910 | Bedroom | 0.2228%
23779 | 10 | 3 |  | Manual | 1 | Table | Incandescent |  | Standard A Lamp | 1 | 75 | 2377910 | Bedroom | 0.2228%
23779 | 11 | 1 |  | Manual | 2 | Ceiling Fixture | Incandescent |  | Standard A Lamp | 1 | 60 | 2377911 | Garage | 0.2228%
23779 | 11 | 2 |  | Manual | 1 | Wall Mount | Compact Fluorescent |  | Twist | 1 | 15 | 2377911 | Garage | 0.2228%
23786 | 1 | 1 |  | Manual | 1 | Ceiling Fixture | Compact Fluorescent |  | Twist | 1 | 15 | 237861 | Kitchen | 0.2228%
23786 | 2 | 1 |  | Manual | 1 | Track | Compact Fluorescent |  | Twist | 1 | 15 | 237862 | Living Room | 0.2228%
23786 | 2 | 2 |  | Manual | 1 | Floor lamp | Compact Fluorescent |  | Twist | 1 | 22 | 237862 | Living Room | 0.2228%
23786 | 3 | 1 |  | Manual | 1 | Ceiling Fixture | Incandescent |  | Standard A Lamp | 1 | 60 | 237863 | Hall | 0.2228%
23786 | 4 | 1 |  | Manual | 1 | Ceiling Fixture | Compact Fluorescent |  | Twist | 2 | 22 | 237864 | Bedroom | 0.2228%
23786 | 5 | 1 |  | Manual | 1 | Ceiling Fixture | Linear Fluorescent | 48 | T-12 | 2 | 40 | 237865 | Bathroom | 0.2228%
23786 | 6 | 1 |  | Manual | 2 | Ceiling Fixture | Compact Fluorescent |  | Twist | 2 | 15 | 237866 | Master Bedroom | 0.2228%
23786 | 6 | 2 |  | Manual | 1 | Table | Compact Fluorescent |  | Twist | 1 | 15 | 237866 | Master Bedroom | 0.2228%
23803 | 1 | 1 |  | Manual | 1 | Ceiling Fixture | Compact Fluorescent |  | Twist | 1 | 15 | 238031 | Bathroom | 0.2228%
23803 | 3 | 1 |  | Manual | 2 | Table | Incandescent |  | Standard A Lamp | 1 | 60 | 238033 | Bedroom | 0.2228%
23803 | 4 | 1 |  | Manual | 2 | Ceiling Fixture | Compact Fluorescent |  | Twist | 1 | 15 | 238034 | Kitchen | 0.2228%
23803 | 4 | 2 |  | Manual | 1 | Ceiling Fan | Compact Fluorescent |  | Twist | 1 | 22 | 238034 | Kitchen | 0.2228%
23803 | 5 | 1 |  | Manual | 1 | Ceiling Fixture | Incandescent |  | Standard A Lamp | 1 | 60 | 238035 | Laundry Room | 0.2228%
23803 | 6 | 1 |  | Manual | 1 | Table | Incandescent |  | Standard A Lamp | 1 | 60 | 238036 | Living Room | 0.2228%
23803 | 6 | 2 |  | Manual | 1 | Floor lamp | Incandescent |  | Standard A Lamp | 1 | 40 | 238036 | Living Room | 0.2228%
23803 | 7 | 1 |  | Manual | 1 | Ceiling Fixture | Compact Fluorescent |  | Twist | 2 | 15 | 238037 | Bathroom | 0.2228%
23803 | 8 | 1 |  | Dimmer | 2 | Table | Compact Fluorescent |  | Twist | 1 | 22 | 238038 | Bedroom | 0.2228%
23805 | 1 | 1 |  | Manual | 1 | Ceiling Fixture | Incandescent |  | Standard A Lamp | 1 | 40 | 238051 | Bathroom | 0.4265%
23805 | 1 | 2 |  | Manual | 1 | Wall Mount | Incandescent |  | Globe | 8 | 60 | 238051 | Bathroom | 0.4265%
23805 | 2 | 1 |  | Manual | 1 | Chandelier (Hanging) | Compact Fluorescent |  | Twist | 1 | 28 | 238052 | Bedroom | 0.4265%
23805 | 3 | 1 |  | Manual | 1 | Ceiling Fan | Incandescent |  | Decorative | 4 | 40 | 238053 | Dining Room | 0.4265%
23805 | 4 | 1 |  | Manual | 1 | Ceiling Fixture | Compact Fluorescent |  | Twist | 2 | 15 | 238054 | Hall | 0.4265%
23805 | 5 | 1 |  | Manual | 1 | Ceiling Fixture | Linear Fluorescent | 36 | T-12 | 2 | 40 | 238055 | Kitchen | 0.4265%
23805 | 5 | 2 |  | Manual | 1 | Ceiling Fixture | Linear Fluorescent | 24 | T-12 | 2 | 40 | 238055 | Kitchen | 0.4265%
23805 | 6 | 1 |  | Manual | 1 | Ceiling Fixture | Incandescent |  | Decorative | 1 | 40 | 238056 | Living Room | 0.4265%
23805 | 6 | 2 |  | Manual | 1 | Floor lamp | Incandescent |  | Standard A Lamp | 1 | 150 | 238056 | Living Room | 0.4265%
23805 | 7 | 1 |  | Manual | 1 | Wall Mount | Incandescent |  | Globe | 5 | 60 | 238057 | Bathroom | 0.4265%
23805 | 7 | 2 |  | Manual | 1 | Ceiling Fixture | Incandescent |  | Standard A Lamp | 1 | 40 | 238057 | Bathroom | 0.4265%
23805 | 8 | 1 |  | Manual | 1 | Ceiling Fixture | Compact Fluorescent |  | Twist | 2 | 15 | 238058 | Master Bedroom | 0.4265%
23805 | 8 | 2 |  | Manual | 1 | Floor lamp | Compact Fluorescent |  | Twist | 1 | 15 | 238058 | Master Bedroom | 0.4265%
23805 | 9 | 1 |  | Manual | 1 | Floor lamp | Compact Fluorescent |  | Pin base | 1 | 28 | 238059 | Office | 0.4265%
23805 | 10 | 1 |  | Manual | 1 | Ceiling Fixture | Compact Fluorescent |  | Twist | 2 | 15 | 2380510 | Laundry Room | 0.4265%
23863 | 1 | 1 |  | Manual | 1 | Wall Mount | Incandescent |  | Globe | 4 | 40 | 238631 | Bathroom | 0.3915%
23863 | 2 | 1 |  | Manual | 1 | Ceiling Fixture | Incandescent |  | Standard A Lamp | 2 | 100 | 238632 | Bedroom | 0.3915%
23863 | 3 | 1 |  | Dimmer | 1 | Chandelier (Hanging) | Incandescent |  | Globe | 9 | 60 | 238633 | Dining Room | 0.3915%
23863 | 4 | 1 |  | Manual | 1 | Ceiling Fixture | Incandescent |  | Reflector | 2 | 50 | 238634 | Family Room | 0.3915%
23863 | 4 | 2 |  | Manual | 1 | Ceiling Fan | Incandescent |  | Standard A Lamp | 5 | 60 | 238634 | Family Room | 0.3915%
23863 | 4 | 3 |  | Manual | 1 | Floor lamp | Incandescent |  | Standard A Lamp | 3 | 60 | 238634 | Family Room | 0.3915%
23863 | 4 | 4 |  | Manual | 1 | Torchiere | Halogen |  | Quartz Tube | 1 | 150 | 238634 | Family Room | 0.3915%
23863 | 5 | 1 |  | Manual | 1 | Ceiling Fixture | Incandescent |  | Standard A Lamp | 2 | 60 | 238635 | Bedroom | 0.3915%
23863 | 5 | 2 |  | Manual | 2 | Chandelier (Hanging) | Incandescent |  | Standard A Lamp | 1 | 100 | 238635 | Bedroom | 0.3915%
23863 | 6 | 1 |  | Manual | 2 | Ceiling Fixture | Incandescent |  | Standard A Lamp | 1 | 60 | 238636 | Hall | 0.3915%
23863 | 7 | 1 |  | Manual | 2 | Ceiling Fixture | Linear Fluorescent | 48 | T-12 | 2 | 32 | 238637 | Kitchen | 0.3915%
23863 | 7 | 2 |  | Manual | 1 | Wall Mount | Incandescent |  | Standard A Lamp | 1 | 60 | 238637 | Kitchen | 0.3915%
23863 | 7 | 3 |  | Manual | 1 | Recessed Can | Incandescent |  | Reflector | 1 | 50 | 238637 | Kitchen | 0.3915%
23863 | 8 | 1 |  | Manual | 1 | Ceiling Fixture | Linear Fluorescent | 48 | T-12 | 2 | 32 | 238638 | Laundry Room | 0.3915%
23863 | 9 | 1 |  | Manual | 3 | Floor lamp | Incandescent |  | 3-Way Incandescent | 1 | 150 | 238639 | Living Room | 0.3915%
23863 | 9 | 2 |  | Manual | 1 | Ceiling Fixture | Incandescent |  | Standard A Lamp | 1 | 60 | 238639 | Living Room | 0.3915%
23863 | 10 | 1 |  | Manual | 3 | Wall Mount | Incandescent |  | Globe | 3 | 40 | 2386310 | Bathroom | 0.3915%
23863 | 11 | 1 |  | Manual | 1 | Chandelier (Hanging) | Incandescent |  | Standard A Lamp | 1 | 100 | 2386311 | Master Bedroom | 0.3915%
23863 | 11 | 2 |  | Manual | 2 | Floor lamp | Incandescent |  | 3-Way Incandescent | 1 | 150 | 2386311 | Master Bedroom | 0.3915%
23863 | 11 | 3 |  | Manual | 1 | Track | Incandescent |  | Reflector | 2 | 50 | 2386311 | Master Bedroom | 0.3915%
23900 | 1 | 1 |  | Manual | 1 | Wall Mount | Incandescent |  | Standard A Lamp | 2 | 60 | 239001 | Bathroom | 0.4265%
23900 | 2 | 1 |  | Manual | 1 | Ceiling Fixture | Incandescent |  | Standard A Lamp | 2 | 60 | 239002 | Bedroom | 0.4265%
23900 | 2 | 2 |  | Manual | 1 | Table | Incandescent |  | Standard A Lamp | 1 | 100 | 239002 | Bedroom | 0.4265%
23900 | 2 | 3 |  | Manual | 1 | Table | Incandescent |  | Mini base | 1 | 25 | 239002 | Bedroom | 0.4265%
23900 | 3 | 1 |  | Manual | 1 | Wall Mount | Incandescent |  | Clear | 4 | 40 | 239003 | Bathroom | 0.4265%
23900 | 4 | 1 |  | Manual | 1 | Chandelier (Hanging) | Incandescent |  | Decorative | 4 | 40 | 239004 | Family Room | 0.4265%
23900 | 4 | 2 |  | Manual | 1 | Ceiling Fan | Compact Fluorescent |  | Twist | 4 | 15 | 239004 | Family Room | 0.4265%
23900 | 4 | 3 |  | Manual | 1 | Table | Incandescent |  | Standard A Lamp | 1 | 100 | 239004 | Family Room | 0.4265%
23900 | 5 | 1 |  | Manual | 2 | Ceiling Fixture | Incandescent |  | Standard A Lamp | 2 | 60 | 239005 | Kitchen | 0.4265%
23900 | 5 | 2 |  | Manual | 1 | Other | Incandescent |  | Clear | 1 | 25 | 239005 | Kitchen | 0.4265%
23900 | 6 | 1 |  | Manual | 1 | Ceiling Fixture | Incandescent |  | Standard A Lamp | 2 | 60 | 239006 | Laundry Room | 0.4265%
23900 | 7 | 1 |  | Manual | 1 | Torchiere | Compact Fluorescent |  | Twist | 1 | 15 | 239007 | Living Room | 0.4265%
23900 | 7 | 2 |  | Manual | 1 | Floor lamp | Compact Fluorescent |  | A shape bulb | 2 | 15 | 239007 | Living Room | 0.4265%
23900 | 7 | 3 |  | Manual | 1 | Ceiling Fixture | Incandescent |  | Standard A Lamp | 2 | 60 | 239007 | Living Room | 0.4265%
23900 | 8 | 1 |  | Manual | 1 | Ceiling Fixture | Incandescent |  | Standard A Lamp | 2 | 60 | 239008 | Master Bedroom | 0.4265%
23900 | 8 | 2 |  | Manual | 1 | Table | Incandescent |  | Standard A Lamp | 1 | 60 | 239008 | Master Bedroom | 0.4265%
23954 | 1 | 1 |  | Manual | 1 | Ceiling Fixture | Incandescent |  | Standard A Lamp | 1 | 60 | 239541 | Bathroom | 0.2228%
23954 | 1 | 2 |  | Photo | 1 | Exterior | Incandescent |  | Mini base | 1 | 5 | 239541 | Bathroom | 0.2228%
23954 | 2 | 1 |  | Manual | 1 | Ceiling Fixture | Incandescent |  | Standard A Lamp | 2 | 60 | 239542 | Bedroom | 0.2228%
23954 | 2 | 2 |  | Manual | 3 | Table | Incandescent |  | Standard A Lamp | 1 | 60 | 239542 | Bedroom | 0.2228%
23954 | 3 | 1 |  | Manual | 1 | Chandelier (Hanging) | Incandescent |  | Standard A Lamp | 1 | 60 | 239543 | Kitchen | 0.2228%
23954 | 3 | 2 |  | Manual | 1 | Ceiling Fixture | Incandescent |  | Standard A Lamp | 1 | 60 | 239543 | Kitchen | 0.2228%
23954 | 4 | 1 |  | Manual | 1 | Ceiling Fixture | Incandescent |  | Standard A Lamp | 1 | 60 | 239544 | Laundry Room | 0.2228%
23954 | 5 | 1 |  | Manual | 1 | Ceiling Fan | Incandescent |  | Standard A Lamp | 5 | 60 | 239545 | Living Room | 0.2228%
23954 | 5 | 2 |  | Manual | 3 | Table | Incandescent |  | Standard A Lamp | 1 | 150 | 239545 | Living Room | 0.2228%
23954 | 6 | 1 |  | Manual | 2 | Ceiling Fixture | Incandescent |  | Standard A Lamp | 1 | 60 | 239546 | Bathroom | 0.2228%
23954 | 7 | 1 |  | Manual | 1 | Ceiling Fixture | Incandescent |  | Standard A Lamp | 1 | 60 | 239547 | Master Bedroom | 0.2228%
23954 | 7 | 2 |  | Manual | 1 | Table | Incandescent |  | Standard A Lamp | 1 | 150 | 239547 | Master Bedroom | 0.2228%
23954 | 7 | 3 |  | Manual | 3 | Table | Incandescent |  | Standard A Lamp | 1 | 60 | 239547 | Master Bedroom | 0.2228%
23954 | 8 | 1 |  | Manual | 1 | Chandelier (Hanging) | Incandescent |  | Standard A Lamp | 5 | 60 | 239548 | Bedroom | 0.2228%
23958 | 1 | 1 |  | Manual | 1 | Ceiling Fixture | Incandescent |  | Standard A Lamp | 2 | 60 | 239581 | Bathroom | 0.1597%
23958 | 1 | 2 |  | Manual | 1 | Wall Mount | Incandescent |  | Standard A Lamp | 2 | 60 | 239581 | Bathroom | 0.1597%
23958 | 2 | 1 |  | Manual | 1 | Ceiling Fixture | Compact Fluorescent |  | Twist | 2 | 22 | 239582 | Bedroom | 0.1597%
23958 | 3 | 1 |  | Manual | 1 | Ceiling Fixture | Incandescent |  | Standard A Lamp | 2 | 90 | 239583 | Bedroom | 0.1597%
23958 | 4 | 1 |  | Manual | 2 | Ceiling Fixture | Linear Fluorescent | 36 | T-12 | 3 | 100 | 239584 | Closet | 0.1597%
23958 | 5 | 1 |  | Manual | 1 | Ceiling Fixture | Compact Fluorescent |  | Twist | 1 | 22 | 239585 | Hall | 0.1597%
23958 | 6 | 1 |  | Manual | 2 | Ceiling Fixture | Linear Fluorescent | 48 | T-8 | 1 | 40 | 239586 | Kitchen | 0.1597%
23958 | 6 | 2 |  | Manual | 1 | Ceiling Fixture | Compact Fluorescent |  | Twist | 1 | 22 | 239586 | Kitchen | 0.1597%
23958 | 7 | 1 |  | Manual | 1 | Ceiling Fixture | Incandescent |  | Standard A Lamp | 1 | 60 | 239587 | Master Bedroom | 0.1597%
23968 | 1 | 1 |  | Manual | 1 | Wall Mount | Compact Fluorescent |  | Twist | 3 | 7 | 239681 | Bathroom | 0.1597%
23968 | 2 | 1 |  | Manual | 1 | Ceiling Fixture | Compact Fluorescent |  | Twist | 1 | 15 | 239682 | Bathroom | 0.1597%
23968 | 2 | 2 |  | Manual | 1 | Wall Mount | Compact Fluorescent |  | Twist | 2 | 7 | 239682 | Bathroom | 0.1597%
23968 | 3 | 1 |  | Manual | 1 | Ceiling Fixture | Incandescent |  | Standard A Lamp | 1 | 60 | 239683 | Bedroom | 0.1597%
23968 | 3 | 2 |  | Manual | 2 | Table | Compact Fluorescent |  | Twist | 1 | 22 | 239683 | Bedroom | 0.1597%
23968 | 4 | 1 |  | Manual | 1 | Ceiling Fixture | Incandescent |  | Standard A Lamp | 1 | 60 | 239684 | Bedroom | 0.1597%
23968 | 5 | 1 |  | Manual | 1 | Ceiling Fixture | Compact Fluorescent |  | Twist | 1 | 7 | 239685 | Hall | 0.1597%
23968 | 6 | 1 |  | Manual | 1 | Ceiling Fixture | Compact Fluorescent |  | Twist | 1 | 22 | 239686 | Hall | 0.1597%
23968 | 7 | 1 |  | Manual | 1 | Ceiling Fan | Incandescent |  | Globe | 1 | 60 | 239687 | Living Room | 0.1597%
23968 | 7 | 2 |  | Manual | 2 | Ceiling Fixture | Incandescent |  | Standard A Lamp | 1 | 60 | 239687 | Living Room | 0.1597%
23968 | 7 | 3 |  | Manual | 1 | Table | Compact Fluorescent |  | Twist | 1 | 22 | 239687 | Living Room | 0.1597%
23968 | 8 | 1 |  | Manual | 1 | Ceiling Fan | Compact Fluorescent |  | Twist | 1 | 15 | 239688 | Master Bedroom | 0.1597%
23968 | 8 | 2 |  | Manual | 1 | Table | Compact Fluorescent |  | Twist | 1 | 15 | 239688 | Master Bedroom | 0.1597%
23977 | 1 | 1 |  | Manual | 1 | Ceiling Fixture | Compact Fluorescent |  | Twist | 1 | 13 | 239771 | Bathroom | 0.3915%
23977 | 1 | 2 |  | Manual | 3 | Wall Mount | Incandescent |  | Globe | 4 | 60 | 239771 | Bathroom | 0.3915%
23977 | 2 | 1 |  | Manual | 1 | Wall Mount | Incandescent |  | Globe | 4 | 60 | 239772 | Bathroom | 0.3915%
23977 | 3 | 1 |  | Manual | 1 | Table | Incandescent |  | 3-Way Incandescent | 1 | 100 | 239773 | Bedroom | 0.3915%
23977 | 4 | 1 |  | Manual | 1 | Ceiling Fixture | Incandescent |  | Standard A Lamp | 2 | 60 | 239774 | Bedroom | 0.3915%
23977 | 4 | 2 |  | Manual | 1 | Table | Compact Fluorescent |  | Twist | 1 | 11 | 239774 | Bedroom | 0.3915%
23977 | 5 | 1 |  | Manual | 1 | Ceiling Fixture | Incandescent |  | Standard A Lamp | 1 | 60 | 239775 | Closet | 0.3915%
23977 | 6 | 1 |  | Manual | 1 | Chandelier (Hanging) | Incandescent |  | Standard A Lamp | 5 | 60 | 239776 | Dining Room | 0.3915%
23977 | 6 | 2 |  | Manual | 1 | Ceiling Fixture | Linear Fluorescent | 48 | T-12 | 2 | 40 | 239776 | Dining Room | 0.3915%
23977 | 7 | 1 |  | Manual | 2 | Table | Incandescent |  | 3-Way Incandescent | 1 | 100 | 239777 | Family Room | 0.3915%
23977 | 8 | 1 |  | Manual | 2 | Ceiling Fixture | Linear Fluorescent | 96 | T-12 | 2 | 60 | 239778 | Garage | 0.3915%
23977 | 8 | 2 |  | Manual | 2 | Garage door opener | Incandescent |  | Standard A Lamp | 2 | 60 | 239778 | Garage | 0.3915%
23977 | 9 | 1 |  | Manual | 1 | Ceiling Fixture | Incandescent |  | Standard A Lamp | 1 | 60 | 239779 | Hall | 0.3915%
23977 | 10 | 1 |  | Manual | 2 | Ceiling Fixture | Linear Fluorescent | 48 | T-12 | 2 | 40 | 2397710 | Kitchen | 0.3915%
23977 | 10 | 2 |  | Manual | 1 | Ceiling Fixture | Compact Fluorescent |  | Twist | 1 | 13 | 2397710 | Kitchen | 0.3915%
23977 | 10 | 3 |  | Manual | 1 | Other | Compact Fluorescent |  | Twist | 1 | 13 | 2397710 | Kitchen | 0.3915%
23977 | 10 | 4 |  | Manual | 1 | Ceiling Fixture | Incandescent |  | Standard A Lamp | 1 | 60 | 2397710 | Kitchen | 0.3915%
23977 | 11 | 1 |  | Manual | 2 | Ceiling Fixture | Compact Fluorescent |  | Twist | 1 | 13 | 2397711 | Laundry Room | 0.3915%
23977 | 12 | 1 |  | Manual | 1 | Table | Incandescent |  | 3-Way Incandescent | 1 | 100 | 2397712 | Living Room | 0.3915%
23977 | 12 | 2 |  | Manual | 1 | Table | Incandescent |  | Standard A Lamp | 1 | 60 | 2397712 | Living Room | 0.3915%
23977 | 13 | 1 |  | Manual | 2 | Table | Incandescent |  | 3-Way Incandescent | 1 | 100 | 2397713 | Master Bedroom | 0.3915%
23977 | 13 | 2 |  | Manual | 1 | Table | Incandescent |  | Standard A Lamp | 1 | 15 | 2397713 | Master Bedroom | 0.3915%
23993 | 1 | 1 |  | Manual | 1 | Ceiling Fixture | Incandescent |  | Standard A Lamp | 2 | 60 | 239931 | Bedroom | 0.5638%
23993 | 1 | 2 |  | Manual | 1 | Table | Incandescent |  | Standard A Lamp | 1 | 60 | 239931 | Bedroom | 0.5638%
23993 | 2 | 1 |  | Manual | 1 | Ceiling Fixture | Incandescent |  | Standard A Lamp | 1 | 60 | 239932 | Bathroom | 0.5638%
23993 | 2 | 2 |  | Manual | 1 | Ceiling Fixture | Incandescent |  | Standard A Lamp | 2 | 60 | 239932 | Bathroom | 0.5638%
23993 | 3 | 1 |  | Manual | 1 | Ceiling Fixture | Incandescent |  | Standard A Lamp | 2 | 60 | 239933 | Bathroom | 0.5638%
23993 | 4 | 1 |  | Manual | 1 | Ceiling Fixture | Incandescent |  | Standard A Lamp | 1 | 60 | 239934 | Closet | 0.5638%
23993 | 5 | 1 |  | Manual | 1 | Ceiling Fan | Incandescent |  | Standard A Lamp | 5 | 60 | 239935 | Dining Room | 0.5638%
23993 | 6 | 1 |  | Manual | 5 | Ceiling Fixture | Linear Fluorescent | 48 | T-12 | 2 | 40 | 239936 | Garage | 0.5638%
23993 | 7 | 1 |  | Manual | 1 | Ceiling Fan | Incandescent |  | Standard A Lamp | 2 | 60 | 239937 | Hall | 0.5638%
23993 | 8 | 1 |  | Manual | 2 | Ceiling Fixture | Incandescent |  | Standard A Lamp | 1 | 60 | 239938 | Kitchen | 0.5638%
23993 | 9 | 1 |  | Manual | 1 | Ceiling Fixture | Incandescent |  | Standard A Lamp | 1 | 60 | 239939 | Laundry Room | 0.5638%
23993 | 10 | 1 |  | Manual | 1 | Floor lamp | Incandescent |  | Standard A Lamp | 1 | 60 | 2399310 | Living Room | 0.5638%
23993 | 10 | 2 |  | Manual | 4 | Table | Incandescent |  | Standard A Lamp | 1 | 60 | 2399310 | Living Room | 0.5638%
23993 | 11 | 1 |  | Manual | 1 | Ceiling Fixture | Incandescent |  | Standard A Lamp | 1 | 60 | 2399311 | Master Bedroom | 0.5638%
23993 | 11 | 2 |  | Manual | 1 | Table | Incandescent |  | Standard A Lamp | 1 | 40 | 2399311 | Master Bedroom | 0.5638%
23993 | 12 | 1 |  | Manual | 1 | Ceiling Fixture | Incandescent |  | Standard A Lamp | 1 | 60 | 2399312 | Office | 0.5638%
23993 | 12 | 2 |  | Manual | 1 | Table | Incandescent |  | Standard A Lamp | 1 | 60 | 2399312 | Office | 0.5638%
23993 | 13 | 1 |  | Manual | 1 | Ceiling Fixture | Incandescent |  | Standard A Lamp | 1 | 60 | 2399313 | Closet | 0.5638%
24063 | 1 | 1 |  | Manual | 2 | Wall Mount | Compact Fluorescent |  | Globe | 1 | 15 | 240631 | Bathroom | 0.4265%
24063 | 2 | 1 |  | Manual | 1 | Ceiling Fixture | Incandescent |  | Standard A Lamp | 2 | 60 | 240632 | Bathroom | 0.4265%
24063 | 3 | 1 |  | Manual | 2 | Table | Incandescent |  | Standard A Lamp | 1 | 60 | 240633 | Bedroom | 0.4265%
24063 | 3 | 2 |  | Manual | 1 | Ceiling Fixture | Incandescent |  | Standard A Lamp | 2 | 60 | 240633 | Bedroom | 0.4265%
24063 | 4 | 1 |  | Manual | 1 | Ceiling Fixture | Linear Fluorescent | 48 | T-8 | 2 | 32 | 240634 | Bedroom | 0.4265%
24063 | 4 | 2 |  | Manual | 1 | Table | Incandescent |  | Standard A Lamp | 1 | 60 | 240634 | Bedroom | 0.4265%
24063 | 5 | 1 |  | Manual | 1 | Ceiling Fixture | Compact Fluorescent |  | Twist | 1 | 15 | 240635 | Closet | 0.4265%
24063 | 6 | 2 |  | Manual | 2 | Table | Compact Fluorescent |  | Twist | 1 | 22 | 240636 | Other | 0.4265%
24063 | 7 | 1 |  | Manual | 2 | Table | Incandescent |  | Standard A Lamp | 1 | 60 | 240637 | Family Room | 0.4265%
24063 | 8 | 1 |  | Manual | 1 | Garage door opener | Incandescent |  | Standard A Lamp | 2 | 60 | 240638 | Garage | 0.4265%
24063 | 8 | 2 |  | Manual | 3 | Ceiling Fixture | Compact Fluorescent |  | Reflector | 1 | 22 | 240638 | Garage | 0.4265%
24063 | 9 | 1 |  | Manual | 2 | Recessed Can | Compact Fluorescent |  | Twist | 1 | 15 | 240639 | Hall | 0.4265%
24063 | 10 | 1 |  | Manual | 2 | Ceiling Fixture | Incandescent |  | Standard A Lamp | 1 | 60 | 2406310 | Kitchen | 0.4265%
24063 | 10 | 2 |  | Manual | 1 | Chandelier (Hanging) | Incandescent |  | Standard A Lamp | 4 | 60 | 2406310 | Kitchen | 0.4265%
24063 | 10 | 3 |  | Manual | 4 | Recessed Can | Compact Fluorescent |  | Reflector | 1 | 22 | 2406310 | Kitchen | 0.4265%
24063 | 10 | 4 |  | Manual | 1 | Ceiling Fixture | Incandescent |  | Standard A Lamp | 2 | 60 | 2406310 | Kitchen | 0.4265%
24063 | 10 | 5 |  | Manual | 1 | Wall Mount | Compact Fluorescent |  | Globe | 1 | 15 | 2406310 | Kitchen | 0.4265%
24063 | 11 | 1 |  | Manual | 1 | Ceiling Fixture | Incandescent |  | Standard A Lamp | 2 | 60 | 2406311 | Laundry Room | 0.4265%
24063 | 12 | 1 |  | Manual | 2 | Table | Incandescent |  | Standard A Lamp | 1 | 60 | 2406312 | Living Room | 0.4265%
24063 | 12 | 2 |  | Manual | 1 | Chandelier (Hanging) | Incandescent |  | Standard A Lamp | 9 | 60 | 2406312 | Living Room | 0.4265%
24063 | 12 | 3 |  | Manual | 2 | Wall Mount | Incandescent |  | Standard A Lamp | 1 | 60 | 2406312 | Living Room | 0.4265%
24063 | 13 | 1 |  | Manual | 1 | Ceiling Fixture | Compact Fluorescent |  | Twist | 2 | 15 | 2406313 | Bathroom | 0.4265%
24063 | 13 | 2 |  | Manual | 2 | Wall Mount | Compact Fluorescent |  | Globe | 1 | 15 | 2406313 | Bathroom | 0.4265%
24063 | 14 | 1 |  | Manual | 1 | Table | Compact Fluorescent |  | Twist | 1 | 22 | 2406314 | Master Bedroom | 0.4265%
24063 | 15 | 1 |  | Manual | 1 | Ceiling Fixture | Incandescent |  | Standard A Lamp | 2 | 60 | 2406315 | Other | 0.4265%
24074 | 1 | 1 |  | Manual | 1 | Table | Compact Fluorescent |  | Twist | 1 | 22 | 240741 | Family Room | 0.3915%
24074 | 1 | 2 |  | Manual | 1 | Ceiling Fixture | Compact Fluorescent |  | Decorative | 4 | 7 | 240741 | Family Room | 0.3915%
24074 | 2 | 1 |  | Manual | 1 | Table | Compact Fluorescent |  | Twist | 1 | 22 | 240742 | Living Room | 0.3915%
24074 | 2 | 2 |  | Manual | 1 | Floor lamp | Compact Fluorescent |  | Twist | 1 | 15 | 240742 | Living Room | 0.3915%
24074 | 3 | 1 |  | Manual | 2 | Ceiling Fixture | Linear Fluorescent | 96 | T-12 | 2 | 40 | 240743 | Kitchen | 0.3915%
24074 | 3 | 2 |  | Manual | 1 | Ceiling Fixture | Linear Fluorescent | 48 | T-12 | 2 | 40 | 240743 | Kitchen | 0.3915%
24074 | 4 | 1 |  | Manual | 1 | Ceiling Fixture | Compact Fluorescent |  | Twist | 1 | 22 | 240744 | Hall | 0.3915%
24074 | 5 | 1 |  | Manual | 1 | Ceiling Fixture | Linear Fluorescent | 48 | T-12 | 1 | 40 | 240745 | Living Room | 0.3915%
24074 | 6 | 1 |  | Manual | 1 | Ceiling Fixture | Compact Fluorescent |  | Twist | 1 | 15 | 240746 | Bathroom | 0.3915%
24074 | 6 | 2 |  | Manual | 1 | Wall Mount | Compact Fluorescent |  | Twist | 2 | 15 | 240746 | Bathroom | 0.3915%
24074 | 7 | 1 |  | Manual | 3 | Table | Compact Fluorescent |  | Twist | 1 | 15 | 240747 | Bedroom | 0.3915%
24074 | 8 | 1 |  | Manual | 1 | Wall Mount | Compact Fluorescent |  | Twist | 3 | 15 | 240748 | Bathroom | 0.3915%
24074 | 8 | 2 |  | Manual | 1 | Ceiling Fixture | Compact Fluorescent |  | Twist | 1 | 15 | 240748 | Bathroom | 0.3915%
24074 | 8 | 3 |  | Manual | 1 | Ceiling Fixture | Compact Fluorescent |  | Twist | 1 | 15 | 240748 | Bathroom | 0.3915%
24074 | 9 | 1 |  | Manual | 3 | Table | Compact Fluorescent |  | Twist | 1 | 15 | 240749 | Master Bedroom | 0.3915%
24113 | 1 | 1 |  | Manual | 1 | Ceiling Fixture | Incandescent |  | Standard A Lamp | 1 | 60 | 241131 | Bathroom | 0.1597%
24113 | 1 | 2 |  | Manual | 1 | Wall Mount | Incandescent |  | Standard A Lamp | 2 | 75 | 241131 | Bathroom | 0.1597%
24113 | 2 | 1 |  | Manual | 1 | Ceiling Fixture | Incandescent |  | Standard A Lamp | 2 | 75 | 241132 | Bathroom | 0.1597%
24113 | 2 | 2 |  | Manual | 2 | Wall Mount | Incandescent |  | Standard A Lamp | 2 | 75 | 241132 | Bathroom | 0.1597%
24113 | 3 | 1 |  | Manual | 1 | Ceiling Fixture | Incandescent |  | Standard A Lamp | 2 | 65 | 241133 | Bedroom | 0.1597%
24113 | 3 | 2 |  | Manual | 1 | Table | Incandescent |  | Standard A Lamp | 1 | 60 | 241133 | Bedroom | 0.1597%
24113 | 4 | 1 |  | Manual | 7 | Ceiling Fixture | Linear Fluorescent | 48 | T-12 | 2 | 40 | 241134 | Garage | 0.1597%
24113 | 4 | 2 |  | Timer | 1 | Garage door opener | Incandescent |  | Standard A Lamp | 1 | 75 | 241134 | Garage | 0.1597%
24113 | 5 | 1 |  | Manual | 2 | Ceiling Fixture | Incandescent |  | Standard A Lamp | 2 | 75 | 241135 | Hall | 0.1597%
24113 | 6 | 1 |  | Manual | 1 | Ceiling Fan | Incandescent |  | Standard A Lamp | 4 | 60 | 241136 | Living Room | 0.1597%
24113 | 6 | 2 |  | Manual | 2 | Ceiling Fixture | Incandescent |  | Standard A Lamp | 2 | 60 | 241136 | Living Room | 0.1597%
24113 | 6 | 3 |  | Manual | 2 | Ceiling Fixture | Linear Fluorescent | 36 | T-12 | 2 | 40 | 241136 | Living Room | 0.1597%
24113 | 6 | 4 |  | Manual | 1 | Chandelier (Hanging) | Incandescent |  | Standard A Lamp | 1 | 75 | 241136 | Living Room | 0.1597%
24113 | 7 | 1 |  | Manual | 1 | Ceiling Fixture | Incandescent |  | Standard A Lamp | 2 | 60 | 241137 | Laundry Room | 0.1597%
24113 | 8 | 1 |  | Manual | 2 | Ceiling Fixture | Incandescent |  | Standard A Lamp | 2 | 65 | 241138 | Master Bedroom | 0.1597%
24113 | 8 | 2 |  | Manual | 1 | Table | Incandescent |  | Standard A Lamp | 1 | 60 | 241138 | Master Bedroom | 0.1597%
24113 | 9 | 1 |  | Manual | 2 | Ceiling Fixture | Incandescent |  | Standard A Lamp | 1 | 75 | 241139 | Office | 0.1597%
24113 | 9 | 2 |  | Manual | 1 | Floor lamp | Incandescent |  | 3-Way Incandescent | 1 | 65 | 241139 | Office | 0.1597%
24113 | 9 | 3 |  | Manual | 1 | Table | Halogen |  | Quartz Tube | 1 | 30 | 241139 | Office | 0.1597%
24130 | 1 | 1 |  | Manual | 1 | Ceiling Fixture | Compact Fluorescent |  | Twist | 2 | 13 | 241301 | Bathroom | 0.1597%
24130 | 2 | 1 |  | Manual | 1 | Ceiling Fixture | Compact Fluorescent |  | Twist | 2 | 13 | 241302 | Bedroom | 0.1597%
24130 | 2 | 2 |  | Manual | 2 | Table | Incandescent |  | Standard A Lamp | 1 | 40 | 241302 | Bedroom | 0.1597%
24130 | 3 | 1 |  | Manual | 1 | Ceiling Fixture | Compact Fluorescent |  | Twist | 1 | 13 | 241303 | Bedroom | 0.1597%
24130 | 3 | 2 |  | Manual | 1 | Table | Compact Fluorescent |  | Twist | 1 | 13 | 241303 | Bedroom | 0.1597%
24130 | 4 | 1 |  | Manual | 1 | Ceiling Fixture | Compact Fluorescent |  | Twist | 2 | 13 | 241304 | Bathroom | 0.1597%
24130 | 5 | 1 |  | Manual | 1 | Ceiling Fixture | Incandescent |  | Standard A Lamp | 1 | 60 | 241305 | Closet | 0.1597%
24130 | 6 | 1 |  | Manual | 1 | Chandelier (Hanging) | Incandescent |  | Clear | 5 | 60 | 241306 | Dining Room | 0.1597%
24130 | 7 | 1 |  | Manual | 2 | Wall Mount | Incandescent |  | Standard A Lamp | 1 | 60 | 241307 | Hall | 0.1597%
24130 | 8 | 1 |  | Manual | 1 | Ceiling Fixture | Compact Fluorescent |  | Twist | 2 | 13 | 241308 | Kitchen | 0.1597%
24130 | 8 | 2 |  | Manual | 1 | Ceiling Fixture | Linear Fluorescent | 24 | T-12 | 1 | 16 | 241308 | Kitchen | 0.1597%
24130 | 9 | 1 |  | Manual | 1 | Ceiling Fixture | Compact Fluorescent |  | Twist | 2 | 13 | 241309 | Laundry Room | 0.1597%
24130 | 10 | 1 |  | Manual | 1 | Floor lamp | Incandescent |  | 3-Way Incandescent | 1 | 100 | 2413010 | Living Room | 0.1597%
24130 | 10 | 2 |  | Manual | 1 | Ceiling Fan | Compact Fluorescent |  | Twist | 1 | 13 | 2413010 | Living Room | 0.1597%
24130 | 10 | 3 |  | Manual | 1 | Table | Compact Fluorescent |  | Twist | 1 | 32 | 2413010 | Living Room | 0.1597%
24130 | 11 | 1 |  | Manual | 2 | Ceiling Fixture | Compact Fluorescent |  | Twist | 2 | 13 | 2413011 | Office | 0.1597%
24157 | 1 | 1 |  | Manual | 1 | Ceiling Fixture | Incandescent |  | Standard A Lamp | 2 | 60 | 241571 | Bathroom | 0.4265%
24157 | 2 | 1 |  | Manual | 1 | Ceiling Fixture | Compact Fluorescent |  | Twist | 2 | 22 | 241572 | Bathroom | 0.4265%
24157 | 2 | 2 |  | Manual | 1 | Wall Mount | Incandescent |  | Standard A Lamp | 2 | 75 | 241572 | Bathroom | 0.4265%
24157 | 3 | 1 |  | Manual | 1 | Ceiling Fixture | Compact Fluorescent |  | Twist | 2 | 15 | 241573 | Bedroom | 0.4265%
24157 | 3 | 2 |  | Manual | 2 | Table | Compact Fluorescent |  | Twist | 1 | 22 | 241573 | Bedroom | 0.4265%
24157 | 4 | 1 |  | Manual | 1 | Ceiling Fixture | Incandescent |  | Standard A Lamp | 2 | 60 | 241574 | Bedroom | 0.4265%
24157 | 5 | 1 |  | Manual | 1 | Ceiling Fixture | Incandescent |  | Standard A Lamp | 2 | 60 | 241575 | Hall | 0.4265%
24157 | 6 | 1 |  | Manual | 3 | Ceiling Fixture | Compact Fluorescent |  | Twist | 2 | 15 | 241576 | Kitchen | 0.4265%
24157 | 6 | 2 |  | Manual | 1 | Recessed - other | Incandescent |  | Standard A Lamp | 1 | 60 | 241576 | Kitchen | 0.4265%
24157 | 7 | 1 |  | Manual | 1 | Ceiling Fixture | Incandescent |  | Standard A Lamp | 2 | 60 | 241577 | Laundry Room | 0.4265%
24157 | 8 | 1 |  | Manual | 1 | Ceiling Fixture | Compact Fluorescent |  | Twist | 1 | 22 | 241578 | Living Room | 0.4265%
24157 | 8 | 2 |  | Timer | 1 | Floor lamp | Incandescent |  | Standard A Lamp | 3 | 100 | 241578 | Living Room | 0.4265%
24157 | 8 | 3 |  | Manual | 1 | Floor lamp | Linear Fluorescent | 96 | Fluorescent Unknown | 1 | 27 | 241578 | Living Room | 0.4265%
24157 | 9 | 1 |  | Manual | 1 | Ceiling Fixture | Compact Fluorescent |  | Twist | 2 | 22 | 241579 | Master Bedroom | 0.4265%
24157 | 9 | 2 |  | Manual | 1 | Ceiling Fixture | Incandescent |  | Standard A Lamp | 1 | 60 | 241579 | Master Bedroom | 0.4265%
24157 | 10 | 1 |  | Manual | 1 | Ceiling Fixture | Incandescent |  | Standard A Lamp | 1 | 75 | 2415710 | Closet | 0.4265%
24167 | 1 | 1 |  | Manual | 2 | Ceiling Fixture | Incandescent |  | Standard A Lamp | 1 | 60 | 241671 | Bathroom | 0.3915%
24167 | 2 | 1 |  | Manual | 2 | Ceiling Fixture | Incandescent |  | Standard A Lamp | 1 | 75 | 241672 | Bathroom | 0.3915%
24167 | 3 | 1 |  | Manual | 1 | Ceiling Fixture | Incandescent |  | Standard A Lamp | 2 | 75 | 241673 | Bedroom | 0.3915%
24167 | 3 | 2 |  | Manual | 1 | Table | Incandescent |  | Standard A Lamp | 1 | 100 | 241673 | Bedroom | 0.3915%
24167 | 4 | 1 |  | Manual | 1 | Ceiling Fan | Incandescent |  | Standard A Lamp | 4 | 40 | 241674 | Family Room | 0.3915%
24167 | 4 | 2 |  | Manual | 1 | Ceiling Fixture | Compact Fluorescent |  | Flood | 1 | 28 | 241674 | Family Room | 0.3915%
24167 | 4 | 3 |  | Manual | 1 | Table | Incandescent |  | Standard A Lamp | 1 | 23 | 241674 | Family Room | 0.3915%
24167 | 5 | 1 |  | Manual | 1 | Ceiling Fixture | Incandescent |  | Standard A Lamp | 1 | 60 | 241675 | Hall | 0.3915%
24167 | 6 | 1 |  | Manual | 2 | Ceiling Fixture | Linear Fluorescent | 48 | T-12 | 2 | 40 | 241676 | Kitchen | 0.3915%
24167 | 7 | 1 |  | Manual | 1 | Ceiling Fixture | Incandescent |  | Standard A Lamp | 1 | 60 | 241677 | Laundry Room | 0.3915%
24167 | 8 | 1 |  | Manual | 1 | Table | Compact Fluorescent |  | Twist | 1 | 13 | 241678 | Master Bedroom | 0.3915%
24167 | 8 | 2 |  | Manual | 1 | Table | Compact Fluorescent |  | Twist | 1 | 15 | 241678 | Master Bedroom | 0.3915%
24167 | 8 | 3 |  | Manual | 1 | Table | Incandescent |  | Standard A Lamp | 1 | 100 | 241678 | Master Bedroom | 0.3915%
24167 | 9 | 1 |  | Manual | 1 | Ceiling Fixture | Incandescent |  | Standard A Lamp | 2 | 60 | 241679 | Office | 0.3915%
24167 | 9 | 2 |  | Manual | 1 | Other | Linear Fluorescent |  | Fluorescent Other | 1 | 22 | 241679 | Office | 0.3915%
24174 | 1 | 1 |  | Manual | 1 | Wall Mount | Compact Fluorescent |  | Twist | 2 | 15 | 241741 | Bathroom | 0.2228%
24174 | 2 | 1 |  | Manual | 2 | Chandelier (Hanging) | Compact Fluorescent |  | Twist | 3 | 15 | 241742 | Bedroom | 0.2228%
24174 | 2 | 2 |  | Manual | 1 | Table | Compact Fluorescent |  | Twist | 1 | 15 | 241742 | Bedroom | 0.2228%
24174 | 3 | 1 |  | Manual | 1 | Ceiling Fixture | Compact Fluorescent |  | Twist | 1 | 22 | 241743 | Hall | 0.2228%
24174 | 4 | 1 |  | Manual | 2 | Ceiling Fixture | Linear Fluorescent | 48 | T-12 | 2 | 40 | 241744 | Kitchen | 0.2228%
24174 | 5 | 1 |  | Manual | 1 | Ceiling Fan | Compact Fluorescent |  | Twist | 4 | 15 | 241745 | Living Room | 0.2228%
24174 | 5 | 2 |  | Manual | 2 | Table | Compact Fluorescent |  | Twist | 1 | 15 | 241745 | Living Room | 0.2228%
24174 | 6 | 1 |  | Manual | 1 | Ceiling Fan | Compact Fluorescent |  | Twist | 3 | 15 | 241746 | Master Bedroom | 0.2228%
24174 | 6 | 2 |  | Manual | 1 | Table | Incandescent |  | Reflector | 1 | 40 | 241746 | Master Bedroom | 0.2228%
24174 | 7 | 1 |  | Manual | 1 | Ceiling Fixture | Compact Fluorescent |  | Twist | 1 | 15 | 241747 | Closet | 0.2228%
24174 | 8 | 1 |  | Manual | 1 | Ceiling Fan | Compact Fluorescent |  | Twist | 3 | 22 | 241748 | Office | 0.2228%
24174 | 9 | 1 |  | Manual | 1 | Ceiling Fixture | Compact Fluorescent |  | Twist | 1 | 22 | 241749 | Bathroom | 0.2228%
24174 | 9 | 2 |  | Manual | 4 | Wall Mount | Compact Fluorescent |  | Twist | 1 | 15 | 241749 | Bathroom | 0.2228%
24174 | 10 | 1 |  | Manual | 1 | Ceiling Fixture | Compact Fluorescent |  | Twist | 1 | 15 | 2417410 | Laundry Room | 0.2228%
24176 | 1 | 1 |  | Manual | 1 | Ceiling Fixture | Incandescent |  | Standard A Lamp | 1 | 60 | 241761 | Bathroom | 0.1597%
24176 | 1 | 2 |  | Manual | 1 | Ceiling Fixture | Compact Fluorescent |  | Twist | 1 | 15 | 241761 | Bathroom | 0.1597%
24176 | 2 | 1 |  | Manual | 1 | Ceiling Fixture | Incandescent |  | Standard A Lamp | 2 | 60 | 241762 | Bedroom | 0.1597%
24176 | 3 | 1 |  | Manual | 1 | Ceiling Fixture | Incandescent |  | Standard A Lamp | 2 | 60 | 241763 | Master Bedroom | 0.1597%
24176 | 4 | 1 |  | Manual | 1 | Ceiling Fixture | Incandescent |  | Standard A Lamp | 1 | 60 | 241764 | Hall | 0.1597%
24176 | 5 | 1 |  | Manual | 1 | Wall Mount | Linear Fluorescent | 24 | T-12 | 1 | 20 | 241765 | Kitchen | 0.1597%
24176 | 5 | 2 |  | Manual | 2 | Ceiling Fixture | Incandescent |  | Standard A Lamp | 1 | 40 | 241765 | Kitchen | 0.1597%
24176 | 5 | 3 |  | Manual | 1 | Ceiling Fixture | Compact Fluorescent |  | Twist | 1 | 15 | 241765 | Kitchen | 0.1597%
24176 | 6 | 1 |  | Manual | 1 | Table | Incandescent |  | Clear | 1 | 70 | 241766 | Living Room | 0.1597%
24181 | 1 | 1 |  | Manual | 1 | Ceiling Fixture | Incandescent |  | Standard A Lamp | 1 | 60 | 241811 | Bathroom | 0.1597%
24181 | 2 | 1 |  | Manual | 2 | Ceiling Fixture | Incandescent |  | Standard A Lamp | 2 | 40 | 241812 | Bathroom | 0.1597%
24181 | 3 | 1 |  | Manual | 1 | Ceiling Fixture | Incandescent |  | Standard A Lamp | 2 | 60 | 241813 | Bedroom | 0.1597%
24181 | 4 | 1 |  | Manual | 1 | Ceiling Fixture | Incandescent |  | Standard A Lamp | 2 | 60 | 241814 | Bedroom | 0.1597%
24181 | 5 | 1 |  | Manual | 4 | Ceiling Fixture | Incandescent |  | Standard A Lamp | 1 | 100 | 241815 | Garage | 0.1597%
24181 | 5 | 2 |  | Timer | 1 | Ceiling Fixture | Incandescent |  | Standard A Lamp | 2 | 75 | 241815 | Garage | 0.1597%
24181 | 6 | 1 |  | Manual | 1 | Chandelier (Hanging) | Incandescent |  | Standard A Lamp | 1 | 60 | 241816 | Hall | 0.1597%
24181 | 7 | 1 |  | Manual | 1 | Ceiling Fixture | Incandescent |  | Standard A Lamp | 1 | 65 | 241817 | Laundry Room | 0.1597%
24181 | 8 | 1 |  | Manual | 1 | Ceiling Fan | Incandescent |  | Standard A Lamp | 3 | 60 | 241818 | Living Room | 0.1597%
24181 | 8 | 2 |  | Manual | 1 | Chandelier (Hanging) | Incandescent |  | Standard A Lamp | 3 | 40 | 241818 | Living Room | 0.1597%
24181 | 8 | 3 |  | Manual | 2 | Chandelier (Hanging) | Incandescent |  | Standard A Lamp | 1 | 60 | 241818 | Living Room | 0.1597%
24181 | 8 | 4 |  | Manual | 1 | Floor lamp | Incandescent |  | Standard A Lamp | 3 | 60 | 241818 | Living Room | 0.1597%
24181 | 9 | 1 |  | Manual | 1 | Chandelier (Hanging) | Incandescent |  | Standard A Lamp | 1 | 100 | 241819 | Bathroom | 0.1597%
24181 | 9 | 2 |  | Manual | 1 | Ceiling Fixture | Incandescent |  | Standard A Lamp | 1 | 60 | 241819 | Bathroom | 0.1597%
24181 | 10 | 1 |  | Manual | 1 | Ceiling Fixture | Incandescent |  | Standard A Lamp | 2 | 60 | 2418110 | Master Bedroom | 0.1597%
24181 | 11 | 1 |  | Manual | 1 | Ceiling Fixture | Incandescent |  | Standard A Lamp | 1 | 40 | 2418111 | Closet | 0.1597%
24181 | 12 | 1 |  | Manual | 1 | Chandelier (Hanging) | Incandescent |  | Standard A Lamp | 1 | 65 | 2418112 | Office | 0.1597%
24181 | 12 | 2 |  | Manual | 1 | Table | Compact Fluorescent |  | Twist | 1 | 15 | 2418112 | Office | 0.1597%
24181 | 12 | 3 |  | Manual | 1 | Table | Halogen |  | MR | 1 | 20 | 2418112 | Office | 0.1597%
24181 | 13 | 1 |  | Manual | 1 | Ceiling Fan | Incandescent |  | Standard A Lamp | 1 | 60 | 2418113 | Other | 0.1597%
24181 | 13 | 2 |  | Manual | 2 | Ceiling Fixture | Incandescent |  | Standard A Lamp | 1 | 60 | 2418113 | Other | 0.1597%
24181 | 13 | 3 |  | Manual | 1 | Table | Incandescent |  | Standard A Lamp | 1 | 40 | 2418113 | Other | 0.1597%
24192 | 1 | 1 |  | Manual | 1 | Ceiling Fixture | Compact Fluorescent |  | Twist | 2 | 15 | 241921 | Bathroom | 0.2228%
24192 | 2 | 1 |  | Manual | 1 | Wall Mount | Compact Fluorescent |  | Twist | 2 | 15 | 241922 | Bathroom | 0.2228%
24192 | 3 | 1 |  | Manual | 1 | Table | Incandescent |  | Standard A Lamp | 1 | 150 | 241923 | Bedroom | 0.2228%
24192 | 4 | 1 |  | Manual | 1 | Chandelier (Hanging) | Incandescent |  | Standard A Lamp | 5 | 40 | 241924 | Bedroom | 0.2228%
24192 | 5 | 1 |  | Manual | 1 | Table | Incandescent |  | Standard A Lamp | 1 | 40 | 241925 | Bedroom | 0.2228%
24192 | 6 | 1 |  | Manual | 1 | Ceiling Fixture | Linear Fluorescent | 48 | T-12 | 2 | 40 | 241926 | Kitchen | 0.2228%
24192 | 6 | 2 |  | Manual | 1 | Ceiling Fixture | Compact Fluorescent |  | Twist | 2 | 22 | 241926 | Kitchen | 0.2228%
24192 | 6 | 3 |  | Manual | 1 | Table | Incandescent |  | Standard A Lamp | 1 | 75 | 241926 | Kitchen | 0.2228%
24192 | 7 | 1 |  | Manual | 1 | Ceiling Fixture | Compact Fluorescent |  | Twist | 2 | 22 | 241927 | Laundry Room | 0.2228%
24192 | 7 | 2 |  | Manual | 1 | Ceiling Fixture | Compact Fluorescent |  | Twist | 1 | 22 | 241927 | Laundry Room | 0.2228%
24192 | 8 | 1 |  | Manual | 2 | Table | Compact Fluorescent |  | Twist | 1 | 22 | 241928 | Living Room | 0.2228%
24192 | 9 | 1 |  | Manual | 2 | Table | Compact Fluorescent |  | Twist | 1 | 22 | 241929 | Bedroom | 0.2228%
24220 | 1 | 1 |  | Manual | 1 | Ceiling Fixture | Incandescent |  | Standard A Lamp | 1 | 60 | 242201 | Bathroom | 0.1597%
24220 | 1 | 2 |  | Manual | 1 | Track | Incandescent |  | Globe | 4 | 40 | 242201 | Bathroom | 0.1597%
24220 | 2 | 1 |  | Manual | 1 | Ceiling Fixture | Incandescent |  | Standard A Lamp | 1 | 60 | 242202 | Bathroom | 0.1597%
24220 | 3 | 1 |  | Manual | 3 | Table | Incandescent |  | Standard A Lamp | 1 | 60 | 242203 | Bedroom | 0.1597%
24220 | 3 | 2 |  | Manual | 1 | Ceiling Fixture | Compact Fluorescent |  | Circline (Screw Base) | 1 | 28 | 242203 | Bedroom | 0.1597%
24220 | 4 | 1 |  | Manual | 1 | Ceiling Fixture | Compact Fluorescent |  | Circline (Screw Base) | 1 | 28 | 242204 | Bedroom | 0.1597%
24220 | 5 | 1 |  | Manual | 1 | Table | Incandescent |  | Standard A Lamp | 1 | 60 | 242205 | Family Room | 0.1597%
24220 | 6 | 1 |  | Manual | 1 | Ceiling Fixture | Incandescent |  | Standard A Lamp | 1 | 60 | 242206 | Hall | 0.1597%
24220 | 7 | 1 |  | Manual | 2 | Ceiling Fixture | Compact Fluorescent |  | Twist | 1 | 22 | 242207 | Hall | 0.1597%
24220 | 8 | 1 |  | Manual | 2 | Ceiling Fixture | Linear Fluorescent | 48 | T-8 | 2 | 32 | 242208 | Kitchen | 0.1597%
24220 | 8 | 2 |  | Manual | 1 | Ceiling Fixture | Incandescent |  | Standard A Lamp | 1 | 65 | 242208 | Kitchen | 0.1597%
24220 | 8 | 3 |  | Manual | 1 | Chandelier (Hanging) | Incandescent |  | Decorative | 3 | 40 | 242208 | Kitchen | 0.1597%
24220 | 9 | 1 |  | Manual | 1 | Ceiling Fan | Incandescent |  | Standard A Lamp | 5 | 40 | 242209 | Living Room | 0.1597%
24220 | 9 | 2 |  | Manual | 1 | Table | Incandescent |  | Decorative | 3 | 40 | 242209 | Living Room | 0.1597%
24220 | 10 | 1 |  | Manual | 1 | Ceiling Fan | Compact Fluorescent |  | Twist | 3 | 22 | 2422010 | Master Bedroom | 0.1597%
24220 | 10 | 2 |  | Manual | 2 | Floor lamp | Incandescent |  | Standard A Lamp | 1 | 60 | 2422010 | Master Bedroom | 0.1597%
24280 | 1 | 1 |  | Manual | 1 | Ceiling Fixture | Compact Fluorescent |  | Twist | 1 | 15 | 242801 | Bathroom | 0.4265%
24280 | 1 | 2 |  | Manual | 1 | Wall Mount | Linear Fluorescent | 24 | T-8 | 2 | 40 | 242801 | Bathroom | 0.4265%
24280 | 2 | 1 |  | Manual | 1 | Ceiling Fixture | Compact Fluorescent |  | Twist | 2 | 15 | 242802 | Bedroom | 0.4265%
24280 | 3 | 1 |  | Manual | 1 | Ceiling Fixture | Compact Fluorescent |  | Twist | 1 | 15 | 242803 | Bathroom | 0.4265%
24280 | 4 | 1 |  | Manual | 1 | Ceiling Fixture | Compact Fluorescent |  | Twist | 1 | 15 | 242804 | Hall | 0.4265%
24280 | 5 | 1 |  | Manual | 1 | Chandelier (Hanging) | Compact Fluorescent |  | Twist | 3 | 22 | 242805 | Kitchen | 0.4265%
24280 | 5 | 2 |  | Manual | 1 | Recessed - other | Compact Fluorescent |  | Twist | 1 | 15 | 242805 | Kitchen | 0.4265%
24280 | 6 | 1 |  | Manual | 1 | Chandelier (Hanging) | Compact Fluorescent |  | Twist | 1 | 15 | 242806 | Living Room | 0.4265%
24280 | 6 | 2 |  | Manual | 2 | Floor lamp | Incandescent |  | Standard A Lamp | 1 | 150 | 242806 | Living Room | 0.4265%
24280 | 7 | 1 |  | Manual | 1 | Ceiling Fixture | Incandescent |  | Standard A Lamp | 2 | 60 | 242807 | Office | 0.4265%
24280 | 7 | 2 |  | Manual | 1 | Chandelier (Hanging) | Compact Fluorescent |  | Twist | 1 | 15 | 242807 | Office | 0.4265%
24280 | 8 | 1 |  | Manual | 1 | Ceiling Fixture | Incandescent |  | Standard A Lamp | 2 | 60 | 242808 | Bedroom | 0.4265%
24280 | 8 | 2 |  | Manual | 1 | Wall Mount | Linear Fluorescent | 24 | T-8 | 2 | 40 | 242808 | Bedroom | 0.4265%
24280 | 8 | 3 |  | Manual | 1 | Floor lamp | Incandescent |  | Standard A Lamp | 1 | 150 | 242808 | Bedroom | 0.4265%
24300 | 1 | 1 |  | Manual | 1 | Wall Mount | Incandescent |  | Standard A Lamp | 2 | 60 | 243001 | Bathroom | 0.2228%
24300 | 2 | 1 |  | Manual | 1 | Ceiling Fixture | Compact Fluorescent |  | Twist | 2 | 15 | 243002 | Bedroom | 0.2228%
24300 | 3 | 1 |  | Manual | 1 | Ceiling Fixture | Incandescent |  | Standard A Lamp | 2 | 60 | 243003 | Bedroom | 0.2228%
24300 | 4 | 1 |  | Manual | 1 | Ceiling Fixture | Incandescent |  | Standard A Lamp | 1 | 75 | 243004 | Closet | 0.2228%
24300 | 5 | 1 |  | Manual | 1 | Chandelier (Hanging) | Incandescent |  | Mini base | 4 | 40 | 243005 | Dining Room | 0.2228%
24300 | 6 | 1 |  | Manual | 2 | Ceiling Fixture | Incandescent |  | Standard A Lamp | 1 | 100 | 243006 | Kitchen | 0.2228%
24300 | 7 | 1 |  | Manual | 1 | Ceiling Fixture | Incandescent |  | Standard A Lamp | 1 | 100 | 243007 | Laundry Room | 0.2228%
24300 | 8 | 1 |  | Manual | 2 | Table | Incandescent |  | Standard A Lamp | 1 | 60 | 243008 | Living Room | 0.2228%
24300 | 9 | 1 |  | Manual | 1 | Ceiling Fixture | Incandescent |  | Standard A Lamp | 2 | 60 | 243009 | Master Bedroom | 0.2228%
24300 | 10 | 1 |  | Manual | 2 | Wall Mount | Incandescent |  | Standard A Lamp | 2 | 60 | 2430010 | Bathroom | 0.2228%
24326 | 1 | 1 |  | Manual | 1 | Ceiling Fixture | Compact Fluorescent |  | Twist | 1 | 22 | 243261 | Bathroom | 0.1597%
24326 | 2 | 1 |  | Manual | 1 | Ceiling Fixture | Compact Fluorescent |  | Twist | 1 | 22 | 243262 | Other | 0.1597%
24326 | 3 | 1 |  | Manual | 1 | Ceiling Fixture | Compact Fluorescent |  | Twist | 1 | 22 | 243263 | Hall | 0.1597%
24326 | 4 | 1 |  | Manual | 1 | Ceiling Fixture | Compact Fluorescent |  | Twist | 1 | 22 | 243264 | Hall | 0.1597%
24326 | 5 | 1 |  | Manual | 1 | Ceiling Fixture | Linear Fluorescent | 48 | T-8 | 2 | 32 | 243265 | Laundry Room | 0.1597%
24326 | 6 | 1 |  | Manual | 1 | Ceiling Fan | Compact Fluorescent |  | Circline (Screw Base) | 1 | 28 | 243266 | Living Room | 0.1597%
24326 | 6 | 2 |  | Manual | 2 | Ceiling Fixture | Linear Fluorescent | 48 | T-8 | 2 | 32 | 243266 | Living Room | 0.1597%
24326 | 7 | 1 |  | Manual | 1 | Ceiling Fixture | Incandescent |  | Globe | 5 | 40 | 243267 | Bathroom | 0.1597%
24326 | 8 | 1 |  | Manual | 1 | Ceiling Fixture | Compact Fluorescent |  | Circline (Screw Base) | 1 | 28 | 243268 | Master Bedroom | 0.1597%
24326 | 9 | 1 |  | Manual | 1 | Ceiling Fixture | Compact Fluorescent |  | Twist | 1 | 22 | 243269 | Office | 0.1597%
24326 | 9 | 2 |  | Manual | 1 | Floor lamp | Compact Fluorescent |  | Twist | 3 | 15 | 243269 | Office | 0.1597%
24326 | 9 | 3 |  | Manual | 1 | Table | Compact Fluorescent |  | Straight Tube | 1 | 22 | 243269 | Office | 0.1597%
24328 | 2 | 1 |  | Manual | 3 | Ceiling Fixture | Compact Fluorescent |  | Twist | 1 | 13 | 243282 | Bathroom | 0.5638%
24328 | 3 | 1 |  | Manual | 1 | Floor lamp | Compact Fluorescent |  | Twist | 1 | 23 | 243283 | Bedroom | 0.5638%
24328 | 3 | 2 |  | Manual | 1 | Ceiling Fixture | Compact Fluorescent |  | Twist | 2 | 23 | 243283 | Bedroom | 0.5638%
24328 | 4 | 1 |  | Manual | 1 | Floor lamp | Compact Fluorescent |  | Twist | 2 | 13 | 243284 | Bedroom | 0.5638%
24328 | 5 | 1 |  | Manual | 1 | Table | Compact Fluorescent |  | Twist | 1 | 13 | 243285 | Family Room | 0.5638%
24328 | 5 | 2 |  | Manual | 1 | Table | Incandescent |  | Standard A Lamp | 1 | 60 | 243285 | Family Room | 0.5638%
24328 | 6 | 1 |  | Manual | 2 | Ceiling Fixture | Compact Fluorescent |  | Twist | 1 | 13 | 243286 | Hall | 0.5638%
24328 | 7 | 1 |  | Manual | 1 | Ceiling Fixture | Incandescent |  | Standard A Lamp | 2 | 60 | 243287 | Kitchen | 0.5638%
24328 | 7 | 2 |  | Manual | 2 | Ceiling Fixture | Linear Fluorescent | 48 | T-12 | 2 | 40 | 243287 | Kitchen | 0.5638%
24328 | 7 | 3 |  | Manual | 1 | Ceiling Fixture | Compact Fluorescent |  | Twist | 1 | 13 | 243287 | Kitchen | 0.5638%
24339 | 1 | 1 |  | Manual | 1 | Ceiling Fixture | Incandescent |  | Standard A Lamp | 2 | 60 | 243391 | Bathroom | 0.536%
24339 | 2 | 1 |  | Manual | 1 | Ceiling Fixture | Incandescent |  | Standard A Lamp | 2 | 60 | 243392 | Bathroom | 0.536%
24339 | 3 | 1 |  | Manual | 1 | Chandelier (Hanging) | Incandescent |  | Decorative | 3 | 40 | 243393 | Bedroom | 0.536%
24339 | 4 | 1 |  | Manual | 2 | Table | Incandescent |  | Standard A Lamp | 1 | 60 | 243394 | Bedroom | 0.536%
24339 | 4 | 2 |  | Manual | 1 | Chandelier (Hanging) | Incandescent |  | Standard A Lamp | 3 | 60 | 243394 | Bedroom | 0.536%
24339 | 5 | 1 |  | Manual | 1 | Ceiling Fixture | Incandescent |  | Standard A Lamp | 2 | 60 | 243395 | Closet | 0.536%
24339 | 6 | 1 |  | Manual | 1 | Chandelier (Hanging) | Incandescent |  | Standard A Lamp | 5 | 60 | 243396 | Dining Room | 0.536%
24339 | 7 | 1 |  | Manual | 1 | Ceiling Fixture | Linear Fluorescent | 48 | T-8 | 4 | 32 | 243397 | Kitchen | 0.536%
24339 | 8 | 1 |  | Manual | 1 | Ceiling Fan | Incandescent |  | Standard A Lamp | 4 | 60 | 243398 | Living Room | 0.536%
24339 | 8 | 2 |  | Manual | 3 | Table | Incandescent |  | Standard A Lamp | 1 | 60 | 243398 | Living Room | 0.536%
24339 | 8 | 3 |  | Manual | 1 | Table | Incandescent |  | Standard A Lamp | 1 | 100 | 243398 | Living Room | 0.536%
24339 | 8 | 4 |  | Manual | 1 | Table | Compact Fluorescent |  | Straight Tube | 1 | 22 | 243398 | Living Room | 0.536%
24339 | 8 | 5 |  | Manual | 1 | Floor lamp | Incandescent |  | Standard A Lamp | 1 | 200 | 243398 | Living Room | 0.536%
24339 | 8 | 6 |  | Manual | 1 | Table | Incandescent |  | Standard A Lamp | 1 | 60 | 243398 | Living Room | 0.536%
24339 | 9 | 1 |  | Manual | 1 | Chandelier (Hanging) | Incandescent |  | Decorative | 3 | 40 | 243399 | Closet | 0.536%
24339 | 9 | 2 |  | Manual | 1 | Table | Compact Fluorescent |  | Straight Tube | 1 | 28 | 243399 | Closet | 0.536%
24339 | 9 | 3 |  | Manual | 1 | Table | Compact Fluorescent |  | Pin base | 1 | 27 | 243399 | Closet | 0.536%
24339 | 10 | 1 |  | Manual | 1 | Ceiling Fixture | Incandescent |  | Standard A Lamp | 2 | 60 | 2433910 | Laundry Room | 0.536%
24386 | 1 | 1 |  | Manual | 1 | Wall Mount | Incandescent |  | Mini base | 8 | 25 | 243861 | Bathroom | 0.3915%
24386 | 2 | 1 |  | Manual | 1 | Ceiling Fixture | Incandescent |  | Standard A Lamp | 1 | 60 | 243862 | Bedroom | 0.3915%
24386 | 2 | 2 |  | Manual | 1 | Ceiling Fixture | Compact Fluorescent |  | Twist | 1 | 15 | 243862 | Bedroom | 0.3915%
24386 | 2 | 3 |  | Manual | 1 | Table | Compact Fluorescent |  | Other | 1 | 28 | 243862 | Bedroom | 0.3915%
24386 | 3 | 1 |  | Manual | 1 | Table | Incandescent |  | Standard A Lamp | 1 | 40 | 243863 | Bedroom | 0.3915%
24386 | 3 | 2 |  | Manual | 1 | Ceiling Fixture | Incandescent |  | Standard A Lamp | 2 | 60 | 243863 | Bedroom | 0.3915%
24386 | 4 | 1 |  | Dimmer | 1 | Chandelier (Hanging) | Incandescent |  | Decorative | 9 | 25 | 243864 | Dining Room | 0.3915%
24386 | 5 | 1 |  | Manual | 1 | Ceiling Fixture | Incandescent |  | Standard A Lamp | 1 | 60 | 243865 | Kitchen | 0.3915%
24386 | 6 | 1 |  | Manual | 2 | Ceiling Fixture | Linear Fluorescent | 42 | T-12 | 2 | 40 | 243866 | Kitchen | 0.3915%
24386 | 6 | 2 |  | Manual | 1 | Ceiling Fixture | Incandescent |  | Standard A Lamp | 1 | 60 | 243866 | Kitchen | 0.3915%
24386 | 6 | 3 |  | Manual | 1 | Ceiling Fixture | Incandescent |  | Standard A Lamp | 1 | 25 | 243866 | Kitchen | 0.3915%
24386 | 7 | 1 |  | Manual | 1 | Ceiling Fixture | Incandescent |  | Standard A Lamp | 1 | 60 | 243867 | Laundry Room | 0.3915%
24386 | 8 | 1 |  | Manual | 1 | Torchiere | Incandescent |  | Standard A Lamp | 1 | 100 | 243868 | Living Room | 0.3915%
24386 | 8 | 2 |  | Manual | 2 | Table | Incandescent |  | Standard A Lamp | 1 | 100 | 243868 | Living Room | 0.3915%
24386 | 9 | 1 |  | Manual | 1 | Wall Mount | Incandescent |  | Mini base | 4 | 25 | 243869 | Bathroom | 0.3915%
24386 | 9 | 2 |  | Manual | 1 | Ceiling Fixture | Incandescent |  | Standard A Lamp | 1 | 60 | 243869 | Bathroom | 0.3915%
24386 | 10 | 1 |  | Manual | 1 | Ceiling Fan | Incandescent |  | Decorative | 3 | 40 | 2438610 | Master Bedroom | 0.3915%
24386 | 10 | 2 |  | Manual | 2 | Table | Incandescent |  | Standard A Lamp | 1 | 75 | 2438610 | Master Bedroom | 0.3915%
24393 | 1 | 1 |  | Manual | 1 | Table | Compact Fluorescent |  | Twist | 1 | 15 | 243931 | Other | 0.3915%
24393 | 2 | 1 |  | Manual | 2 | Wall Mount | Incandescent |  | Standard A Lamp | 2 | 60 | 243932 | Bathroom | 0.3915%
24393 | 3 | 1 |  | Manual | 1 | Wall Mount | Incandescent |  | Standard A Lamp | 2 | 40 | 243933 | Bathroom | 0.3915%
24393 | 4 | 1 |  | Manual | 1 | Table | Incandescent |  | Standard A Lamp | 1 | 60 | 243934 | Master Bedroom | 0.3915%
24393 | 5 | 1 |  | Manual | 1 | Table | Compact Fluorescent |  | Straight Tube | 1 | 15 | 243935 | Bedroom | 0.3915%
24393 | 6 | 1 |  | Manual | 1 | Ceiling Fixture | Incandescent |  | Standard A Lamp | 1 | 60 | 243936 | Hall | 0.3915%
24393 | 7 | 1 |  | Manual | 3 | Recessed Can | Incandescent |  | Reflector | 1 | 65 | 243937 | Kitchen | 0.3915%
24393 | 8 | 1 |  | Manual | 1 | Ceiling Fixture | Incandescent |  | Standard A Lamp | 1 | 60 | 243938 | Laundry Room | 0.3915%
24393 | 9 | 1 |  | Manual | 2 | Floor lamp | Incandescent |  | Standard A Lamp | 1 | 40 | 243939 | Living Room | 0.3915%
24396 | 1 | 1 |  | Manual | 1 | Wall Mount | Incandescent |  | Standard A Lamp | 3 | 60 | 243961 | Bathroom | 0.4265%
24396 | 2 | 1 |  | Manual | 1 | Ceiling Fixture | Compact Fluorescent |  | Twist | 1 | 23 | 243962 | Bedroom | 0.4265%
24396 | 3 | 1 |  | Manual | 1 | Ceiling Fixture | Incandescent |  | Standard A Lamp | 2 | 60 | 243963 | Bedroom | 0.4265%
24396 | 4 | 1 |  | Manual | 1 | Ceiling Fixture | Incandescent |  | Standard A Lamp | 1 | 60 | 243964 | Hall | 0.4265%
24396 | 5 | 1 |  | Manual | 2 | Ceiling Fixture | Compact Fluorescent |  | Twist | 2 | 23 | 243965 | Kitchen | 0.4265%
24396 | 5 | 2 |  | Manual | 1 | Chandelier (Hanging) | Compact Fluorescent |  | Decorative | 3 | 3 | 243965 | Kitchen | 0.4265%
24396 | 5 | 3 |  | Manual | 1 | Chandelier (Hanging) | Compact Fluorescent |  | Twist | 2 | 23 | 243965 | Kitchen | 0.4265%
24396 | 5 | 4 |  | Manual | 1 | Ceiling Fixture | Incandescent |  | Standard A Lamp | 2 | 60 | 243965 | Kitchen | 0.4265%
24396 | 6 | 1 |  | Manual | 1 | Ceiling Fixture | Compact Fluorescent |  | Twist | 1 | 23 | 243966 | Living Room | 0.4265%
24396 | 6 | 2 |  | Manual | 1 | Floor lamp | Compact Fluorescent |  | Twist | 3 | 13 | 243966 | Living Room | 0.4265%
24396 | 6 | 3 |  | Manual | 1 | Floor lamp | Incandescent |  | 3-Way Incandescent | 1 | 150 | 243966 | Living Room | 0.4265%
24396 | 6 | 4 |  | Manual | 1 | Floor lamp | Compact Fluorescent |  | Twist | 1 | 23 | 243966 | Living Room | 0.4265%
24396 | 7 | 1 |  | Manual | 1 | Wall Mount | Incandescent |  | Standard A Lamp | 3 | 60 | 243967 | Bathroom | 0.4265%
24396 | 8 | 1 |  | Manual | 1 | Ceiling Fixture | Incandescent |  | Standard A Lamp | 2 | 40 | 243968 | Master Bedroom | 0.4265%
24414 | 1 | 1 |  | Manual | 1 | Ceiling Fixture | Incandescent |  | Standard A Lamp | 1 | 60 | 244141 | Bathroom | 0.2228%
24414 | 2 | 1 |  | Manual | 1 | Ceiling Fixture | Incandescent |  | Standard A Lamp | 1 | 60 | 244142 | Bedroom | 0.2228%
24414 | 3 | 1 |  | Manual | 2 | Ceiling Fixture | Incandescent |  | Standard A Lamp | 1 | 60 | 244143 | Dining Room | 0.2228%
24414 | 3 | 2 |  | Manual | 1 | Chandelier (Hanging) | Incandescent |  | Standard A Lamp | 4 | 60 | 244143 | Dining Room | 0.2228%
24414 | 4 | 1 |  | Manual | 2 | Ceiling Fixture | Linear Fluorescent | 48 | T-12 | 2 | 40 | 244144 | Kitchen | 0.2228%
24414 | 5 | 1 |  | Manual | 2 | Ceiling Fixture | Incandescent |  | Standard A Lamp | 1 | 60 | 244145 | Laundry Room | 0.2228%
24414 | 6 | 1 |  | Manual | 2 | Chandelier (Hanging) | Incandescent |  | Standard A Lamp | 1 | 60 | 244146 | Family Room | 0.2228%
24414 | 6 | 2 |  | Manual | 1 | Floor lamp | Compact Fluorescent |  | Twist | 3 | 13 | 244146 | Family Room | 0.2228%
24414 | 7 | 1 |  | Manual | 2 | Ceiling Fixture | Incandescent |  | Standard A Lamp | 1 | 60 | 244147 | Bathroom | 0.2228%
24414 | 8 | 1 |  | Manual | 1 | Ceiling Fixture | Incandescent |  | Standard A Lamp | 2 | 60 | 244148 | Master Bedroom | 0.2228%
24414 | 9 | 1 |  | Manual | 1 | Ceiling Fixture | Incandescent |  | Standard A Lamp | 2 | 60 | 244149 | Bedroom | 0.2228%
24414 | 10 | 1 |  | Manual | 3 | Ceiling Fixture | Incandescent |  | Standard A Lamp | 1 | 300 | 2441410 | Other | 0.2228%
24420 | 1 | 1 |  | Manual | 1 | Ceiling Fixture | Compact Fluorescent |  | Twist | 1 | 15 | 244201 | Bathroom | 0.4265%
24420 | 2 | 1 |  | Manual | 1 | Ceiling Fixture | Compact Fluorescent |  | Twist | 1 | 15 | 244202 | Hall | 0.4265%
24420 | 3 | 1 |  | Manual | 1 | Ceiling Fixture | Compact Fluorescent |  | Twist | 1 | 15 | 244203 | Bedroom | 0.4265%
24420 | 4 | 1 |  | Manual | 2 | Ceiling Fixture | Compact Fluorescent |  | Twist | 1 | 15 | 244204 | Kitchen | 0.4265%
24420 | 4 | 2 |  | Manual | 1 | Chandelier (Hanging) | Compact Fluorescent |  | Twist | 1 | 22 | 244204 | Kitchen | 0.4265%
24420 | 6 | 1 |  | Manual | 1 | Table | Compact Fluorescent |  | Twist | 2 | 15 | 244206 | Master Bedroom | 0.4265%
24420 | 7 | 1 |  | Manual | 1 | Ceiling Fixture | Compact Fluorescent |  | Twist | 1 | 15 | 244207 | Bathroom | 0.4265%
24421 | 1 | 1 |  | Manual | 1 | Ceiling Fixture | Incandescent |  | Standard A Lamp | 1 | 60 | 244211 | Bathroom | 0.1597%
24421 | 1 | 2 |  | Manual | 2 | Wall Mount | Incandescent |  | Standard A Lamp | 1 | 100 | 244211 | Bathroom | 0.1597%
24421 | 2 | 1 |  | Manual | 1 | Ceiling Fixture | Incandescent |  | Standard A Lamp | 2 | 100 | 244212 | Bedroom | 0.1597%
24421 | 3 | 1 |  | Manual | 1 | Ceiling Fixture | Incandescent |  | Standard A Lamp | 1 | 100 | 244213 | Laundry Room | 0.1597%
24421 | 4 | 1 |  | Manual | 2 | Wall Mount | Incandescent |  | Standard A Lamp | 1 | 65 | 244214 | Living Room | 0.1597%
24421 | 4 | 2 |  | Manual | 2 | Ceiling Fixture | Linear Fluorescent | 48 | T-8 | 2 | 32 | 244214 | Living Room | 0.1597%
24421 | 5 | 1 |  | Manual | 1 | Ceiling Fixture | Linear Fluorescent | 48 | T-8 | 2 | 32 | 244215 | Other | 0.1597%
24428 | 1 | 1 |  | Manual | 2 | Wall Mount | Incandescent |  | Standard A Lamp | 1 | 40 | 244281 | Bathroom | 0.3915%
24428 | 2 | 1 |  | Manual | 1 | Ceiling Fixture | Incandescent |  | Reflector | 1 | 65 | 244282 | Bedroom | 0.3915%
24428 | 2 | 2 |  | Manual | 3 | Table | Compact Fluorescent |  | Twist | 1 | 15 | 244282 | Bedroom | 0.3915%
24428 | 2 | 3 |  | Manual | 1 | Table | Incandescent |  | Standard A Lamp | 1 | 100 | 244282 | Bedroom | 0.3915%
24428 | 3 | 1 |  | Manual | 1 | Ceiling Fixture | Incandescent |  | Reflector | 1 | 65 | 244283 | Bedroom | 0.3915%
24428 | 3 | 2 |  | Manual | 1 | Table | Incandescent |  | Standard A Lamp | 1 | 100 | 244283 | Bedroom | 0.3915%
24428 | 3 | 3 |  | Manual | 1 | Table | Incandescent |  | Standard A Lamp | 1 | 60 | 244283 | Bedroom | 0.3915%
24428 | 4 | 1 |  | Manual | 1 | Ceiling Fixture | Incandescent |  | Standard A Lamp | 1 | 60 | 244284 | Closet | 0.3915%
24428 | 5 | 1 |  | Manual | 1 | Ceiling Fixture | Incandescent |  | Standard A Lamp | 1 | 65 | 244285 | Closet | 0.3915%
24428 | 6 | 1 |  | Manual | 1 | Recessed Can | Incandescent |  | Reflector | 1 | 65 | 244286 | Dining Room | 0.3915%
24428 | 6 | 2 |  | Dimmer | 1 | Chandelier (Hanging) | Incandescent |  | Globe | 1 | 60 | 244286 | Dining Room | 0.3915%
24428 | 7 | 1 |  | Manual | 1 | Ceiling Fan | Incandescent |  | Standard A Lamp | 2 | 60 | 244287 | Family Room | 0.3915%
24428 | 7 | 2 |  | Manual | 2 | Floor lamp | Incandescent |  | Standard A Lamp | 1 | 60 | 244287 | Family Room | 0.3915%
24428 | 7 | 3 |  | Manual | 1 | Table | Compact Fluorescent |  | Twist | 2 | 15 | 244287 | Family Room | 0.3915%
24428 | 8 | 1 |  | Manual | 1 | Ceiling Fixture | Linear Fluorescent | 48 | T-8 | 2 | 32 | 244288 | Garage | 0.3915%
24428 | 8 | 2 |  | Manual | 1 | Garage door opener | Incandescent |  | Standard A Lamp | 1 | 40 | 244288 | Garage | 0.3915%
24428 | 9 | 1 |  | Manual | 1 | Recessed Can | Incandescent |  | Reflector | 1 | 65 | 244289 | Hall | 0.3915%
24428 | 10 | 1 |  | Manual | 5 | Recessed Can | Incandescent |  | Reflector | 1 | 65 | 2442810 | Kitchen | 0.3915%
24428 | 10 | 2 |  | Manual | 2 | Ceiling Fixture | Linear Fluorescent | 48 | T-8 | 2 | 32 | 2442810 | Kitchen | 0.3915%
24428 | 10 | 3 |  | Manual | 2 | Wall Mount | Linear Fluorescent | 12 | T-8 | 1 | 16 | 2442810 | Kitchen | 0.3915%
24428 | 11 | 1 |  | Manual | 3 | Recessed Can | Incandescent |  | Reflector | 1 | 75 | 2442811 | Laundry Room | 0.3915%
24428 | 12 | 1 |  | Manual | 1 | Ceiling Fan | Incandescent |  | Standard A Lamp | 1 | 60 | 2442812 | Living Room | 0.3915%
24428 | 12 | 2 |  | Manual | 1 | Floor lamp | Compact Fluorescent |  | A shape bulb | 2 | 7 | 2442812 | Living Room | 0.3915%
24428 | 12 | 3 |  | Manual | 1 | Table | Compact Fluorescent |  | Straight Tube | 1 | 15 | 2442812 | Living Room | 0.3915%
24428 | 12 | 4 |  | Manual | 1 | Floor lamp | Incandescent |  | Globe | 1 | 40 | 2442812 | Living Room | 0.3915%
24428 | 12 | 5 |  | Manual | 1 | Floor lamp | Compact Fluorescent |  | Straight Tube | 1 | 22 | 2442812 | Living Room | 0.3915%
24428 | 13 | 1 |  | Manual | 3 | Recessed Can | Incandescent |  | Reflector | 1 | 42 | 2442813 | Bathroom | 0.3915%
24428 | 13 | 2 |  | Manual | 2 | Recessed Can | Incandescent |  | Reflector | 1 | 65 | 2442813 | Bathroom | 0.3915%
24428 | 14 | 1 |  | Manual | 1 | Recessed Can | Incandescent |  | Reflector | 1 | 65 | 2442814 | Master Bedroom | 0.3915%
24428 | 14 | 2 |  | Manual | 1 | Table | Incandescent |  | Standard A Lamp | 1 | 40 | 2442814 | Master Bedroom | 0.3915%
24428 | 14 | 3 |  | Manual | 1 | Table | Incandescent |  | Mini base | 1 | 25 | 2442814 | Master Bedroom | 0.3915%
24428 | 15 | 1 |  | Manual | 1 | Ceiling Fixture | Incandescent |  | Standard A Lamp | 1 | 60 | 2442815 | Closet | 0.3915%
24428 | 16 | 1 |  | Manual | 1 | Wall Mount | Linear Fluorescent | 12 | T-8 | 1 | 15 | 2442816 | Office | 0.3915%
24428 | 16 | 2 |  | Manual | 2 | Recessed Can | Incandescent |  | Reflector | 1 | 65 | 2442816 | Office | 0.3915%
24428 | 16 | 3 |  | Manual | 1 | Wall Mount | Incandescent |  | Standard A Lamp | 1 | 40 | 2442816 | Office | 0.3915%
24450 | 1 | 1 |  | Manual | 1 | Ceiling Fixture | Compact Fluorescent |  | Twist | 1 | 19 | 244501 | Bathroom | 0.1597%
24450 | 1 | 2 |  | Manual | 2 | Wall Mount | Compact Fluorescent |  | Twist | 1 | 12 | 244501 | Bathroom | 0.1597%
24450 | 2 | 1 |  | Manual | 1 | Wall Mount | Incandescent |  | Standard A Lamp | 2 | 40 | 244502 | Bedroom | 0.1597%
24450 | 3 | 1 |  | Manual | 1 | Ceiling Fixture | Compact Fluorescent |  | Twist | 1 | 19 | 244503 | Hall | 0.1597%
24450 | 4 | 1 |  | Manual | 1 | Ceiling Fan | Compact Fluorescent |  | Twist | 1 | 22 | 244504 | Kitchen | 0.1597%
24450 | 4 | 2 |  | Manual | 1 | Ceiling Fixture | Compact Fluorescent |  | Twist | 3 | 22 | 244504 | Kitchen | 0.1597%
24450 | 4 | 3 |  | Manual | 1 | Wall Mount | Incandescent |  | Clear | 1 | 25 | 244504 | Kitchen | 0.1597%
24450 | 5 | 1 |  | Manual | 1 | Table | Incandescent |  | Standard A Lamp | 1 | 100 | 244505 | Living Room | 0.1597%
24450 | 5 | 2 |  | Manual | 2 | Wall Mount | Incandescent |  | Decorative | 1 | 40 | 244505 | Living Room | 0.1597%
24450 | 5 | 3 |  | Manual | 1 | Table | Incandescent |  | Decorative | 3 | 25 | 244505 | Living Room | 0.1597%
24450 | 6 | 1 |  | Manual | 1 | Wall Mount | Compact Fluorescent |  | Twist | 1 | 12 | 244506 | Master Bedroom | 0.1597%
24450 | 6 | 2 |  | Manual | 1 | Wall Mount | Incandescent |  | Standard A Lamp | 1 | 40 | 244506 | Master Bedroom | 0.1597%
24473 | 1 | 1 |  | Manual | 2 | Chandelier (Hanging) | Incandescent |  | Standard A Lamp | 1 | 60 | 244731 | Bathroom | 0.4265%
24473 | 2 | 1 |  | Manual | 3 | Chandelier (Hanging) | Incandescent |  | Standard A Lamp | 1 | 60 | 244732 | Bathroom | 0.4265%
24473 | 3 | 1 |  | Manual | 1 | Ceiling Fixture | Linear Fluorescent | 48 | T-12 | 2 | 40 | 244733 | Bedroom | 0.4265%
24473 | 4 | 1 |  | Manual | 4 | Table | Incandescent |  | Standard A Lamp | 1 | 60 | 244734 | Bedroom | 0.4265%
24473 | 5 | 1 |  | Manual | 1 | Ceiling Fixture | Incandescent |  | Standard A Lamp | 1 | 60 | 244735 | Closet | 0.4265%
24473 | 6 | 1 |  | Manual | 1 | Ceiling Fixture | Incandescent |  | Standard A Lamp | 1 | 60 | 244736 | Closet | 0.4265%
24473 | 7 | 1 |  | Manual | 4 | Ceiling Fixture | Linear Fluorescent | 48 | T-12 | 2 | 40 | 244737 | Garage | 0.4265%
24473 | 8 | 1 |  | Manual | 1 | Ceiling Fixture | Incandescent |  | Standard A Lamp | 1 | 60 | 244738 | Hall | 0.4265%
24473 | 9 | 1 |  | Manual | 1 | Ceiling Fixture | Linear Fluorescent | 48 | T-8 | 2 | 32 | 244739 | Kitchen | 0.4265%
24473 | 9 | 2 |  | Manual | 1 | Chandelier (Hanging) | Incandescent |  | Globe | 5 | 60 | 244739 | Kitchen | 0.4265%
24473 | 9 | 3 |  | Manual | 1 | Ceiling Fixture | Compact Fluorescent |  | Twist | 3 | 22 | 244739 | Kitchen | 0.4265%
24473 | 9 | 4 |  | Manual | 1 | Ceiling Fixture | Incandescent |  | Mini base | 3 | 25 | 244739 | Kitchen | 0.4265%
24473 | 9 | 5 |  | Manual | 1 | Recessed - other | Incandescent |  | Standard A Lamp | 1 | 60 | 244739 | Kitchen | 0.4265%
24473 | 10 | 1 |  | Manual | 5 | Table | Incandescent |  | Standard A Lamp | 1 | 60 | 2447310 | Living Room | 0.4265%
24473 | 10 | 2 |  | Manual | 1 | Ceiling Fixture | Incandescent |  | Standard A Lamp | 2 | 60 | 2447310 | Living Room | 0.4265%
24473 | 11 | 1 |  | Manual | 3 | Table | Compact Fluorescent |  | Twist | 1 | 22 | 2447311 | Master Bedroom | 0.4265%
24476 | 1 | 1 |  | Manual | 1 | Ceiling Fixture | Incandescent |  | Standard A Lamp | 1 | 60 | 244761 | Bedroom | 0.5638%
24476 | 1 | 2 |  | Manual | 1 | Table | Incandescent |  | Mini base | 1 | 7 | 244761 | Bedroom | 0.5638%
24476 | 2 | 1 |  | Manual | 1 | Ceiling Fixture | Incandescent |  | Standard A Lamp | 1 | 60 | 244762 | Dining Room | 0.5638%
24476 | 4 | 1 |  | Manual | 1 | Ceiling Fixture | Incandescent |  | Standard A Lamp | 1 | 60 | 244764 | Kitchen | 0.5638%
24476 | 4 | 2 |  | Manual | 1 | Ceiling Fixture | Incandescent |  | Standard A Lamp | 1 | 60 | 244764 | Kitchen | 0.5638%
24476 | 6 | 1 |  | Manual | 1 | Ceiling Fixture | Incandescent |  | Standard A Lamp | 1 | 60 | 244766 | Master Bedroom | 0.5638%
24476 | 6 | 2 |  | Manual | 1 | Table | Incandescent |  | Mini base | 1 | 25 | 244766 | Master Bedroom | 0.5638%
24476 | 6 | 3 |  | Manual | 1 | Wall Mount | Compact Fluorescent |  | Twist | 1 | 15 | 244766 | Master Bedroom | 0.5638%
24476 | 7 | 1 |  | Manual | 1 | Ceiling Fixture | Incandescent |  | Standard A Lamp | 1 | 60 | 244767 | Bathroom | 0.5638%
24507 | 1 | 1 |  | Manual | 1 | Table | Incandescent |  | Clear | 1 | 40 | 245071 | Bedroom | 0.4265%
24507 | 1 | 2 |  | Manual | 1 | Wall Mount | Incandescent |  | Standard A Lamp | 1 | 40 | 245071 | Bedroom | 0.4265%
24507 | 2 | 1 |  | Manual | 2 | Table | Incandescent |  | Standard A Lamp | 1 | 60 | 245072 | Bedroom | 0.4265%
24507 | 2 | 2 |  | Manual | 1 | Table | Compact Fluorescent |  | Twist | 1 | 15 | 245072 | Bedroom | 0.4265%
24507 | 3 | 1 |  | Manual | 2 | Ceiling Fixture | Incandescent |  | Standard A Lamp | 1 | 60 | 245073 | Bathroom | 0.4265%
24507 | 4 | 1 |  | Manual | 1 | Ceiling Fan | Incandescent |  | Clear | 3 | 40 | 245074 | Dining Room | 0.4265%
24507 | 4 | 2 |  | Manual | 1 | Table | Incandescent |  | Clear | 1 | 40 | 245074 | Dining Room | 0.4265%
24507 | 5 | 1 |  | Manual | 1 | Table | Incandescent |  | Mini base | 1 | 25 | 245075 | Family Room | 0.4265%
24507 | 5 | 2 |  | Manual | 1 | Chandelier (Hanging) | Incandescent |  | Mini base | 3 | 25 | 245075 | Family Room | 0.4265%
24507 | 6 | 1 |  | Manual | 1 | Ceiling Fixture | Incandescent |  | Standard A Lamp | 1 | 60 | 245076 | Hall | 0.4265%
24507 | 7 | 1 |  | Manual | 2 | Ceiling Fixture | Incandescent |  | Standard A Lamp | 2 | 40 | 245077 | Kitchen | 0.4265%
24507 | 7 | 2 |  | Manual | 1 | Other | Incandescent |  | Clear | 1 | 25 | 245077 | Kitchen | 0.4265%
24507 | 8 | 1 |  | Manual | 1 | Ceiling Fixture | Incandescent |  | Standard A Lamp | 1 | 60 | 245078 | Laundry Room | 0.4265%
24507 | 9 | 1 |  | Manual | 2 | Table | Compact Fluorescent |  | Twist | 1 | 15 | 245079 | Living Room | 0.4265%
24507 | 9 | 2 |  | Manual | 1 | Floor lamp | Incandescent |  | Standard A Lamp | 1 | 60 | 245079 | Living Room | 0.4265%
24507 | 9 | 3 |  | Manual | 1 | Torchiere | Incandescent |  | Standard A Lamp | 2 | 60 | 245079 | Living Room | 0.4265%
24507 | 9 | 4 |  | Manual | 1 | Torchiere | Compact Fluorescent |  | Twist | 1 | 15 | 245079 | Living Room | 0.4265%
24507 | 10 | 1 |  | Manual | 1 | Floor lamp | Incandescent |  | Standard A Lamp | 1 | 40 | 2450710 | Master Bedroom | 0.4265%
24507 | 10 | 2 |  | Manual | 1 | Table | Incandescent |  | Mini base | 1 | 25 | 2450710 | Master Bedroom | 0.4265%
24507 | 11 | 1 |  | Manual | 3 | Ceiling Fixture | Incandescent |  | Standard A Lamp | 1 | 60 | 2450711 | Bathroom | 0.4265%
24507 | 11 | 2 |  | Manual | 1 | Track | Incandescent |  | Standard A Lamp | 2 | 60 | 2450711 | Bathroom | 0.4265%
24507 | 11 | 3 |  | Photo | 1 | Other | Incandescent |  | Mini base | 1 | 5 | 2450711 | Bathroom | 0.4265%
24509 | 1 | 1 |  | Manual | 2 | Wall Mount | Compact Fluorescent |  | Twist | 1 | 15 | 245091 | Bathroom | 0.1597%
24509 | 2 | 1 |  | Manual | 1 | Wall Mount | Compact Fluorescent |  | Straight Tube | 1 | 36 | 245092 | Bedroom | 0.1597%
24509 | 3 | 1 |  | Manual | 1 | Ceiling Fixture | Compact Fluorescent |  | Twist | 3 | 15 | 245093 | Hall | 0.1597%
24509 | 3 | 2 |  | Manual | 1 | Wall Mount | Compact Fluorescent |  | Twist | 1 | 22 | 245093 | Hall | 0.1597%
24509 | 4 | 1 |  | Manual | 1 | Ceiling Fixture | Compact Fluorescent |  | Twist | 1 | 22 | 245094 | Kitchen | 0.1597%
24509 | 4 | 2 |  | Manual | 1 | Ceiling Fan | Compact Fluorescent |  | Twist | 3 | 22 | 245094 | Kitchen | 0.1597%
24509 | 5 | 1 |  | Manual | 1 | Floor lamp | Compact Fluorescent |  | Twist | 1 | 28 | 245095 | Living Room | 0.1597%
24509 | 6 | 1 |  | Manual | 2 | Floor lamp | Compact Fluorescent |  | Straight Tube | 1 | 22 | 245096 | Master Bedroom | 0.1597%
24582 | 1 | 1 |  | Manual | 2 | Ceiling Fixture | Incandescent |  | Standard A Lamp | 1 | 60 | 245821 | Bathroom | 0.5638%
24582 | 2 | 1 |  | Manual | 1 | Wall Mount | Incandescent |  | Standard A Lamp | 2 | 60 | 245822 | Bathroom | 0.5638%
24582 | 2 | 2 |  | Manual | 1 | Ceiling Fixture | Compact Fluorescent |  | Twist | 1 | 15 | 245822 | Bathroom | 0.5638%
24582 | 2 | 3 |  | Manual | 1 | Ceiling Fixture | Incandescent |  | Decorative | 1 | 40 | 245822 | Bathroom | 0.5638%
24582 | 3 | 1 |  | Manual | 1 | Ceiling Fan | Incandescent |  | Clear | 2 | 40 | 245823 | Bedroom | 0.5638%
24582 | 4 | 1 |  | Manual | 1 | Ceiling Fan | Compact Fluorescent |  | Twist | 3 | 23 | 245824 | Bedroom | 0.5638%
24582 | 4 | 2 |  | Manual | 1 | Table | Compact Fluorescent |  | Twist | 1 | 7 | 245824 | Bedroom | 0.5638%
24582 | 5 | 1 |  | Manual | 1 | Ceiling Fixture | Compact Fluorescent |  | A shape bulb | 1 | 15 | 245825 | Closet | 0.5638%
24582 | 6 | 1 |  | Manual | 1 | Ceiling Fixture | Incandescent |  | Standard A Lamp | 1 | 40 | 245826 | Closet | 0.5638%
24582 | 7 | 1 |  | Manual | 1 | Ceiling Fixture | Compact Fluorescent |  | Twist | 1 | 15 | 245827 | Closet | 0.5638%
24582 | 8 | 1 |  | Manual | 1 | Chandelier (Hanging) | Incandescent |  | Mini base | 6 | 40 | 245828 | Dining Room | 0.5638%
24582 | 8 | 2 |  | Manual | 1 | Ceiling Fixture | Compact Fluorescent |  | Twist | 1 | 15 | 245828 | Dining Room | 0.5638%
24582 | 9 | 1 |  | Manual | 1 | Ceiling Fixture | Incandescent |  | Standard A Lamp | 2 | 60 | 245829 | Other | 0.5638%
24582 | 10 | 1 |  | Manual | 2 | Ceiling Fan | Compact Fluorescent |  | Twist | 1 | 15 | 2458210 | Family Room | 0.5638%
24582 | 11 | 1 |  | Manual | 8 | Recessed Can | Incandescent |  | Reflector | 1 | 65 | 2458211 | Kitchen | 0.5638%
24582 | 11 | 2 |  | Manual | 2 | Ceiling Fixture | Compact Fluorescent |  | Twist | 1 | 15 | 2458211 | Kitchen | 0.5638%
24582 | 11 | 3 |  | Manual | 1 | Other | Incandescent |  | Clear | 1 | 40 | 2458211 | Kitchen | 0.5638%
24582 | 12 | 1 |  | Manual | 1 | Table | Compact Fluorescent |  | Twist | 1 | 23 | 2458212 | Living Room | 0.5638%
24582 | 12 | 2 |  | Manual | 1 | Ceiling Fan | Compact Fluorescent |  | Twist | 2 | 23 | 2458212 | Living Room | 0.5638%
24591 | 1 | 1 |  | Manual | 2 | Ceiling Fixture | Incandescent |  | Standard A Lamp | 2 | 60 | 245911 | Bedroom | 0.1597%
24591 | 2 | 1 |  | Manual | 1 | Floor lamp | Incandescent |  | Standard A Lamp | 1 | 65 | 245912 | Family Room | 0.1597%
24591 | 3 | 1 |  | Manual | 1 | Wall Mount | Incandescent |  | Standard A Lamp | 2 | 60 | 245913 | Bathroom | 0.1597%
24591 | 3 | 2 |  | Manual | 1 | Ceiling Fixture | Incandescent |  | Standard A Lamp | 1 | 60 | 245913 | Bathroom | 0.1597%
24591 | 4 | 1 |  | Manual | 2 | Ceiling Fixture | Incandescent |  | Standard A Lamp | 1 | 60 | 245914 | Kitchen | 0.1597%
24595 | 1 | 1 |  | Manual | 1 | Wall Mount | Incandescent |  | Standard A Lamp | 2 | 60 | 245951 | Bathroom | 0.2228%
24595 | 2 | 1 |  | Manual | 1 | Wall Mount | Compact Fluorescent |  | Twist | 1 | 13 | 245952 | Hall | 0.2228%
24595 | 4 | 1 |  | Manual | 1 | Floor lamp | Compact Fluorescent |  | Twist | 1 | 15 | 245954 | Living Room | 0.2228%
24595 | 4 | 2 |  | Manual | 1 | Ceiling Fixture | Linear Fluorescent | 48 | T-12 | 2 | 40 | 245954 | Living Room | 0.2228%
24595 | 4 | 3 |  | Manual | 1 | Ceiling Fixture | Compact Fluorescent |  | Twist | 3 | 15 | 245954 | Living Room | 0.2228%
24595 | 4 | 4 |  | Manual | 1 | Ceiling Fixture | Linear Fluorescent | 24 | T-8 | 1 | 20 | 245954 | Living Room | 0.2228%
24595 | 5 | 1 |  | Manual | 1 | Wall Mount | Compact Fluorescent |  | Twist | 3 | 15 | 245955 | Bathroom | 0.2228%
24595 | 5 | 2 |  | Manual | 1 | Wall Mount | Compact Fluorescent |  | Twist | 1 | 13 | 245955 | Bathroom | 0.2228%
24595 | 6 | 1 |  | Manual | 1 | Table | Incandescent |  | Standard A Lamp | 1 | 60 | 245956 | Master Bedroom | 0.2228%
24595 | 6 | 2 |  | Manual | 1 | Wall Mount | Compact Fluorescent |  | Twist | 1 | 13 | 245956 | Master Bedroom | 0.2228%
24595 | 7 | 1 |  | Manual | 1 | Floor lamp | Incandescent |  | Standard A Lamp | 1 | 100 | 245957 | Office | 0.2228%
24595 | 7 | 2 |  | Manual | 1 | Ceiling Fixture | Compact Fluorescent |  | Twist | 2 | 13 | 245957 | Office | 0.2228%
24595 | 8 | 1 |  | Manual | 1 | Ceiling Fixture | Linear Fluorescent | 48 | T-12 | 3 | 40 | 245958 | Bedroom | 0.2228%
24595 | 8 | 2 |  | Manual | 1 | Wall Mount | Incandescent |  | Standard A Lamp | 1 | 60 | 245958 | Bedroom | 0.2228%
24599 | 1 | 1 |  | Manual | 2 | Ceiling Fixture | Linear Fluorescent | 48 | T-8 | 2 | 40 | 245991 | Kitchen | 0.536%
24599 | 1 | 2 |  | Manual | 1 | Ceiling Fan | Incandescent |  | Standard A Lamp | 1 | 100 | 245991 | Kitchen | 0.536%
24599 | 2 | 1 |  | Manual | 4 | Table | Incandescent |  | Standard A Lamp | 1 | 75 | 245992 | Living Room | 0.536%
24599 | 3 | 1 |  | Manual | 1 | Ceiling Fixture | Incandescent |  | Standard A Lamp | 2 | 60 | 245993 | Laundry Room | 0.536%
24599 | 4 | 1 |  | Manual | 1 | Ceiling Fixture | Incandescent |  | Standard A Lamp | 2 | 60 | 245994 | Bedroom | 0.536%
24599 | 4 | 2 |  | Manual | 4 | Table | Incandescent |  | Standard A Lamp | 1 | 60 | 245994 | Bedroom | 0.536%
24599 | 5 | 1 |  | Manual | 1 | Ceiling Fixture | Incandescent |  | Standard A Lamp | 2 | 60 | 245995 | Bedroom | 0.536%
24599 | 5 | 2 |  | Manual | 2 | Table | Incandescent |  | Standard A Lamp | 1 | 60 | 245995 | Bedroom | 0.536%
24599 | 6 | 1 |  | Manual | 1 | Ceiling Fixture | Incandescent |  | Standard A Lamp | 2 | 60 | 245996 | Bathroom | 0.536%
24599 | 6 | 2 |  | Manual | 1 | Wall Mount | Incandescent |  | Standard A Lamp | 2 | 60 | 245996 | Bathroom | 0.536%
24604 | 1 | 1 |  | Manual | 1 | Wall Mount | Compact Fluorescent |  | Twist | 4 | 15 | 246041 | Bathroom | 0.2228%
24604 | 2 | 1 |  | Manual | 1 | Wall Mount | Compact Fluorescent |  | Twist | 3 | 15 | 246042 | Bathroom | 0.2228%
24604 | 3 | 1 |  | Manual | 1 | Ceiling Fixture | Compact Fluorescent |  | Twist | 2 | 15 | 246043 | Bedroom | 0.2228%
24604 | 4 | 1 |  | Manual | 3 | Ceiling Fixture | Compact Fluorescent |  | Twist | 2 | 15 | 246044 | Kitchen | 0.2228%
24604 | 4 | 2 |  | Manual | 1 | Chandelier (Hanging) | Compact Fluorescent |  | Twist | 5 | 15 | 246044 | Kitchen | 0.2228%
24604 | 5 | 1 |  | Manual | 1 | Ceiling Fixture | Compact Fluorescent |  | Twist | 1 | 15 | 246045 | Laundry Room | 0.2228%
24604 | 6 | 1 |  | Manual | 1 | Table | Compact Fluorescent |  | Twist | 1 | 15 | 246046 | Living Room | 0.2228%
24604 | 6 | 2 |  | Manual | 1 | Table | Compact Fluorescent |  | Twist | 1 | 22 | 246046 | Living Room | 0.2228%
24604 | 6 | 3 |  | Manual | 1 | Floor lamp | Compact Fluorescent |  | Twist | 2 | 15 | 246046 | Living Room | 0.2228%
24604 | 6 | 4 |  | Manual | 1 | Floor lamp | Compact Fluorescent |  | Twist | 1 | 22 | 246046 | Living Room | 0.2228%
24604 | 7 | 1 |  | Manual | 1 | Ceiling Fixture | Linear Fluorescent | 48 | T-12 | 2 | 40 | 246047 | Other | 0.2228%
24604 | 8 | 1 |  | Manual | 1 | Ceiling Fixture | Compact Fluorescent |  | Twist | 2 | 15 | 246048 | Bedroom | 0.2228%
24604 | 8 | 2 |  | Manual | 1 | Table | Incandescent |  | Clear | 1 | 40 | 246048 | Bedroom | 0.2228%
24604 | 8 | 3 |  | Manual | 1 | Floor lamp | Compact Fluorescent |  | Pin base | 4 | 40 | 246048 | Bedroom | 0.2228%
24606 | 1 | 1 |  | Manual | 1 | Ceiling Fixture | Linear Fluorescent | 48 | T-12 | 2 | 20 | 246061 | Bathroom | 0.1597%
24606 | 2 | 1 |  | Manual | 1 | Ceiling Fixture | Incandescent |  | Standard A Lamp | 2 | 60 | 246062 | Master Bedroom | 0.1597%
24606 | 2 | 2 |  | Manual | 2 | Table | Compact Fluorescent |  | Twist | 1 | 15 | 246062 | Master Bedroom | 0.1597%
24606 | 3 | 1 |  | Manual | 1 | Ceiling Fixture | Incandescent |  | Standard A Lamp | 2 | 60 | 246063 | Bedroom | 0.1597%
24606 | 4 | 1 |  | Dimmer | 1 | Ceiling Fixture | Incandescent |  | Standard A Lamp | 5 | 60 | 246064 | Dining Room | 0.1597%
24606 | 5 | 1 |  | Manual | 1 | Ceiling Fixture | Incandescent |  | Standard A Lamp | 1 | 60 | 246065 | Other | 0.1597%
24606 | 6 | 1 |  | Manual | 1 | Wall Mount | Incandescent |  | Standard A Lamp | 1 | 60 | 246066 | Hall | 0.1597%
24606 | 7 | 1 |  | Manual | 1 | Ceiling Fixture | Compact Fluorescent |  | Twist | 2 | 15 | 246067 | Kitchen | 0.1597%
24606 | 7 | 2 |  | Manual | 1 | Wall Mount | Incandescent |  | Standard A Lamp | 1 | 40 | 246067 | Kitchen | 0.1597%
24606 | 7 | 3 |  | Manual | 1 | Wall Mount | Linear Fluorescent | 48 | T-12 | 2 | 20 | 246067 | Kitchen | 0.1597%
24606 | 8 | 1 |  | Manual | 1 | Ceiling Fixture | Incandescent |  | Standard A Lamp | 1 | 60 | 246068 | Laundry Room | 0.1597%
24606 | 9 | 1 |  | Manual | 2 | Table | Compact Fluorescent |  | Twist | 1 | 23 | 246069 | Bedroom | 0.1597%
24606 | 9 | 2 |  | Manual | 1 | Floor lamp | Compact Fluorescent |  | Twist | 2 | 22 | 246069 | Bedroom | 0.1597%
24613 | 1 | 1 |  | Manual | 1 | Ceiling Fixture | Incandescent |  | Standard A Lamp | 2 | 60 | 246131 | Kitchen | 0.5638%
24613 | 1 | 2 |  | Manual | 1 | Wall Mount | Compact Fluorescent |  | Twist | 1 | 15 | 246131 | Kitchen | 0.5638%
24613 | 1 | 3 |  | Manual | 1 | Wall Mount | Incandescent |  | Standard A Lamp | 1 | 60 | 246131 | Kitchen | 0.5638%
24613 | 2 | 1 |  | Manual | 2 | Ceiling Fixture | Incandescent |  | Standard A Lamp | 2 | 60 | 246132 | Living Room | 0.5638%
24613 | 2 | 2 |  | Manual | 2 | Floor lamp | Compact Fluorescent |  | Twist | 1 | 15 | 246132 | Living Room | 0.5638%
24613 | 2 | 3 |  | Manual | 1 | Table | Compact Fluorescent |  | Twist | 1 | 15 | 246132 | Living Room | 0.5638%
24613 | 3 | 1 |  | Manual | 1 | Wall Mount | Incandescent |  | Clear | 3 | 40 | 246133 | Bathroom | 0.5638%
24613 | 4 | 1 |  | Manual | 1 | Ceiling Fixture | Incandescent |  | Standard A Lamp | 1 | 60 | 246134 | Hall | 0.5638%
24613 | 5 | 1 |  | Manual | 1 | Ceiling Fixture | Incandescent |  | Standard A Lamp | 2 | 60 | 246135 | Bedroom | 0.5638%
24613 | 5 | 2 |  | Manual | 1 | Wall Mount | Incandescent |  | Standard A Lamp | 2 | 60 | 246135 | Bedroom | 0.5638%
24613 | 6 | 1 |  | Manual | 2 | Ceiling Fixture | Incandescent |  | Standard A Lamp | 1 | 60 | 246136 | Hall | 0.5638%
24613 | 6 | 2 |  | Manual | 1 | Ceiling Fixture | Incandescent |  | Standard A Lamp | 1 | 100 | 246136 | Hall | 0.5638%
24659 | 1 | 1 |  | Manual | 2 | Wall Mount | Incandescent |  | Standard A Lamp | 1 | 60 | 246591 | Bathroom | 0.3915%
24659 | 2 | 1 |  | Manual | 4 | Wall Mount | Incandescent |  | Decorative | 1 | 100 | 246592 | Bathroom | 0.3915%
24659 | 2 | 2 |  | Manual | 1 | Ceiling Fan | Incandescent |  | Standard A Lamp | 1 | 60 | 246592 | Bathroom | 0.3915%
24659 | 2 | 3 |  | Manual | 1 | Wall Mount | Incandescent |  | Decorative | 1 | 5 | 246592 | Bathroom | 0.3915%
24659 | 3 | 1 |  | Dimmer | 1 | Chandelier (Hanging) | Incandescent |  | Decorative | 3 | 25 | 246593 | Dining Room | 0.3915%
24659 | 3 | 2 |  | Manual | 1 | Other | Linear Fluorescent | 42 | T-12 | 1 | 32 | 246593 | Dining Room | 0.3915%
24659 | 4 | 1 |  | Manual | 2 | Ceiling Fixture | Linear Fluorescent | 42 | T-12 | 2 | 32 | 246594 | Kitchen | 0.3915%
24659 | 4 | 2 |  | Manual | 1 | Ceiling Fixture | Linear Fluorescent | 42 | T-12 | 1 | 32 | 246594 | Kitchen | 0.3915%
24659 | 5 | 1 |  | Manual | 1 | Ceiling Fixture | Incandescent |  | Standard A Lamp | 1 | 60 | 246595 | Laundry Room | 0.3915%
24659 | 6 | 1 |  | Manual | 1 | Table | Incandescent |  | Standard A Lamp | 1 | 100 | 246596 | Living Room | 0.3915%
24659 | 6 | 2 |  | Manual | 1 | Torchiere | Incandescent |  | Standard A Lamp | 1 | 60 | 246596 | Living Room | 0.3915%
24659 | 6 | 3 |  | Manual | 1 | Ceiling Fan | Incandescent |  | Standard A Lamp | 4 | 75 | 246596 | Living Room | 0.3915%
24659 | 7 | 1 |  | Manual | 1 | Ceiling Fixture | Incandescent |  | Standard A Lamp | 2 | 60 | 246597 | Master Bedroom | 0.3915%
24659 | 7 | 2 |  | Manual | 1 | Table | Incandescent |  | Standard A Lamp | 1 | 100 | 246597 | Master Bedroom | 0.3915%
24659 | 8 | 1 |  | Manual | 1 | Ceiling Fixture | Incandescent |  | Standard A Lamp | 2 | 60 | 246598 | Bedroom | 0.3915%
24659 | 9 | 1 |  | Manual | 1 | Ceiling Fixture | Incandescent |  | Standard A Lamp | 2 | 60 | 246599 | Office | 0.3915%
24669 | 1 | 1 |  | Manual | 1 | Ceiling Fixture | Compact Fluorescent |  | Twist | 2 | 22 | 246691 | Bathroom | 0.1597%
24669 | 2 | 1 |  | Manual | 1 | Ceiling Fixture | Incandescent |  | Standard A Lamp | 2 | 60 | 246692 | Bathroom | 0.1597%
24669 | 3 | 1 |  | Manual | 1 | Ceiling Fixture | Incandescent |  | Standard A Lamp | 2 | 60 | 246693 | Bedroom | 0.1597%
24669 | 4 | 1 |  | Manual | 1 | Ceiling Fixture | Incandescent |  | Standard A Lamp | 2 | 60 | 246694 | Bedroom | 0.1597%
24669 | 5 | 1 |  | Manual | 2 | Ceiling Fixture | Incandescent |  | Standard A Lamp | 2 | 60 | 246695 | Bedroom | 0.1597%
24669 | 6 | 1 |  | Manual | 2 | Ceiling Fixture | Incandescent |  | Standard A Lamp | 2 | 60 | 246696 | Bedroom | 0.1597%
24669 | 7 | 1 |  | Manual | 1 | Ceiling Fixture | Incandescent |  | Standard A Lamp | 2 | 60 | 246697 | Closet | 0.1597%
24669 | 8 | 1 |  | Manual | 1 | Ceiling Fixture | Incandescent |  | Decorative | 4 | 40 | 246698 | Family Room | 0.1597%
24669 | 8 | 2 |  | Manual | 1 | Ceiling Fixture | Compact Fluorescent |  | Twist | 3 | 28 | 246698 | Family Room | 0.1597%
24669 | 9 | 1 |  | Manual | 1 | Ceiling Fixture | Compact Fluorescent |  | Twist | 2 | 22 | 246699 | Hall | 0.1597%
24669 | 10 | 1 |  | Manual | 2 | Ceiling Fixture | Incandescent |  | Standard A Lamp | 2 | 60 | 2466910 | Kitchen | 0.1597%
24669 | 11 | 1 |  | Manual | 1 | Ceiling Fixture | Incandescent |  | Standard A Lamp | 1 | 60 | 2466911 | Laundry Room | 0.1597%
24669 | 12 | 1 |  | Manual | 1 | Ceiling Fan | Incandescent |  | Decorative | 4 | 40 | 2466912 | Living Room | 0.1597%
24669 | 12 | 2 |  | Manual | 2 | Table | Incandescent |  | Mini base | 4 | 60 | 2466912 | Living Room | 0.1597%
24669 | 13 | 1 |  | Manual | 1 | Ceiling Fan | Incandescent |  | Standard A Lamp | 2 | 60 | 2466913 | Master Bedroom | 0.1597%
24692 | 1 | 1 |  | Manual | 1 | Floor lamp | Incandescent |  | Standard A Lamp | 1 | 60 | 246921 | Living Room | 0.2228%
24692 | 1 | 2 |  | Manual | 1 | Ceiling Fixture | Incandescent |  | Standard A Lamp | 2 | 60 | 246921 | Living Room | 0.2228%
24692 | 2 | 1 |  | Manual | 1 | Ceiling Fixture | Incandescent |  | Standard A Lamp | 2 | 60 | 246922 | Bathroom | 0.2228%
24692 | 3 | 1 |  | Manual | 1 | Ceiling Fixture | Incandescent |  | Standard A Lamp | 1 | 60 | 246923 | Bedroom | 0.2228%
24692 | 4 | 1 |  | Manual | 1 | Ceiling Fixture | Incandescent |  | Standard A Lamp | 2 | 60 | 246924 | Bedroom | 0.2228%
24692 | 4 | 2 |  | Photo | 1 | Other | Incandescent |  | Mini base | 1 | 5 | 246924 | Bedroom | 0.2228%
24692 | 5 | 1 |  | Manual | 3 | Ceiling Fixture | Incandescent |  | Standard A Lamp | 2 | 60 | 246925 | Kitchen | 0.2228%
24692 | 6 | 1 |  | Manual | 2 | Ceiling Fixture | Incandescent |  | Standard A Lamp | 2 | 60 | 246926 | Master Bedroom | 0.2228%
24692 | 7 | 1 |  | Manual | 1 | Ceiling Fixture | Incandescent |  | Standard A Lamp | 2 | 60 | 246927 | Bathroom | 0.2228%
24708 | 1 | 1 |  | Manual | 1 | Wall Mount | Compact Fluorescent |  | Twist | 4 | 40 | 247081 | Bathroom | 0.536%
24708 | 2 | 1 |  | Manual | 1 | Ceiling Fixture | Compact Fluorescent |  | Twist | 1 | 15 | 247082 | Bathroom | 0.536%
24708 | 2 | 2 |  | Manual | 1 | Wall Mount | Compact Fluorescent |  | Twist | 2 | 15 | 247082 | Bathroom | 0.536%
24708 | 3 | 1 |  | Manual | 1 | Ceiling Fixture | Compact Fluorescent |  | Twist | 1 | 15 | 247083 | Bedroom | 0.536%
24708 | 3 | 2 |  | Manual | 1 | Floor lamp | Incandescent |  | Decorative | 3 | 40 | 247083 | Bedroom | 0.536%
24708 | 4 | 1 |  | Manual | 1 | Table | Incandescent |  | Standard A Lamp | 3 | 100 | 247084 | Family Room | 0.536%
24708 | 4 | 2 |  | Manual | 1 | Floor lamp | Compact Fluorescent |  | Twist | 1 | 15 | 247084 | Family Room | 0.536%
24708 | 4 | 3 |  | Manual | 2 | Table | Incandescent |  | Standard A Lamp | 1 | 100 | 247084 | Family Room | 0.536%
24708 | 5 | 1 |  | Manual | 1 | Chandelier (Hanging) | Compact Fluorescent |  | Twist | 3 | 15 | 247085 | Kitchen | 0.536%
24708 | 5 | 2 |  | Manual | 1 | Chandelier (Hanging) | Incandescent |  | Standard A Lamp | 2 | 100 | 247085 | Kitchen | 0.536%
24708 | 5 | 3 |  | Manual | 1 | Ceiling Fixture | Compact Fluorescent |  | Twist | 2 | 15 | 247085 | Kitchen | 0.536%
24708 | 5 | 4 |  | Manual | 1 | Ceiling Fixture | Compact Fluorescent |  | Twist | 1 | 22 | 247085 | Kitchen | 0.536%
24708 | 6 | 1 |  | Manual | 1 | Ceiling Fixture | Incandescent |  | Standard A Lamp | 1 | 60 | 247086 | Laundry Room | 0.536%
24708 | 7 | 1 |  | Manual | 2 | Table | Compact Fluorescent |  | Twist | 1 | 15 | 247087 | Living Room | 0.536%
24708 | 7 | 2 |  | Manual | 1 | Floor lamp | Incandescent |  | Decorative | 3 | 40 | 247087 | Living Room | 0.536%
24708 | 8 | 1 |  | Manual | 2 | Ceiling Fixture | Compact Fluorescent |  | Twist | 1 | 15 | 247088 | Bedroom | 0.536%
24708 | 9 | 1 |  | Manual | 1 | Ceiling Fixture | Incandescent |  | Standard A Lamp | 1 | 100 | 247089 | Master Bedroom | 0.536%
24708 | 9 | 2 |  | Manual | 1 | Ceiling Fixture | Compact Fluorescent |  | Twist | 1 | 15 | 247089 | Master Bedroom | 0.536%
24708 | 9 | 3 |  | Manual | 2 | Architectural | Incandescent |  | Other | 1 | 25 | 247089 | Master Bedroom | 0.536%
24708 | 9 | 4 |  | Manual | 1 | Table | Incandescent |  | Standard A Lamp | 1 | 40 | 247089 | Master Bedroom | 0.536%
24712 | 1 | 1 |  | Manual | 1 | Wall Mount | Incandescent |  | Globe | 6 | 40 | 247121 | Bathroom | 0.536%
24712 | 2 | 1 |  | Manual | 1 | Ceiling Fixture | Incandescent |  | Standard A Lamp | 1 | 60 | 247122 | Bedroom | 0.536%
24712 | 2 | 2 |  | Manual | 2 | Table | Incandescent |  | Mini base | 1 | 40 | 247122 | Bedroom | 0.536%
24712 | 3 | 1 |  | Manual | 1 | Ceiling Fixture | Incandescent |  | Standard A Lamp | 2 | 60 | 247123 | Bedroom | 0.536%
24712 | 3 | 2 |  | Manual | 1 | Table | Incandescent |  | Reflector | 1 | 45 | 247123 | Bedroom | 0.536%
24712 | 4 | 1 |  | Manual | 1 | Ceiling Fixture | Compact Fluorescent |  | Twist | 2 | 15 | 247124 | Office | 0.536%
24712 | 4 | 2 |  | Manual | 1 | Table | Compact Fluorescent |  | Straight Tube | 1 | 27 | 247124 | Office | 0.536%
24712 | 4 | 3 |  | Manual | 1 | Table | Incandescent |  | Standard A Lamp | 1 | 100 | 247124 | Office | 0.536%
24712 | 5 | 1 |  | Manual | 1 | Chandelier (Hanging) | Compact Fluorescent |  | Twist | 6 | 15 | 247125 | Dining Room | 0.536%
24712 | 6 | 1 |  | Manual | 1 | Ceiling Fan | Compact Fluorescent |  | Straight Tube | 3 | 11 | 247126 | Family Room | 0.536%
24712 | 6 | 2 |  | Manual | 1 | Table | Incandescent |  | Standard A Lamp | 1 | 70 | 247126 | Family Room | 0.536%
24712 | 6 | 3 |  | Manual | 1 | Table | Incandescent |  | Standard A Lamp | 1 | 200 | 247126 | Family Room | 0.536%
24712 | 6 | 4 |  | Dimmer | 1 | Torchiere | Compact Fluorescent |  | Other | 1 | 22 | 247126 | Family Room | 0.536%
24712 | 6 | 5 |  | Manual | 1 | Table | Compact Fluorescent |  | Straight Tube | 1 | 27 | 247126 | Family Room | 0.536%
24712 | 7 | 1 |  | Manual | 1 | Garage door opener | Incandescent |  | Standard A Lamp | 1 | 60 | 247127 | Other | 0.536%
24712 | 7 | 2 |  | Manual | 2 | Ceiling Fixture | Incandescent |  | Standard A Lamp | 1 | 60 | 247127 | Other | 0.536%
24712 | 8 | 1 |  | Manual | 1 | Ceiling Fixture | Incandescent |  | Standard A Lamp | 1 | 100 | 247128 | Hall | 0.536%
24712 | 9 | 1 |  | Manual | 1 | Ceiling Fixture | Incandescent |  | Standard A Lamp | 1 | 60 | 247129 | Hall | 0.536%
24712 | 10 | 1 |  | Manual | 1 | Ceiling Fixture | Linear Fluorescent | 48 | T-12 | 4 | 40 | 2471210 | Kitchen | 0.536%
24712 | 10 | 2 |  | Manual | 1 | Ceiling Fixture | Incandescent |  | Standard A Lamp | 1 | 60 | 2471210 | Kitchen | 0.536%
24712 | 10 | 3 |  | Manual | 1 | Ceiling Fixture | Incandescent |  | Standard A Lamp | 2 | 60 | 2471210 | Kitchen | 0.536%
24712 | 11 | 1 |  | Manual | 1 | Ceiling Fixture | Incandescent |  | Standard A Lamp | 1 | 60 | 2471211 | Laundry Room | 0.536%
24712 | 12 | 1 |  | Manual | 3 | Table | Incandescent |  | Standard A Lamp | 1 | 60 | 2471212 | Living Room | 0.536%
24712 | 12 | 2 |  | Manual | 1 | Torchiere | Halogen |  | Quartz Tube | 1 | 150 | 2471212 | Living Room | 0.536%
24712 | 12 | 3 |  | Manual | 1 | Table | Incandescent |  | Standard A Lamp | 3 | 90 | 2471212 | Living Room | 0.536%
24712 | 12 | 4 |  | Manual | 1 | Floor lamp | Compact Fluorescent |  | Straight Tube | 1 | 11 | 2471212 | Living Room | 0.536%
24712 | 13 | 1 |  | Manual | 1 | Wall Mount | Incandescent |  | Globe | 6 | 40 | 2471213 | Bathroom | 0.536%
24712 | 14 | 1 |  | Manual | 1 | Ceiling Fixture | Incandescent |  | Standard A Lamp | 2 | 60 | 2471214 | Master Bedroom | 0.536%
24712 | 14 | 2 |  | Manual | 2 | Table | Incandescent |  | Standard A Lamp | 1 | 60 | 2471214 | Master Bedroom | 0.536%
24712 | 15 | 1 |  | Manual | 1 | Ceiling Fixture | Incandescent |  | Standard A Lamp | 1 | 100 | 2471215 | Closet | 0.536%
24719 | 1 | 1 |  | Manual | 1 | Table | Compact Fluorescent |  | Twist | 1 | 15 | 247191 | Bedroom | 0.3915%
24719 | 2 | 1 |  | Manual | 2 | Ceiling Fixture | Incandescent |  | Standard A Lamp | 1 | 60 | 247192 | Bedroom | 0.3915%
24719 | 2 | 2 |  | Manual | 2 | Table | Incandescent |  | Standard A Lamp | 1 | 60 | 247192 | Bedroom | 0.3915%
24719 | 3 | 1 |  | Manual | 1 | Wall Mount | Incandescent |  | Clear | 3 | 40 | 247193 | Bathroom | 0.3915%
24719 | 3 | 2 |  | Manual | 1 | Recessed Can | Incandescent |  | Reflector | 1 | 60 | 247193 | Bathroom | 0.3915%
24719 | 4 | 1 |  | Manual | 1 | Ceiling Fixture | Incandescent |  | Standard A Lamp | 1 | 60 | 247194 | Closet | 0.3915%
24719 | 5 | 1 |  | Manual | 1 | Chandelier (Hanging) | Incandescent |  | Standard A Lamp | 4 | 40 | 247195 | Dining Room | 0.3915%
24719 | 6 | 1 |  | Dimmer | 1 | Ceiling Fixture | Incandescent |  | Standard A Lamp | 1 | 150 | 247196 | Garage | 0.3915%
24719 | 7 | 1 |  | Manual | 1 | Ceiling Fixture | Incandescent |  | Standard A Lamp | 1 | 60 | 247197 | Hall | 0.3915%
24719 | 8 | 1 |  | Manual | 10 | Recessed Can | Incandescent |  | Reflector | 1 | 65 | 247198 | Kitchen | 0.3915%
24719 | 8 | 2 |  | Manual | 6 | Wall Mount | Halogen |  | MR | 1 | 50 | 247198 | Kitchen | 0.3915%
24719 | 9 | 1 |  | Manual | 1 | Ceiling Fixture | Linear Fluorescent | 42 | T-12 | 2 | 32 | 247199 | Laundry Room | 0.3915%
24719 | 10 | 1 |  | Manual | 2 | Floor lamp | Compact Fluorescent |  | Twist | 2 | 15 | 2471910 | Living Room | 0.3915%
24719 | 10 | 2 |  | Manual | 1 | Table | Compact Fluorescent |  | Twist | 1 | 15 | 2471910 | Living Room | 0.3915%
24719 | 10 | 3 |  | Manual | 1 | Wall Mount | Incandescent |  | Standard A Lamp | 1 | 40 | 2471910 | Living Room | 0.3915%
24719 | 11 | 1 |  | Manual | 1 | Table | Compact Fluorescent |  | Straight Tube | 1 | 28 | 2471911 | Master Bedroom | 0.3915%
24719 | 11 | 2 |  | Manual | 1 | Table | Incandescent |  | Standard A Lamp | 1 | 60 | 2471911 | Master Bedroom | 0.3915%
24719 | 12 | 1 |  | Manual | 1 | Ceiling Fixture | Linear Fluorescent | 42 | T-12 | 2 | 40 | 2471912 | Office | 0.3915%
24719 | 13 | 1 |  | Manual | 1 | Ceiling Fixture | Linear Fluorescent | 18 | T-12 | 2 | 20 | 2471913 | Closet | 0.3915%
24719 | 14 | 1 |  | Manual | 1 | Ceiling Fixture | Incandescent |  | Standard A Lamp | 2 | 60 | 2471914 | Closet | 0.3915%
24719 | 15 | 1 |  | Manual | 1 | Wall Mount | Incandescent |  | Standard A Lamp | 3 | 100 | 2471915 | Bathroom | 0.3915%
24719 | 15 | 2 |  | Manual | 2 | Recessed Can | Halogen |  | PAR | 1 | 30 | 2471915 | Bathroom | 0.3915%
24719 | 15 | 3 |  | Manual | 1 | Ceiling Fan | Incandescent |  | Standard A Lamp | 1 | 60 | 2471915 | Bathroom | 0.3915%
24736 | 1 | 1 |  | Manual | 1 | Ceiling Fixture | Incandescent |  | Standard A Lamp | 1 | 60 | 247361 | Bedroom | 0.4265%
24736 | 1 | 2 |  | Manual | 1 | Ceiling Fixture | Compact Fluorescent |  | Twist | 1 | 15 | 247361 | Bedroom | 0.4265%
24736 | 2 | 1 |  | Manual | 1 | Ceiling Fixture | Incandescent |  | Standard A Lamp | 2 | 60 | 247362 | Bedroom | 0.4265%
24736 | 3 | 1 |  | Manual | 1 | Ceiling Fixture | Compact Fluorescent |  | Twist | 1 | 15 | 247363 | Bathroom | 0.4265%
24736 | 3 | 2 |  | Manual | 1 | Wall Mount | Incandescent |  | Standard A Lamp | 1 | 75 | 247363 | Bathroom | 0.4265%
24736 | 4 | 1 |  | Manual | 1 | Ceiling Fixture | Incandescent |  | Globe | 1 | 75 | 247364 | Closet | 0.4265%
24736 | 5 | 1 |  | Manual | 1 | Chandelier (Hanging) | Incandescent |  | Decorative | 5 | 25 | 247365 | Dining Room | 0.4265%
24736 | 6 | 1 |  | Manual | 1 | Ceiling Fixture | Incandescent |  | Standard A Lamp | 3 | 60 | 247366 | Hall | 0.4265%
24736 | 7 | 1 |  | Manual | 1 | Torchiere | Incandescent |  | Standard A Lamp | 3 | 60 | 247367 | Family Room | 0.4265%
24736 | 7 | 2 |  | Manual | 1 | Chandelier (Hanging) | Incandescent |  | Standard A Lamp | 1 | 60 | 247367 | Family Room | 0.4265%
24736 | 8 | 1 |  | Manual | 1 | Ceiling Fixture | Incandescent |  | Standard A Lamp | 1 | 60 | 247368 | Hall | 0.4265%
24736 | 8 | 2 |  | Manual | 1 | Ceiling Fixture | Compact Fluorescent |  | Twist | 1 | 15 | 247368 | Hall | 0.4265%
24736 | 9 | 1 |  | Manual | 1 | Ceiling Fixture | Incandescent |  | Globe | 1 | 75 | 247369 | Kitchen | 0.4265%
24736 | 9 | 2 |  | Manual | 1 | Ceiling Fixture | Compact Fluorescent |  | Twist | 1 | 15 | 247369 | Kitchen | 0.4265%
24736 | 10 | 1 |  | Manual | 2 | Table | Incandescent |  | Standard A Lamp | 1 | 60 | 2473610 | Living Room | 0.4265%
24736 | 11 | 1 |  | Manual | 1 | Ceiling Fixture | Compact Fluorescent |  | Twist | 2 | 15 | 2473611 | Master Bedroom | 0.4265%
24736 | 11 | 2 |  | Manual | 1 | Chandelier (Hanging) | Incandescent |  | Clear | 2 | 60 | 2473611 | Master Bedroom | 0.4265%
24736 | 12 | 1 |  | Manual | 1 | Ceiling Fixture | Compact Fluorescent |  | Twist | 1 | 15 | 2473612 | Bathroom | 0.4265%
24736 | 12 | 2 |  | Manual | 1 | Wall Mount | Compact Fluorescent |  | Twist | 2 | 15 | 2473612 | Bathroom | 0.4265%
24736 | 13 | 1 |  | Manual | 1 | Ceiling Fixture | Compact Fluorescent |  | Twist | 2 | 15 | 2473613 | Laundry Room | 0.4265%
24763 | 1 | 1 |  | Manual | 3 | Wall Mount | Incandescent |  | Mini base | 6 | 40 | 247631 | Bathroom | 0.536%
24763 | 2 | 1 |  | Manual | 1 | Wall Mount | Incandescent |  | Globe | 3 | 60 | 247632 | Bathroom | 0.536%
24763 | 2 | 2 |  | Manual | 1 | Ceiling Fixture | Incandescent |  | Standard A Lamp | 1 | 60 | 247632 | Bathroom | 0.536%
24763 | 2 | 3 |  | Manual | 5 | Exterior | Incandescent |  | Standard A Lamp | 1 | 60 | 247632 | Bathroom | 0.536%
24763 | 3 | 1 |  | Manual | 1 | Chandelier (Hanging) | Incandescent |  | Standard A Lamp | 1 | 60 | 247633 | Master Bedroom | 0.536%
24763 | 3 | 2 |  | Manual | 1 | Table | Incandescent |  | Standard A Lamp | 1 | 60 | 247633 | Master Bedroom | 0.536%
24763 | 3 | 3 |  | Manual | 1 | Table | Incandescent |  | Decorative | 1 | 60 | 247633 | Master Bedroom | 0.536%
24763 | 4 | 1 |  | Manual | 1 | Ceiling Fixture | Incandescent |  | Standard A Lamp | 1 | 60 | 247634 | Closet | 0.536%
24763 | 5 | 1 |  | Manual | 1 | Chandelier (Hanging) | Incandescent |  | Decorative | 1 | 60 | 247635 | Living Room | 0.536%
24763 | 5 | 2 |  | Manual | 1 | Floor lamp | Incandescent |  | 3-Way Incandescent | 1 | 75 | 247635 | Living Room | 0.536%
24763 | 5 | 3 |  | Manual | 2 | Table | Incandescent |  | 3-Way Incandescent | 1 | 200 | 247635 | Living Room | 0.536%
24763 | 6 | 1 |  | Manual | 3 | Ceiling Fixture | Linear Fluorescent | 48 | T-12 | 2 | 40 | 247636 | Kitchen | 0.536%
24763 | 7 | 1 |  | Manual | 1 | Architectural | Linear Fluorescent | 24 | T-12 | 2 | 20 | 247637 | Office | 0.536%
24763 | 7 | 2 |  | Manual | 1 | Ceiling Fixture | Incandescent |  | Standard A Lamp | 2 | 60 | 247637 | Office | 0.536%
24763 | 8 | 1 |  | Manual | 1 | Ceiling Fixture | Incandescent |  | Standard A Lamp | 1 | 60 | 247638 | Hall | 0.536%
24763 | 9 | 1 |  | Manual | 1 | Ceiling Fixture | Incandescent |  | Standard A Lamp | 2 | 60 | 247639 | Bedroom | 0.536%
24763 | 9 | 2 |  | Manual | 1 | Table | Incandescent |  | 3-Way Incandescent | 1 | 75 | 247639 | Bedroom | 0.536%
24763 | 10 | 1 |  | Manual | 1 | Ceiling Fixture | Incandescent |  | Standard A Lamp | 2 | 60 | 2476310 | Laundry Room | 0.536%
24771 | 1 | 1 |  | Manual | 1 | Wall Mount | Incandescent |  | Standard A Lamp | 6 | 100 | 247711 | Bathroom | 0.2228%
24771 | 2 | 1 |  | Manual | 2 | Table | Incandescent |  | Standard A Lamp | 1 | 100 | 247712 | Bedroom | 0.2228%
24771 | 3 | 1 |  | Manual | 1 | Ceiling Fan | Incandescent |  | Standard A Lamp | 1 | 100 | 247713 | Bedroom | 0.2228%
24771 | 3 | 2 |  | Manual | 1 | Floor lamp | Incandescent |  | Standard A Lamp | 1 | 100 | 247713 | Bedroom | 0.2228%
24771 | 4 | 1 |  | Manual | 1 | Wall Mount | Incandescent |  | Standard A Lamp | 1 | 100 | 247714 | Hall | 0.2228%
24771 | 4 | 2 |  | Manual | 1 | Ceiling Fixture | Incandescent |  | Standard A Lamp | 1 | 100 | 247714 | Hall | 0.2228%
24771 | 5 | 1 |  | Manual | 3 | Ceiling Fixture | Incandescent |  | Standard A Lamp | 1 | 60 | 247715 | Kitchen | 0.2228%
24771 | 6 | 1 |  | Manual | 1 | Floor lamp | Incandescent |  | Standard A Lamp | 1 | 100 | 247716 | Living Room | 0.2228%
24771 | 6 | 2 |  | Manual | 1 | Table | Incandescent |  | Standard A Lamp | 1 | 100 | 247716 | Living Room | 0.2228%
24771 | 6 | 3 |  | Manual | 3 | Other | Linear Fluorescent | 6 | T-5 | 1 | 16 | 247716 | Living Room | 0.2228%
24771 | 7 | 1 |  | Manual | 1 | Ceiling Fixture | Incandescent |  | Standard A Lamp | 1 | 60 | 247717 | Bedroom | 0.2228%
24779 | 1 | 1 |  | Manual | 2 | Table | Incandescent |  | Standard A Lamp | 1 | 40 | 247791 | Bedroom | 0.2228%
24779 | 1 | 2 |  | Manual | 1 | Ceiling Fixture | Incandescent |  | Standard A Lamp | 1 | 60 | 247791 | Bedroom | 0.2228%
24779 | 2 | 1 |  | Manual | 1 | Ceiling Fixture | Incandescent |  | Standard A Lamp | 1 | 60 | 247792 | Bedroom | 0.2228%
24779 | 2 | 2 |  | Manual | 1 | Table | Incandescent |  | Standard A Lamp | 1 | 60 | 247792 | Bedroom | 0.2228%
24779 | 3 | 1 |  | Manual | 3 | Ceiling Fixture | Incandescent |  | Standard A Lamp | 1 | 100 | 247793 | Garage | 0.2228%
24779 | 3 | 2 |  | Motion | 1 | Garage door opener | Incandescent |  | Standard A Lamp | 2 | 60 | 247793 | Garage | 0.2228%
24779 | 4 | 1 |  | Manual | 1 | Chandelier (Hanging) | Compact Fluorescent |  | Twist | 5 | 15 | 247794 | Kitchen | 0.2228%
24779 | 4 | 2 |  | Manual | 1 | Ceiling Fixture | Linear Fluorescent | 48 | T-12 | 1 | 40 | 247794 | Kitchen | 0.2228%
24779 | 5 | 1 |  | Manual | 1 | Ceiling Fixture | Incandescent |  | Standard A Lamp | 1 | 60 | 247795 | Laundry Room | 0.2228%
24779 | 6 | 1 |  | Manual | 1 | Ceiling Fan | Incandescent |  | Standard A Lamp | 4 | 60 | 247796 | Living Room | 0.2228%
24779 | 6 | 2 |  | Manual | 3 | Table | Incandescent |  | Standard A Lamp | 1 | 65 | 247796 | Living Room | 0.2228%
24779 | 6 | 3 |  | Dimmer | 1 | Table | Incandescent |  | Standard A Lamp | 1 | 65 | 247796 | Living Room | 0.2228%
24779 | 7 | 1 |  | Manual | 1 | Ceiling Fixture | Incandescent |  | Standard A Lamp | 1 | 65 | 247797 | Bedroom | 0.2228%
24779 | 7 | 2 |  | Dimmer | 1 | Ceiling Fan | Incandescent |  | Standard A Lamp | 1 | 60 | 247797 | Bedroom | 0.2228%
24779 | 7 | 3 |  | Manual | 1 | Table | Incandescent |  | Standard A Lamp | 1 | 60 | 247797 | Bedroom | 0.2228%
24779 | 8 | 1 |  | Manual | 1 | Wall Mount | Compact Fluorescent |  | Twist | 3 | 15 | 247798 | Bathroom | 0.2228%
24847 | 1 | 1 |  | Manual | 3 | Wall Mount | Incandescent |  | Standard A Lamp | 1 | 90 | 248471 | Bathroom | 0.3915%
24847 | 2 | 1 |  | Manual | 1 | Ceiling Fixture | Incandescent |  | Standard A Lamp | 2 | 60 | 248472 | Bedroom | 0.3915%
24847 | 2 | 2 |  | Manual | 1 | Table | Incandescent |  | Standard A Lamp | 1 | 60 | 248472 | Bedroom | 0.3915%
24847 | 3 | 1 |  | Manual | 1 | Ceiling Fixture | Incandescent |  | Standard A Lamp | 2 | 60 | 248473 | Bedroom | 0.3915%
24847 | 4 | 1 |  | Manual | 1 | Ceiling Fixture | Compact Fluorescent |  | Twist | 2 | 22 | 248474 | Closet | 0.3915%
24847 | 5 | 1 |  | Dimmer | 1 | Chandelier (Hanging) | Incandescent |  | Standard A Lamp | 6 | 60 | 248475 | Dining Room | 0.3915%
24847 | 6 | 1 |  | Dimmer | 2 | Ceiling Fan | Incandescent |  | Standard A Lamp | 4 | 60 | 248476 | Family Room | 0.3915%
24847 | 6 | 2 |  | Manual | 1 | Floor lamp | Incandescent |  | Standard A Lamp | 1 | 100 | 248476 | Family Room | 0.3915%
24847 | 6 | 3 |  | Manual | 1 | Floor lamp | Incandescent |  | Standard A Lamp | 1 | 60 | 248476 | Family Room | 0.3915%
24847 | 7 | 1 |  | Manual | 4 | Ceiling Fixture | Linear Fluorescent | 48 | T-12 | 2 | 40 | 248477 | Garage | 0.3915%
24847 | 7 | 2 |  | Manual | 2 | Garage door opener | Incandescent |  | Standard A Lamp | 2 | 60 | 248477 | Garage | 0.3915%
24847 | 8 | 1 |  | Manual | 1 | Ceiling Fixture | Halogen |  | MR | 3 | 50 | 248478 | Kitchen | 0.3915%
24847 | 8 | 2 |  | Manual | 4 | Recessed Can | Incandescent |  | Standard A Lamp | 1 | 100 | 248478 | Kitchen | 0.3915%
24847 | 8 | 3 |  | Manual | 2 | Recessed Can | Compact Fluorescent |  | Twist | 1 | 22 | 248478 | Kitchen | 0.3915%
24847 | 9 | 1 |  | Manual | 1 | Ceiling Fixture | Linear Fluorescent | 42 | T-12 | 2 | 40 | 248479 | Laundry Room | 0.3915%
24847 | 10 | 1 |  | Manual | 1 | Ceiling Fixture | Incandescent |  | Standard A Lamp | 2 | 90 | 2484710 | Master Bedroom | 0.3915%
24847 | 10 | 2 |  | Manual | 2 | Wall Mount | Linear Fluorescent |  | Fluorescent Other | 1 | 20 | 2484710 | Master Bedroom | 0.3915%
24847 | 11 | 1 |  | Manual | 1 | Architectural | Linear Fluorescent | 12 | Fluorescent Other | 1 | 15 | 2484711 | Office | 0.3915%
24847 | 11 | 2 |  | Manual | 1 | Table | Incandescent |  | Standard A Lamp | 1 | 60 | 2484711 | Office | 0.3915%
24847 | 12 | 1 |  | Manual | 1 | Wall Mount | Incandescent |  | Standard A Lamp | 2 | 60 | 2484712 | Bathroom | 0.3915%
24854 | 1 | 1 |  | Manual | 1 | Ceiling Fixture | Incandescent |  | Standard A Lamp | 1 | 60 | 248541 | Bathroom | 0.2228%
24854 | 2 | 1 |  | Manual | 1 | Ceiling Fixture | Incandescent |  | Standard A Lamp | 2 | 100 | 248542 | Bedroom | 0.2228%
24854 | 2 | 2 |  | Manual | 1 | Table | Incandescent |  | 3-Way Incandescent | 1 | 100 | 248542 | Bedroom | 0.2228%
24854 | 3 | 1 |  | Manual | 1 | Ceiling Fixture | Incandescent |  | Standard A Lamp | 3 | 60 | 248543 | Dining Room | 0.2228%
24854 | 4 | 1 |  | Manual | 1 | Chandelier (Hanging) | Incandescent |  | Standard A Lamp | 5 | 60 | 248544 | Dining Room | 0.2228%
24854 | 5 | 1 |  | Manual | 1 | Chandelier (Hanging) | Incandescent |  | Standard A Lamp | 1 | 60 | 248545 | Family Room | 0.2228%
24854 | 5 | 2 |  | Manual | 1 | Ceiling Fan | Incandescent |  | Standard A Lamp | 4 | 40 | 248545 | Family Room | 0.2228%
24854 | 5 | 3 |  | Manual | 1 | Ceiling Fixture | Incandescent |  | Standard A Lamp | 1 | 75 | 248545 | Family Room | 0.2228%
24854 | 5 | 4 |  | Manual | 1 | Table | Incandescent |  | Mini base | 4 | 40 | 248545 | Family Room | 0.2228%
24854 | 5 | 5 |  | Manual | 1 | Floor lamp | Compact Fluorescent |  | Twist | 5 | 15 | 248545 | Family Room | 0.2228%
24854 | 6 | 1 |  | Manual | 1 | Wall Mount | Incandescent |  | Standard A Lamp | 1 | 60 | 248546 | Garage | 0.2228%
24854 | 7 | 1 |  | Manual | 2 | Ceiling Fixture | Linear Fluorescent | 48 | T-12 | 2 | 60 | 248547 | Kitchen | 0.2228%
24854 | 8 | 1 |  | Manual | 1 | Ceiling Fixture | Incandescent |  | Standard A Lamp | 1 | 60 | 248548 | Laundry Room | 0.2228%
24854 | 9 | 1 |  | Manual | 1 | Ceiling Fan | Incandescent |  | Standard A Lamp | 1 | 60 | 248549 | Living Room | 0.2228%
24854 | 10 | 1 |  | Manual | 1 | Ceiling Fixture | Incandescent |  | Standard A Lamp | 1 | 60 | 2485410 | Bathroom | 0.2228%
24854 | 10 | 2 |  | Manual | 2 | Wall Mount | Incandescent |  | Mini base | 4 | 40 | 2485410 | Bathroom | 0.2228%
24854 | 11 | 1 |  | Manual | 1 | Ceiling Fan | Incandescent |  | Standard A Lamp | 1 | 75 | 2485411 | Master Bedroom | 0.2228%
24854 | 11 | 2 |  | Manual | 1 | Table | Incandescent |  | Mini base | 3 | 40 | 2485411 | Master Bedroom | 0.2228%
24854 | 12 | 1 |  | Manual | 1 | Ceiling Fixture | Incandescent |  | Standard A Lamp | 2 | 100 | 2485412 | Bedroom | 0.2228%
24854 | 12 | 2 |  | Manual | 1 | Table | Linear Fluorescent | 18 | T-8 | 2 | 16 | 2485412 | Bedroom | 0.2228%
24854 | 12 | 3 |  | Manual | 1 | Table | Incandescent |  | Standard A Lamp | 1 | 60 | 2485412 | Bedroom | 0.2228%

## MH Room Type
| siteid | room_it | RoomSqFt | RoomType | Room_Conditioned | GeneralNotes
101551 | 10155 | 1 | 60 | Bathroom | TRUE
101552 | 10155 | 2 | 76 | Bedroom | TRUE
101553 | 10155 | 3 | 150 | Bedroom | TRUE
101554 | 10155 | 4 |  | Other | FALSE
101555 | 10155 | 5 | 61 | Hall | TRUE
101556 | 10155 | 6 | 188 | Kitchen | TRUE
101557 | 10155 | 7 | 200 | Living Room | TRUE
101991 | 10199 | 1 | 46 | Bathroom | TRUE
101992 | 10199 | 2 | 109 | Bedroom | TRUE
101993 | 10199 | 3 | 53 | Hall | TRUE | No Windows
101994 | 10199 | 4 | 152 | Kitchen | TRUE
101995 | 10199 | 5 | 247 | Living Room | TRUE
101996 | 10199 | 6 | 175 | Master Bedroom | TRUE
101997 | 10199 | 7 | 20 | Closet | TRUE | No Windows
102571 | 10257 | 1 | 24 | Bathroom | TRUE
102572 | 10257 | 2 | 65 | Bathroom | TRUE
102573 | 10257 | 3 | 140 | Bedroom | TRUE
102574 | 10257 | 4 | 71 | Bedroom | TRUE
102575 | 10257 | 5 | 103 | Bedroom | TRUE
102576 | 10257 | 6 | 69 | Hall | TRUE | No Windows
102577 | 10257 | 7 | 134 | Kitchen | TRUE
102578 | 10257 | 8 | 242 | Living Room | TRUE
103391 | 10339 | 1 | 58 | Bathroom | TRUE
103392 | 10339 | 2 | 15 | Bathroom | TRUE | No Windows
103393 | 10339 | 3 | 135 | Bedroom | TRUE
103394 | 10339 | 4 | 50 | Hall | TRUE | No Windows
103395 | 10339 | 5 | 222 | Kitchen | TRUE
103396 | 10339 | 6 | 244 | Living Room | TRUE
103397 | 10339 | 7 | 150 | Master Bedroom | TRUE
104171 | 10417 | 1 | 83 | Bathroom | TRUE
104172 | 10417 | 2 | 39 | Bathroom | TRUE
104173 | 10417 | 3 | 290 | Bedroom | TRUE
104174 | 10417 | 4 | 125 | Bedroom | TRUE
104175 | 10417 | 5 | 131 | Bedroom | TRUE
104176 | 10417 | 6 | 10 | Other | FALSE | no sq ft
104177 | 10417 | 7 | 1120 | Garage | FALSE
104178 | 10417 | 8 | 30 | Hall | TRUE
104179 | 10417 | 9 | 320 | Kitchen | TRUE
1041710 | 10417 | 10 | 52 | Laundry Room | TRUE
1041711 | 10417 | 11 | 242 | Living Room | TRUE
107321 | 10732 | 1 | 56 | Bathroom | TRUE
107322 | 10732 | 2 | 45 | Bathroom | TRUE
107323 | 10732 | 3 | 143 | Master Bedroom | TRUE
107324 | 10732 | 4 | 125 | Bedroom | TRUE
107325 | 10732 | 5 | 100 | Office | TRUE
107326 | 10732 | 6 | 95 | Dining Room | TRUE
107327 | 10732 | 7 | 25 | Hall | TRUE
107328 | 10732 | 8 | 125 | Kitchen | TRUE
107329 | 10732 | 9 | 265 | Living Room | TRUE
1073210 | 10732 | 10 | 145 | Other | TRUE
1073211 | 10732 | 11 |  | Other | FALSE
1073212 | 10732 | 12 | 130 | Bedroom | TRUE
107681 | 10768 | 1 | 90 | Bathroom | TRUE | no window
107682 | 10768 | 2 | 168 | Bedroom | TRUE
107683 | 10768 | 3 | 168 | Bedroom | TRUE
107684 | 10768 | 4 | 198 | Bedroom | TRUE
107685 | 10768 | 5 | 40 | Closet | TRUE | no window
107686 | 10768 | 6 | 168 | Dining Room | TRUE
107687 | 10768 | 7 | 88 | Hall | TRUE | no window
107688 | 10768 | 8 | 196 | Kitchen | TRUE
107689 | 10768 | 9 | 60 | Laundry Room | TRUE | no window
1076810 | 10768 | 10 | 368 | Living Room | TRUE
1076811 | 10768 | 11 | 84 | Bathroom | TRUE
1076812 | 10768 | 12 | 180 | Master Bedroom | TRUE
1076813 | 10768 | 13 | 44 | Closet | TRUE | no window
108201 | 10820 | 1 | 156 | Bedroom | TRUE
108202 | 10820 | 2 | 221 | Family Room | TRUE
108203 | 10820 | 3 | 280 | Kitchen | TRUE
108204 | 10820 | 4 | 66 | Laundry Room | TRUE | no window
108205 | 10820 | 5 | 60 | Bathroom | TRUE
108206 | 10820 | 6 | 110 | Bathroom | TRUE
108207 | 10820 | 7 | 169 | Master Bedroom | TRUE
108208 | 10820 | 8 | 300 | Master Bedroom | TRUE
108209 | 10820 | 9 | 300 | Office | TRUE
111741 | 11174 | 1 | 80 | Bathroom | TRUE
111742 | 11174 | 2 | 30 | Bathroom | TRUE
111743 | 11174 | 3 | 150 | Master Bedroom | TRUE
111744 | 11174 | 4 | 140 | Bedroom | TRUE
111745 | 11174 | 5 | 60 | Hall | TRUE
111746 | 11174 | 6 | 150 | Kitchen | TRUE
111747 | 11174 | 7 | 225 | Living Room | TRUE
111748 | 11174 | 8 | 100 | Office | TRUE
111749 | 11174 | 9 | 100 | Other | FALSE | No windows.
113141 | 11314 | 1 | 50 | Bathroom | TRUE
113142 | 11314 | 2 | 390 | Family Room | TRUE
113143 | 11314 | 3 | 132 | Kitchen | TRUE
113144 | 11314 | 4 | 60 | Laundry Room | TRUE | no windows
113145 | 11314 | 5 | 285 | Living Room | TRUE
113146 | 11314 | 6 | 100 | Bathroom | TRUE
113147 | 11314 | 7 | 345 | Master Bedroom | TRUE
113148 | 11314 | 8 | 156 | Office | TRUE
113149 | 11314 | 9 | 169 | Bedroom | TRUE
113281 | 11328 | 1 | 58 | Bathroom | TRUE
113282 | 11328 | 2 | 112 | Bedroom | TRUE
113283 | 11328 | 3 | 49 | Dining Room | TRUE
113284 | 11328 | 4 | 148 | Dining Room | TRUE
113285 | 11328 | 5 | 720 | Garage | FALSE | No windows.
113286 | 11328 | 6 | 29 | Hall | TRUE | No windows.
113287 | 11328 | 7 | 97 | Kitchen | TRUE
113288 | 11328 | 8 | 247 | Living Room | TRUE
113289 | 11328 | 9 | 76 | Bathroom | TRUE
1132810 | 11328 | 10 | 204 | Master Bedroom | TRUE
1132811 | 11328 | 11 | 29 | Closet | TRUE | No windows.
1132812 | 11328 | 12 | 56 | Other | TRUE
1132813 | 11328 | 13 | 28 | Other | TRUE
113901 | 11390 | 1 | 43 | Bathroom | TRUE | Skylight: 8 IN TUBE
113902 | 11390 | 2 | 56 | Dining Room | TRUE
113903 | 11390 | 3 | 23 | Hall | TRUE
113904 | 11390 | 4 | 105 | Kitchen | TRUE
113905 | 11390 | 5 | 543 | Living Room | TRUE
113906 | 11390 | 6 | 73 | Bathroom | TRUE | skylight: 8 IN TUBE
113907 | 11390 | 7 | 258 | Master Bedroom | TRUE
113908 | 11390 | 8 | 182 | Office | TRUE
113909 | 11390 | 9 | 157 | Office | TRUE
1139010 | 11390 | 10 | 57 | Laundry Room | TRUE
114981 | 11498 | 1 | 40 | Bathroom | TRUE | No windows.
114982 | 11498 | 2 | 128 | Bedroom | TRUE
114983 | 11498 | 3 | 140 | Bedroom | TRUE
114984 | 11498 | 4 | 44 | Hall | TRUE | No windows.
114985 | 11498 | 5 | 308 | Kitchen | TRUE
114986 | 11498 | 6 | 60 | Laundry Room | TRUE | No windows.
114987 | 11498 | 7 | 310 | Living Room | TRUE
114988 | 11498 | 8 | 142 | Bathroom | TRUE
114989 | 11498 | 9 | 200 | Master Bedroom | TRUE
1149810 | 11498 | 10 | 19 | Closet | TRUE | No windows.
1149811 | 11498 | 11 | 19 | Closet | TRUE | No windows.
1149812 | 11498 | 12 | 75 | Other | FALSE | No windows.
115181 | 11518 | 1 | 75 | Bathroom | TRUE
115182 | 11518 | 2 | 65 | Bathroom | TRUE | No windows.
115183 | 11518 | 3 | 286 | Bedroom | TRUE
115184 | 11518 | 4 | 145 | Dining Room | TRUE
115185 | 11518 | 5 | 457 | Garage | FALSE | No windows.
115186 | 11518 | 6 | 153 | Kitchen | TRUE
115187 | 11518 | 7 | 285 | Living Room | TRUE
115188 | 11518 | 8 | 327 | Master Bedroom | TRUE
115189 | 11518 | 9 | 48 | Closet | TRUE | No windows.
1151810 | 11518 | 10 | 156 | Office | TRUE
1151811 | 11518 | 11 | 129 | Laundry Room | TRUE | No windows.
115581 | 11558 | 1 | 73 | Bathroom | TRUE
115582 | 11558 | 2 | 68 | Bedroom | TRUE
115583 | 11558 | 3 | 155 | Master Bedroom | TRUE
115584 | 11558 | 4 | 40 | Hall | TRUE
115585 | 11558 | 5 | 130 | Kitchen | TRUE
115586 | 11558 | 6 | 209 | Living Room | TRUE
116121 | 11612 | 1 | 124 | Bathroom | TRUE
116122 | 11612 | 2 | 117 | Bedroom | TRUE
116123 | 11612 | 3 | 160 | Bedroom | TRUE
116124 | 11612 | 4 | 50 | Closet | TRUE
116125 | 11612 | 5 | 138 | Dining Room | TRUE
116126 | 11612 | 6 | 185 | Family Room | TRUE
116127 | 11612 | 7 | 288 | Kitchen | TRUE
116128 | 11612 | 8 | 56 | Laundry Room | TRUE | no window
116129 | 11612 | 9 | 174 | Living Room | TRUE
1161210 | 11612 | 10 | 232 | Master Bedroom | TRUE
116271 | 11627 | 1 | 28 | Bathroom | TRUE
116272 | 11627 | 2 | 100 | Bedroom | TRUE | no windows
116273 | 11627 | 3 | 88 | Bedroom | TRUE
116274 | 11627 | 4 | 80 | Bedroom | TRUE
116275 | 11627 | 5 | 36 | Hall | TRUE | no windows
116276 | 11627 | 6 | 181 | Kitchen | TRUE
116277 | 11627 | 7 | 280 | Family Room | TRUE
116278 | 11627 | 8 | 252 | Master Bedroom | TRUE
116711 | 11671 | 1 | 68 | Laundry Room | TRUE
116712 | 11671 | 2 | 48 | Bathroom | TRUE
116713 | 11671 | 3 | 210 | Bedroom | TRUE
116714 | 11671 | 4 | 85 | Bathroom | TRUE
116715 | 11671 | 5 | 216 | Office | TRUE
116716 | 11671 | 6 | 122 | Kitchen | TRUE
116717 | 11671 | 7 | 94 | Dining Room | TRUE
116718 | 11671 | 8 | 268 | Living Room | TRUE
116719 | 11671 | 9 | 122 | Bathroom | TRUE
1167110 | 11671 | 10 | 128 | Bedroom | TRUE
118541 | 11854 | 1 | 127 | Bedroom | TRUE
118542 | 11854 | 2 | 40 | Hall | TRUE
118543 | 11854 | 3 | 276 | Garage | FALSE | No windows.
118544 | 11854 | 4 | 166 | Master Bedroom | TRUE
118545 | 11854 | 5 | 30 | Bathroom | TRUE
118546 | 11854 | 6 | 59 | Hall | TRUE | No windows.
118547 | 11854 | 7 | 67 | Bathroom | TRUE
118548 | 11854 | 8 | 167 | Living Room | TRUE
118549 | 11854 | 9 | 88 | Dining Room | TRUE
1185410 | 11854 | 10 | 90 | Kitchen | TRUE
1185411 | 11854 | 11 | 16 | Closet | TRUE | No windows.
118611 | 11861 | 1 | 38 | Bathroom | TRUE
118612 | 11861 | 2 | 135 | Bedroom | TRUE | GRAND DAUGHTER WAS ILL IN ROOM. COULD ONLY GET A BRIEF GLANCE AROUND ROOM AND A ROOM MEASUREMENT.
118613 | 11861 | 3 | 118 | Dining Room | TRUE
118614 | 11861 | 4 | 33 | Hall | TRUE | No windows.
118615 | 11861 | 5 | 205 | Family Room | TRUE
118616 | 11861 | 6 | 617 | Garage | FALSE | no window
118617 | 11861 | 7 | 30 | Hall | TRUE | No windows.
118618 | 11861 | 8 | 214 | Kitchen | TRUE
118619 | 11861 | 9 | 224 | Living Room | TRUE
1186110 | 11861 | 10 | 78 | Bathroom | TRUE
1186111 | 11861 | 11 | 215 | Master Bedroom | TRUE
1186112 | 11861 | 12 | 64 | Closet | TRUE | No windows.
1186113 | 11861 | 13 | 133 | Office | TRUE
1186114 | 11861 | 14 | 121 | Laundry Room | TRUE | No windows.
119901 | 11990 | 1 | 128 | Bathroom | TRUE
119902 | 11990 | 2 | 40 | Bathroom | TRUE
119903 | 11990 | 3 | 140 | Bedroom | TRUE
119904 | 11990 | 4 | 330 | Bedroom | TRUE
119905 | 11990 | 5 | 63 | Closet | TRUE | no window
119906 | 11990 | 6 | 186 | Dining Room | TRUE | no window
119907 | 11990 | 7 | 600 | Garage | FALSE | SMALL ROOM ABOVE GARAGE FOR EXTRA BEDROOM. NEVER USED. WALL HEATER X 2. 600 PLUS AREA ABOVE GARAGE.
119908 | 11990 | 8 | 60 | Hall | TRUE | no window
119909 | 11990 | 9 | 246 | Kitchen | TRUE
1199010 | 11990 | 10 | 68 | Laundry Room | TRUE | no window
1199011 | 11990 | 11 | 390 | Living Room | TRUE
1199012 | 11990 | 12 | 147 | Office | TRUE
121391 | 12139 | 1 | 36 | Bathroom | TRUE
121392 | 12139 | 2 | 112 | Bathroom | TRUE
121393 | 12139 | 3 | 107 | Bedroom | TRUE
121394 | 12139 | 4 | 130 | Dining Room | TRUE
121395 | 12139 | 5 | 187 | Family Room | TRUE
121396 | 12139 | 6 | 528 | Garage | FALSE | No windows.
121397 | 12139 | 7 | 29 | Hall | TRUE | No windows.
121398 | 12139 | 8 | 113 | Kitchen | TRUE
121399 | 12139 | 9 | 67 | Laundry Room | TRUE | No windows.
1213910 | 12139 | 10 | 220 | Living Room | TRUE
1213911 | 12139 | 11 | 44 | Bathroom | TRUE | No windows.
1213912 | 12139 | 12 | 160 | Master Bedroom | TRUE
1213913 | 12139 | 13 | 26 | Closet | TRUE | No windows.
122621 | 12262 | 1 | 100 | Bathroom | TRUE
122622 | 12262 | 2 | 34 | Bathroom | TRUE
122623 | 12262 | 3 | 166 | Bedroom | TRUE
122624 | 12262 | 4 | 44 | Hall | TRUE | No windows.
122625 | 12262 | 5 | 161 | Kitchen | TRUE
122626 | 12262 | 6 | 195 | Living Room | TRUE
122627 | 12262 | 7 | 126 | Master Bedroom | TRUE
122851 | 12285 | 1 | 38 | Bathroom | TRUE | No windows.
122852 | 12285 | 2 | 107 | Bedroom | TRUE
122853 | 12285 | 3 | 108 | Bedroom | TRUE
122854 | 12285 | 4 | 165 | Kitchen | TRUE
122855 | 12285 | 5 | 200 | Living Room | TRUE
122856 | 12285 | 6 | 58 | Bedroom | TRUE | no window, but skylight
122857 | 12285 | 7 | 154 | Master Bedroom | TRUE
122858 | 12285 | 8 | 30 | Closet | TRUE | No windows.
122859 | 12285 | 9 | 15 | Hall | TRUE | No windows.
1228510 | 12285 | 10 | 56 | Other | FALSE | No windows.
123971 | 12397 | 1 | 60 | Bathroom | TRUE
123972 | 12397 | 2 | 90 | Bedroom | TRUE
123973 | 12397 | 3 | 53 | Hall | TRUE
123974 | 12397 | 4 | 166 | Kitchen | TRUE
123975 | 12397 | 5 | 185 | Living Room | TRUE
123976 | 12397 | 6 | 131 | Master Bedroom | TRUE
123977 | 12397 | 7 | 83 | Other | FALSE
124811 | 12481 | 1 | 50 | Bathroom | TRUE
124812 | 12481 | 2 | 116 | Bedroom | TRUE
124813 | 12481 | 3 | 15 | Closet | TRUE | No windows.
124814 | 12481 | 4 | 63 | Dining Room | TRUE | No windows.
124815 | 12481 | 5 | 38 | Hall | TRUE
124816 | 12481 | 6 | 51 | Hall | TRUE | No windows.
124817 | 12481 | 7 | 115 | Kitchen | TRUE
124818 | 12481 | 8 | 56 | Laundry Room | TRUE | No windows.
124819 | 12481 | 9 | 282 | Living Room | TRUE
1248110 | 12481 | 10 | 36 | Bathroom | TRUE
1248111 | 12481 | 11 | 190 | Master Bedroom | TRUE
1248112 | 12481 | 12 | 190 | Office | TRUE
125841 | 12584 | 1 | 47 | Bathroom | TRUE
125842 | 12584 | 2 | 70 | Bathroom | TRUE
125843 | 12584 | 3 | 117 | Master Bedroom | TRUE
125844 | 12584 | 4 | 107 | Bedroom | TRUE
125845 | 12584 | 5 | 198 | Bedroom | TRUE
125846 | 12584 | 6 | 1296 | Garage | FALSE
125847 | 12584 | 7 | 62 | Hall | TRUE
125848 | 12584 | 8 | 252 | Kitchen | TRUE
125849 | 12584 | 9 | 30 | Laundry Room | TRUE
1258410 | 12584 | 10 | 265 | Living Room | TRUE
127521 | 12752 | 1 | 54 | Bathroom | TRUE | No Windows
127522 | 12752 | 2 | 78 | Bedroom | TRUE
127523 | 12752 | 3 | 57 | Hall | TRUE
127524 | 12752 | 4 | 105 | Kitchen | TRUE
127525 | 12752 | 5 | 170 | Living Room | TRUE
127526 | 12752 | 6 | 135 | Master Bedroom | TRUE
131331 | 13133 | 1 | 193 | Living Room | TRUE
131332 | 13133 | 2 | 74 | Bathroom | TRUE
131333 | 13133 | 3 |  | Garage | FALSE | no window
131334 | 13133 | 4 | 160 | Family Room | TRUE
131335 | 13133 | 5 | 105 | Dining Room | TRUE
131336 | 13133 | 6 | 117 | Kitchen | TRUE
131337 | 13133 | 7 | 78 | Laundry Room | TRUE | no window
131338 | 13133 | 8 | 55 | Hall | TRUE | no window
131339 | 13133 | 9 | 41 | Bathroom | TRUE | no window
1313310 | 13133 | 10 | 143 | Bedroom | TRUE
1313311 | 13133 | 11 | 213 | Master Bedroom | TRUE
131891 | 13189 | 1 | 63 | Bathroom | TRUE
131892 | 13189 | 2 | 100 | Bedroom | TRUE
131893 | 13189 | 3 | 144 | Bedroom | TRUE
131894 | 13189 | 4 | 96 | Dining Room | TRUE
131895 | 13189 | 5 | 70 | Hall | TRUE | No Windows
131896 | 13189 | 6 | 169 | Kitchen | TRUE
131897 | 13189 | 7 | 80 | Laundry Room | TRUE | No Windows
131898 | 13189 | 8 | 224 | Living Room | TRUE
131899 | 13189 | 9 | 216 | Master Bedroom | TRUE
1318910 | 13189 | 10 | 60 | Bathroom | TRUE
132071 | 13207 | 1 | 54 | Bathroom | TRUE
132072 | 13207 | 2 | 90 | Bedroom | TRUE
132073 | 13207 | 3 | 80 | Hall | TRUE | no windows
132074 | 13207 | 4 | 142 | Kitchen | TRUE
132075 | 13207 | 5 | 184 | Living Room | TRUE
132076 | 13207 | 6 | 160 | Bathroom | TRUE
132471 | 13247 | 1 | 63 | Bathroom | TRUE
132472 | 13247 | 2 | 144 | Bedroom | TRUE
132473 | 13247 | 3 | 45 | Hall | TRUE | no window
132474 | 13247 | 4 | 132 | Kitchen | TRUE
132475 | 13247 | 5 | 192 | Living Room | TRUE
132476 | 13247 | 6 | 80 | Office | TRUE
134241 | 13424 | 1 | 28 | Bathroom | TRUE
134242 | 13424 | 2 | 133 | Bedroom | TRUE
134243 | 13424 | 3 | 145 | Kitchen | TRUE
134244 | 13424 | 4 | 16 | Laundry Room | TRUE
134245 | 13424 | 5 | 192 | Living Room | TRUE
134246 | 13424 | 6 | 61 | Bathroom | TRUE
134247 | 13424 | 7 | 147 | Bedroom | TRUE
134248 | 13424 | 8 | 39 | Closet | TRUE | no windows
134641 | 13464 | 1 | 45 | Bathroom | TRUE
134642 | 13464 | 2 | 106 | Bedroom | TRUE
134643 | 13464 | 3 | 49 | Dining Room | TRUE
134644 | 13464 | 4 | 45 | Hall | TRUE
134645 | 13464 | 5 | 103 | Kitchen | TRUE
134646 | 13464 | 6 | 215 | Living Room | TRUE
134647 | 13464 | 7 | 152 | Bedroom | TRUE
137381 | 13738 | 1 | 42 | Bathroom | TRUE
137382 | 13738 | 2 | 114 | Bedroom | TRUE
137383 | 13738 | 3 | 10 | Closet | TRUE | no windows
137384 | 13738 | 4 | 123 | Dining Room | TRUE
137385 | 13738 | 5 | 198 | Garage | FALSE | no windows
137386 | 13738 | 6 | 272 | Kitchen | TRUE
137387 | 13738 | 7 | 54 | Laundry Room | TRUE
137388 | 13738 | 8 | 393 | Living Room | TRUE
137389 | 13738 | 9 | 67 | Bathroom | TRUE
1373810 | 13738 | 10 | 163 | Master Bedroom | TRUE
139601 | 13960 | 1 | 48 | Bathroom | TRUE
139602 | 13960 | 2 | 66 | Bathroom | TRUE
139603 | 13960 | 3 | 109 | Bedroom | TRUE
139604 | 13960 | 4 | 130 | Bedroom | TRUE
139605 | 13960 | 5 | 193 | Bedroom | TRUE
139606 | 13960 | 6 | 40 | Hall | TRUE | no windows
139607 | 13960 | 7 | 244 | Kitchen | TRUE
139608 | 13960 | 8 | 62 | Laundry Room | TRUE | no windows
139609 | 13960 | 9 | 257 | Living Room | TRUE
140271 | 14027 | 1 | 60 | Bathroom | TRUE
140272 | 14027 | 2 | 150 | Dining Room | TRUE
140273 | 14027 | 3 | 250 | Other | TRUE
140274 | 14027 | 4 | 150 | Bedroom | TRUE
140275 | 14027 | 5 | 175 | Kitchen | TRUE
140276 | 14027 | 6 | 250 | Living Room | TRUE
140277 | 14027 | 7 | 180 | Master Bedroom | TRUE
140278 | 14027 | 8 | 120 | Bathroom | TRUE
140279 | 14027 | 9 | 50 | Closet | TRUE | no windows
1402710 | 14027 | 10 | 160 | Office | TRUE
1402711 | 14027 | 11 | 100 | Laundry Room | TRUE
140821 | 14082 | 1 | 60 | Bathroom | TRUE
140822 | 14082 | 2 | 168 | Bedroom | TRUE
140823 | 14082 | 3 | 120 | Bedroom | TRUE
140824 | 14082 | 4 | 80 | Dining Room | TRUE
140825 | 14082 | 5 | 176 | Kitchen | TRUE
140826 | 14082 | 6 | 64 | Laundry Room | TRUE
140827 | 14082 | 7 | 208 | Living Room | TRUE
140828 | 14082 | 8 | 96 | Bathroom | TRUE
140829 | 14082 | 9 | 192 | Master Bedroom | TRUE
1408210 | 14082 | 10 | 192 | Other | TRUE
1408211 | 14082 | 11 | 224 | Office | TRUE
1408212 | 14082 | 12 | 312 | Other | TRUE
142151 | 14215 | 1 | 108 | Bathroom | TRUE
142152 | 14215 | 2 | 46 | Bathroom | TRUE | no window
142153 | 14215 | 3 | 208 | Bedroom | TRUE
142154 | 14215 | 4 | 130 | Bedroom | TRUE
142155 | 14215 | 5 | 144 | Bedroom | TRUE
142156 | 14215 | 6 | 35 | Closet | TRUE | no window
142157 | 14215 | 7 | 30 | Closet | TRUE | no window
142158 | 14215 | 8 | 208 | Family Room | TRUE
142159 | 14215 | 9 | 20 | Hall | TRUE | no window
1421510 | 14215 | 10 | 280 | Kitchen | TRUE
1421511 | 14215 | 11 | 60 | Laundry Room | TRUE | no window
1421512 | 14215 | 12 | 319 | Living Room | TRUE
1421513 | 14215 | 13 | 15 | Other | TRUE | no window
143521 | 14352 | 1 | 91 | Bathroom | TRUE
143522 | 14352 | 2 | 39 | Bathroom | TRUE
143523 | 14352 | 3 | 120 | Bedroom | TRUE
143524 | 14352 | 4 | 260 | Family Room | TRUE
143525 | 14352 | 5 | 32 | Hall | TRUE | no windows
143526 | 14352 | 6 | 280 | Kitchen | TRUE
143527 | 14352 | 7 | 47 | Master Bedroom | TRUE | no windows
143528 | 14352 | 8 | 300 | Living Room | TRUE
143529 | 14352 | 9 | 200 | Master Bedroom | TRUE
1435210 | 14352 | 10 | 100 | Other | FALSE | no windows
143891 | 14389 | 1 | 70 | Bathroom | TRUE
143892 | 14389 | 2 | 46 | Bathroom | TRUE | no windows
143893 | 14389 | 3 | 111 | Bedroom | TRUE
143894 | 14389 | 4 | 138 | Bedroom | TRUE
143895 | 14389 | 5 | 484 | Garage | FALSE | no windows
143896 | 14389 | 6 | 55 | Hall | TRUE | no windows
143897 | 14389 | 7 | 280 | Kitchen | TRUE
143898 | 14389 | 8 | 400 | Living Room | TRUE
143899 | 14389 | 9 | 217 | Master Bedroom | TRUE
1438910 | 14389 | 10 | 30 | Closet | TRUE | no windows
145431 | 14543 | 1 | 191 | Master Bedroom | TRUE
145432 | 14543 | 2 | 45 | Bathroom | TRUE | no windows
145433 | 14543 | 3 | 125 | Bedroom | TRUE
145434 | 14543 | 4 | 131 | Bedroom | TRUE
145435 | 14543 | 5 | 29 | Closet | TRUE | no windows
145436 | 14543 | 6 | 28 | Closet | TRUE | no windows
145437 | 14543 | 7 | 17 | Hall | TRUE | no windows
145438 | 14543 | 8 | 300 | Kitchen | TRUE
145439 | 14543 | 9 | 51 | Laundry Room | TRUE | no windows
1454310 | 14543 | 10 | 320 | Living Room | TRUE
1454311 | 14543 | 11 | 24 | Closet | TRUE | no windows
1454312 | 14543 | 12 | 63 | Bathroom | TRUE
200061 | 20006 | 1 | 47 | Bathroom | TRUE
200062 | 20006 | 2 | 135 | Bedroom | TRUE
200063 | 20006 | 3 | 134 | Bedroom | TRUE
200064 | 20006 | 4 | 28 | Closet | TRUE | no window
200065 | 20006 | 5 | 95 | Dining Room | TRUE
200066 | 20006 | 6 | 240 | Family Room | TRUE
200067 | 20006 | 7 | 36 | Hall | TRUE | no window
200068 | 20006 | 8 | 205 | Dining Room | TRUE
200069 | 20006 | 9 | 86 | Laundry Room | TRUE | no window
2000610 | 20006 | 10 | 88 | Bathroom | TRUE
2000611 | 20006 | 11 | 251 | Master Bedroom | TRUE
2000612 | 20006 | 12 | 56 | Closet | TRUE | no window
2000613 | 20006 | 13 | 255 | Living Room | TRUE
200461 | 20046 | 1 | 81 | Laundry Room | TRUE | no windows
200462 | 20046 | 2 | 156 | Bedroom | TRUE
200463 | 20046 | 3 | 403 | Kitchen | TRUE
200464 | 20046 | 4 | 403 | Living Room | TRUE
200465 | 20046 | 5 | 60 | Hall | TRUE | no windows
200466 | 20046 | 6 | 144 | Bedroom | TRUE
200467 | 20046 | 7 | 72 | Bathroom | TRUE | no windows
200468 | 20046 | 8 | 312 | Master Bedroom | TRUE
200469 | 20046 | 9 | 60 | Bathroom | TRUE | no windows
200561 | 20056 | 1 | 45 | Bathroom | TRUE | no windows
200562 | 20056 | 2 | 87 | Bathroom | TRUE | no windows
200563 | 20056 | 3 | 180 | Bedroom | TRUE
200564 | 20056 | 4 | 190 | Bedroom | TRUE
200565 | 20056 | 5 | 220 | Bedroom | TRUE
200566 | 20056 | 6 | 375 | Family Room | TRUE
200567 | 20056 | 7 | 100 | Laundry Room | TRUE | no windows
200568 | 20056 | 8 | 250 | Kitchen | TRUE
200981 | 20098 | 1 | 95 | Bedroom | TRUE | The tv was not plugged in at the time i was there and since there is no power in this room I am not testing watts
200982 | 20098 | 2 | 16 | Hall | TRUE | no windows
200983 | 20098 | 3 | 56 | Bathroom | TRUE
200984 | 20098 | 4 | 302 | Living Room | TRUE | TV 2 is used as the monitor for the computer. The computer is marked as a notebook but it is a desktop without a monitor. Could not get to the cords for either tv because they were buried. The home owner said that they plug in only the item
200985 | 20098 | 5 | 106 | Bedroom | TRUE
201241 | 20124 | 1 | 100 | Bedroom | TRUE
201242 | 20124 | 2 | 180 | Bedroom | TRUE
201243 | 20124 | 3 | 112 | Bedroom | TRUE
201244 | 20124 | 4 | 106 | Dining Room | TRUE
201245 | 20124 | 5 | 92 | Kitchen | TRUE
201246 | 20124 | 6 | 55 | Laundry Room | TRUE | No windows.
201247 | 20124 | 7 | 355 | Living Room | TRUE
201248 | 20124 | 8 | 73 | Bathroom | TRUE
201249 | 20124 | 9 | 185 | Master Bedroom | TRUE
201781 | 20178 | 1 | 55 | Bathroom | TRUE | no windows but skylight
201782 | 20178 | 2 | 145 | Bedroom | TRUE
201783 | 20178 | 3 | 125 | Bedroom | TRUE
201784 | 20178 | 4 | 160 | Bedroom | TRUE
201785 | 20178 | 5 | 1145 | Garage | TRUE
201786 | 20178 | 6 | 35 | Hall | TRUE
201787 | 20178 | 7 | 65 | Laundry Room | TRUE
201788 | 20178 | 8 | 560 | Living Room | TRUE
201789 | 20178 | 9 | 90 | Bathroom | TRUE | now windows but skylight
2017810 | 20178 | 10 | 205 | Master Bedroom | TRUE
201791 | 20179 | 1 | 45 | Bathroom | TRUE
201792 | 20179 | 2 | 159 | Bedroom | TRUE
201793 | 20179 | 3 | 118 | Bedroom | TRUE
201794 | 20179 | 4 | 59 | Hall | TRUE
201795 | 20179 | 5 | 137 | Hall | TRUE
201796 | 20179 | 6 | 223 | Living Room | TRUE
201911 | 20191 | 1 | 48 | Bathroom | TRUE
201912 | 20191 | 2 | 90 | Bedroom | TRUE
201913 | 20191 | 3 | 135 | Kitchen | TRUE
201914 | 20191 | 4 | 64 | Laundry Room | TRUE | BR CONV TO LAUNDRY
201915 | 20191 | 5 | 180 | Living Room | TRUE
201961 | 20196 | 1 | 75 | Bathroom | TRUE
201962 | 20196 | 2 | 120 | Bedroom | TRUE
201963 | 20196 | 3 | 65 | Hall | TRUE
201964 | 20196 | 4 | 130 | Kitchen | TRUE
201965 | 20196 | 5 | 180 | Living Room | TRUE
201966 | 20196 | 6 | 140 | Master Bedroom | TRUE
201991 | 20199 | 1 | 48 | Bathroom | TRUE | No Windows
201992 | 20199 | 2 | 70 | Bathroom | TRUE
201993 | 20199 | 3 | 136 | Bedroom | TRUE
201994 | 20199 | 4 | 166 | Bedroom | TRUE
201995 | 20199 | 5 | 46 | Closet | TRUE | No windows
201996 | 20199 | 6 | 65 | Hall | TRUE | No windows
201997 | 20199 | 7 | 243 | Kitchen | TRUE
201998 | 20199 | 8 | 266 | Living Room | TRUE
201999 | 20199 | 9 | 172 | Master Bedroom | TRUE
202101 | 20210 | 1 | 44 | Bathroom | TRUE | No windows.
202102 | 20210 | 2 | 110 | Bathroom | TRUE
202103 | 20210 | 3 | 117 | Bedroom | TRUE
202104 | 20210 | 4 | 26 | Closet | TRUE | No windows.
202105 | 20210 | 5 | 95 | Other | TRUE
202106 | 20210 | 6 | 149 | Dining Room | TRUE
202107 | 20210 | 7 | 48 | Hall | TRUE | no windows
202108 | 20210 | 8 | 132 | Kitchen | TRUE
202109 | 20210 | 9 | 63 | Laundry Room | TRUE
2021010 | 20210 | 10 | 160 | Master Bedroom | TRUE
2021011 | 20210 | 11 | 244 | Family Room | TRUE
202831 | 20283 | 1 | 54 | Bathroom | TRUE
202832 | 20283 | 2 | 290 | Bedroom | TRUE
202833 | 20283 | 3 | 81 | Bathroom | TRUE
202834 | 20283 | 4 | 120 | Bedroom | TRUE
202835 | 20283 | 5 | 201 | Master Bedroom | TRUE
202836 | 20283 | 6 | 100 | Bathroom | TRUE
202837 | 20283 | 7 | 35 | Closet | TRUE | no windows
202838 | 20283 | 8 | 24 | Hall | TRUE | no windows
202839 | 20283 | 9 | 315 | Kitchen | TRUE
2028310 | 20283 | 10 | 73 | Laundry Room | TRUE
2028311 | 20283 | 11 | 294 | Living Room | TRUE
2028312 | 20283 | 12 | 90 | Office | TRUE
2028313 | 20283 | 13 | 16 | Closet | TRUE | no windows
203001 | 20300 | 1 | 45 | Bathroom | TRUE
203002 | 20300 | 2 | 132 | Bedroom | TRUE
203003 | 20300 | 3 | 132 | Bedroom | TRUE
203004 | 20300 | 4 | 132 | Dining Room | TRUE
203005 | 20300 | 5 | 108 | Other | TRUE
203006 | 20300 | 6 | 50 | Hall | TRUE
203007 | 20300 | 7 | 117 | Kitchen | TRUE
203008 | 20300 | 8 | 81 | Laundry Room | TRUE
203009 | 20300 | 9 | 308 | Living Room | TRUE
2030010 | 20300 | 10 | 60 | Bathroom | TRUE
2030011 | 20300 | 11 | 154 | Master Bedroom | TRUE
203061 | 20306 | 1 | 132 | Master Bedroom | TRUE
203062 | 20306 | 2 | 67 | Bathroom | TRUE
203063 | 20306 | 3 | 53 | Hall | TRUE
203064 | 20306 | 4 | 82 | Bedroom | TRUE
203065 | 20306 | 5 | 369 | Kitchen | TRUE
203066 | 20306 | 6 | 114 | Bedroom | TRUE
203067 | 20306 | 7 | 31 | Bathroom | TRUE
203171 | 20317 | 1 | 60 | Bathroom | TRUE
203172 | 20317 | 2 | 40 | Dining Room | TRUE
203173 | 20317 | 3 | 240 | Dining Room | TRUE
203174 | 20317 | 4 | 145 | Bedroom | TRUE
203175 | 20317 | 5 | 80 | Hall | TRUE | No windows
203176 | 20317 | 6 | 175 | Kitchen | TRUE
203177 | 20317 | 7 | 415 | Living Room | TRUE
203178 | 20317 | 8 | 225 | Bedroom | TRUE
203179 | 20317 | 9 | 110 | Bathroom | TRUE
2031710 | 20317 | 10 | 120 | Office | TRUE
2031711 | 20317 | 11 | 120 | Living Room | TRUE
2031712 | 20317 | 12 | 85 | Laundry Room | TRUE | No windows
203221 | 20322 | 1 | 41 | Bathroom | TRUE | no windows
203222 | 20322 | 2 | 100 | Bathroom | TRUE
203223 | 20322 | 3 | 162 | Bedroom | TRUE
203224 | 20322 | 4 | 126 | Bedroom | TRUE
203225 | 20322 | 5 | 16 | Closet | TRUE | no windows
203226 | 20322 | 6 | 50 | Hall | TRUE | no windows
203227 | 20322 | 7 | 250 | Kitchen | TRUE
203228 | 20322 | 8 | 67 | Laundry Room | TRUE | no windows
203229 | 20322 | 9 | 295 | Living Room | TRUE
2032210 | 20322 | 10 | 50 | Closet | TRUE | no windows
2032211 | 20322 | 11 | 255 | Master Bedroom | TRUE
203641 | 20364 | 1 |  | Hall | TRUE | No windows
203642 | 20364 | 2 |  | Kitchen | TRUE
203643 | 20364 | 3 |  | Laundry Room | TRUE | No windows
203644 | 20364 | 4 |  | Living Room | TRUE
203645 | 20364 | 5 |  | Bathroom | TRUE
203646 | 20364 | 6 |  | Bathroom | TRUE | No windows
203647 | 20364 | 7 |  | Bedroom | TRUE
203648 | 20364 | 8 |  | Bedroom | TRUE | LAMP HEATER FOR LIZARD
203649 | 20364 | 9 |  | Master Bedroom | TRUE
203771 | 20377 | 1 | 200 | Living Room | TRUE
203772 | 20377 | 2 | 65 | Bathroom | TRUE
203773 | 20377 | 3 | 100 | Other | FALSE | No windows
203774 | 20377 | 4 | 190 | Dining Room | TRUE
203775 | 20377 | 5 | 40 | Hall | TRUE | No windows
203776 | 20377 | 6 | 190 | Kitchen | TRUE
203777 | 20377 | 7 | 80 | Laundry Room | TRUE | No windows
203778 | 20377 | 8 | 125 | Bathroom | TRUE
203779 | 20377 | 9 | 250 | Master Bedroom | TRUE
2037710 | 20377 | 10 | 120 | Office | TRUE | The office is Glen's hobby room. He has 9 laptops and 8 desktop computers plugged in. Laptps have 15 inch screens and the desktops are wired to the two televisions. In addition he has a 20 inch screen set up for reading books, Glen has vision
2037711 | 20377 | 11 | 160 | Bedroom | TRUE
2037712 | 20377 | 12 | 70 | Hall | TRUE
203781 | 20378 | 1 | 113 | Office | TRUE
203782 | 20378 | 2 | 41 | Bathroom | TRUE
203783 | 20378 | 3 | 200 | Bathroom | TRUE
203784 | 20378 | 4 | 184 | Kitchen | TRUE
203785 | 20378 | 5 | 30 | Laundry Room | TRUE | No windows.
203786 | 20378 | 6 | 149 | Master Bedroom | TRUE
203787 | 20378 | 7 | 31 | Closet | TRUE | No windows
203788 | 20378 | 8 | 63 | Bathroom | TRUE
203911 | 20391 | 1 | 148 | Master Bedroom | TRUE
203912 | 20391 | 2 | 75 | Bathroom | TRUE
203913 | 20391 | 3 | 49 | Hall | TRUE
203914 | 20391 | 4 | 65 | Bedroom | TRUE
203915 | 20391 | 5 | 130 | Kitchen | TRUE
203916 | 20391 | 6 | 180 | Living Room | TRUE
203917 | 20391 | 7 |  | Garage | FALSE
204011 | 20401 | 1 | 150 | Kitchen | TRUE
204012 | 20401 | 2 | 85 | Laundry Room | TRUE
204013 | 20401 | 3 | 120 | Bedroom | TRUE
204014 | 20401 | 4 | 312 | Living Room | TRUE
204015 | 20401 | 5 | 180 | Dining Room | TRUE
204016 | 20401 | 6 | 50 | Bathroom | TRUE | no windows
204017 | 20401 | 7 | 144 | Bedroom | TRUE
204018 | 20401 | 8 | 273 | Family Room | TRUE
204019 | 20401 | 9 | 238 | Master Bedroom | TRUE
2040110 | 20401 | 10 | 120 | Bathroom | TRUE
204291 | 20429 | 1 | 40 | Bathroom | TRUE | no windows
204292 | 20429 | 2 | 100 | Bathroom | TRUE | no windows
204293 | 20429 | 3 | 130 | Bedroom | TRUE
204294 | 20429 | 4 | 120 | Bedroom | TRUE
204295 | 20429 | 5 | 160 | Dining Room | TRUE
204296 | 20429 | 6 | 130 | Other | TRUE
204297 | 20429 | 7 | 240 | Family Room | TRUE
204298 | 20429 | 8 | 1099 | Garage | FALSE | no windows
204299 | 20429 | 9 | 60 | Hall | TRUE | no windows
2042910 | 20429 | 10 | 55 | Hall | TRUE | no windows
2042911 | 20429 | 11 | 250 | Kitchen | TRUE
2042912 | 20429 | 12 | 90 | Laundry Room | TRUE | no windows
2042913 | 20429 | 13 | 290 | Living Room | TRUE
2042914 | 20429 | 14 | 300 | Master Bedroom | TRUE
2042915 | 20429 | 15 | 20 | Other | TRUE | no windows
204391 | 20439 | 1 | 72 | Bathroom | TRUE
204392 | 20439 | 2 | 160 | Bedroom | TRUE
204393 | 20439 | 3 | 50 | Hall | TRUE
204394 | 20439 | 4 | 190 | Kitchen | TRUE
204395 | 20439 | 5 | 210 | Living Room | TRUE
204396 | 20439 | 6 | 100 | Office | TRUE
204641 | 20464 | 1 | 45 | Bathroom | TRUE
204642 | 20464 | 2 | 175 | Bedroom | TRUE
204643 | 20464 | 3 | 137 | Bedroom | TRUE
204644 | 20464 | 4 | 160 | Dining Room | TRUE
204645 | 20464 | 5 | 91 | Hall | TRUE | no windows
204646 | 20464 | 6 | 36 | Hall | TRUE | no windows
204647 | 20464 | 7 | 187 | Kitchen | TRUE
204648 | 20464 | 8 | 68 | Laundry Room | TRUE | no windows
204649 | 20464 | 9 | 250 | Laundry Room | TRUE
2046410 | 20464 | 10 | 112 | Bathroom | TRUE
2046411 | 20464 | 11 | 195 | Master Bedroom | TRUE
2046412 | 20464 | 12 | 60 | Bedroom | TRUE
2046413 | 20464 | 13 | 130 | Office | TRUE
204651 | 20465 | 1 | 88 | Bathroom | TRUE
204652 | 20465 | 2 | 45 | Bathroom | TRUE
204653 | 20465 | 3 | 166 | Bedroom | TRUE
204654 | 20465 | 4 | 115 | Bedroom | TRUE
204655 | 20465 | 5 | 144 | Bedroom | TRUE
204656 | 20465 | 6 | 30 | Hall | TRUE
204657 | 20465 | 7 | 315 | Kitchen | TRUE
204658 | 20465 | 8 | 72 | Laundry Room | TRUE
204659 | 20465 | 9 | 264 | Living Room | TRUE | monitor is the vuzio tv for living room comp.
2046510 | 20465 | 10 | 155 | Office | TRUE
204701 | 20470 | 1 | 60 | Bathroom | TRUE
204702 | 20470 | 2 | 20 | Bathroom | TRUE
204703 | 20470 | 3 | 151 | Bathroom | TRUE
204704 | 20470 | 4 | 150 | Bedroom | TRUE
204705 | 20470 | 5 | 245 | Family Room | TRUE
204706 | 20470 | 6 | 142 | Kitchen | TRUE
204707 | 20470 | 7 | 40 | Laundry Room | TRUE | no windows
204841 | 20484 | 1 | 87 | Bathroom | TRUE
204842 | 20484 | 2 | 56 | Bathroom | TRUE
204843 | 20484 | 3 | 164 | Bedroom | TRUE
204844 | 20484 | 4 | 145 | Bedroom | TRUE
204845 | 20484 | 5 | 120 | Living Room | TRUE
204846 | 20484 | 6 | 228 | Family Room | TRUE
204847 | 20484 | 7 | 54 | Hall | TRUE | no windows
204848 | 20484 | 8 | 168 | Kitchen | TRUE
204849 | 20484 | 9 | 68 | Laundry Room | TRUE | no windows
2048410 | 20484 | 10 | 244 | Living Room | TRUE
2048411 | 20484 | 11 | 145 | Other | TRUE
2048412 | 20484 | 12 | 56 | Other | TRUE | no windows
205111 | 20511 | 1 | 30 | Closet | TRUE | no windows
205112 | 20511 | 2 | 180 | Living Room | TRUE
205113 | 20511 | 3 | 234 | Kitchen | TRUE
205114 | 20511 | 4 | 48 | Hall | TRUE | no windows
205115 | 20511 | 5 | 70 | Bathroom | TRUE
205116 | 20511 | 6 | 140 | Bedroom | TRUE
205117 | 20511 | 7 | 180 | Office | TRUE
205118 | 20511 | 8 | 36 | Bathroom | TRUE
205119 | 20511 | 9 | 195 | Master Bedroom | TRUE
205171 | 20517 | 1 | 161 | Bathroom | TRUE
205172 | 20517 | 2 | 47 | Bathroom | TRUE
205173 | 20517 | 3 | 198 | Living Room | TRUE
205174 | 20517 | 4 | 164 | Dining Room | TRUE
205175 | 20517 | 5 | 50 | Kitchen | TRUE
205176 | 20517 | 6 | 38 | Bathroom | TRUE
205177 | 20517 | 7 | 94 | Bedroom | TRUE
205178 | 20517 | 8 | 115 | Bedroom | TRUE
205179 | 20517 | 9 | 53 | Laundry Room | TRUE
205351 | 20535 | 1 | 150 | Bedroom | TRUE | no windows
205352 | 20535 | 2 | 360 | Bedroom | TRUE
205353 | 20535 | 3 | 144 | Kitchen | TRUE | no windows
205354 | 20535 | 4 | 192 | Living Room | TRUE
205355 | 20535 | 5 | 216 | Master Bedroom | TRUE
205411 | 20541 | 1 | 37 | Bathroom | TRUE
205412 | 20541 | 2 | 110 | Bedroom | TRUE
205413 | 20541 | 3 | 24 | Hall | TRUE | no windows
205414 | 20541 | 4 | 290 | Kitchen | TRUE
205415 | 20541 | 5 | 85 | Bathroom | TRUE
205416 | 20541 | 6 | 200 | Bedroom | TRUE
205417 | 20541 | 7 | 40 | Laundry Room | TRUE | no windows
205418 | 20541 | 8 | 720 | Garage | FALSE | DETATCHED GARAGECAND SHOP no windows
205419 | 20541 | 9 | 243 | Living Room | TRUE
2054110 | 20541 | 10 | 125 | Bedroom | TRUE
205421 | 20542 | 1 | 55 | Bathroom | TRUE
205422 | 20542 | 2 | 55 | Bathroom | TRUE
205423 | 20542 | 3 | 160 | Bedroom | TRUE
205424 | 20542 | 4 | 45 | Hall | TRUE | no windows
205425 | 20542 | 5 | 335 | Living Room | TRUE
205426 | 20542 | 6 | 195 | Master Bedroom | TRUE
205921 | 20592 | 1 | 48.1752 | Bedroom | TRUE
205922 | 20592 | 2 | 144.5255 | Master Bedroom | TRUE
205923 | 20592 | 3 | 231.2408 | Family Room | TRUE
205924 | 20592 | 4 | 144.5255 | Dining Room | TRUE
205925 | 20592 | 5 | 86.7153 | Kitchen | TRUE
205926 | 20592 | 6 | 65.0365 | Laundry Room | TRUE | no windows
205927 | 20592 | 7 | 361.3138 | Living Room | TRUE
205928 | 20592 | 8 | 57.8102 | Bathroom | TRUE | no windows
205929 | 20592 | 9 | 180.6569 | Bedroom | TRUE
206111 | 20611 | 1 | 86 | Bathroom | TRUE
206112 | 20611 | 2 | 29 | Hall | TRUE | no windows
206113 | 20611 | 3 | 127 | Bedroom | TRUE
206114 | 20611 | 4 | 184 | Master Bedroom | TRUE
206115 | 20611 | 5 | 93 | Dining Room | TRUE
206116 | 20611 | 6 | 479 | Living Room | TRUE
206117 | 20611 | 7 | 110 | Kitchen | TRUE
206118 | 20611 | 8 | 55 | Laundry Room | TRUE | no windows
206119 | 20611 | 9 | 270 | Office | TRUE
2061110 | 20611 | 10 | 145 | Bedroom | TRUE
2061111 | 20611 | 11 | 55 | Bathroom | TRUE | no windows
206211 | 20621 | 1 | 57 | Bathroom | TRUE
206212 | 20621 | 2 | 233 | Bedroom | TRUE
206213 | 20621 | 3 | 123 | Bedroom | TRUE
206214 | 20621 | 4 | 86 | Bedroom | TRUE
206215 | 20621 | 5 | 43 | Hall | TRUE | no windows but skylight
206216 | 20621 | 6 | 105 | Kitchen | TRUE
206217 | 20621 | 7 | 123 | Laundry Room | TRUE
206218 | 20621 | 8 | 175 | Living Room | TRUE
206301 | 20630 | 1 | 420 | Other | TRUE
206302 | 20630 | 2 | 45 | Bathroom | TRUE | no windows
206303 | 20630 | 3 | 70 | Bathroom | TRUE
206304 | 20630 | 4 | 100 | Bedroom | TRUE
206305 | 20630 | 5 | 190 | Bedroom | TRUE
206306 | 20630 | 6 | 120 | Dining Room | TRUE
206307 | 20630 | 7 | 40 | Hall | TRUE | no windows
206308 | 20630 | 8 | 120 | Kitchen | TRUE
206309 | 20630 | 9 | 101 | Kitchen | TRUE | no windows
2063010 | 20630 | 10 | 68 | Laundry Room | TRUE | no windows
2063011 | 20630 | 11 | 300 | Living Room | TRUE
206391 | 20639 | 1 | 44 | Bathroom | TRUE | no windows but skylight
206392 | 20639 | 2 | 162 | Bedroom | TRUE
206393 | 20639 | 3 | 37 | Closet | TRUE | no windows
206394 | 20639 | 4 | 141 | Bedroom | TRUE
206395 | 20639 | 5 | 37 | Closet | TRUE | no windows
206396 | 20639 | 6 | 146 | Dining Room | TRUE
206397 | 20639 | 7 | 238 | Family Room | TRUE
206398 | 20639 | 8 | 37 | Hall | TRUE | no windows
206399 | 20639 | 9 | 169 | Kitchen | TRUE | no windows
2063910 | 20639 | 10 | 68 | Laundry Room | TRUE
2063911 | 20639 | 11 | 245 | Living Room | TRUE
2063912 | 20639 | 12 | 105 | Bathroom | TRUE
2063913 | 20639 | 13 | 176 | Bedroom | TRUE
2063914 | 20639 | 14 | 65 | Closet | TRUE | no windows
206541 | 20654 | 1 | 65 | Bathroom | TRUE
206542 | 20654 | 2 | 80 | Bedroom | TRUE
206543 | 20654 | 3 | 135 | Master Bedroom | TRUE | energy star tv
206544 | 20654 | 4 | 45 | Hall | TRUE
206545 | 20654 | 5 | 110 | Kitchen | TRUE
206546 | 20654 | 6 | 190 | Living Room | TRUE
206561 | 20656 | 1 | 45 | Bathroom | TRUE
206562 | 20656 | 2 | 130 | Bedroom | TRUE
206563 | 20656 | 3 | 140 | Bedroom | TRUE
206564 | 20656 | 4 | 25 | Hall | TRUE | no windows
206565 | 20656 | 5 | 160 | Kitchen | TRUE
206566 | 20656 | 6 | 240 | Living Room | TRUE
206811 | 20681 | 1 | 134 | Bedroom | TRUE
206812 | 20681 | 2 | 17 | Bathroom | TRUE
206813 | 20681 | 3 | 38 | Bathroom | TRUE
206814 | 20681 | 4 | 21 | Closet | TRUE | no windows
206815 | 20681 | 5 | 118 | Bedroom | TRUE
206816 | 20681 | 6 | 105 | Bedroom | TRUE | no windows
206817 | 20681 | 7 | 328 | Living Room | TRUE
206818 | 20681 | 8 | 44 | Hall | TRUE | no windows
206819 | 20681 | 9 | 207 | Kitchen | TRUE
2068110 | 20681 | 10 | 54 | Laundry Room | TRUE | no windows
2068111 | 20681 | 11 | 325 | Living Room | TRUE
2068112 | 20681 | 12 | 202 | Master Bedroom | TRUE
2068113 | 20681 | 13 | 265 | Other | FALSE
206821 | 20682 | 1 | 50 | Bathroom | TRUE
206822 | 20682 | 2 | 187 | Family Room | TRUE
206823 | 20682 | 3 | 21 | Hall | TRUE | no windows
206824 | 20682 | 4 | 384 | Kitchen | TRUE
206825 | 20682 | 5 | 418 | Living Room | TRUE
206826 | 20682 | 6 | 100 | Bathroom | TRUE
206827 | 20682 | 7 | 238 | Master Bedroom | TRUE
206828 | 20682 | 8 | 171 | Laundry Room | TRUE | no windows, but skylight
206891 | 20689 | 1 | 40 | Bathroom | TRUE | no windows
206892 | 20689 | 2 | 118 | Bedroom | TRUE
206893 | 20689 | 3 | 117 | Bedroom | TRUE
206894 | 20689 | 4 | 120 | Bedroom | TRUE
206895 | 20689 | 5 | 40 | Closet | TRUE | no windows
206896 | 20689 | 6 | 160 | Dining Room | TRUE
206897 | 20689 | 7 | 246 | Kitchen | TRUE
206898 | 20689 | 8 | 218 | Living Room | TRUE | 30 sq ft of secondary windows is glass sliding door
206899 | 20689 | 9 | 79 | Bathroom | TRUE
2068910 | 20689 | 10 | 168 | Master Bedroom | TRUE
2068911 | 20689 | 11 | 29 | Laundry Room | TRUE
206971 | 20697 | 1 | 45 | Bathroom | TRUE
206972 | 20697 | 2 | 70 | Bathroom | TRUE
206973 | 20697 | 3 | 175 | Bedroom | TRUE
206974 | 20697 | 4 | 175 | Bedroom | TRUE
206975 | 20697 | 5 | 20 | Hall | TRUE
206976 | 20697 | 6 | 150 | Kitchen | TRUE
206977 | 20697 | 7 | 90 | Laundry Room | TRUE
206978 | 20697 | 8 | 430 | Living Room | TRUE
206979 | 20697 | 9 | 220 | Master Bedroom | TRUE
2069710 | 20697 | 10 | 130 | Other | TRUE
207221 | 20722 | 1 | 67 | Bathroom | TRUE
207222 | 20722 | 2 | 51 | Bathroom | TRUE
207223 | 20722 | 3 | 102 | Bathroom | TRUE
207224 | 20722 | 4 | 120 | Bedroom | TRUE
207225 | 20722 | 5 | 58 | Hall | TRUE
207226 | 20722 | 6 | 274 | Kitchen | TRUE
207227 | 20722 | 7 | 91 | Laundry Room | TRUE | no windows
207228 | 20722 | 8 | 362 | Living Room | TRUE
207229 | 20722 | 9 | 260 | Living Room | TRUE
2072210 | 20722 | 10 | 175 | Other | FALSE
2072211 | 20722 | 11 | 93 | Bedroom | TRUE
2072212 | 20722 | 12 | 90 | Hall | TRUE | no windows
2072213 | 20722 | 13 | 103 | Bedroom | TRUE
2072214 | 20722 | 14 | 110 | Bedroom | TRUE
207291 | 20729 | 1 | 109 | Bedroom | TRUE
207292 | 20729 | 2 | 178 | Master Bedroom | TRUE
207293 | 20729 | 3 | 68 | Bathroom | TRUE
207294 | 20729 | 4 | 58 | Closet | TRUE | no windows
207295 | 20729 | 5 | 320 | Living Room | TRUE
207296 | 20729 | 6 | 125 | Family Room | TRUE
207297 | 20729 | 7 | 135 | Kitchen | TRUE
207298 | 20729 | 8 | 64 | Laundry Room | TRUE
207299 | 20729 | 9 | 81 | Bathroom | TRUE
2072910 | 20729 | 10 | 166 | Dining Room | TRUE
2072911 | 20729 | 11 | 113 | Bedroom | TRUE
2072912 | 20729 | 12 | 37 | Hall | TRUE | no windows
207311 | 20731 | 1 | 40 | Bathroom | TRUE
207312 | 20731 | 2 | 65 | Bathroom | TRUE
207313 | 20731 | 3 | 120 | Bedroom | TRUE
207314 | 20731 | 4 | 160 | Bedroom | TRUE
207315 | 20731 | 5 | 200 | Bedroom | TRUE
207316 | 20731 | 6 | 150 | Dining Room | TRUE
207317 | 20731 | 7 | 25 | Hall | TRUE
207318 | 20731 | 8 | 150 | Kitchen | TRUE
207319 | 20731 | 9 | 250 | Living Room | TRUE
2073110 | 20731 | 10 | 120 | Closet | TRUE
207331 | 20733 | 1 | 41 | Bathroom | TRUE
207332 | 20733 | 2 | 119 | Bedroom | TRUE
207333 | 20733 | 3 | 125 | Bedroom | TRUE
207334 | 20733 | 4 | 165 | Dining Room | TRUE
207335 | 20733 | 5 | 33 | Hall | TRUE | no windows
207336 | 20733 | 6 | 209 | Kitchen | TRUE
207337 | 20733 | 7 | 249 | Living Room | TRUE
207338 | 20733 | 8 | 86 | Bathroom | TRUE
207339 | 20733 | 9 | 253 | Master Bedroom | TRUE
2073310 | 20733 | 10 | 132 | Office | TRUE
2073311 | 20733 | 11 | 46 | Laundry Room | TRUE | no windows
207361 | 20736 | 1 | 140 | Bedroom | TRUE
207362 | 20736 | 2 | 104 | Bedroom | TRUE | no windows
207363 | 20736 | 3 | 53 | Hall | TRUE | no windows
207364 | 20736 | 4 | 136 | Kitchen | TRUE
207365 | 20736 | 5 | 258 | Living Room | TRUE
207366 | 20736 | 6 | 48 | Bathroom | TRUE
208041 | 20804 | 1 | 144 | Bedroom | TRUE
208042 | 20804 | 2 | 150 | Bedroom | TRUE
208043 | 20804 | 3 | 60 | Bathroom | TRUE
208044 | 20804 | 4 | 180 | Dining Room | TRUE
208045 | 20804 | 5 | 50 | Hall | TRUE | no windows
208046 | 20804 | 6 | 200 | Kitchen | TRUE
208047 | 20804 | 7 | 60 | Laundry Room | TRUE | no windows
208048 | 20804 | 8 | 416 | Living Room | TRUE
208049 | 20804 | 9 | 150 | Bathroom | TRUE | no windows
2080410 | 20804 | 10 | 80 | Closet | TRUE | no windows
2080411 | 20804 | 11 | 225 | Master Bedroom | TRUE
2080412 | 20804 | 12 | 150 | Bedroom | TRUE
208321 | 20832 | 1 | 57 | Bathroom | TRUE
208322 | 20832 | 2 | 105 | Bedroom | TRUE
208323 | 20832 | 3 | 105 | Bedroom | TRUE
208324 | 20832 | 4 | 115 | Dining Room | TRUE
208325 | 20832 | 5 | 125 | Kitchen | TRUE
208326 | 20832 | 6 | 85 | Laundry Room | TRUE
208327 | 20832 | 7 | 235 | Living Room | TRUE
208328 | 20832 | 8 | 40 | Bathroom | TRUE
208329 | 20832 | 9 | 170 | Master Bedroom | TRUE
208491 | 20849 | 1 | 35 | Bathroom | TRUE
208492 | 20849 | 2 | 63 | Bedroom | TRUE
208493 | 20849 | 3 | 80 | Bedroom | TRUE
208494 | 20849 | 4 | 38 | Hall | TRUE | no windows
208495 | 20849 | 5 | 36 | Hall | TRUE | no windows
208496 | 20849 | 6 | 150 | Kitchen | TRUE
208497 | 20849 | 7 | 32 | Laundry Room | TRUE | no windows
208498 | 20849 | 8 | 184 | Living Room | TRUE
208499 | 20849 | 9 | 75 | Bathroom | TRUE | no windows
2084910 | 20849 | 10 | 180 | Master Bedroom | TRUE
208581 | 20858 | 1 | 38 | Bathroom | TRUE | 5-Aug
208582 | 20858 | 2 | 152 | Dining Room | TRUE | 13-13
208583 | 20858 | 3 | 103 | Family Room | TRUE | 11-Aug
208584 | 20858 | 4 | 15 | Hall | TRUE | no windows
208585 | 20858 | 5 | 126 | Kitchen | TRUE | 12-Oct
208586 | 20858 | 6 | 33 | Laundry Room | TRUE | 5-5 8 no windows
208587 | 20858 | 7 | 158 | Living Room | TRUE | 11-13 11' CEILING
208588 | 20858 | 8 | 42 | Bathroom | TRUE | 8-May
208589 | 20858 | 9 | 142 | Master Bedroom | TRUE | 12-Nov
2085810 | 20858 | 10 | 42 | Closet | TRUE | 5-15 no windows
2085811 | 20858 | 11 | 154 | Bedroom | TRUE | 11-13 8
2085812 | 20858 | 12 | 94 | Bedroom | TRUE | 10-8 8
208741 | 20874 | 1 | 203 | Living Room | TRUE
208742 | 20874 | 2 | 123 | Bathroom | TRUE
208743 | 20874 | 3 | 126 | Office | TRUE
208744 | 20874 | 4 | 71 | Bathroom | TRUE
208745 | 20874 | 5 | 127 | Master Bedroom | TRUE
208746 | 20874 | 6 | 169 | Kitchen | TRUE
208747 | 20874 | 7 | 103 | Dining Room | TRUE
208748 | 20874 | 8 | 12 | Closet | TRUE | no windows
208749 | 20874 | 9 | 78 | Laundry Room | TRUE
2087410 | 20874 | 10 | 63 | Hall | TRUE
2087411 | 20874 | 11 | 201 | Living Room | TRUE
2087412 | 20874 | 12 | 256 | Bedroom | TRUE
2087413 | 20874 | 13 | 39 | Closet | TRUE | no windows
208791 | 20879 | 1 | 65 | Bathroom | TRUE
208792 | 20879 | 2 | 150 | Bedroom | TRUE
208793 | 20879 | 3 | 140 | Bedroom | TRUE
208794 | 20879 | 4 | 27 | Closet | TRUE | no windows
208795 | 20879 | 5 | 135 | Dining Room | TRUE
208796 | 20879 | 6 | 250 | Family Room | TRUE
208797 | 20879 | 7 | 15 | Hall | TRUE | no windows
208798 | 20879 | 8 | 132 | Kitchen | TRUE
208799 | 20879 | 9 | 80 | Laundry Room | TRUE | no windows
2087910 | 20879 | 10 | 225 | Living Room | TRUE
2087911 | 20879 | 11 | 130 | Bedroom | TRUE
2087912 | 20879 | 12 | 40 | Bathroom | TRUE
208811 | 20881 | 1 | 55 | Bedroom | TRUE | no windows
208812 | 20881 | 2 | 90 | Bedroom | TRUE
208813 | 20881 | 3 | 120 | Bedroom | TRUE
208814 | 20881 | 4 | 36 | Hall | TRUE
208815 | 20881 | 5 | 120 | Kitchen | TRUE
208816 | 20881 | 6 | 168 | Living Room | TRUE
209071 | 20907 | 1 | 40 | Bathroom | TRUE
209072 | 20907 | 2 | 169 | Bedroom | TRUE
209073 | 20907 | 3 | 138 | Bedroom | TRUE
209074 | 20907 | 4 | 52 | Closet | TRUE
209075 | 20907 | 5 | 814 | Garage | FALSE | no windows
209076 | 20907 | 6 | 288 | Kitchen | TRUE
209077 | 20907 | 7 | 286 | Living Room | TRUE
209078 | 20907 | 8 | 84 | Bathroom | TRUE
209561 | 20956 | 1 | 89 | Bathroom | TRUE
209562 | 20956 | 2 | 93 | Bedroom | TRUE
209563 | 20956 | 3 | 60 | Hall | TRUE | no windows
209564 | 20956 | 4 | 165 | Kitchen | TRUE
209565 | 20956 | 5 | 188 | Living Room | TRUE
209566 | 20956 | 6 | 130 | Master Bedroom | TRUE
209971 | 20997 | 1 | 55 | Bathroom | TRUE
209972 | 20997 | 2 | 105 | Bedroom | TRUE | Estimated TV wattage so it would sync, see note regarding inaccessibility
209973 | 20997 | 3 | 220 | Living Room | TRUE | TV power cord inaccessible
209974 | 20997 | 4 | 90 | Bedroom | TRUE
210651 | 21065 | 1 | 58 | Bathroom | TRUE | no windows
210652 | 21065 | 2 | 112 | Bedroom | TRUE
210653 | 21065 | 3 | 195 | Dining Room | TRUE | SMALL FISH TANK
210654 | 21065 | 4 | 166 | Kitchen | TRUE | no windows but skylight
210655 | 21065 | 5 | 27 | Laundry Room | TRUE | no windows
210656 | 21065 | 6 | 242 | Living Room | TRUE
210657 | 21065 | 7 | 58 | Bathroom | TRUE
210658 | 21065 | 8 | 148 | Bedroom | TRUE
210659 | 21065 | 9 | 39 | Closet | TRUE | no windows
2106510 | 21065 | 10 | 112 | Office | TRUE
210711 | 21071 | 1 | 55 | Bathroom | TRUE | no windows but skylight
210712 | 21071 | 2 | 130 | Dining Room | TRUE
210713 | 21071 | 3 | 164 | Family Room | TRUE
210714 | 21071 | 4 | 70 | Hall | TRUE | no windows
210715 | 21071 | 5 | 200 | Kitchen | TRUE
210716 | 21071 | 6 | 72 | Laundry Room | TRUE | no windows
210717 | 21071 | 7 | 250 | Living Room | TRUE
210718 | 21071 | 8 | 280 | Master Bedroom | TRUE
210719 | 21071 | 9 | 135 | Bathroom | TRUE
2107110 | 21071 | 10 | 65 | Closet | TRUE | no windows
2107111 | 21071 | 11 | 166 | Office | TRUE
2107112 | 21071 | 12 | 10 | Closet | TRUE | no windows
2107113 | 21071 | 13 | 130 | Bedroom | TRUE
2107114 | 21071 | 14 | 185 | Family Room | TRUE | no windows
210791 | 21079 | 1 | 201 | Bedroom | TRUE
210792 | 21079 | 2 | 35 | Hall | TRUE
210793 | 21079 | 3 | 200 | Other | TRUE
210794 | 21079 | 4 | 41 | Bathroom | TRUE
210795 | 21079 | 5 | 158 | Bedroom | TRUE
210796 | 21079 | 6 | 120 | Bedroom | TRUE
210797 | 21079 | 7 | 185 | Kitchen | TRUE
210798 | 21079 | 8 | 82 | Laundry Room | TRUE
210799 | 21079 | 9 | 267 | Living Room | TRUE
2107910 | 21079 | 10 | 84 | Bathroom | TRUE
2107911 | 21079 | 11 | 183 | Master Bedroom | TRUE
2107912 | 21079 | 12 | 619 | Family Room | TRUE | CLOSE OFF BASEMENT DO NOT HEAT OFTEN / NO LABEL ON TV
2107913 | 21079 | 13 | 24 | Hall | TRUE
2107914 | 21079 | 14 | 25 | Hall | TRUE
210881 | 21088 | 1 | 35 | Bathroom | TRUE
210882 | 21088 | 2 | 119 | Bedroom | TRUE
210883 | 21088 | 3 | 91 | Bedroom | TRUE
210884 | 21088 | 4 | 73 | Dining Room | TRUE
210885 | 21088 | 5 | 50 | Hall | TRUE
210886 | 21088 | 6 | 90 | Kitchen | TRUE
210887 | 21088 | 7 | 64 | Laundry Room | TRUE
210888 | 21088 | 8 | 205 | Living Room | TRUE
210889 | 21088 | 9 | 73 | Bathroom | TRUE
2108810 | 21088 | 10 | 172 | Master Bedroom | TRUE
2108811 | 21088 | 11 | 35 | Closet | TRUE | no windows
210961 | 21096 | 1 | 160 | Bedroom | TRUE
210962 | 21096 | 2 | 50 | Bathroom | TRUE
210963 | 21096 | 3 | 160 | Kitchen | TRUE
210964 | 21096 | 4 | 64 | Laundry Room | TRUE | no windows
210965 | 21096 | 5 | 252 | Living Room | TRUE
210966 | 21096 | 6 | 195 | Bedroom | TRUE
210967 | 21096 | 7 | 240 | Other | FALSE | no windows
211101 | 21110 | 1 | 211 | Master Bedroom | TRUE
211102 | 21110 | 2 | 37 | Bathroom | TRUE | no windows
211103 | 21110 | 3 | 145 | Bedroom | TRUE
211104 | 21110 | 4 | 33 | Hall | TRUE | no windows
211105 | 21110 | 5 | 65 | Bathroom | TRUE
211106 | 21110 | 6 | 119 | Bedroom | TRUE
211107 | 21110 | 7 | 252 | Living Room | TRUE
211108 | 21110 | 8 | 68 | Dining Room | TRUE
211109 | 21110 | 9 | 134 | Kitchen | TRUE
211231 | 21123 | 1 | 90 | Bathroom | TRUE
211232 | 21123 | 2 | 120 | Bedroom | TRUE | no windows
211233 | 21123 | 3 | 153 | Bedroom | TRUE
211234 | 21123 | 4 | 174 | Family Room | TRUE
211235 | 21123 | 5 | 800 | Garage | FALSE | no windows
211236 | 21123 | 6 | 22 | Hall | TRUE
211237 | 21123 | 7 | 252 | Kitchen | TRUE
211238 | 21123 | 8 | 293 | Living Room | TRUE
211239 | 21123 | 9 | 40 | Bathroom | TRUE | no windows
2112310 | 21123 | 10 | 192 | Bedroom | TRUE
211261 | 21126 | 1 | 76 | Bathroom | TRUE
211262 | 21126 | 2 | 105 | Bedroom | TRUE
211263 | 21126 | 3 | 61 | Hall | TRUE
211264 | 21126 | 4 | 164 | Kitchen | TRUE
211265 | 21126 | 5 | 237 | Living Room | TRUE
211266 | 21126 | 6 | 160 | Bedroom | TRUE
211331 | 21133 | 1 | 38 | Hall | TRUE | no windows
211332 | 21133 | 2 | 102 | Bathroom | TRUE
211333 | 21133 | 3 | 130 | Bedroom | TRUE
211334 | 21133 | 4 | 200 | Bedroom | TRUE
211335 | 21133 | 5 | 110 | Bedroom | TRUE
211336 | 21133 | 6 | 37 | Bathroom | TRUE
211337 | 21133 | 7 | 188 | Kitchen | TRUE
211338 | 21133 | 8 | 40 | Laundry Room | TRUE | no windows
211339 | 21133 | 9 | 240 | Living Room | TRUE
2113310 | 21133 | 10 | 384 | Garage | FALSE | no windows
211401 | 21140 | 1 | 31 | Bathroom | TRUE
211402 | 21140 | 2 | 65 | Bathroom | TRUE
211403 | 21140 | 3 | 125 | Bedroom | TRUE
211404 | 21140 | 4 | 20 | Hall | TRUE | no windows
211405 | 21140 | 5 | 182 | Kitchen | TRUE
211406 | 21140 | 6 | 184 | Living Room | TRUE
211407 | 21140 | 7 | 184 | Bedroom | TRUE
211408 | 21140 | 8 | 80 | Garage | FALSE | no windows
211409 | 21140 | 9 | 80 | Garage | FALSE | no windows
212261 | 21226 | 1 | 45 | Bathroom | TRUE
212262 | 21226 | 2 | 153 | Dining Room | TRUE
212263 | 21226 | 3 | 268 | Family Room | TRUE
212264 | 21226 | 4 | 145 | Bedroom | TRUE
212265 | 21226 | 5 | 35 | Hall | TRUE
212266 | 21226 | 6 | 170 | Kitchen | TRUE
212267 | 21226 | 7 | 75 | Laundry Room | TRUE
212268 | 21226 | 8 | 175 | Living Room | TRUE
212269 | 21226 | 9 | 81 | Bathroom | TRUE | no windows, but skylight
2122610 | 21226 | 10 | 208 | Master Bedroom | TRUE
2122611 | 21226 | 11 | 145 | Bedroom | TRUE
212351 | 21235 | 1 | 108 | Office | TRUE
212352 | 21235 | 2 | 47 | Hall | TRUE | No windows
212353 | 21235 | 3 | 116 | Bedroom | TRUE
212354 | 21235 | 4 | 71 | Laundry Room | TRUE | No windows
212355 | 21235 | 5 | 50 | Bathroom | TRUE | No windows
212356 | 21235 | 6 | 295 | Living Room | TRUE
212357 | 21235 | 7 | 251 | Kitchen | TRUE
212358 | 21235 | 8 | 169 | Master Bedroom | TRUE
212359 | 21235 | 9 | 102 | Bathroom | TRUE
212411 | 21241 | 1 | 115 | Kitchen | TRUE
212412 | 21241 | 2 | 181 | Living Room | TRUE
212413 | 21241 | 3 | 43 | Hall | TRUE
212414 | 21241 | 4 | 82 | Bedroom | TRUE
212415 | 21241 | 5 | 66 | Bathroom | TRUE
212416 | 21241 | 6 | 132 | Bedroom | TRUE
212781 | 21278 | 1 | 50 | Bathroom | TRUE
212782 | 21278 | 2 | 150 | Bedroom | TRUE
212783 | 21278 | 3 | 160 | Bedroom | TRUE
212784 | 21278 | 4 | 140 | Dining Room | TRUE
212785 | 21278 | 5 | 400 | Garage | FALSE | no windows
212786 | 21278 | 6 | 10 | Hall | TRUE | no windows
212787 | 21278 | 7 | 180 | Kitchen | TRUE
212788 | 21278 | 8 | 75 | Laundry Room | TRUE
212789 | 21278 | 9 | 50 | Bathroom | TRUE
2127810 | 21278 | 10 | 36 | Closet | TRUE | no windows
2127811 | 21278 | 11 | 170 | Master Bedroom | TRUE
2127812 | 21278 | 12 | 325 | Living Room | TRUE
212791 | 21279 | 1 | 33 | Bathroom | TRUE | no windows
212792 | 21279 | 2 | 190 | Bedroom | TRUE
212793 | 21279 | 3 | 234 | Dining Room | TRUE
212794 | 21279 | 4 | 35 | Hall | TRUE | no windows
212795 | 21279 | 5 | 185 | Hall | TRUE
212796 | 21279 | 6 | 48 | Hall | TRUE | no windows
212797 | 21279 | 7 | 77 | Kitchen | TRUE | no windows
212798 | 21279 | 8 | 62 | Laundry Room | TRUE
212799 | 21279 | 9 | 183 | Living Room | TRUE
2127910 | 21279 | 10 | 93 | Bedroom | TRUE
212881 | 21288 | 1 | 250 | Bedroom | TRUE
212882 | 21288 | 2 | 340 | Family Room | TRUE
212883 | 21288 | 3 | 176 | Bedroom | TRUE
212884 | 21288 | 4 | 112 | Kitchen | TRUE
213151 | 21315 | 1 | 110 | Bathroom | TRUE
213152 | 21315 | 2 | 50 | Bathroom | TRUE
213153 | 21315 | 3 | 130 | Bedroom | TRUE
213154 | 21315 | 4 | 45 | Hall | TRUE
213155 | 21315 | 5 | 120 | Kitchen | TRUE
213156 | 21315 | 6 | 90 | Laundry Room | TRUE
213157 | 21315 | 7 | 325 | Living Room | TRUE
213158 | 21315 | 8 | 185 | Master Bedroom | TRUE
213159 | 21315 | 9 | 100 | Office | TRUE
213541 | 21354 | 1 | 280 | Living Room | TRUE
213542 | 21354 | 2 | 49 | Laundry Room | TRUE | No windows
213543 | 21354 | 3 | 213 | Family Room | TRUE
213544 | 21354 | 4 | 197 | Master Bedroom | TRUE
213545 | 21354 | 5 | 36 | Hall | TRUE | No windows
213546 | 21354 | 6 | 50 | Bathroom | TRUE
213547 | 21354 | 7 | 149 | Kitchen | TRUE
213548 | 21354 | 8 | 75 | Dining Room | TRUE
213549 | 21354 | 9 | 40 | Bathroom | TRUE
2135410 | 21354 | 10 | 118 | Bedroom | TRUE
2135411 | 21354 | 11 | 120 | Bedroom | TRUE
213691 | 21369 | 1 | 263 | Bedroom | TRUE
213692 | 21369 | 2 | 150 | Bedroom | TRUE
213693 | 21369 | 3 | 247 | Family Room | TRUE
213694 | 21369 | 4 | 250 | Kitchen | TRUE
213695 | 21369 | 5 | 104 | Laundry Room | TRUE
213696 | 21369 | 6 | 90 | Office | TRUE
213951 | 21395 | 1 | 47 | Bathroom | TRUE
213952 | 21395 | 2 | 86 | Dining Room | TRUE
213953 | 21395 | 3 | 113 | Master Bedroom | TRUE
213954 | 21395 | 4 | 48 | Hall | TRUE
213955 | 21395 | 5 | 50 | Hall | TRUE | no windows
213956 | 21395 | 6 | 97 | Kitchen | TRUE
213957 | 21395 | 7 | 48 | Laundry Room | TRUE | no windows
213958 | 21395 | 8 | 221 | Living Room | TRUE
213959 | 21395 | 9 | 69 | Bathroom | TRUE
2139510 | 21395 | 10 | 175 | Master Bedroom | TRUE
2139511 | 21395 | 11 | 112 | Bedroom | TRUE
2139512 | 21395 | 12 | 185 | Living Room | TRUE
214291 | 21429 | 1 | 88 | Bathroom | TRUE | no windows but skylight
214292 | 21429 | 2 | 45 | Bathroom | TRUE | no windows but skylight
214293 | 21429 | 3 | 133 | Bedroom | TRUE
214294 | 21429 | 4 | 133 | Bedroom | TRUE
214295 | 21429 | 5 | 43 | Closet | TRUE | no windows
214296 | 21429 | 6 | 120 | Dining Room | TRUE
214297 | 21429 | 7 | 280 | Family Room | TRUE
214298 | 21429 | 8 | 12 | Hall | TRUE | no windows
214299 | 21429 | 9 | 68 | Kitchen | TRUE
2142910 | 21429 | 10 | 60 | Laundry Room | TRUE
2142911 | 21429 | 11 | 216 | Living Room | TRUE
2142912 | 21429 | 12 | 243 | Master Bedroom | TRUE
2142913 | 21429 | 13 | 107 | Dining Room | TRUE
215181 | 21518 | 1 | 40 | Bathroom | TRUE
215182 | 21518 | 2 | 100 | Bathroom | TRUE
215183 | 21518 | 3 | 100 | Bedroom | TRUE
215184 | 21518 | 4 | 100 | Bedroom | TRUE
215185 | 21518 | 5 | 150 | Master Bedroom | TRUE
215186 | 21518 | 6 | 30 | Closet | TRUE
215187 | 21518 | 7 | 81 | Dining Room | TRUE
215188 | 21518 | 8 | 180 | Kitchen | TRUE
215189 | 21518 | 9 | 212 | Living Room | TRUE
215351 | 21535 | 1 | 50 | Bathroom | TRUE | no windows
215352 | 21535 | 2 | 130 | Bedroom | TRUE
215353 | 21535 | 3 | 105 | Dining Room | TRUE
215354 | 21535 | 4 | 1920 | Garage | FALSE
215355 | 21535 | 5 | 50 | Hall | TRUE | no windows
215356 | 21535 | 6 | 130 | Kitchen | TRUE
215357 | 21535 | 7 | 70 | Laundry Room | TRUE
215358 | 21535 | 8 | 286 | Living Room | TRUE
215359 | 21535 | 9 | 130 | Bathroom | TRUE
2153510 | 21535 | 10 | 195 | Master Bedroom | TRUE
2153511 | 21535 | 11 | 120 | Bedroom | TRUE
215481 | 21548 | 1 | 124 | Bathroom | TRUE
215482 | 21548 | 2 | 122 | Bedroom | TRUE
215483 | 21548 | 3 | 198 | Master Bedroom | TRUE
215484 | 21548 | 4 | 25 | Closet | TRUE
215485 | 21548 | 5 | 40 | Closet | TRUE
215486 | 21548 | 6 | 285 | Family Room | TRUE
215487 | 21548 | 7 | 68 | Hall | TRUE
215488 | 21548 | 8 | 200 | Kitchen | TRUE
215489 | 21548 | 9 | 154 | Laundry Room | TRUE
2154810 | 21548 | 10 | 200 | Dining Room | TRUE
2154811 | 21548 | 11 | 47 | Bathroom | TRUE
2154812 | 21548 | 12 | 120 | Bedroom | TRUE
215551 | 21555 | 1 | 50 | Bathroom | TRUE
215552 | 21555 | 2 | 141 | Bedroom | TRUE
215553 | 21555 | 3 | 127 | Bedroom | TRUE
215554 | 21555 | 4 | 106 | Dining Room | TRUE
215555 | 21555 | 5 | 28 | Hall | TRUE
215556 | 21555 | 6 | 133 | Kitchen | TRUE
215557 | 21555 | 7 | 42 | Laundry Room | TRUE
215558 | 21555 | 8 | 280 | Living Room | TRUE
215559 | 21555 | 9 | 102 | Bathroom | TRUE
2155510 | 21555 | 10 | 200 | Master Bedroom | TRUE
2155511 | 21555 | 11 | 80 | Dining Room | TRUE
215591 | 21559 | 1 | 297 | Bedroom | TRUE
215592 | 21559 | 2 | 152 | Kitchen | TRUE
215593 | 21559 | 3 | 36 | Bedroom | TRUE
215594 | 21559 | 4 | 136 | Bedroom | TRUE | CAN NOT GET TO BACK OF TV
215595 | 21559 | 5 | 215 | Living Room | TRUE
215596 | 21559 | 6 | 48 | Laundry Room | TRUE | no windows
215597 | 21559 | 7 | 118 | Other | FALSE
215711 | 21571 | 1 | 114 | Bedroom | TRUE
215712 | 21571 | 2 | 157 | Master Bedroom | TRUE
215713 | 21571 | 3 | 56 | Bathroom | TRUE
215714 | 21571 | 4 | 92 | Bedroom | TRUE
215715 | 21571 | 5 | 51 | Bathroom | TRUE
215716 | 21571 | 6 | 21 | Hall | TRUE | no windows
215717 | 21571 | 7 | 143 | Office | TRUE
215718 | 21571 | 8 | 237 | Living Room | TRUE
215719 | 21571 | 9 | 144 | Kitchen | TRUE
2157110 | 21571 | 10 | 46 | Laundry Room | TRUE | no windows
2157111 | 21571 | 11 | 67 | Dining Room | TRUE
215801 | 21580 | 1 | 70 | Bathroom | TRUE
215802 | 21580 | 2 | 165 | Bedroom | TRUE
215803 | 21580 | 3 | 106 | Bedroom | TRUE
215804 | 21580 | 4 | 70 | Hall | TRUE
215805 | 21580 | 5 | 138 | Kitchen | TRUE
215806 | 21580 | 6 | 224 | Living Room | TRUE
215941 | 21594 | 1 | 38 | Bathroom | TRUE
215942 | 21594 | 2 | 27 | Bathroom | TRUE
215943 | 21594 | 3 | 107 | Bedroom | TRUE
215944 | 21594 | 4 | 119 | Kitchen | TRUE
215945 | 21594 | 5 | 209 | Living Room | TRUE
215946 | 21594 | 6 | 125 | Master Bedroom | TRUE
215991 | 21599 | 1 | 178 | Master Bedroom | TRUE
215992 | 21599 | 2 | 165 | Kitchen | TRUE
215993 | 21599 | 3 | 780 | Other | FALSE | Out building/shop has a conditioned Yoga/meditation room used once each week. two 1500W wall heaters used in winter.
215994 | 21599 | 4 | 660 | Garage | FALSE | no windows
215995 | 21599 | 5 | 102 | Bathroom | TRUE
215996 | 21599 | 6 | 129 | Bedroom | TRUE
215997 | 21599 | 7 | 48 | Bathroom | TRUE | no windows, but skylight
215998 | 21599 | 8 | 114 | Bedroom | TRUE
215999 | 21599 | 9 | 75 | Hall | TRUE | no windows
2159910 | 21599 | 10 | 318 | Living Room | TRUE
2159911 | 21599 | 11 | 210 | Dining Room | TRUE
2159912 | 21599 | 12 | 80 | Laundry Room | TRUE | no windows, but skylight
216301 | 21630 | 1 | 36 | Bathroom | TRUE
216302 | 21630 | 2 | 64 | Bathroom | TRUE
216303 | 21630 | 3 | 118 | Bedroom | TRUE
216304 | 21630 | 4 | 198 | Bedroom | TRUE
216305 | 21630 | 5 | 165 | Family Room | TRUE
216306 | 21630 | 6 | 32 | Hall | TRUE | no windows
216307 | 21630 | 7 | 227 | Kitchen | TRUE
216308 | 21630 | 8 | 32 | Laundry Room | TRUE | no windows
216311 | 21631 | 1 | 107 | Bathroom | TRUE
216312 | 21631 | 2 | 42 | Bathroom | TRUE
216313 | 21631 | 3 | 236 | Bedroom | TRUE
216314 | 21631 | 4 | 117 | Bedroom | TRUE
216315 | 21631 | 5 | 155 | Bedroom | TRUE
216316 | 21631 | 6 | 24 | Closet | TRUE | no windows
216317 | 21631 | 7 | 97 | Dining Room | TRUE | no windows
216318 | 21631 | 8 | 65 | Other | TRUE | no windows
216319 | 21631 | 9 | 272 | Family Room | TRUE
2163110 | 21631 | 10 | 52 | Hall | TRUE | no windows
2163111 | 21631 | 11 | 87 | Kitchen | TRUE | no windows
2163112 | 21631 | 12 | 48 | Laundry Room | TRUE
2163113 | 21631 | 13 | 340 | Living Room | TRUE
216761 | 21676 | 1 | 64 | Bathroom | TRUE
216762 | 21676 | 2 | 140 | Bedroom | TRUE
216763 | 21676 | 3 |  | Garage | TRUE
216764 | 21676 | 4 | 280 | Living Room | TRUE
216765 | 21676 | 5 | 200 | Master Bedroom | TRUE
216766 | 21676 | 6 | 154 | Kitchen | TRUE
217231 | 21723 | 1 | 48 | Bathroom | TRUE
217232 | 21723 | 2 | 50 | Bathroom | TRUE
217233 | 21723 | 3 | 145 | Bedroom | TRUE
217234 | 21723 | 4 | 155 | Bedroom | TRUE
217235 | 21723 | 5 | 125 | Dining Room | TRUE
217236 | 21723 | 6 | 150 | Other | TRUE | no windows
217237 | 21723 | 7 | 345 | Family Room | TRUE
217238 | 21723 | 8 | 165 | Dining Room | TRUE
217239 | 21723 | 9 | 1156 | Garage | FALSE
2172310 | 21723 | 10 | 48 | Hall | TRUE | no windows
2172311 | 21723 | 11 | 110 | Hall | TRUE | no windows
2172312 | 21723 | 12 | 240 | Kitchen | TRUE
2172313 | 21723 | 13 | 49 | Laundry Room | TRUE
2172314 | 21723 | 14 | 160 | Bathroom | TRUE
2172315 | 21723 | 15 | 330 | Master Bedroom | TRUE
2172316 | 21723 | 16 | 130 | Office | TRUE
2172317 | 21723 | 17 | 49 | Closet | TRUE | no windows
2172318 | 21723 | 18 | 242 | Living Room | TRUE
217291 | 21729 | 1 | 41 | Bathroom | TRUE
217292 | 21729 | 2 | 130 | Bedroom | TRUE
217293 | 21729 | 3 | 88 | Bathroom | TRUE
217294 | 21729 | 4 | 40 | Hall | TRUE
217295 | 21729 | 5 | 77 | Kitchen | TRUE
217296 | 21729 | 6 | 290 | Living Room | TRUE | rear projection tv.
217311 | 21731 | 1 | 77 | Bathroom | TRUE
217312 | 21731 | 2 | 55 | Bathroom | TRUE | no windows
217313 | 21731 | 3 | 150 | Bedroom | TRUE
217314 | 21731 | 4 | 120 | Bedroom | TRUE
217315 | 21731 | 5 | 55 | Dining Room | TRUE
217316 | 21731 | 6 | 510 | Family Room | TRUE
217317 | 21731 | 7 | 114 | Kitchen | TRUE | no windows, but skylight
217318 | 21731 | 8 | 275 | Living Room | TRUE
217319 | 21731 | 9 | 75 | Hall | TRUE
217451 | 21745 | 1 | 45 | Bathroom | TRUE
217452 | 21745 | 2 | 42 | Bathroom | TRUE
217453 | 21745 | 3 | 184 | Bedroom | TRUE
217454 | 21745 | 4 | 158 | Bedroom | TRUE
217455 | 21745 | 5 | 36 | Closet | TRUE
217456 | 21745 | 6 | 105 | Dining Room | TRUE
217457 | 21745 | 7 | 261 | Family Room | TRUE
217458 | 21745 | 8 | 43 | Hall | TRUE
217459 | 21745 | 9 | 168 | Kitchen | TRUE
217601 | 21760 | 1 | 225 | Kitchen | TRUE
217602 | 21760 | 2 | 270 | Living Room | TRUE
217603 | 21760 | 3 | 12 | Hall | TRUE
217604 | 21760 | 4 | 108 | Bathroom | TRUE
217605 | 21760 | 5 | 195 | Bedroom | TRUE
217651 | 21765 | 1 | 65 | Bathroom | TRUE
217652 | 21765 | 2 | 65 | Bedroom | TRUE
217653 | 21765 | 3 | 100 | Bedroom | TRUE
217654 | 21765 | 4 | 55 | Hall | TRUE
217655 | 21765 | 5 | 300 | Kitchen | TRUE
217661 | 21766 | 1 | 45 | Bedroom | TRUE | no windows
217662 | 21766 | 2 | 81 | Bathroom | TRUE
217663 | 21766 | 3 | 130 | Bedroom | TRUE
217664 | 21766 | 4 | 157 | Bedroom | TRUE
217665 | 21766 | 5 | 30 | Hall | TRUE | no window
217666 | 21766 | 6 | 166 | Kitchen | TRUE
217667 | 21766 | 7 | 210 | Living Room | TRUE
217668 | 21766 | 8 | 48 | Other | TRUE | no windows
217741 | 21774 | 1 | 22 | Bathroom | TRUE
217742 | 21774 | 2 | 132 | Bedroom | TRUE
217743 | 21774 | 3 | 126 | Hall | TRUE
217744 | 21774 | 4 | 321 | Kitchen | TRUE
217745 | 21774 | 5 | 48 | Laundry Room | TRUE
217746 | 21774 | 6 | 181 | Living Room | TRUE
217747 | 21774 | 7 | 63 | Bathroom | TRUE
217748 | 21774 | 8 | 128 | Master Bedroom | TRUE
218191 | 21819 | 1 | 55 | Bathroom | TRUE | no windows
218192 | 21819 | 2 | 162 | Bedroom | TRUE | no bulbs in fixture
218193 | 21819 | 3 | 105 | Bedroom | TRUE
218194 | 21819 | 4 | 280 | Living Room | TRUE
218195 | 21819 | 5 | 90 | Other | TRUE | woodstove room
218196 | 21819 | 6 | 90 | Closet | TRUE
218201 | 21820 | 1 | 38 | Bathroom | TRUE
218202 | 21820 | 2 | 78 | Bedroom | TRUE
218203 | 21820 | 3 | 107 | Bedroom | TRUE
218204 | 21820 | 4 | 142 | Bedroom | TRUE
218205 | 21820 | 5 | 155 | Family Room | TRUE
218206 | 21820 | 6 | 72 | Laundry Room | TRUE
218207 | 21820 | 7 | 180 | Kitchen | TRUE
218461 | 21846 | 1 | 143 | Dining Room | TRUE
218462 | 21846 | 2 | 169 | Bathroom | TRUE
218463 | 21846 | 3 | 61 | Laundry Room | TRUE | no windows
218464 | 21846 | 4 | 528 | Garage | FALSE
218465 | 21846 | 5 | 252 | Living Room | TRUE
218466 | 21846 | 6 | 162 | Kitchen | TRUE
218467 | 21846 | 7 | 186 | Living Room | TRUE
218468 | 21846 | 8 | 84 | Hall | TRUE | no windows
218469 | 21846 | 9 | 138 | Bedroom | TRUE
2184610 | 21846 | 10 | 56 | Bathroom | TRUE
2184611 | 21846 | 11 | 187 | Bedroom | TRUE
2184612 | 21846 | 12 | 39 | Closet | TRUE | no windows
218551 | 21855 | 1 | 40 | Bathroom | TRUE | NO EXHAUST FAN
218552 | 21855 | 2 | 42 | Bathroom | TRUE | NO EXHAUST FAN
218553 | 21855 | 3 | 115 | Bedroom | TRUE
218554 | 21855 | 4 | 15 | Hall | TRUE
218555 | 21855 | 5 | 140 | Kitchen | TRUE
218556 | 21855 | 6 | 80 | Laundry Room | TRUE
218557 | 21855 | 7 | 210 | Living Room | TRUE
218558 | 21855 | 8 | 141 | Master Bedroom | TRUE
218701 | 21870 | 1 | 48 | Bathroom | TRUE
218702 | 21870 | 2 | 169 | Bedroom | TRUE
218703 | 21870 | 3 | 136 | Dining Room | TRUE
218704 | 21870 | 4 | 100 | Kitchen | TRUE
218705 | 21870 | 5 | 50 | Laundry Room | TRUE
218706 | 21870 | 6 | 390 | Living Room | TRUE
218707 | 21870 | 7 | 50 | Bathroom | TRUE
218708 | 21870 | 8 | 192 | Master Bedroom | TRUE
218709 | 21870 | 9 | 108 | Office | TRUE
218931 | 21893 | 1 | 39 | Bathroom | TRUE
218932 | 21893 | 2 | 170 | Bedroom | TRUE
218933 | 21893 | 3 | 198 | Bedroom | TRUE
218934 | 21893 | 4 | 120 | Dining Room | TRUE
218935 | 21893 | 5 | 34 | Hall | TRUE
218936 | 21893 | 6 | 141 | Kitchen | TRUE
218937 | 21893 | 7 | 66 | Laundry Room | TRUE
218938 | 21893 | 8 | 325 | Living Room | TRUE
218939 | 21893 | 9 | 103 | Bathroom | TRUE
2189310 | 21893 | 10 | 210 | Master Bedroom | TRUE
2189311 | 21893 | 11 | 35 | Closet | TRUE
219131 | 21913 | 1 | 83 | Dining Room | TRUE
219132 | 21913 | 2 | 51 | Closet | TRUE | no windows
219133 | 21913 | 3 | 396 | Living Room | TRUE | 1500W space heater used occasionally.
219134 | 21913 | 4 | 200 | Kitchen | TRUE
219135 | 21913 | 5 | 37 | Laundry Room | TRUE | no windows
219136 | 21913 | 6 | 30 | Hall | TRUE | no windows
219137 | 21913 | 7 | 59 | Bathroom | TRUE | no windows
219138 | 21913 | 8 | 140 | Office | TRUE
219139 | 21913 | 9 | 190 | Bedroom | TRUE
2191310 | 21913 | 10 | 66 | Bathroom | TRUE | no windows
219421 | 21942 | 1 | 46 | Bathroom | TRUE | no windows
219422 | 21942 | 2 | 127 | Bedroom | TRUE
219423 | 21942 | 3 | 120 | Bedroom | TRUE
219424 | 21942 | 4 | 56 | Other | TRUE
219425 | 21942 | 5 | 70 | Other | TRUE
219426 | 21942 | 6 | 540 | Garage | TRUE
219427 | 21942 | 7 | 223 | Kitchen | TRUE
219428 | 21942 | 8 | 206 | Living Room | TRUE
219429 | 21942 | 9 | 111 | Bathroom | TRUE | no windows, but skylight
2194210 | 21942 | 10 | 178 | Bedroom | TRUE
2194211 | 21942 | 11 | 14 | Closet | TRUE | no windows
2194212 | 21942 | 12 | 124 | Office | TRUE
2194213 | 21942 | 13 | 240 | Living Room | TRUE
219601 | 21960 | 1 | 40 | Bathroom | TRUE
219602 | 21960 | 2 | 104 | Bedroom | TRUE
219603 | 21960 | 3 | 135 | Bedroom | TRUE
219604 | 21960 | 4 | 215 | Dining Room | TRUE
219605 | 21960 | 5 | 81 | Dining Room | TRUE
219606 | 21960 | 6 | 40 | Hall | TRUE | no windows
219607 | 21960 | 7 | 142 | Kitchen | TRUE
219608 | 21960 | 8 | 80 | Laundry Room | TRUE | no windows
219609 | 21960 | 9 | 325 | Living Room | TRUE
2196010 | 21960 | 10 | 88 | Bathroom | TRUE
2196011 | 21960 | 11 | 220 | Master Bedroom | TRUE
2196012 | 21960 | 12 | 115 | Bedroom | TRUE
219701 | 21970 | 1 | 157 | Laundry Room | TRUE
219702 | 21970 | 2 | 125 | Bedroom | TRUE
219703 | 21970 | 3 | 250 | Bedroom | TRUE
219704 | 21970 | 4 | 220 | Family Room | TRUE
219705 | 21970 | 5 | 220 | Dining Room | TRUE
219711 | 21971 | 1 | 42 | Bathroom | TRUE | no window
219712 | 21971 | 2 | 80 | Bedroom | TRUE
219713 | 21971 | 3 | 115 | Bedroom | TRUE
219714 | 21971 | 4 | 50 | Hall | TRUE | no window
219715 | 21971 | 5 | 288 | Living Room | TRUE
219821 | 21982 | 1 | 197 | Kitchen | TRUE
219822 | 21982 | 2 | 137 | Bathroom | TRUE
219823 | 21982 | 3 | 36 | Closet | TRUE | no windows
219824 | 21982 | 4 | 58 | Laundry Room | TRUE | no windows
219825 | 21982 | 5 | 133 | Bedroom | TRUE
219826 | 21982 | 6 | 171 | Dining Room | TRUE | no windows
219827 | 21982 | 7 | 62 | Hall | TRUE
219828 | 21982 | 8 | 187 | Family Room | TRUE
219829 | 21982 | 9 | 321 | Living Room | TRUE
2198210 | 21982 | 10 | 75 | Hall | TRUE | no windows
2198211 | 21982 | 11 | 135 | Bedroom | TRUE
2198212 | 21982 | 12 | 48 | Bathroom | TRUE | no windows, but skylight
2198213 | 21982 | 13 | 238 | Master Bedroom | TRUE
219841 | 21984 | 1 |  | Bathroom | TRUE
219842 | 21984 | 2 |  | Hall | TRUE | no windows
219843 | 21984 | 3 |  | Kitchen | TRUE
219844 | 21984 | 4 |  | Bedroom | TRUE
219845 | 21984 | 5 |  | Bedroom | TRUE
219971 | 21997 | 1 | 213 | Kitchen | TRUE
219972 | 21997 | 2 | 174 | Bedroom | TRUE
219973 | 21997 | 3 | 24 | Closet | TRUE | no windows
219974 | 21997 | 4 | 120 | Bathroom | TRUE
219975 | 21997 | 5 | 100 | Laundry Room | TRUE | no windows
219976 | 21997 | 6 | 166 | Dining Room | TRUE
219977 | 21997 | 7 | 232 | Living Room | TRUE
219978 | 21997 | 8 | 30 | Hall | TRUE | no windows
219979 | 21997 | 9 | 53 | Bathroom | TRUE
2199710 | 21997 | 10 | 152 | Bedroom | TRUE
2199711 | 21997 | 11 | 131 | Bedroom | TRUE
2199712 | 21997 | 12 | 154 | Bedroom | TRUE
220041 | 22004 | 1 | 80 | Bathroom | TRUE
220042 | 22004 | 2 | 100 | Bedroom | TRUE
220043 | 22004 | 3 | 76 | Hall | TRUE
220044 | 22004 | 4 | 156 | Kitchen | TRUE
220045 | 22004 | 5 | 234 | Living Room | TRUE
220046 | 22004 | 6 | 156 | Master Bedroom | TRUE
220131 | 22013 | 1 | 75 | Bathroom | TRUE | no windows
220132 | 22013 | 2 | 100 | Bedroom | TRUE
220133 | 22013 | 3 | 200 | Bedroom | TRUE
220134 | 22013 | 4 | 60 | Hall | TRUE
220135 | 22013 | 5 | 180 | Kitchen | TRUE
220136 | 22013 | 6 | 210 | Living Room | TRUE
220171 | 22017 | 1 | 40 | Bathroom | TRUE
220172 | 22017 | 2 | 98 | Bathroom | TRUE
220173 | 22017 | 3 | 174 | Bedroom | TRUE
220174 | 22017 | 4 | 186 | Bedroom | TRUE
220175 | 22017 | 5 | 864 | Garage | FALSE | no windows
220176 | 22017 | 6 | 25 | Hall | TRUE | no windows
220177 | 22017 | 7 | 233 | Kitchen | TRUE
220178 | 22017 | 8 | 364 | Living Room | TRUE
220179 | 22017 | 9 | 210 | Master Bedroom | TRUE
2201710 | 22017 | 10 | 76 | Laundry Room | TRUE
220281 | 22028 | 1 | 134 | Hall | TRUE | NO WINDOWS
220282 | 22028 | 2 | 75 | Bathroom | TRUE | NO WINDOWS
220283 | 22028 | 3 | 80 | Bedroom | TRUE
220284 | 22028 | 4 | 94 | Dining Room | TRUE
220285 | 22028 | 5 | 73 | Garage | TRUE
220286 | 22028 | 6 | 86 | Kitchen | TRUE
220287 | 22028 | 7 | 210 | Living Room | TRUE
220288 | 22028 | 8 | 134 | Master Bedroom | TRUE
220481 | 22048 | 1 | 40 | Bathroom | TRUE | no windows
220482 | 22048 | 2 | 104 | Bedroom | TRUE
220483 | 22048 | 3 | 123 | Bedroom | TRUE
220484 | 22048 | 4 | 20 | Closet | TRUE | no windows
220485 | 22048 | 5 | 143 | Dining Room | TRUE
220486 | 22048 | 6 | 30 | Hall | TRUE | no windows
220487 | 22048 | 7 | 205 | Kitchen | TRUE
220488 | 22048 | 8 | 221 | Living Room | TRUE
220489 | 22048 | 9 | 202 | Master Bedroom | TRUE
2204810 | 22048 | 10 | 78 | Bathroom | TRUE
220561 | 22056 | 1 | 116 | Kitchen | TRUE
220562 | 22056 | 2 | 212 | Living Room | TRUE
220563 | 22056 | 3 | 138 | Bedroom | TRUE
220564 | 22056 | 4 | 47 | Bathroom | TRUE
220565 | 22056 | 5 | 104 | Bedroom | TRUE | no windows
220566 | 22056 | 6 | 109 | Other | TRUE
220671 | 22067 | 1 | 35 | Bathroom | TRUE
220672 | 22067 | 2 | 155 | Bedroom | TRUE
220673 | 22067 | 3 | 250 | Kitchen | TRUE
220674 | 22067 | 4 | 45 | Laundry Room | TRUE | no windows
220675 | 22067 | 5 | 300 | Living Room | TRUE
220676 | 22067 | 6 | 55 | Bathroom | TRUE
220677 | 22067 | 7 | 100 | Office | TRUE
220678 | 22067 | 8 | 145 | Bedroom | TRUE
220731 | 22073 | 1 | 46 | Bathroom | TRUE | no windows
220732 | 22073 | 2 | 172 | Bedroom | TRUE
220733 | 22073 | 3 | 134 | Bedroom | TRUE
220734 | 22073 | 4 | 119 | Dining Room | TRUE
220735 | 22073 | 5 | 332 | Family Room | TRUE
220736 | 22073 | 6 | 675 | Garage | FALSE | garage heated to 45 with oil heater no windows
220737 | 22073 | 7 | 50 | Hall | TRUE | no windows
220738 | 22073 | 8 | 98 | Kitchen | TRUE
220739 | 22073 | 9 | 88 | Bathroom | TRUE | no window but skylight
2207310 | 22073 | 10 | 208 | Bedroom | TRUE
2207311 | 22073 | 11 | 57 | Closet | TRUE
2207312 | 22073 | 12 | 58 | Other | TRUE | val. error - rooms require windows or wont turn green even though some rooms dont have windows no windows
221121 | 22112 | 1 | 136 | Bedroom | TRUE
221122 | 22112 | 2 | 102 | Bedroom | TRUE
221123 | 22112 | 3 | 182 | Dining Room | TRUE
221124 | 22112 | 4 | 450 | Garage | FALSE | no windows
221125 | 22112 | 5 | 20 | Hall | TRUE | no windows
221126 | 22112 | 6 | 209 | Kitchen | TRUE
221127 | 22112 | 7 | 40 | Laundry Room | TRUE | no windows
221128 | 22112 | 8 | 234 | Living Room | TRUE
221129 | 22112 | 9 | 45 | Bathroom | TRUE
2211210 | 22112 | 10 | 117 | Bathroom | TRUE
2211211 | 22112 | 11 | 190 | Master Bedroom | TRUE
221191 | 22119 | 1 | 50 | Bathroom | TRUE | no window, skylight present
221192 | 22119 | 2 | 116 | Bedroom | TRUE
221193 | 22119 | 3 | 126 | Dining Room | TRUE
221194 | 22119 | 4 | 95 | Bathroom | TRUE | no window
221195 | 22119 | 5 | 237 | Bedroom | TRUE
221196 | 22119 | 6 | 132 | Bedroom | TRUE | no window
221197 | 22119 | 7 | 88 | Hall | TRUE | no window
221198 | 22119 | 8 | 143 | Kitchen | TRUE
221199 | 22119 | 9 | 200 | Living Room | TRUE
2211910 | 22119 | 10 | 256 | Other | TRUE | no window
2211911 | 22119 | 11 | 148 | Family Room | TRUE
2211912 | 22119 | 12 | 47 | Hall | TRUE | no window
2211913 | 22119 | 13 | 112 | Kitchen | TRUE
2211914 | 22119 | 14 | 60 | Laundry Room | TRUE
2211915 | 22119 | 15 | 244 | Living Room | TRUE
2211916 | 22119 | 16 | 67 | Bathroom | TRUE
2211917 | 22119 | 17 | 194 | Master Bedroom | TRUE
221901 | 22190 | 1 | 72 | Bathroom | TRUE | no windows
221902 | 22190 | 2 | 235 | Bedroom | TRUE
221903 | 22190 | 3 | 130 | Bedroom | TRUE
221904 | 22190 | 4 | 116 | Bedroom | TRUE
221905 | 22190 | 5 | 282 | Dining Room | TRUE
221906 | 22190 | 6 | 400 | Family Room | TRUE
221907 | 22190 | 7 | 200 | Office | TRUE
221908 | 22190 | 8 | 288 | Living Room | TRUE
221921 | 22192 | 1 | 45 | Bathroom | TRUE | 6-Jul
221922 | 22192 | 2 | 149 | Bedroom | TRUE | 13-11
221923 | 22192 | 3 | 113 | Bedroom | TRUE | 10-9 15
221924 | 22192 | 4 | 125 | Dining Room | TRUE | 12-Oct
221925 | 22192 | 5 | 45 | Dining Room | TRUE | 7-Jun
221926 | 22192 | 6 | 382 | Garage | FALSE | 19-19 no windows
221927 | 22192 | 7 | 43 | Hall | TRUE | 9-3 9 no windows
221928 | 22192 | 8 | 108 | Kitchen | TRUE | 11-Oct
221929 | 22192 | 9 | 58 | Laundry Room | TRUE | 7-8 no windows
2219210 | 22192 | 10 | 217 | Living Room | TRUE | 18-Dec
2219211 | 22192 | 11 | 92 | Bathroom | TRUE | 9-9 9
2219212 | 22192 | 12 | 203 | Master Bedroom | TRUE | 13-15
2219213 | 22192 | 13 | 136 | Office | TRUE | 12-Nov
222041 | 22204 | 1 | 50 | Bathroom | TRUE
222042 | 22204 | 2 | 41 | Bathroom | TRUE
222043 | 22204 | 3 | 100 | Bedroom | TRUE
222044 | 22204 | 4 | 100 | Bedroom | TRUE
222045 | 22204 | 5 | 153 | Kitchen | TRUE
222046 | 22204 | 6 | 200 | Living Room | TRUE
222361 | 22236 | 1 | 50 | Bathroom | TRUE
222362 | 22236 | 2 | 50 | Bathroom | TRUE
222363 | 22236 | 3 | 115 | Bedroom | TRUE
222364 | 22236 | 4 | 20 | Closet | TRUE | no window or skylight
222365 | 22236 | 5 | 70 | Dining Room | TRUE
222366 | 22236 | 6 | 50 | Closet | TRUE | no window
222367 | 22236 | 7 | 172 | Family Room | TRUE
222368 | 22236 | 8 | 70 | Hall | TRUE | no window, but skylight
222369 | 22236 | 9 | 90 | Kitchen | TRUE
2223610 | 22236 | 10 | 57 | Laundry Room | TRUE | no window but sklylight
2223611 | 22236 | 11 | 240 | Living Room | TRUE
2223612 | 22236 | 12 | 226 | Master Bedroom | TRUE
222771 | 22277 | 1 | 60 | Bathroom | TRUE
222772 | 22277 | 2 | 125 | Bedroom | TRUE
222773 | 22277 | 3 | 276 | Kitchen | TRUE
222774 | 22277 | 4 | 90 | Laundry Room | TRUE
222775 | 22277 | 5 | 500 | Living Room | TRUE
222776 | 22277 | 6 | 115 | Bathroom | TRUE
222777 | 22277 | 7 | 195 | Master Bedroom | TRUE
223131 | 22313 | 1 | 528 | Living Room | FALSE
223132 | 22313 | 2 | 72 | Bathroom | TRUE | no window
223133 | 22313 | 3 | 180 | Bedroom | TRUE
223134 | 22313 | 4 | 180 | Bedroom | TRUE
223135 | 22313 | 5 | 121 | Dining Room | TRUE
223136 | 22313 | 6 | 720 | Garage | FALSE | no window
223137 | 22313 | 7 | 288 | Kitchen | TRUE | no window
223138 | 22313 | 8 | 288 | Living Room | TRUE
223139 | 22313 | 9 | 240 | Master Bedroom | TRUE
2231310 | 22313 | 10 | 32 | Closet | TRUE | no window
2231311 | 22313 | 11 | 144 | Office | TRUE
2231312 | 22313 | 12 | 144 | Bathroom | TRUE
2231313 | 22313 | 13 | 100 | Laundry Room | TRUE
2231314 | 22313 | 14 | 31 | Other | TRUE
223201 | 22320 | 1 | 71 | Bathroom | TRUE
223202 | 22320 | 2 | 135 | Bedroom | TRUE
223203 | 22320 | 3 | 155 | Bedroom | TRUE
223204 | 22320 | 4 | 90 | Hall | TRUE
223205 | 22320 | 5 | 194 | Kitchen | TRUE
223206 | 22320 | 6 | 199 | Living Room | TRUE
223421 | 22342 | 1 | 53 | Bathroom | TRUE | no windows
223422 | 22342 | 2 | 150 | Bedroom | TRUE
223423 | 22342 | 3 | 150 | Bedroom | TRUE
223424 | 22342 | 4 | 195 | Dining Room | TRUE | no windows
223425 | 22342 | 5 | 270 | Family Room | TRUE
223426 | 22342 | 6 | 864 | Other | FALSE | no windows
223427 | 22342 | 7 | 100 | Hall | TRUE | no windows
223428 | 22342 | 8 | 192 | Kitchen | TRUE
223429 | 22342 | 9 | 45 | Laundry Room | TRUE | no windows
2234210 | 22342 | 10 | 235 | Living Room | TRUE
2234211 | 22342 | 11 | 125 | Bathroom | TRUE
2234212 | 22342 | 12 | 250 | Master Bedroom | TRUE
223581 | 22358 | 1 | 65 | Bathroom | TRUE
223582 | 22358 | 2 | 46 | Hall | TRUE | no windows
223583 | 22358 | 3 | 303 | Kitchen | TRUE
223584 | 22358 | 4 | 320 | Living Room | TRUE
223585 | 22358 | 5 | 147 | Bedroom | TRUE
223586 | 22358 | 6 | 67 | Laundry Room | TRUE | no windows
223587 | 22358 | 7 | 173 | Master Bedroom | TRUE | OXYGEN MACHINE IN BEDROOM-CAN NOT ACCESS TV CORD - NO LABEL ON TV
223588 | 22358 | 8 | 60 | Bathroom | TRUE | no windows
223589 | 22358 | 9 |  | Garage | FALSE
223701 | 22370 | 1 | 50 | Bathroom | TRUE
223702 | 22370 | 2 | 282 | Family Room | TRUE
223703 | 22370 | 3 | 95 | Kitchen | TRUE
223704 | 22370 | 4 | 72 | Laundry Room | TRUE
223705 | 22370 | 5 | 420 | Living Room | TRUE
223706 | 22370 | 6 | 108 | Bathroom | TRUE
223707 | 22370 | 7 | 170 | Master Bedroom | TRUE
223708 | 22370 | 8 | 27 | Closet | TRUE | no windows
223709 | 22370 | 9 | 138 | Bedroom | TRUE
223971 | 22397 | 1 | 64 | Bathroom | TRUE
223972 | 22397 | 2 | 95 | Bedroom | TRUE
223973 | 22397 | 3 | 320 | Other | FALSE | NO WINDOWS
223974 | 22397 | 4 | 90 | Hall | TRUE | NO WINDOWS
223975 | 22397 | 5 | 201 | Kitchen | TRUE
223976 | 22397 | 6 | 304 | Living Room | TRUE
223977 | 22397 | 7 | 158 | Master Bedroom | TRUE
224031 | 22403 | 1 | 60 | Bathroom | TRUE
224032 | 22403 | 2 | 120 | Bedroom | TRUE
224033 | 22403 | 3 | 110 | Bedroom | TRUE
224034 | 22403 | 4 | 50 | Closet | TRUE | no windows
224035 | 22403 | 5 | 10 | Closet | TRUE | no windows
224036 | 22403 | 6 | 140 | Dining Room | TRUE
224037 | 22403 | 7 | 900 | Garage | FALSE | no windows
224038 | 22403 | 8 | 45 | Hall | TRUE | no windows
224039 | 22403 | 9 | 273 | Living Room | TRUE
2240310 | 22403 | 10 | 228 | Master Bedroom | TRUE
2240311 | 22403 | 11 | 72 | Bathroom | TRUE
2240312 | 22403 | 12 | 160 | Office | TRUE
2240313 | 22403 | 13 | 190 | Kitchen | TRUE
2240314 | 22403 | 14 | 72 | Other | TRUE
224121 | 22412 | 1 | 113 | Dining Room | TRUE
224122 | 22412 | 2 | 43 | Hall | TRUE | no windows
224123 | 22412 | 3 | 38 | Bathroom | TRUE
224124 | 22412 | 4 | 121 | Kitchen | TRUE
224125 | 22412 | 5 | 48 | Laundry Room | TRUE | no windows
224126 | 22412 | 6 | 315 | Living Room | TRUE
224127 | 22412 | 7 | 55 | Bathroom | TRUE
224128 | 22412 | 8 | 169 | Master Bedroom | TRUE
224129 | 22412 | 9 | 149 | Office | TRUE
2241210 | 22412 | 10 | 620 | Garage | FALSE | no windows
224181 | 22418 | 1 | 150 | Bedroom | TRUE
224182 | 22418 | 2 | 340 | Kitchen | TRUE
224183 | 22418 | 3 | 390 | Family Room | TRUE
224184 | 22418 | 4 | 170 | Laundry Room | TRUE
224185 | 22418 | 5 | 150 | Office | TRUE
224186 | 22418 | 6 | 130 | Other | TRUE
224191 | 22419 | 1 | 50 | Bathroom | TRUE
224192 | 22419 | 2 | 131 | Dining Room | TRUE
224193 | 22419 | 3 | 38 | Hall | TRUE | no window
224194 | 22419 | 4 | 115 | Kitchen | TRUE
224195 | 22419 | 5 | 45 | Laundry Room | TRUE
224196 | 22419 | 6 | 281 | Living Room | TRUE
224197 | 22419 | 7 | 162 | Master Bedroom | TRUE
224198 | 22419 | 8 | 112 | Bedroom | TRUE
224199 | 22419 | 9 | 58 | Bathroom | TRUE
2241910 | 22419 | 10 | 45 | Closet | TRUE | no window
224631 | 22463 | 1 | 415 | Living Room | TRUE
224632 | 22463 | 2 | 140 | Office | TRUE
224633 | 22463 | 3 | 130 | Laundry Room | TRUE | no windows
224634 | 22463 | 4 | 160 | Bedroom | TRUE
224635 | 22463 | 5 | 195 | Dining Room | TRUE
224636 | 22463 | 6 | 135 | Hall | TRUE | no windows
224637 | 22463 | 7 | 65 | Bathroom | TRUE
224638 | 22463 | 8 | 155 | Kitchen | TRUE
224639 | 22463 | 9 | 206 | Master Bedroom | TRUE
2246310 | 22463 | 10 | 115 | Bathroom | TRUE
2246311 | 22463 | 11 | 155 | Bedroom | TRUE
2246312 | 22463 | 12 | 152 | Bedroom | TRUE
224641 | 22464 | 1 | 60 | Bathroom | TRUE
224642 | 22464 | 2 | 120 | Bedroom | TRUE
224643 | 22464 | 3 | 120 | Dining Room | TRUE | cabinet lights never used
224644 | 22464 | 4 | 144 | Kitchen | TRUE
224645 | 22464 | 5 | 440 | Laundry Room | TRUE | fan 1 of 3vlights work. table lamp does not work
224646 | 22464 | 6 | 72 | Bathroom | TRUE
224647 | 22464 | 7 | 184 | Bedroom | TRUE
224648 | 22464 | 8 | 10 | Laundry Room | TRUE | no window
224649 | 22464 | 9 | 216 | Bedroom | TRUE | table lamp not plugfed in
224651 | 22465 | 1 | 40 | Bathroom | TRUE
224652 | 22465 | 2 | 141 | Bedroom | TRUE
224653 | 22465 | 3 | 30 | Closet | TRUE
224654 | 22465 | 4 | 30 | Closet | TRUE
224655 | 22465 | 5 | 134 | Dining Room | TRUE
224656 | 22465 | 6 | 25 | Hall | TRUE
224657 | 22465 | 7 | 130 | Kitchen | TRUE
224658 | 22465 | 8 | 95 | Laundry Room | TRUE
224659 | 22465 | 9 | 447 | Living Room | TRUE
2246510 | 22465 | 10 | 100 | Bathroom | TRUE
2246511 | 22465 | 11 | 217 | Master Bedroom | TRUE
2246512 | 22465 | 12 | 138 | Family Room | TRUE
224681 | 22468 | 1 | 48 | Bathroom | TRUE
224682 | 22468 | 2 | 147 | Bedroom | TRUE
224683 | 22468 | 3 | 27 | Hall | TRUE | NO LIGHTS OR WINDOWS no windows
224684 | 22468 | 4 | 180 | Kitchen | TRUE | PLUG IN SCENTSY CANDLES IN ROOMS
224685 | 22468 | 5 | 223 | Living Room | TRUE
224686 | 22468 | 6 | 139 | Bedroom | TRUE
224721 | 22472 | 1 | 81 | Bathroom | TRUE
224722 | 22472 | 2 | 43 | Bathroom | TRUE | no window
224723 | 22472 | 3 | 176 | Bedroom | TRUE
224724 | 22472 | 4 | 127 | Bedroom | TRUE
224725 | 22472 | 5 | 106 | Bedroom | TRUE
224726 | 22472 | 6 | 64 | Kitchen | TRUE | no window
224727 | 22472 | 7 | 448 | Living Room | TRUE
224728 | 22472 | 8 | 19 | Laundry Room | TRUE
224841 | 22484 | 1 | 111 | Bedroom | TRUE
224842 | 22484 | 2 | 92 | Master Bedroom | TRUE
224843 | 22484 | 3 | 150 | Kitchen | TRUE | no windows
224844 | 22484 | 4 | 261 | Living Room | TRUE
224845 | 22484 | 5 | 178 | Family Room | TRUE
224846 | 22484 | 6 | 90 | Hall | TRUE | no windows
224847 | 22484 | 7 | 63 | Bathroom | TRUE | no windows
224848 | 22484 | 8 | 27 | Bathroom | TRUE | no windows
224849 | 22484 | 9 | 114 | Bedroom | TRUE
225081 | 22508 | 1 | 50 | Bathroom | TRUE
225082 | 22508 | 2 | 140 | Bedroom | TRUE
225083 | 22508 | 3 | 143 | Bedroom | TRUE
225084 | 22508 | 4 | 420 | Family Room | TRUE
225085 | 22508 | 5 | 170 | Hall | TRUE | no window
225086 | 22508 | 6 | 160 | Kitchen | TRUE
225087 | 22508 | 7 | 182 | Living Room | TRUE
225088 | 22508 | 8 | 130 | Bathroom | TRUE
225089 | 22508 | 9 | 272 | Master Bedroom | TRUE
225111 | 22511 | 1 | 50 | Bathroom | TRUE
225112 | 22511 | 2 | 56 | Bathroom | TRUE
225113 | 22511 | 3 | 100 | Bedroom | TRUE
225114 | 22511 | 4 | 119 | Bedroom | TRUE
225115 | 22511 | 5 | 32 | Closet | TRUE | no windwo
225116 | 22511 | 6 | 36 | Hall | TRUE | no window
225117 | 22511 | 7 | 222 | Kitchen | TRUE
225118 | 22511 | 8 | 61 | Laundry Room | TRUE | no window
225119 | 22511 | 9 | 400 | Living Room | TRUE
2251110 | 22511 | 10 | 166 | Master Bedroom | TRUE
225521 | 22552 | 1 | 90 | Bathroom | TRUE
225522 | 22552 | 2 | 45 | Bathroom | TRUE
225523 | 22552 | 3 | 190 | Master Bedroom | TRUE
225524 | 22552 | 4 | 40 | Closet | TRUE
225525 | 22552 | 5 | 35 | Hall | TRUE
225526 | 22552 | 6 | 135 | Kitchen | TRUE
225527 | 22552 | 7 | 30 | Laundry Room | TRUE
225528 | 22552 | 8 | 230 | Living Room | TRUE
225529 | 22552 | 9 | 110 | Office | TRUE
2255210 | 22552 | 10 | 110 | Bedroom | TRUE
225651 | 22565 | 1 | 37 | Bathroom | TRUE
225652 | 22565 | 2 | 129 | Bedroom | TRUE
225653 | 22565 | 3 | 131 | Bedroom | TRUE
225654 | 22565 | 4 | 190 | Bedroom | TRUE
225655 | 22565 | 5 | 31 | Closet | TRUE
225656 | 22565 | 6 | 30 | Closet | TRUE
225657 | 22565 | 7 | 183 | Dining Room | TRUE
225658 | 22565 | 8 | 164 | Kitchen | TRUE
225659 | 22565 | 9 | 98 | Laundry Room | TRUE
2256510 | 22565 | 10 | 240 | Living Room | TRUE
2256511 | 22565 | 11 | 102 | Bathroom | TRUE
2256512 | 22565 | 12 | 110 | Office | TRUE
226051 | 22605 | 1 | 96 | Other | TRUE
226052 | 22605 | 2 | 110 | Bedroom | TRUE
226053 | 22605 | 3 | 110 | Kitchen | TRUE
226054 | 22605 | 4 | 260 | Living Room | TRUE
226055 | 22605 | 5 | 40 | Bathroom | TRUE
226301 | 22630 | 1 | 46 | Bathroom | TRUE
226302 | 22630 | 2 | 150 | Bedroom | TRUE
226303 | 22630 | 3 | 140 | Bedroom | TRUE
226304 | 22630 | 4 | 276 | Dining Room | TRUE
226305 | 22630 | 5 | 446 | Other | TRUE
226306 | 22630 | 6 | 870 | Garage | FALSE
226307 | 22630 | 7 | 560 | Kitchen | TRUE
226308 | 22630 | 8 | 66 | Laundry Room | TRUE | no windows
226309 | 22630 | 9 | 378 | Bedroom | TRUE
226391 | 22639 | 1 | 355 | Living Room | TRUE | 12'X12" shed has a 1500W space heater that runs 24/7 to keep the space conditioned so the stored items don't molt.
226392 | 22639 | 2 | 141 | Bedroom | TRUE | numerous windows have holes in them or lack proper sized panes.
226393 | 22639 | 3 | 91 | Dining Room | TRUE
226394 | 22639 | 4 | 133 | Kitchen | TRUE
226395 | 22639 | 5 | 54 | Hall | TRUE
226396 | 22639 | 6 | 75 | Laundry Room | TRUE
226397 | 22639 | 7 | 123 | Bedroom | TRUE
226398 | 22639 | 8 | 71 | Bathroom | TRUE
226399 | 22639 | 9 | 182 | Master Bedroom | TRUE
2263910 | 22639 | 10 | 38 | Bathroom | TRUE
226431 | 22643 | 1 | 54 | Bathroom | TRUE | no window
226432 | 22643 | 2 | 144 | Bedroom | TRUE
226433 | 22643 | 3 | 144 | Bedroom | TRUE
226434 | 22643 | 4 | 36 | Closet | TRUE | no window
226435 | 22643 | 5 | 45 | Closet | TRUE | no window
226436 | 22643 | 6 | 400 | Family Room | TRUE
226437 | 22643 | 7 | 32 | Hall | TRUE | no window
226438 | 22643 | 8 | 240 | Kitchen | TRUE
226439 | 22643 | 9 | 240 | Living Room | TRUE
2264310 | 22643 | 10 | 130 | Master Bedroom | TRUE
2264311 | 22643 | 11 | 280 | Master Bedroom | TRUE
2264312 | 22643 | 12 | 18 | Laundry Room | TRUE
226471 | 22647 | 1 | 46 | Bathroom | TRUE
226472 | 22647 | 2 | 146 | Bedroom | TRUE
226473 | 22647 | 3 | 140 | Bedroom | TRUE
226474 | 22647 | 4 | 47 | Closet | TRUE | no window
226475 | 22647 | 5 | 124 | Dining Room | TRUE
226476 | 22647 | 6 | 263 | Family Room | TRUE
226477 | 22647 | 7 | 19 | Hall | TRUE | no window
226478 | 22647 | 8 | 170 | Kitchen | TRUE
226479 | 22647 | 9 | 253 | Living Room | TRUE
2264710 | 22647 | 10 | 114 | Bathroom | TRUE
2264711 | 22647 | 11 | 193 | Master Bedroom | TRUE
2264712 | 22647 | 12 | 100 | Laundry Room | TRUE | no window
226571 | 22657 | 1 | 164 | Bedroom | TRUE
226572 | 22657 | 2 | 164 | Bedroom | TRUE
226573 | 22657 | 3 | 144 | Dining Room | TRUE
226574 | 22657 | 4 | 1200 | Garage | FALSE | room size was 1200 no windows
226575 | 22657 | 5 | 180 | Kitchen | TRUE
226576 | 22657 | 6 | 100 | Laundry Room | TRUE | no windows
226577 | 22657 | 7 | 80 | Laundry Room | TRUE
226578 | 22657 | 8 | 400 | Living Room | TRUE
226579 | 22657 | 9 | 480 | Living Room | TRUE | fish tank 100 gallon
2265710 | 22657 | 10 | 150 | Bathroom | TRUE | no windows
2265711 | 22657 | 11 | 270 | Master Bedroom | TRUE | TV could not be moved
226741 | 22674 | 1 | 81 | Bedroom | TRUE
226742 | 22674 | 2 | 193 | Kitchen | TRUE
226743 | 22674 | 3 | 210 | Living Room | TRUE
226744 | 22674 | 4 | 71 | Hall | TRUE
226745 | 22674 | 5 | 80 | Bedroom | TRUE
226746 | 22674 | 6 | 131 | Master Bedroom | TRUE
226747 | 22674 | 7 | 73 | Bathroom | TRUE
226821 | 22682 | 1 | 45 | Bathroom | TRUE
226822 | 22682 | 2 | 40 | Hall | TRUE
226823 | 22682 | 3 | 85 | Kitchen | TRUE
226824 | 22682 | 4 | 145 | Living Room | TRUE
226825 | 22682 | 5 | 90 | Office | TRUE
226826 | 22682 | 6 | 55 | Bedroom | TRUE
226901 | 22690 | 1 | 95 | Bathroom | TRUE
226902 | 22690 | 2 | 76 | Laundry Room | TRUE | no windows
226903 | 22690 | 3 | 220 | Master Bedroom | TRUE
226904 | 22690 | 4 | 35 | Closet | TRUE | no windows
226905 | 22690 | 5 | 312 | Living Room | TRUE
226906 | 22690 | 6 | 280 | Kitchen | TRUE
226907 | 22690 | 7 | 24 | Hall | TRUE | no windows
226908 | 22690 | 8 | 45 | Bathroom | TRUE | no windows
226909 | 22690 | 9 | 191 | Bedroom | TRUE
2269010 | 22690 | 10 | 168 | Bedroom | TRUE
227071 | 22707 | 1 | 100 | Bathroom | TRUE
227072 | 22707 | 2 | 150 | Master Bedroom | TRUE
227073 | 22707 | 3 | 143 | Bedroom | TRUE
227074 | 22707 | 4 | 107 | Bedroom | TRUE
227075 | 22707 | 5 | 236 | Kitchen | TRUE
227076 | 22707 | 6 | 55 | Laundry Room | TRUE
227077 | 22707 | 7 | 260 | Living Room | TRUE
227131 | 22713 | 1 | 239 | Family Room | TRUE
227132 | 22713 | 2 | 62 | Laundry Room | TRUE | no window
227133 | 22713 | 3 | 175 | Master Bedroom | TRUE
227134 | 22713 | 4 | 125 | Bathroom | TRUE
227135 | 22713 | 5 | 287 | Living Room | TRUE
227136 | 22713 | 6 | 35 | Hall | TRUE | no window
227137 | 22713 | 7 | 46 | Bathroom | TRUE | no window
227138 | 22713 | 8 | 250 | Kitchen | TRUE | no window
227139 | 22713 | 9 | 140 | Bedroom | TRUE
2271310 | 22713 | 10 | 150 | Bedroom | TRUE
227161 | 22716 | 1 | 40 | Bathroom | TRUE | no windows
227162 | 22716 | 2 | 130 | Bedroom | TRUE
227163 | 22716 | 3 | 175 | Bedroom | TRUE
227164 | 22716 | 4 | 72 | Bedroom | TRUE
227165 | 22716 | 5 | 110 | Master Bedroom | TRUE
227166 | 22716 | 6 | 460 | Other | TRUE
227167 | 22716 | 7 | 90 | Other | TRUE
227168 | 22716 | 8 | 200 | Kitchen | TRUE
227169 | 22716 | 9 | 220 | Living Room | TRUE
2271610 | 22716 | 10 | 64 | Hall | TRUE | no windows
227301 | 22730 | 1 | 48 | Bathroom | TRUE
227302 | 22730 | 2 | 76 | Bedroom | TRUE
227303 | 22730 | 3 | 23 | Hall | TRUE
227304 | 22730 | 4 | 175 | Kitchen | TRUE
227305 | 22730 | 5 | 41 | Laundry Room | TRUE
227306 | 22730 | 6 | 163 | Living Room | TRUE
227307 | 22730 | 7 | 136 | Master Bedroom | TRUE
227321 | 22732 | 1 | 42 | Bathroom | TRUE
227322 | 22732 | 2 | 95 | Bathroom | TRUE
227323 | 22732 | 3 | 142 | Bedroom | TRUE
227324 | 22732 | 4 | 154 | Bedroom | TRUE
227325 | 22732 | 5 | 138 | Bedroom | TRUE
227326 | 22732 | 6 | 44 | Closet | TRUE
227327 | 22732 | 7 | 268 | Family Room | TRUE
227328 | 22732 | 8 | 540 | Garage | FALSE
227329 | 22732 | 9 | 60 | Hall | TRUE
2273210 | 22732 | 10 | 310 | Kitchen | TRUE
2273211 | 22732 | 11 | 75 | Laundry Room | TRUE
2273212 | 22732 | 12 | 200 | Living Room | TRUE
2273213 | 22732 | 13 | 234 | Master Bedroom | TRUE
227361 | 22736 | 1 | 48 | Bathroom | TRUE
227362 | 22736 | 2 | 41 | Bathroom | TRUE
227363 | 22736 | 3 | 94 | Bedroom | TRUE
227364 | 22736 | 4 | 58 | Hall | TRUE | no windows
227365 | 22736 | 5 | 138 | Kitchen | TRUE
227366 | 22736 | 6 | 198 | Laundry Room | FALSE | ADDITION TOSIDE OF HOME NOT HEATED. now windows
227367 | 22736 | 7 | 233 | Living Room | TRUE | CAN NOT GET TO BACK OF FLAT SCREEN OR PLUG
227368 | 22736 | 8 | 140 | Master Bedroom | TRUE | CAN NOT GET TO PLUG FOR TV
227369 | 22736 | 9 | 1200 | Other | FALSE | no windows
2273610 | 22736 | 10 | 1000 | Garage | FALSE | no windows
2273611 | 22736 | 11 | 600 | Other | FALSE | MASONRY AND WOOD STORAGE BUILDING. now windows
227721 | 22772 | 1 | 290 | Living Room | TRUE
227722 | 22772 | 2 | 243 | Kitchen | TRUE
227723 | 22772 | 3 | 118 | Bedroom | TRUE
227724 | 22772 | 4 | 20 | Bathroom | TRUE
227725 | 22772 | 5 | 54 | Hall | TRUE
227726 | 22772 | 6 | 106 | Bathroom | TRUE | no windows
227727 | 22772 | 7 | 140 | Bedroom | TRUE
227731 | 22773 | 1 | 54 | Bathroom | TRUE
227732 | 22773 | 2 | 135 | Bedroom | TRUE
227733 | 22773 | 3 | 128 | Bedroom | TRUE
227734 | 22773 | 4 | 48 | Hall | TRUE | no windows
227735 | 22773 | 5 | 117 | Kitchen | TRUE
227736 | 22773 | 6 | 175 | Living Room | TRUE
227751 | 22775 | 1 | 56 | Bathroom | TRUE
227752 | 22775 | 2 | 146 | Bedroom | TRUE
227753 | 22775 | 3 | 129 | Bedroom | TRUE
227754 | 22775 | 4 | 27 | Bathroom | TRUE | no windows
227755 | 22775 | 5 | 143 | Kitchen | TRUE
227756 | 22775 | 6 | 35 | Laundry Room | TRUE
227757 | 22775 | 7 | 263 | Living Room | TRUE
228111 | 22811 | 1 | 64 | Bathroom | TRUE
228112 | 22811 | 2 | 72 | Bathroom | TRUE
228113 | 22811 | 3 | 95 | Bedroom | TRUE
228114 | 22811 | 4 | 173 | Bedroom | TRUE
228115 | 22811 | 5 | 275 | Kitchen | TRUE
228116 | 22811 | 6 | 50 | Laundry Room | TRUE | no windows
228117 | 22811 | 7 | 275 | Living Room | TRUE
228118 | 22811 | 8 | 142 | Master Bedroom | TRUE
228119 | 22811 | 9 | 750 | Other | FALSE | no windows
228211 | 22821 | 1 | 57 | Bathroom | TRUE
228212 | 22821 | 2 | 35 | Bathroom | TRUE
228213 | 22821 | 3 | 147 | Bedroom | TRUE
228214 | 22821 | 4 | 40 | Hall | TRUE
228215 | 22821 | 5 | 26 | Hall | TRUE
228216 | 22821 | 6 | 168 | Kitchen | TRUE
228217 | 22821 | 7 | 225 | Living Room | TRUE
228218 | 22821 | 8 | 137 | Bedroom | TRUE
228219 | 22821 | 9 | 16 | Other | FALSE
228241 | 22824 | 1 | 54 | Bathroom | TRUE | no windows
228242 | 22824 | 2 | 110 | Bedroom | TRUE
228243 | 22824 | 3 | 135 | Bedroom | TRUE
228244 | 22824 | 4 | 24 | Closet | TRUE | no windows
228245 | 22824 | 5 | 80 | Dining Room | TRUE
228246 | 22824 | 6 | 172 | Living Room | TRUE
228247 | 22824 | 7 | 56 | Hall | TRUE | no windows
228248 | 22824 | 8 | 95 | Kitchen | TRUE
228249 | 22824 | 9 | 240 | Living Room | TRUE
2282410 | 22824 | 10 | 56 | Bathroom | TRUE
2282411 | 22824 | 11 | 142 | Master Bedroom | TRUE
228271 | 22827 | 1 | 144 | Bedroom | TRUE
228272 | 22827 | 2 | 64 | Bathroom | TRUE
228273 | 22827 | 3 | 25 | Hall | TRUE | No Window
228274 | 22827 | 4 | 90 | Office | TRUE
228275 | 22827 | 5 | 180 | Living Room | TRUE
228276 | 22827 | 6 | 12 | Hall | TRUE | No window
228277 | 22827 | 7 | 81 | Dining Room | TRUE
228278 | 22827 | 8 | 48 | Laundry Room | TRUE
228279 | 22827 | 9 | 60 | Kitchen | TRUE
228591 | 22859 | 1 | 149 | Bedroom | TRUE
228592 | 22859 | 2 | 138 | Bedroom | TRUE
228593 | 22859 | 3 | 126 | Dining Room | TRUE
228594 | 22859 | 4 | 192 | Family Room | TRUE
228595 | 22859 | 5 | 156 | Kitchen | TRUE
228596 | 22859 | 6 | 42 | Laundry Room | TRUE | no windows
228597 | 22859 | 7 | 168 | Living Room | TRUE
228598 | 22859 | 8 | 40 | Bathroom | TRUE
228599 | 22859 | 9 | 72 | Bathroom | TRUE
2285910 | 22859 | 10 | 188 | Master Bedroom | TRUE
228621 | 22862 | 1 | 99 | Bedroom | TRUE
228622 | 22862 | 2 | 280 | Master Bedroom | TRUE
228623 | 22862 | 3 | 70 | Dining Room | TRUE
228624 | 22862 | 4 | 67 | Hall | TRUE | no windows
228625 | 22862 | 5 | 63 | Kitchen | TRUE
228626 | 22862 | 6 | 48 | Laundry Room | TRUE | no windows
228627 | 22862 | 7 | 210 | Living Room | TRUE
228628 | 22862 | 8 | 56 | Bathroom | TRUE
228629 | 22862 | 9 | 70 | Bathroom | TRUE
228651 | 22865 | 1 | 148 | Kitchen | TRUE
228652 | 22865 | 2 | 149 | Office | TRUE
228653 | 22865 | 3 | 169 | Dining Room | TRUE
228654 | 22865 | 4 | 301 | Living Room | TRUE
228655 | 22865 | 5 | 100 | Master Bedroom | TRUE
228656 | 22865 | 6 | 165 | Master Bedroom | TRUE
228657 | 22865 | 7 | 24 | Closet | TRUE | no windows
228658 | 22865 | 8 | 24 | Closet | TRUE | no windows
228659 | 22865 | 9 | 600 | Garage | FALSE
2286510 | 22865 | 10 | 28 | Closet | TRUE | no windows
2286511 | 22865 | 11 | 108 | Bedroom | TRUE
2286512 | 22865 | 12 | 28 | Closet | TRUE | no windows
2286513 | 22865 | 13 | 50 | Hall | TRUE | no windows
2286514 | 22865 | 14 | 64 | Bedroom | TRUE | no window, but skylight
2286515 | 22865 | 15 | 99 | Laundry Room | TRUE | no window, but sklight
2286516 | 22865 | 16 | 80 | Bathroom | TRUE | no window, but skylight
2286517 | 22865 | 17 | 65 | Hall | TRUE
228821 | 22882 | 1 | 26 | Bathroom | TRUE | no windows
228822 | 22882 | 2 | 102 | Bedroom | TRUE
228823 | 22882 | 3 | 103 | Dining Room | TRUE
228824 | 22882 | 4 | 35 | Hall | TRUE | no windows
228825 | 22882 | 5 | 125 | Kitchen | TRUE
228826 | 22882 | 6 | 571 | Living Room | TRUE
228827 | 22882 | 7 | 189 | Bathroom | TRUE
228828 | 22882 | 8 | 162 | Bedroom | TRUE
228829 | 22882 | 9 | 132 | Office | TRUE
2288210 | 22882 | 10 | 42 | Laundry Room | TRUE | no windows
229101 | 22910 | 1 | 50 | Bathroom | TRUE
229102 | 22910 | 2 | 160 | Bedroom | TRUE
229103 | 22910 | 3 | 60 | Bathroom | TRUE | no window, but skylight
229104 | 22910 | 4 | 64 | Hall | TRUE
229105 | 22910 | 5 | 950 | Garage | FALSE | no windows
229106 | 22910 | 6 | 36 | Hall | TRUE | no windows
229107 | 22910 | 7 | 350 | Living Room | TRUE
229108 | 22910 | 8 | 220 | Master Bedroom | TRUE | no windows
229109 | 22910 | 9 | 65 | Bathroom | TRUE | no window but skylight
2291010 | 22910 | 10 | 245 | Family Room | TRUE | owner did not want me to get to the power cord
2291011 | 22910 | 11 | 155 | Kitchen | TRUE
2291012 | 22910 | 12 | 75 | Laundry Room | TRUE | no windows
2291013 | 22910 | 13 | 220 | Other | TRUE
229131 | 22913 | 1 | 81 | Bedroom | TRUE
229132 | 22913 | 2 | 42 | Bathroom | TRUE
229133 | 22913 | 3 | 132 | Bedroom | TRUE
229134 | 22913 | 4 | 64 | Hall | TRUE
229135 | 22913 | 5 | 144 | Kitchen | TRUE
229136 | 22913 | 6 | 204 | Living Room | TRUE
229161 | 22916 | 1 | 41 | Bathroom | TRUE | no windows
229162 | 22916 | 2 | 150 | Bedroom | TRUE
229163 | 22916 | 3 | 115 | Family Room | TRUE
229164 | 22916 | 4 | 116 | Dining Room | TRUE
229165 | 22916 | 5 | 21 | Hall | TRUE | no windows
229166 | 22916 | 6 | 77 | Hall | TRUE | no windows
229167 | 22916 | 7 | 143 | Kitchen | TRUE
229168 | 22916 | 8 | 63 | Laundry Room | TRUE | no windows
229169 | 22916 | 9 | 202 | Living Room | TRUE
2291610 | 22916 | 10 | 165 | Bathroom | TRUE
2291611 | 22916 | 11 | 275 | Bedroom | TRUE
229271 | 22927 | 1 | 160 | Bedroom | TRUE
229272 | 22927 | 2 | 140 | Bedroom | TRUE
229273 | 22927 | 3 | 205 | Family Room | TRUE
229274 | 22927 | 4 | 800 | Garage | FALSE | no windows
229275 | 22927 | 5 | 130 | Laundry Room | TRUE
229276 | 22927 | 6 | 150 | Kitchen | TRUE
229277 | 22927 | 7 | 55 | Office | TRUE
229281 | 22928 | 1 | 326 | Living Room | TRUE
229282 | 22928 | 2 | 237 | Kitchen | TRUE
229283 | 22928 | 3 | 177 | Dining Room | TRUE
229284 | 22928 | 4 | 101 | Bedroom | TRUE
229285 | 22928 | 5 | 26 | Hall | TRUE | no window
229286 | 22928 | 6 | 43 | Bathroom | TRUE
229287 | 22928 | 7 | 117 | Bedroom | TRUE
229288 | 22928 | 8 | 161 | Bedroom | TRUE
229289 | 22928 | 9 | 89 | Bathroom | TRUE
229331 | 22933 | 1 | 65 | Other | TRUE
229332 | 22933 | 2 | 71 | Bathroom | TRUE
229333 | 22933 | 3 | 40 | Bathroom | TRUE
229334 | 22933 | 4 | 178 | Bedroom | TRUE
229335 | 22933 | 5 | 135 | Bedroom | TRUE
229336 | 22933 | 6 | 120 | Bedroom | TRUE
229337 | 22933 | 7 | 111 | Dining Room | TRUE
229338 | 22933 | 8 | 369 | Family Room | TRUE
229339 | 22933 | 9 | 22 | Hall | TRUE
2293310 | 22933 | 10 | 42 | Hall | TRUE
2293311 | 22933 | 11 | 105 | Kitchen | TRUE
2293312 | 22933 | 12 | 62 | Laundry Room | TRUE
229421 | 22942 | 1 | 60 | Bathroom | TRUE
229422 | 22942 | 2 | 94 | Bedroom | TRUE
229423 | 22942 | 3 | 99 | Bedroom | TRUE
229424 | 22942 | 4 | 106 | Hall | TRUE
229425 | 22942 | 5 | 160 | Kitchen | TRUE
229426 | 22942 | 6 | 292 | Living Room | TRUE
229427 | 22942 | 7 | 163 | Master Bedroom | TRUE
229831 | 22983 | 1 | 162 | Bedroom | TRUE
229832 | 22983 | 2 | 77 | Bathroom | TRUE
229833 | 22983 | 3 | 57 | Hall | TRUE
229834 | 22983 | 4 | 119 | Master Bedroom | TRUE
229835 | 22983 | 5 | 275 | Living Room | TRUE
229836 | 22983 | 6 | 93 | Kitchen | TRUE
229837 | 22983 | 7 | 38 | Laundry Room | TRUE | no windows
230041 | 23004 | 1 | 122 | Bedroom | TRUE
230042 | 23004 | 2 | 135 | Bedroom | TRUE
230043 | 23004 | 3 | 110 | Dining Room | TRUE
230044 | 23004 | 4 | 215 | Family Room | TRUE
230045 | 23004 | 5 | 547 | Garage | FALSE | no windows
230046 | 23004 | 6 | 135 | Kitchen | TRUE
230047 | 23004 | 7 | 310 | Living Room | TRUE
230048 | 23004 | 8 | 33 | Bathroom | TRUE
230049 | 23004 | 9 | 265 | Master Bedroom | TRUE
2300410 | 23004 | 10 | 40 | Closet | TRUE | no windows
2300411 | 23004 | 11 | 53 | Bathroom | TRUE | no windows
2300412 | 23004 | 12 | 15 | Closet | TRUE | no windows
2300413 | 23004 | 13 | 60 | Laundry Room | TRUE | no windows
2300414 | 23004 | 14 | 48 | Bathroom | TRUE
230251 | 23025 | 1 | 70 | Bathroom | TRUE
230252 | 23025 | 2 | 110 | Bedroom | TRUE | NO ACESS TO LUG IN ON TV IN ROOM
230253 | 23025 | 3 | 48 | Hall | TRUE | no windows
230254 | 23025 | 4 | 250 | Kitchen | TRUE
230255 | 23025 | 5 | 283 | Living Room | TRUE
230256 | 23025 | 6 | 40 | Bathroom | TRUE | no windows
230257 | 23025 | 7 | 180 | Bedroom | TRUE
230258 | 23025 | 8 | 140 | Bedroom | TRUE
230351 | 23035 | 1 | 48 | Bathroom | TRUE
230352 | 23035 | 2 | 140 | Dining Room | TRUE
230353 | 23035 | 3 | 206 | Family Room | TRUE
230354 | 23035 | 4 | 34 | Hall | TRUE
230355 | 23035 | 5 | 202 | Kitchen | TRUE
230356 | 23035 | 6 | 125 | Laundry Room | TRUE
230357 | 23035 | 7 | 196 | Master Bedroom | TRUE
230358 | 23035 | 8 | 109 | Bathroom | TRUE
230359 | 23035 | 9 | 150 | Office | TRUE
2303510 | 23035 | 10 | 156 | Bedroom | TRUE
2303511 | 23035 | 11 | 242 | Living Room | TRUE
230611 | 23061 | 1 | 40 | Bathroom | TRUE | no windows
230612 | 23061 | 2 | 130 | Bedroom | TRUE
230613 | 23061 | 3 | 40 | Closet | TRUE | no windows
230614 | 23061 | 4 | 245 | Family Room | TRUE
230615 | 23061 | 5 | 108 | Bedroom | TRUE
230616 | 23061 | 6 | 253 | Kitchen | TRUE
230617 | 23061 | 7 | 50 | Laundry Room | TRUE
230618 | 23061 | 8 | 180 | Master Bedroom | TRUE
230619 | 23061 | 9 | 84 | Bathroom | TRUE
2306110 | 23061 | 10 | 210 | Living Room | TRUE
230631 | 23063 | 1 | 95 | Bedroom | TRUE | Could not get to the model # on the TV
230632 | 23063 | 2 | 36 | Hall | TRUE | no windows
230633 | 23063 | 3 | 57 | Bathroom | TRUE
230634 | 23063 | 4 | 68 | Bedroom | TRUE
230635 | 23063 | 5 | 112 | Kitchen | TRUE
230636 | 23063 | 6 | 213 | Living Room | TRUE
230691 | 23069 | 1 | 42 | Bathroom | TRUE
230692 | 23069 | 2 | 50 | Bedroom | TRUE
230693 | 23069 | 3 | 94 | Bedroom | TRUE
230694 | 23069 | 4 | 51 | Hall | TRUE
230695 | 23069 | 5 | 116 | Kitchen | TRUE
230696 | 23069 | 6 | 105 | Living Room | TRUE
230721 | 23072 | 1 | 38 | Bathroom | TRUE | no windows
230722 | 23072 | 2 | 123 | Bedroom | TRUE
230723 | 23072 | 3 | 120 | Bedroom | TRUE | TV STERIO LIGHT NONE ARE PLUGGED IN
230724 | 23072 | 4 | 144 | Kitchen | TRUE | FISH TANK PLUGGED IN PUMP AND LIGHT SMALL 18 X 12
230725 | 23072 | 5 | 44 | Laundry Room | TRUE | no windows
230726 | 23072 | 6 | 196 | Living Room | TRUE
230727 | 23072 | 7 | 85 | Bathroom | TRUE | no windows
230728 | 23072 | 8 | 180 | Master Bedroom | TRUE
231671 | 23167 | 1 | 600 | Other | TRUE
231672 | 23167 | 2 | 115 | Bathroom | TRUE
231673 | 23167 | 3 | 120 | Bedroom | TRUE
231674 | 23167 | 4 | 135 | Bedroom | TRUE
231675 | 23167 | 5 | 201 | Bedroom | TRUE
231676 | 23167 | 6 | 390 | Dining Room | TRUE
231677 | 23167 | 7 | 640 | Garage | FALSE | no windows
231678 | 23167 | 8 | 223 | Kitchen | TRUE
231691 | 23169 | 1 | 48 | Bathroom | TRUE
231692 | 23169 | 2 | 168 | Bedroom | TRUE
231693 | 23169 | 3 | 144 | Bedroom | TRUE | tv and comp are not used
231694 | 23169 | 4 | 145 | Dining Room | TRUE
231695 | 23169 | 5 | 145 | Kitchen | TRUE
231696 | 23169 | 6 | 80 | Laundry Room | TRUE
231697 | 23169 | 7 | 225 | Living Room | TRUE
231698 | 23169 | 8 | 144 | Master Bedroom | TRUE
231699 | 23169 | 9 | 120 | Bathroom | TRUE
2316910 | 23169 | 10 | 480 | Garage | FALSE | ac not hooked up. wood stove is used.freezer is not used., no windows
2316911 | 23169 | 11 | 80 | Dining Room | TRUE
231821 | 23182 | 1 | 120 | Kitchen | TRUE
231822 | 23182 | 2 | 192 | Living Room | TRUE
231823 | 23182 | 3 | 83 | Bedroom | TRUE
231824 | 23182 | 4 | 43 | Bathroom | TRUE
231825 | 23182 | 5 | 118 | Bedroom | TRUE
231826 | 23182 | 6 | 154 | Bedroom | TRUE
231981 | 23198 | 1 | 75 | Bedroom | TRUE
231982 | 23198 | 2 | 80 | Dining Room | TRUE
231983 | 23198 | 3 | 40 | Hall | TRUE
231984 | 23198 | 4 | 88 | Kitchen | TRUE
231985 | 23198 | 5 | 169 | Living Room | TRUE
231986 | 23198 | 6 | 123 | Bedroom | TRUE
231987 | 23198 | 7 | 60 | Bathroom | TRUE
232011 | 23201 | 1 | 34 | Bathroom | TRUE
232012 | 23201 | 2 | 86 | Bathroom | TRUE
232013 | 23201 | 3 | 92 | Bedroom | TRUE
232014 | 23201 | 4 | 70 | Hall | TRUE
232015 | 23201 | 5 | 183 | Kitchen | TRUE
232016 | 23201 | 6 | 212 | Living Room | TRUE
232017 | 23201 | 7 | 150 | Master Bedroom | TRUE
232101 | 23210 | 1 | 70 | Bathroom | TRUE
232102 | 23210 | 2 | 50 | Bathroom | TRUE
232103 | 23210 | 3 | 52 | Other | FALSE | no window
232104 | 23210 | 4 | 170 | Family Room | TRUE
232105 | 23210 | 5 | 40 | Hall | TRUE | no window
232106 | 23210 | 6 | 205 | Kitchen | TRUE
232107 | 23210 | 7 | 80 | Laundry Room | TRUE | no window
232108 | 23210 | 8 | 225 | Master Bedroom | TRUE
232109 | 23210 | 9 | 252 | Living Room | TRUE
232151 | 23215 | 1 | 143 | Bedroom | TRUE
232152 | 23215 | 2 | 200 | Dining Room | TRUE
232153 | 23215 | 3 | 21 | Closet | TRUE | no windows
232154 | 23215 | 4 | 180 | Kitchen | TRUE
232155 | 23215 | 5 | 67 | Laundry Room | TRUE
232156 | 23215 | 6 | 450 | Living Room | TRUE
232157 | 23215 | 7 | 40 | Bathroom | TRUE
232158 | 23215 | 8 | 103 | Bathroom | TRUE
232159 | 23215 | 9 | 238 | Master Bedroom | TRUE
2321510 | 23215 | 10 | 40 | Closet | TRUE | no windows
2321511 | 23215 | 11 | 120 | Office | TRUE
2321512 | 23215 | 12 | 200 | Garage | FALSE | no windows
232551 | 23255 | 1 | 207 | Master Bedroom | TRUE
232552 | 23255 | 2 | 79 | Bathroom | TRUE
232553 | 23255 | 3 | 237 | Living Room | TRUE
232554 | 23255 | 4 | 37 | Bathroom | TRUE
232555 | 23255 | 5 | 75 | Laundry Room | TRUE | no windows
232556 | 23255 | 6 | 110 | Bedroom | TRUE
232557 | 23255 | 7 | 125 | Bedroom | TRUE
232558 | 23255 | 8 | 204 | Kitchen | TRUE
233251 | 23325 | 1 | 70 | Bathroom | TRUE | no windows
233252 | 23325 | 2 | 45 | Bathroom | TRUE
233253 | 23325 | 3 | 175 | Bedroom | TRUE
233254 | 23325 | 4 | 110 | Bedroom | TRUE
233255 | 23325 | 5 | 100 | Dining Room | TRUE
233256 | 23325 | 6 | 25 | Hall | TRUE | no windows
233257 | 23325 | 7 | 70 | Bedroom | TRUE
233258 | 23325 | 8 | 144 | Kitchen | TRUE
233259 | 23325 | 9 | 10 | Other | FALSE | no windows
2332510 | 23325 | 10 | 350 | Living Room | TRUE
2332511 | 23325 | 11 | 20 | Closet | TRUE | no windows
2332512 | 23325 | 12 | 800 | Other | FALSE | no windows
233321 | 23332 | 1 | 78 | Bathroom | TRUE
233322 | 23332 | 2 | 140 | Bedroom | TRUE
233323 | 23332 | 3 | 162 | Family Room | TRUE
233324 | 23332 | 4 | 30 | Hall | TRUE
233325 | 23332 | 5 | 133 | Kitchen | TRUE
233401 | 23340 | 1 | 45 | Bathroom | TRUE
233402 | 23340 | 2 | 144 | Dining Room | TRUE
233403 | 23340 | 3 | 48 | Hall | TRUE | no windows
233404 | 23340 | 4 | 156 | Kitchen | TRUE
233405 | 23340 | 5 | 81 | Laundry Room | TRUE
233406 | 23340 | 6 | 230 | Living Room | TRUE
233407 | 23340 | 7 | 200 | Master Bedroom | TRUE
233408 | 23340 | 8 | 100 | Bathroom | TRUE
233409 | 23340 | 9 | 120 | Office | TRUE
2334010 | 23340 | 10 | 145 | Bedroom | TRUE
233411 | 23341 | 1 | 186 | Bedroom | TRUE | can not get to tv plug or back of tv also another tv but not plugged in
233412 | 23341 | 2 | 648 | Garage | FALSE | GARAGE CONVERTED TO GAME ROOM AND EXTRA BEDROOMS BUT IS NOT USED AND HEAT SHUT OFF no windows
233413 | 23341 | 3 | 76 | Laundry Room | TRUE | no windows
233414 | 23341 | 4 | 303 | Master Bedroom | TRUE
233415 | 23341 | 5 | 411 | Living Room | TRUE | CAN NOT GET TO BACK OF TVS IN LIVING ROOM
233416 | 23341 | 6 | 115 | Bathroom | TRUE | no windows
233417 | 23341 | 7 | 303 | Kitchen | TRUE
233418 | 23341 | 8 | 36 | Bathroom | TRUE | no windows
233419 | 23341 | 9 | 43 | Bathroom | TRUE
2334110 | 23341 | 10 | 124 | Bedroom | TRUE
233621 | 23362 | 1 | 34 | Bathroom | TRUE | no windows
233622 | 23362 | 2 | 134 | Bedroom | TRUE
233623 | 23362 | 3 | 43 | Closet | TRUE | no windows
233624 | 23362 | 4 | 122 | Dining Room | TRUE
233625 | 23362 | 5 | 50 | Hall | TRUE | no windows
233626 | 23362 | 6 | 165 | Kitchen | TRUE
233627 | 23362 | 7 | 65 | Laundry Room | TRUE | no windows
233628 | 23362 | 8 | 280 | Living Room | TRUE
233629 | 23362 | 9 | 168 | Bedroom | TRUE
2336210 | 23362 | 10 | 51 | Bathroom | TRUE
2336211 | 23362 | 11 | 145 | Bedroom | TRUE
233971 | 23397 | 1 | 100 | Bathroom | TRUE
233972 | 23397 | 2 | 40 | Bathroom | TRUE
233973 | 23397 | 3 | 140 | Bedroom | TRUE
233974 | 23397 | 4 | 30 | Hall | TRUE
233975 | 23397 | 5 | 145 | Kitchen | TRUE
233976 | 23397 | 6 | 35 | Laundry Room | TRUE
233977 | 23397 | 7 | 170 | Living Room | TRUE
233978 | 23397 | 8 | 190 | Master Bedroom | TRUE
234571 | 23457 | 1 | 40 | Bathroom | TRUE | no windows
234572 | 23457 | 2 | 386 | Bathroom | TRUE
234573 | 23457 | 3 | 160 | Bedroom | TRUE
234574 | 23457 | 4 | 165 | Bedroom | TRUE
234575 | 23457 | 5 | 512 | Family Room | TRUE
234576 | 23457 | 6 | 226 | Kitchen | TRUE
234577 | 23457 | 7 | 131 | Laundry Room | TRUE
234711 | 23471 | 1 | 36 | Bathroom | TRUE | no windows
234712 | 23471 | 2 | 105 | Bedroom | TRUE
234713 | 23471 | 3 | 52 | Dining Room | TRUE
234714 | 23471 | 4 | 52 | Hall | TRUE
234715 | 23471 | 5 | 142 | Hall | TRUE
234716 | 23471 | 6 | 218 | Living Room | TRUE
234717 | 23471 | 7 | 88 | Bathroom | TRUE
234718 | 23471 | 8 | 186 | Master Bedroom | TRUE
234719 | 23471 | 9 | 30 | Closet | TRUE | no windows
2347110 | 23471 | 10 | 30 | Other | TRUE | no windows
234721 | 23472 | 1 | 140 | Bedroom | TRUE
234722 | 23472 | 2 | 130 | Bedroom | TRUE
234723 | 23472 | 3 | 45 | Bathroom | TRUE
234724 | 23472 | 4 | 400 | Garage | FALSE
234725 | 23472 | 5 | 20 | Hall | TRUE
234726 | 23472 | 6 | 220 | Kitchen | TRUE
234727 | 23472 | 7 | 270 | Living Room | TRUE
234728 | 23472 | 8 | 165 | Master Bedroom | TRUE
234729 | 23472 | 9 | 90 | Bathroom | TRUE
2347210 | 23472 | 10 | 32 | Closet | TRUE
2347211 | 23472 | 11 |  | Other | FALSE | pumphouse,freze protectected by plug i n heater
234811 | 23481 | 1 | 150 | Bedroom | TRUE
234812 | 23481 | 2 | 45 | Bathroom | TRUE
234813 | 23481 | 3 | 36 | Closet | TRUE | no windows
234814 | 23481 | 4 | 120 | Dining Room | TRUE
234815 | 23481 | 5 | 1000 | Garage | FALSE | garage is insulated to r11,heat source is a duscinnected wood stove. there is an exercise/storage room in te garage with a 800w cadet heater. no windows
234816 | 23481 | 6 | 80 | Hall | TRUE | no windows
234817 | 23481 | 7 | 235 | Kitchen | TRUE
234818 | 23481 | 8 | 120 | Laundry Room | TRUE | no windows
234819 | 23481 | 9 | 375 | Living Room | TRUE
2348110 | 23481 | 10 | 275 | Master Bedroom | TRUE
2348111 | 23481 | 11 | 100 | Bathroom | TRUE
2348112 | 23481 | 12 | 60 | Closet | TRUE | no windows
2348113 | 23481 | 13 | 175 | Office | TRUE
234901 | 23490 | 1 | 28 | Bathroom | TRUE
234902 | 23490 | 2 | 140 | Master Bedroom | TRUE
234903 | 23490 | 3 | 100 | Master Bedroom | TRUE
234904 | 23490 | 4 | 100 | Bedroom | TRUE
234905 | 23490 | 5 | 90 | Hall | TRUE | no windows
234906 | 23490 | 6 | 115 | Kitchen | TRUE
234907 | 23490 | 7 | 160 | Living Room | TRUE
234908 | 23490 | 8 | 55 | Bathroom | TRUE
234909 | 23490 | 9 | 161 | Office | TRUE
234971 | 23497 | 1 | 50 | Bathroom | TRUE
234972 | 23497 | 2 | 55 | Bathroom | TRUE
234973 | 23497 | 3 | 140 | Bedroom | TRUE
234974 | 23497 | 4 | 45 | Hall | TRUE | no windows
234975 | 23497 | 5 | 150 | Kitchen | TRUE
234976 | 23497 | 6 | 205 | Living Room | TRUE
234977 | 23497 | 7 | 150 | Office | TRUE
235251 | 23525 | 1 | 64 | Bathroom | TRUE
235252 | 23525 | 2 | 125 | Bedroom | TRUE
235253 | 23525 | 3 | 44 | Hall | TRUE
235254 | 23525 | 4 | 118 | Kitchen | TRUE
235255 | 23525 | 5 | 78 | Laundry Room | TRUE
235256 | 23525 | 6 | 190 | Living Room | TRUE
235601 | 23560 | 1 | 35 | Bathroom | TRUE
235602 | 23560 | 2 | 120 | Bedroom | TRUE
235603 | 23560 | 3 | 143 | Dining Room | TRUE
235604 | 23560 | 4 | 25 | Hall | TRUE
235605 | 23560 | 5 | 215 | Kitchen | TRUE
235606 | 23560 | 6 | 112 | Living Room | TRUE
235607 | 23560 | 7 | 100 | Bathroom | TRUE
235608 | 23560 | 8 | 180 | Master Bedroom | TRUE
235609 | 23560 | 9 | 100 | Bedroom | TRUE
236131 | 23613 | 1 | 57 | Bathroom | TRUE
236132 | 23613 | 2 | 140 | Bedroom | TRUE
236133 | 23613 | 3 | 132 | Dining Room | TRUE
236134 | 23613 | 4 | 47 | Hall | TRUE | no windows
236135 | 23613 | 5 | 250 | Kitchen | TRUE
236136 | 23613 | 6 | 47 | Laundry Room | TRUE | no windows
236137 | 23613 | 7 | 57 | Bathroom | TRUE
236138 | 23613 | 8 | 232 | Bedroom | TRUE
236139 | 23613 | 9 | 250 | Living Room | TRUE
2361310 | 23613 | 10 | 140 | Bedroom | TRUE | CAN NOT ACESS BACK OF TV
236141 | 23614 | 1 | 289 | Living Room | TRUE
236142 | 23614 | 2 | 186 | Master Bedroom | TRUE
236143 | 23614 | 3 | 115 | Other | TRUE
236144 | 23614 | 4 | 87 | Bedroom | TRUE
236145 | 23614 | 5 | 38 | Bathroom | TRUE
236146 | 23614 | 6 | 91 | Office | TRUE
236147 | 23614 | 7 | 231 | Kitchen | TRUE
236411 | 23641 | 1 | 212 | Bedroom | TRUE
236412 | 23641 | 2 | 120 | Bedroom | TRUE
236413 | 23641 | 3 | 55 | Bathroom | TRUE
236414 | 23641 | 4 | 195 | Family Room | TRUE
236415 | 23641 | 5 | 30 | Other | FALSE | no windows
236416 | 23641 | 6 | 120 | Laundry Room | TRUE | no windows
236417 | 23641 | 7 | 180 | Kitchen | TRUE
236418 | 23641 | 8 | 210 | Master Bedroom | TRUE
236419 | 23641 | 9 | 90 | Bathroom | TRUE
2364110 | 23641 | 10 | 375 | Living Room | TRUE
2364111 | 23641 | 11 | 135 | Dining Room | TRUE
2364112 | 23641 | 12 | 225 | Bathroom | TRUE
236501 | 23650 | 1 | 46 | Bathroom | TRUE
236502 | 23650 | 2 | 51 | Bathroom | TRUE | no windows
236503 | 23650 | 3 | 168 | Bedroom | TRUE
236504 | 23650 | 4 | 133 | Bedroom | TRUE
236505 | 23650 | 5 | 18 | Closet | TRUE | no windows
236506 | 23650 | 6 | 22 | Hall | TRUE | no windows
236507 | 23650 | 7 | 50 | Hall | TRUE | no windows
236508 | 23650 | 8 | 165 | Kitchen | TRUE
236509 | 23650 | 9 | 50 | Laundry Room | TRUE | no windows
2365010 | 23650 | 10 | 228 | Living Room | TRUE
2365011 | 23650 | 11 | 102 | Office | TRUE
236581 | 23658 | 1 | 50 | Bathroom | TRUE | no windows
236582 | 23658 | 2 | 314 | Bedroom | TRUE | tv mounted on the wall, unable to obtain model number.
236583 | 23658 | 3 | 151 | Bedroom | TRUE
236584 | 23658 | 4 | 425 | Family Room | TRUE
236585 | 23658 | 5 | 146 | Other | TRUE
236586 | 23658 | 6 | 64 | Laundry Room | TRUE
236587 | 23658 | 7 | 125 | Bedroom | TRUE
236731 | 23673 | 1 | 201 | Bedroom | TRUE
236732 | 23673 | 2 | 201 | Living Room | TRUE
236733 | 23673 | 3 | 135 | Kitchen | TRUE
236734 | 23673 | 4 | 68 | Hall | TRUE | no window
236735 | 23673 | 5 | 72 | Bathroom | TRUE
236736 | 23673 | 6 | 131 | Bedroom | TRUE
237261 | 23726 | 1 | 45 | Bathroom | TRUE | no windows
237262 | 23726 | 2 | 51 | Bathroom | TRUE
237263 | 23726 | 3 | 144 | Bedroom | TRUE
237264 | 23726 | 4 | 25 | Closet | TRUE | no windows
237265 | 23726 | 5 | 117 | Dining Room | TRUE
237266 | 23726 | 6 | 33 | Hall | TRUE | no windows
237267 | 23726 | 7 | 150 | Kitchen | TRUE
237268 | 23726 | 8 | 216 | Living Room | TRUE
237269 | 23726 | 9 | 96 | Office | TRUE
2372610 | 23726 | 10 | 104 | Other | TRUE
2372611 | 23726 | 11 | 110 | Bedroom | TRUE
2372612 | 23726 | 12 | 90 | Other | TRUE
2372613 | 23726 | 13 | 51 | Laundry Room | TRUE | no windows
237571 | 23757 | 1 | 160 | Bedroom | TRUE
237572 | 23757 | 2 | 115 | Bedroom | TRUE
237573 | 23757 | 3 | 95 | Bathroom | TRUE
237574 | 23757 | 4 | 15 | Closet | TRUE | no window
237575 | 23757 | 5 | 95 | Dining Room | TRUE
237576 | 23757 | 6 | 192 | Family Room | TRUE
237577 | 23757 | 7 | 40 | Hall | TRUE | no window
237578 | 23757 | 8 | 180 | Kitchen | TRUE
237579 | 23757 | 9 | 40 | Laundry Room | TRUE | no window
2375710 | 23757 | 10 | 210 | Living Room | TRUE
2375711 | 23757 | 11 | 40 | Bathroom | TRUE
2375712 | 23757 | 12 | 150 | Bedroom | TRUE
237671 | 23767 | 1 | 88 | Bathroom | TRUE
237672 | 23767 | 2 | 42 | Bathroom | TRUE
237673 | 23767 | 3 | 85 | Bedroom | TRUE
237674 | 23767 | 4 | 190 | Living Room | TRUE
237675 | 23767 | 5 | 451 | Kitchen | TRUE | kitchen / living room
237676 | 23767 | 6 | 50 | Laundry Room | TRUE | No Windows
237677 | 23767 | 7 | 163 | Master Bedroom | TRUE
237731 | 23773 | 1 | 37 | Bathroom | TRUE | no window
237732 | 23773 | 2 | 85 | Bedroom | TRUE
237733 | 23773 | 3 | 113 | Bedroom | TRUE
237734 | 23773 | 4 | 125 | Dining Room | TRUE
237735 | 23773 | 5 | 65 | Hall | TRUE
237736 | 23773 | 6 | 122 | Kitchen | TRUE
237737 | 23773 | 7 | 207 | Living Room | TRUE
237738 | 23773 | 8 | 112 | Bathroom | TRUE
237739 | 23773 | 9 | 170 | Master Bedroom | TRUE
2377310 | 23773 | 10 | 32 | Other | TRUE | no window
237791 | 23779 | 1 | 277 | Master Bedroom | TRUE
237792 | 23779 | 2 | 126 | Laundry Room | TRUE | no window or skylight
237793 | 23779 | 3 | 120 | Office | TRUE
237794 | 23779 | 4 | 98 | Bathroom | TRUE
237795 | 23779 | 5 | 85 | Hall | TRUE | no window
237796 | 23779 | 6 | 158 | Living Room | TRUE
237797 | 23779 | 7 | 176 | Dining Room | TRUE
237798 | 23779 | 8 | 158 | Kitchen | TRUE
237799 | 23779 | 9 | 60 | Bathroom | TRUE | no window or skylight
2377910 | 23779 | 10 | 180 | Bedroom | TRUE
2377911 | 23779 | 11 | 567 | Garage | FALSE | no window or skylight
237861 | 23786 | 1 | 185 | Kitchen | TRUE
237862 | 23786 | 2 | 243 | Living Room | TRUE
237863 | 23786 | 3 | 85 | Hall | TRUE | No Windows
237864 | 23786 | 4 | 115 | Bedroom | TRUE
237865 | 23786 | 5 | 55 | Bathroom | TRUE
237866 | 23786 | 6 | 168 | Master Bedroom | TRUE
238031 | 23803 | 1 | 36 | Bathroom | TRUE | No Windows
238032 | 23803 | 2 | 150 | Bedroom | TRUE | NO LIGHTING IN ROOM USING FOR STORAGE
238033 | 23803 | 3 | 150 | Bedroom | TRUE
238034 | 23803 | 4 | 250 | Kitchen | TRUE
238035 | 23803 | 5 | 80 | Laundry Room | TRUE | No Windows
238036 | 23803 | 6 | 250 | Living Room | TRUE | CAN NOT GET TO BACK OF TV OR PLUG INSIDE CABINET
238037 | 23803 | 7 | 56 | Bathroom | TRUE
238038 | 23803 | 8 | 170 | Bedroom | TRUE
238051 | 23805 | 1 | 55 | Bathroom | TRUE | no window or skylight
238052 | 23805 | 2 | 112 | Bedroom | TRUE
238053 | 23805 | 3 | 115 | Dining Room | TRUE
238054 | 23805 | 4 | 42 | Hall | TRUE | no window or skylight
238055 | 23805 | 5 | 72 | Kitchen | TRUE
238056 | 23805 | 6 | 221 | Living Room | TRUE
238057 | 23805 | 7 | 34 | Bathroom | TRUE | no window or skylight
238058 | 23805 | 8 | 231 | Master Bedroom | TRUE
238059 | 23805 | 9 | 97 | Office | TRUE
2380510 | 23805 | 10 | 34 | Laundry Room | TRUE
238631 | 23863 | 1 | 50 | Bathroom | TRUE
238632 | 23863 | 2 | 120 | Bedroom | TRUE
238633 | 23863 | 3 | 90 | Dining Room | TRUE | no window
238634 | 23863 | 4 | 224 | Family Room | TRUE
238635 | 23863 | 5 | 169 | Bedroom | TRUE
238636 | 23863 | 6 | 51 | Hall | TRUE | no window
238637 | 23863 | 7 | 208 | Kitchen | TRUE
238638 | 23863 | 8 | 110 | Laundry Room | TRUE
238639 | 23863 | 9 | 374 | Living Room | TRUE
2386310 | 23863 | 10 | 121 | Bathroom | TRUE
2386311 | 23863 | 11 | 225 | Master Bedroom | TRUE
239001 | 23900 | 1 | 50 | Bathroom | TRUE
239002 | 23900 | 2 | 170 | Bedroom | TRUE
239003 | 23900 | 3 | 65 | Bathroom | TRUE
239004 | 23900 | 4 | 340 | Family Room | TRUE
239005 | 23900 | 5 | 185 | Kitchen | TRUE
239006 | 23900 | 6 | 80 | Laundry Room | TRUE
239007 | 23900 | 7 | 240 | Living Room | TRUE
239008 | 23900 | 8 | 190 | Master Bedroom | TRUE
239541 | 23954 | 1 | 40 | Bathroom | TRUE
239542 | 23954 | 2 | 142 | Bedroom | TRUE
239543 | 23954 | 3 | 160 | Kitchen | TRUE
239544 | 23954 | 4 | 66 | Laundry Room | TRUE | no windows
239545 | 23954 | 5 | 237 | Living Room | TRUE | CAN NOT GET TO PLUG ON TV FOR WATTAGE
239546 | 23954 | 6 | 60 | Bathroom | TRUE
239547 | 23954 | 7 | 200 | Master Bedroom | TRUE
239548 | 23954 | 8 | 146 | Bedroom | TRUE
239549 | 23954 | 9 | 240 | Other | FALSE | SHOP BUILDING NO POWER TO SHOP no windows
239581 | 23958 | 1 | 85 | Bathroom | TRUE
239582 | 23958 | 2 | 75 | Bedroom | TRUE
239583 | 23958 | 3 | 160 | Bedroom | TRUE
239584 | 23958 | 4 | 24 | Closet | TRUE | no window
239585 | 23958 | 5 | 45 | Hall | TRUE | no window
239586 | 23958 | 6 | 370 | Kitchen | TRUE
239587 | 23958 | 7 | 100 | Master Bedroom | TRUE
239681 | 23968 | 1 | 45 | Bathroom | TRUE | no windows
239682 | 23968 | 2 | 70 | Bathroom | TRUE
239683 | 23968 | 3 | 150 | Bedroom | TRUE
239684 | 23968 | 4 | 100 | Bedroom | TRUE
239685 | 23968 | 5 | 40 | Hall | TRUE | no windows
239686 | 23968 | 6 | 50 | Hall | TRUE
239687 | 23968 | 7 | 440 | Living Room | TRUE
239688 | 23968 | 8 | 200 | Master Bedroom | TRUE
239771 | 23977 | 1 | 98 | Bathroom | TRUE | 12" solatube in place of skylight
239772 | 23977 | 2 | 50 | Bathroom | TRUE | 12" solatube where skylight had once been
239773 | 23977 | 3 | 132 | Bedroom | TRUE
239774 | 23977 | 4 | 185 | Bedroom | TRUE
239775 | 23977 | 5 | 60 | Closet | TRUE | no windows
239776 | 23977 | 6 | 124 | Dining Room | TRUE
239777 | 23977 | 7 | 287 | Family Room | TRUE
239778 | 23977 | 8 | 1215 | Garage | FALSE | large garage is 45x27 and is split into a storage /shop, with the other side for autos no windows
239779 | 23977 | 9 | 27 | Hall | TRUE | no windows
2397710 | 23977 | 10 | 198 | Kitchen | TRUE | 14" solatube installed where skylight used to be
2397711 | 23977 | 11 | 74 | Laundry Room | TRUE | no windows
2397712 | 23977 | 12 | 198 | Living Room | TRUE
2397713 | 23977 | 13 | 193 | Master Bedroom | TRUE
239931 | 23993 | 1 | 195 | Bedroom | TRUE
239932 | 23993 | 2 | 48 | Bathroom | TRUE
239933 | 23993 | 3 | 92 | Bathroom | TRUE
239934 | 23993 | 4 | 26 | Closet | TRUE | no window
239935 | 23993 | 5 | 116 | Dining Room | TRUE
239936 | 23993 | 6 | 640 | Garage | FALSE | no window
239937 | 23993 | 7 | 16 | Hall | TRUE | no window
239938 | 23993 | 8 | 123 | Kitchen | TRUE
239939 | 23993 | 9 | 35 | Laundry Room | TRUE
2399310 | 23993 | 10 | 288 | Living Room | TRUE
2399311 | 23993 | 11 | 160 | Master Bedroom | TRUE
2399312 | 23993 | 12 | 119 | Office | TRUE
2399313 | 23993 | 13 | 17 | Closet | TRUE | no window
240631 | 24063 | 1 | 20 | Bathroom | TRUE | no windows
240632 | 24063 | 2 | 62 | Bathroom | TRUE
240633 | 24063 | 3 | 140 | Bedroom | TRUE
240634 | 24063 | 4 | 157 | Bedroom | TRUE
240635 | 24063 | 5 | 60 | Closet | TRUE | no windows
240636 | 24063 | 6 | 120 | Other | TRUE | grow room w/ 1000 watt hps. no windows
240637 | 24063 | 7 | 250 | Family Room | TRUE
240638 | 24063 | 8 | 484 | Garage | FALSE | another grow room in garage. 1000 watt metal halide no windows
240639 | 24063 | 9 | 111 | Hall | TRUE | no windows
2406310 | 24063 | 10 | 272 | Kitchen | TRUE
2406311 | 24063 | 11 | 70 | Laundry Room | TRUE | no windows
2406312 | 24063 | 12 | 420 | Living Room | TRUE
2406313 | 24063 | 13 | 135 | Bathroom | TRUE
2406314 | 24063 | 14 | 250 | Master Bedroom | TRUE
2406315 | 24063 | 15 | 41 | Other | TRUE | no windows
240741 | 24074 | 1 | 301.25 | Family Room | TRUE
240742 | 24074 | 2 | 175 | Living Room | TRUE
240743 | 24074 | 3 | 168.75 | Kitchen | TRUE
240744 | 24074 | 4 | 61.25 | Hall | TRUE | no windows
240745 | 24074 | 5 | 115 | Living Room | TRUE
240746 | 24074 | 6 | 55 | Bathroom | TRUE
240747 | 24074 | 7 | 172.5 | Bedroom | TRUE
240748 | 24074 | 8 | 110 | Bathroom | TRUE
240749 | 24074 | 9 | 235 | Master Bedroom | TRUE
241131 | 24113 | 1 | 55 | Bathroom | TRUE
241132 | 24113 | 2 | 110 | Bathroom | TRUE
241133 | 24113 | 3 | 115 | Bedroom | TRUE
241134 | 24113 | 4 | 836 | Garage | FALSE
241135 | 24113 | 5 | 55 | Hall | TRUE
241136 | 24113 | 6 | 605 | Living Room | TRUE
241137 | 24113 | 7 | 75 | Laundry Room | TRUE
241138 | 24113 | 8 | 190 | Master Bedroom | TRUE
241139 | 24113 | 9 | 120 | Office | TRUE
241301 | 24130 | 1 | 36 | Bathroom | TRUE
241302 | 24130 | 2 | 92 | Bedroom | TRUE
241303 | 24130 | 3 | 124 | Bedroom | TRUE
241304 | 24130 | 4 | 53 | Bathroom | TRUE
241305 | 24130 | 5 | 21 | Closet | TRUE
241306 | 24130 | 6 | 142 | Dining Room | TRUE
241307 | 24130 | 7 | 15 | Hall | TRUE
241308 | 24130 | 8 | 116 | Kitchen | TRUE
241309 | 24130 | 9 | 42 | Laundry Room | TRUE
2413010 | 24130 | 10 | 245 | Living Room | TRUE
2413011 | 24130 | 11 | 144 | Office | TRUE
241571 | 24157 | 1 | 48 | Bathroom | TRUE
241572 | 24157 | 2 | 62 | Bathroom | TRUE
241573 | 24157 | 3 | 110 | Bedroom | TRUE
241574 | 24157 | 4 | 110 | Bedroom | TRUE
241575 | 24157 | 5 | 22 | Hall | TRUE
241576 | 24157 | 6 | 161 | Kitchen | TRUE
241577 | 24157 | 7 | 85 | Laundry Room | TRUE
241578 | 24157 | 8 | 275 | Living Room | TRUE
241579 | 24157 | 9 | 188 | Master Bedroom | TRUE
2415710 | 24157 | 10 | 46 | Closet | TRUE
241671 | 24167 | 1 | 72 | Bathroom | TRUE
241672 | 24167 | 2 | 45 | Bathroom | TRUE
241673 | 24167 | 3 | 116 | Bedroom | TRUE
241674 | 24167 | 4 | 550 | Family Room | TRUE
241675 | 24167 | 5 | 17 | Hall | TRUE
241676 | 24167 | 6 | 115 | Kitchen | TRUE
241677 | 24167 | 7 | 55 | Laundry Room | TRUE
241678 | 24167 | 8 | 186 | Master Bedroom | TRUE
241679 | 24167 | 9 | 118 | Office | TRUE
241741 | 24174 | 1 | 44 | Bathroom | TRUE | no windows
241742 | 24174 | 2 | 141 | Bedroom | TRUE
241743 | 24174 | 3 | 33 | Hall | TRUE | no windows
241744 | 24174 | 4 | 253 | Kitchen | TRUE
241745 | 24174 | 5 | 320 | Living Room | TRUE
241746 | 24174 | 6 | 178 | Master Bedroom | TRUE
241747 | 24174 | 7 | 28 | Closet | TRUE | no windows
241748 | 24174 | 8 | 143 | Office | TRUE
241749 | 24174 | 9 | 96 | Bathroom | TRUE
2417410 | 24174 | 10 | 64 | Laundry Room | TRUE | no windows
241761 | 24176 | 1 | 58 | Bathroom | TRUE
241762 | 24176 | 2 | 100 | Bedroom | TRUE
241763 | 24176 | 3 | 170 | Master Bedroom | TRUE
241764 | 24176 | 4 | 45 | Hall | TRUE
241765 | 24176 | 5 | 179 | Kitchen | TRUE
241766 | 24176 | 6 | 202 | Living Room | TRUE
241811 | 24181 | 1 | 40 | Bathroom | TRUE
241812 | 24181 | 2 | 45 | Bathroom | TRUE | in outbuilding
241813 | 24181 | 3 | 105 | Bedroom | TRUE
241814 | 24181 | 4 | 120 | Bedroom | TRUE
241815 | 24181 | 5 | 650 | Garage | FALSE
241816 | 24181 | 6 | 95 | Hall | TRUE
241817 | 24181 | 7 | 50 | Laundry Room | TRUE
241818 | 24181 | 8 | 390 | Living Room | TRUE
241819 | 24181 | 9 | 55 | Bathroom | TRUE
2418110 | 24181 | 10 | 165 | Master Bedroom | TRUE
2418111 | 24181 | 11 | 16 | Closet | TRUE
2418112 | 24181 | 12 | 80 | Office | TRUE
2418113 | 24181 | 13 | 200 | Other | TRUE
241921 | 24192 | 1 | 91 | Bathroom | TRUE
241922 | 24192 | 2 | 47 | Bathroom | TRUE | no windows
241923 | 24192 | 3 | 150 | Bedroom | TRUE
241924 | 24192 | 4 | 150 | Bedroom | TRUE
241925 | 24192 | 5 | 143 | Bedroom | TRUE
241926 | 24192 | 6 | 430 | Kitchen | TRUE
241927 | 24192 | 7 | 97 | Laundry Room | TRUE | no windows
241928 | 24192 | 8 | 321 | Living Room | TRUE | CAN NOT GETBTO TV LABEL
241929 | 24192 | 9 | 215 | Bedroom | TRUE
242201 | 24220 | 1 | 96 | Bathroom | TRUE
242202 | 24220 | 2 | 40 | Bathroom | TRUE
242203 | 24220 | 3 | 140 | Bedroom | TRUE
242204 | 24220 | 4 | 160 | Bedroom | TRUE
242205 | 24220 | 5 | 210 | Family Room | TRUE
242206 | 24220 | 6 | 32 | Hall | TRUE
242207 | 24220 | 7 | 110 | Hall | TRUE
242208 | 24220 | 8 | 260 | Kitchen | TRUE
242209 | 24220 | 9 | 260 | Living Room | TRUE
2422010 | 24220 | 10 | 250 | Master Bedroom | TRUE
242801 | 24280 | 1 | 70 | Bathroom | TRUE
242802 | 24280 | 2 | 100 | Bedroom | TRUE
242803 | 24280 | 3 | 15 | Bathroom | TRUE
242804 | 24280 | 4 | 50 | Hall | TRUE
242805 | 24280 | 5 | 117 | Kitchen | TRUE
242806 | 24280 | 6 | 169 | Living Room | TRUE
242807 | 24280 | 7 | 65 | Office | TRUE
242808 | 24280 | 8 | 90 | Bedroom | TRUE
243001 | 24300 | 1 | 46 | Bathroom | TRUE
243002 | 24300 | 2 | 93 | Bedroom | TRUE
243003 | 24300 | 3 | 110 | Bedroom | TRUE
243004 | 24300 | 4 | 44 | Closet | TRUE | no windows
243005 | 24300 | 5 | 84 | Dining Room | TRUE
243006 | 24300 | 6 | 99 | Kitchen | TRUE
243007 | 24300 | 7 | 61 | Laundry Room | TRUE | no windows
243008 | 24300 | 8 | 254 | Living Room | TRUE
243009 | 24300 | 9 | 195 | Master Bedroom | TRUE
2430010 | 24300 | 10 | 77 | Bathroom | TRUE
243261 | 24326 | 1 | 35 | Bathroom | TRUE
243262 | 24326 | 2 | 110 | Other | TRUE
243263 | 24326 | 3 | 25 | Hall | TRUE | no windows
243264 | 24326 | 4 | 50 | Hall | TRUE | no windows
243265 | 24326 | 5 | 70 | Laundry Room | TRUE | no windows
243266 | 24326 | 6 | 400 | Living Room | TRUE
243267 | 24326 | 7 | 105 | Bathroom | TRUE
243268 | 24326 | 8 | 180 | Master Bedroom | TRUE
243269 | 24326 | 9 | 95 | Office | TRUE
243281 | 24328 | 1 | 72 | Other | TRUE
243282 | 24328 | 2 | 78 | Bathroom | TRUE
243283 | 24328 | 3 | 168 | Bedroom | TRUE
243284 | 24328 | 4 | 102 | Bedroom | TRUE
243285 | 24328 | 5 | 214 | Family Room | TRUE
243286 | 24328 | 6 | 58 | Hall | TRUE
243287 | 24328 | 7 | 220 | Kitchen | TRUE
243391 | 24339 | 1 | 62 | Bathroom | TRUE
243392 | 24339 | 2 | 60 | Bathroom | TRUE
243393 | 24339 | 3 | 196 | Bedroom | TRUE
243394 | 24339 | 4 | 137 | Bedroom | TRUE
243395 | 24339 | 5 | 21 | Closet | TRUE
243396 | 24339 | 6 | 137 | Dining Room | TRUE
243397 | 24339 | 7 | 177 | Kitchen | TRUE
243398 | 24339 | 8 | 450 | Living Room | TRUE
243399 | 24339 | 9 | 215 | Closet | TRUE
2433910 | 24339 | 10 | 82 | Laundry Room | TRUE
243861 | 24386 | 1 | 50 | Bathroom | TRUE
243862 | 24386 | 2 | 100 | Bedroom | TRUE
243863 | 24386 | 3 | 130 | Bedroom | TRUE
243864 | 24386 | 4 | 110 | Dining Room | TRUE
243865 | 24386 | 5 | 240 | Kitchen | TRUE | no windows
243866 | 24386 | 6 | 100 | Kitchen | TRUE
243867 | 24386 | 7 | 80 | Laundry Room | TRUE | no windows
243868 | 24386 | 8 | 235 | Living Room | TRUE
243869 | 24386 | 9 | 100 | Bathroom | TRUE
2438610 | 24386 | 10 | 235 | Master Bedroom | TRUE
243931 | 24393 | 1 | 105 | Other | TRUE
243932 | 24393 | 2 | 75 | Bathroom | TRUE
243933 | 24393 | 3 | 60 | Bathroom | TRUE
243934 | 24393 | 4 | 140 | Master Bedroom | TRUE
243935 | 24393 | 5 | 115 | Bedroom | TRUE
243936 | 24393 | 6 | 25 | Hall | TRUE
243937 | 24393 | 7 | 136 | Kitchen | TRUE
243938 | 24393 | 8 | 48 | Laundry Room | TRUE
243939 | 24393 | 9 | 208 | Living Room | TRUE
243961 | 24396 | 1 | 84 | Bathroom | TRUE
243962 | 24396 | 2 | 156 | Bedroom | TRUE
243963 | 24396 | 3 | 100 | Bedroom | TRUE
243964 | 24396 | 4 | 42 | Hall | TRUE
243965 | 24396 | 5 | 250 | Kitchen | TRUE
243966 | 24396 | 6 | 350 | Living Room | TRUE
243967 | 24396 | 7 | 49 | Bathroom | TRUE
243968 | 24396 | 8 | 144 | Master Bedroom | TRUE | Breathing machine hooked up and running 24 hours a day.
244141 | 24414 | 1 | 90 | Bathroom | TRUE
244142 | 24414 | 2 | 150 | Bedroom | TRUE
244143 | 24414 | 3 | 330 | Dining Room | TRUE
244144 | 24414 | 4 | 133 | Kitchen | TRUE
244145 | 24414 | 5 | 101 | Laundry Room | TRUE | no windows
244146 | 24414 | 6 | 337 | Family Room | TRUE
244147 | 24414 | 7 | 48 | Bathroom | TRUE
244148 | 24414 | 8 | 186 | Master Bedroom | TRUE
244149 | 24414 | 9 | 117 | Bedroom | TRUE
2441410 | 24414 | 10 | 480 | Other | FALSE | no windows
244201 | 24420 | 1 | 50 | Bathroom | TRUE
244202 | 24420 | 2 | 35 | Hall | TRUE | no window
244203 | 24420 | 3 | 145 | Bedroom | TRUE
244204 | 24420 | 4 | 125 | Kitchen | TRUE
244205 | 24420 | 5 | 170 | Living Room | TRUE
244206 | 24420 | 6 | 132 | Master Bedroom | TRUE
244207 | 24420 | 7 | 35 | Bathroom | TRUE
244211 | 24421 | 1 | 35 | Bathroom | TRUE
244212 | 24421 | 2 | 72 | Bedroom | TRUE
244213 | 24421 | 3 | 50 | Laundry Room | TRUE
244214 | 24421 | 4 | 180 | Living Room | TRUE
244215 | 24421 | 5 | 65 | Other | TRUE
244281 | 24428 | 1 | 37 | Bathroom | TRUE | skylight - ONE 8' TUBE, no window
244282 | 24428 | 2 | 144 | Bedroom | TRUE
244283 | 24428 | 3 | 145 | Bedroom | TRUE
244284 | 24428 | 4 | 35 | Closet | TRUE | no windows
244285 | 24428 | 5 | 52 | Closet | TRUE | no windows
244286 | 24428 | 6 | 135 | Dining Room | TRUE
244287 | 24428 | 7 | 440 | Family Room | TRUE
244288 | 24428 | 8 | 454 | Garage | FALSE | no windows
244289 | 24428 | 9 | 62 | Hall | TRUE | no windows
2442810 | 24428 | 10 | 112 | Kitchen | TRUE | two skylights - TWO 8' TUBES
2442811 | 24428 | 11 | 79 | Laundry Room | TRUE
2442812 | 24428 | 12 | 275 | Living Room | TRUE
2442813 | 24428 | 13 | 136 | Bathroom | TRUE
2442814 | 24428 | 14 | 372 | Master Bedroom | TRUE
2442815 | 24428 | 15 | 57 | Closet | TRUE | no windows
2442816 | 24428 | 16 | 78 | Office | TRUE | no windows
244501 | 24450 | 1 | 92 | Bathroom | TRUE
244502 | 24450 | 2 | 62 | Bedroom | TRUE
244503 | 24450 | 3 | 64 | Hall | TRUE
244504 | 24450 | 4 | 256 | Kitchen | TRUE
244505 | 24450 | 5 | 190 | Living Room | TRUE | COULD NOT ACCESS BACK OF TV
244506 | 24450 | 6 | 147 | Master Bedroom | TRUE
244731 | 24473 | 1 | 40 | Bathroom | TRUE
244732 | 24473 | 2 | 55 | Bathroom | TRUE
244733 | 24473 | 3 | 85 | Bedroom | TRUE
244734 | 24473 | 4 | 100 | Bedroom | TRUE
244735 | 24473 | 5 | 34 | Closet | TRUE | no windows
244736 | 24473 | 6 | 45 | Closet | TRUE | no windows
244737 | 24473 | 7 | 400 | Garage | FALSE | no windows
244738 | 24473 | 8 | 60 | Hall | TRUE | no windows
244739 | 24473 | 9 | 245 | Kitchen | TRUE
2447310 | 24473 | 10 | 360 | Living Room | TRUE
2447311 | 24473 | 11 | 140 | Master Bedroom | TRUE
244761 | 24476 | 1 | 75 | Bedroom | TRUE
244762 | 24476 | 2 | 49 | Dining Room | TRUE
244763 | 24476 | 3 | 46 | Hall | TRUE | no lighting
244764 | 24476 | 4 | 79 | Kitchen | TRUE | no windows
244765 | 24476 | 5 | 152 | Living Room | TRUE | no lighting in living room
244766 | 24476 | 6 | 137 | Master Bedroom | TRUE
244767 | 24476 | 7 | 77 | Bathroom | TRUE
245071 | 24507 | 1 | 135 | Bedroom | TRUE
245072 | 24507 | 2 | 135 | Bedroom | TRUE
245073 | 24507 | 3 | 50 | Bathroom | TRUE | no window
245074 | 24507 | 4 | 105 | Dining Room | TRUE
245075 | 24507 | 5 | 210 | Family Room | TRUE
245076 | 24507 | 6 | 14 | Hall | TRUE | no window
245077 | 24507 | 7 | 100 | Kitchen | TRUE
245078 | 24507 | 8 | 50 | Laundry Room | TRUE | no window
245079 | 24507 | 9 | 220 | Living Room | TRUE
2450710 | 24507 | 10 | 160 | Master Bedroom | TRUE
2450711 | 24507 | 11 | 170 | Bathroom | TRUE
245091 | 24509 | 1 | 70 | Bathroom | TRUE
245092 | 24509 | 2 | 80 | Bedroom | TRUE
245093 | 24509 | 3 | 67 | Hall | TRUE
245094 | 24509 | 4 | 145 | Kitchen | TRUE
245095 | 24509 | 5 | 160 | Living Room | TRUE
245096 | 24509 | 6 | 120 | Master Bedroom | TRUE
245821 | 24582 | 1 | 45 | Bathroom | TRUE
245822 | 24582 | 2 | 87 | Bathroom | TRUE
245823 | 24582 | 3 | 108 | Bedroom | TRUE
245824 | 24582 | 4 | 152 | Bedroom | TRUE
245825 | 24582 | 5 | 7 | Closet | TRUE
245826 | 24582 | 6 | 24 | Closet | TRUE
245827 | 24582 | 7 | 40 | Closet | TRUE
245828 | 24582 | 8 | 186 | Dining Room | TRUE
245829 | 24582 | 9 | 20 | Other | TRUE
2458210 | 24582 | 10 | 264 | Family Room | TRUE
2458211 | 24582 | 11 | 154 | Kitchen | TRUE
2458212 | 24582 | 12 | 200 | Living Room | TRUE | FRENCH DOORS
245911 | 24591 | 1 | 155 | Bedroom | TRUE
245912 | 24591 | 2 | 200 | Family Room | TRUE | They had one lamp in the entire family room, and ran christmas lights the rest of the time in order to save on energy costs they said.
245913 | 24591 | 3 | 100 | Bathroom | TRUE
245914 | 24591 | 4 | 150 | Kitchen | TRUE
245951 | 24595 | 1 | 20 | Bathroom | TRUE
245952 | 24595 | 2 | 32 | Hall | TRUE
245953 | 24595 | 3 | 45 | Laundry Room | TRUE | NO LIGHTS NO ELECTRICAL no windows
245954 | 24595 | 4 | 311 | Living Room | TRUE
245955 | 24595 | 5 | 63 | Bathroom | TRUE
245956 | 24595 | 6 | 133 | Master Bedroom | TRUE | CAN NOT MOVE CABINET TO ACCESSTV PLUG FOR WATAGE MEASURE
245957 | 24595 | 7 | 75 | Office | TRUE
245958 | 24595 | 8 | 140 | Bedroom | TRUE
245991 | 24599 | 1 | 143 | Kitchen | TRUE
245992 | 24599 | 2 | 249 | Living Room | TRUE
245993 | 24599 | 3 | 42 | Laundry Room | TRUE
245994 | 24599 | 4 | 143 | Bedroom | TRUE
245995 | 24599 | 5 | 146 | Bedroom | TRUE
245996 | 24599 | 6 | 57 | Bathroom | TRUE
246041 | 24604 | 1 | 100 | Bathroom | TRUE
246042 | 24604 | 2 | 40 | Bathroom | TRUE
246043 | 24604 | 3 | 144 | Bedroom | TRUE
246044 | 24604 | 4 | 150 | Kitchen | TRUE
246045 | 24604 | 5 | 60 | Laundry Room | TRUE | No Windows
246046 | 24604 | 6 | 192 | Living Room | TRUE | No Windows
246047 | 24604 | 7 | 300 | Other | TRUE | insulated walls on uninsulated sla w duct added from furnace
246048 | 24604 | 8 | 120 | Bedroom | TRUE
246061 | 24606 | 1 | 46 | Bathroom | TRUE
246062 | 24606 | 2 | 154 | Master Bedroom | TRUE
246063 | 24606 | 3 | 87 | Bedroom | TRUE
246064 | 24606 | 4 | 90 | Dining Room | TRUE | no window
246065 | 24606 | 5 | 122 | Other | TRUE
246066 | 24606 | 6 | 235 | Hall | TRUE
246067 | 24606 | 7 | 91 | Kitchen | TRUE
246068 | 24606 | 8 | 36 | Laundry Room | TRUE | no window
246069 | 24606 | 9 | 160 | Bedroom | TRUE
246131 | 24613 | 1 | 102 | Kitchen | TRUE
246132 | 24613 | 2 | 197 | Living Room | TRUE
246133 | 24613 | 3 | 46 | Bathroom | TRUE
246134 | 24613 | 4 | 21 | Hall | TRUE
246135 | 24613 | 5 | 136 | Bedroom | TRUE
246136 | 24613 | 6 | 132 | Hall | TRUE
246591 | 24659 | 1 | 36 | Bathroom | TRUE
246592 | 24659 | 2 | 65 | Bathroom | TRUE
246593 | 24659 | 3 | 205 | Dining Room | TRUE
246594 | 24659 | 4 | 120 | Kitchen | TRUE
246595 | 24659 | 5 | 60 | Laundry Room | TRUE | no windows
246596 | 24659 | 6 | 220 | Living Room | TRUE
246597 | 24659 | 7 | 175 | Master Bedroom | TRUE
246598 | 24659 | 8 | 100 | Bedroom | TRUE
246599 | 24659 | 9 | 110 | Office | TRUE
246691 | 24669 | 1 | 60 | Bathroom | TRUE
246692 | 24669 | 2 | 150 | Bathroom | TRUE
246693 | 24669 | 3 | 160 | Bedroom | TRUE
246694 | 24669 | 4 | 180 | Bedroom | TRUE
246695 | 24669 | 5 | 170 | Bedroom | TRUE
246696 | 24669 | 6 | 175 | Bedroom | TRUE
246697 | 24669 | 7 | 40 | Closet | TRUE
246698 | 24669 | 8 | 450 | Family Room | TRUE
246699 | 24669 | 9 | 50 | Hall | TRUE
2466910 | 24669 | 10 | 168 | Kitchen | TRUE
2466911 | 24669 | 11 | 90 | Laundry Room | TRUE
2466912 | 24669 | 12 | 200 | Living Room | TRUE
2466913 | 24669 | 13 | 165 | Master Bedroom | TRUE
246921 | 24692 | 1 | 221 | Living Room | TRUE
246922 | 24692 | 2 | 38 | Bathroom | TRUE | SCENTED CANDLES PLUGGED IN no windows
246923 | 24692 | 3 | 106 | Bedroom | TRUE
246924 | 24692 | 4 | 106 | Bedroom | TRUE
246925 | 24692 | 5 | 162 | Kitchen | TRUE
246926 | 24692 | 6 | 161 | Master Bedroom | TRUE | CAN NOT ACCESS PLUG ON TV
246927 | 24692 | 7 | 57 | Bathroom | TRUE | no windows
247081 | 24708 | 1 | 49 | Bathroom | TRUE
247082 | 24708 | 2 | 115 | Bathroom | TRUE
247083 | 24708 | 3 | 130 | Bedroom | TRUE
247084 | 24708 | 4 | 245 | Family Room | TRUE
247085 | 24708 | 5 | 255 | Kitchen | TRUE
247086 | 24708 | 6 | 65 | Laundry Room | TRUE
247087 | 24708 | 7 | 183 | Living Room | TRUE
247088 | 24708 | 8 | 310 | Bedroom | TRUE
247089 | 24708 | 9 | 320 | Master Bedroom | TRUE
247121 | 24712 | 1 | 46 | Bathroom | TRUE | no window
247122 | 24712 | 2 | 135 | Bedroom | TRUE
247123 | 24712 | 3 | 148 | Bedroom | TRUE
247124 | 24712 | 4 | 135 | Office | TRUE
247125 | 24712 | 5 | 130 | Dining Room | TRUE
247126 | 24712 | 6 | 155 | Family Room | TRUE
247127 | 24712 | 7 | 600 | Other | FALSE | no window
247128 | 24712 | 8 | 56 | Hall | TRUE | no window
247129 | 24712 | 9 | 45 | Hall | TRUE | no window
2471210 | 24712 | 10 | 160 | Kitchen | TRUE
2471211 | 24712 | 11 | 85 | Laundry Room | TRUE | no window
2471212 | 24712 | 12 | 255 | Living Room | TRUE
2471213 | 24712 | 13 | 75 | Bathroom | TRUE
2471214 | 24712 | 14 | 165 | Master Bedroom | TRUE
2471215 | 24712 | 15 | 39 | Closet | TRUE | no window
247191 | 24719 | 1 | 130 | Bedroom | TRUE
247192 | 24719 | 2 | 160 | Bedroom | TRUE
247193 | 24719 | 3 | 64 | Bathroom | TRUE
247194 | 24719 | 4 | 55 | Closet | TRUE
247195 | 24719 | 5 | 152 | Dining Room | TRUE
247196 | 24719 | 6 | 528 | Garage | FALSE
247197 | 24719 | 7 | 60 | Hall | TRUE
247198 | 24719 | 8 | 272 | Kitchen | TRUE
247199 | 24719 | 9 | 70 | Laundry Room | TRUE
2471910 | 24719 | 10 | 400 | Living Room | TRUE
2471911 | 24719 | 11 | 230 | Master Bedroom | TRUE
2471912 | 24719 | 12 | 75 | Office | TRUE
2471913 | 24719 | 13 | 20 | Closet | TRUE
2471914 | 24719 | 14 | 40 | Closet | TRUE
2471915 | 24719 | 15 | 86 | Bathroom | TRUE
247361 | 24736 | 1 | 155 | Bedroom | TRUE
247362 | 24736 | 2 | 148 | Bedroom | TRUE
247363 | 24736 | 3 | 84 | Bathroom | TRUE
247364 | 24736 | 4 | 15 | Closet | TRUE | no window
247365 | 24736 | 5 | 130 | Dining Room | TRUE
247366 | 24736 | 6 | 30 | Hall | TRUE | no window
247367 | 24736 | 7 | 210 | Family Room | TRUE
247368 | 24736 | 8 | 20 | Hall | TRUE | no window
247369 | 24736 | 9 | 145 | Kitchen | TRUE
2473610 | 24736 | 10 | 200 | Living Room | TRUE
2473611 | 24736 | 11 | 188 | Master Bedroom | TRUE
2473612 | 24736 | 12 | 80 | Bathroom | TRUE
2473613 | 24736 | 13 | 80 | Laundry Room | TRUE | no window
247631 | 24763 | 1 | 138 | Bathroom | TRUE
247632 | 24763 | 2 | 39 | Bathroom | TRUE
247633 | 24763 | 3 | 220 | Master Bedroom | TRUE
247634 | 24763 | 4 | 31 | Closet | TRUE | no windows
247635 | 24763 | 5 | 422 | Living Room | TRUE
247636 | 24763 | 6 | 229 | Kitchen | TRUE
247637 | 24763 | 7 | 158 | Office | TRUE
247638 | 24763 | 8 | 20 | Hall | TRUE | no windows
247639 | 24763 | 9 | 144 | Bedroom | TRUE
2476310 | 24763 | 10 | 100 | Laundry Room | TRUE
247711 | 24771 | 1 | 75 | Bathroom | TRUE
247712 | 24771 | 2 | 91 | Bedroom | TRUE
247713 | 24771 | 3 | 133 | Bedroom | TRUE
247714 | 24771 | 4 | 81 | Hall | TRUE
247715 | 24771 | 5 | 172 | Kitchen | TRUE
247716 | 24771 | 6 | 297 | Living Room | TRUE
247717 | 24771 | 7 | 106 | Bedroom | TRUE
247791 | 24779 | 1 | 130 | Bedroom | TRUE
247792 | 24779 | 2 | 169 | Bedroom | TRUE
247793 | 24779 | 3 | 504 | Garage | FALSE | no windows
247794 | 24779 | 4 | 280 | Kitchen | TRUE
247795 | 24779 | 5 | 60 | Laundry Room | TRUE | no windows
247796 | 24779 | 6 | 404 | Living Room | TRUE | CAN NOT MOVE TV TO MEASURE WATTAGE
247797 | 24779 | 7 | 270 | Bedroom | TRUE
247798 | 24779 | 8 | 46 | Bathroom | TRUE
248471 | 24847 | 1 | 122 | Bathroom | TRUE
248472 | 24847 | 2 | 135 | Bedroom | TRUE
248473 | 24847 | 3 | 135 | Bedroom | TRUE | used as storage room
248474 | 24847 | 4 | 42 | Closet | TRUE | no windows
248475 | 24847 | 5 | 171 | Dining Room | TRUE | WINDOWS ARE FRENCH DOORS
248476 | 24847 | 6 | 267 | Family Room | TRUE
248477 | 24847 | 7 | 608 | Garage | FALSE | no windows
248478 | 24847 | 8 | 208 | Kitchen | TRUE
248479 | 24847 | 9 | 91 | Laundry Room | TRUE
2484710 | 24847 | 10 | 209 | Master Bedroom | TRUE
2484711 | 24847 | 11 | 196 | Office | TRUE
2484712 | 24847 | 12 | 50 | Bathroom | TRUE
248541 | 24854 | 1 | 60 | Bathroom | TRUE
248542 | 24854 | 2 | 150 | Bedroom | TRUE
248543 | 24854 | 3 | 60 | Dining Room | TRUE
248544 | 24854 | 4 | 144 | Dining Room | TRUE | dining missing 1 bulb
248545 | 24854 | 5 | 240 | Family Room | TRUE
248546 | 24854 | 6 | 576 | Garage | FALSE | no window
248547 | 24854 | 7 | 144 | Kitchen | TRUE
248548 | 24854 | 8 | 50 | Laundry Room | TRUE | no window
248549 | 24854 | 9 | 180 | Living Room | TRUE
2485410 | 24854 | 10 | 108 | Bathroom | TRUE | no window, but skylight
2485411 | 24854 | 11 | 232 | Master Bedroom | TRUE
2485412 | 24854 | 12 | 150 | Bedroom | TRUE

## MF Lighting Inventory
siteid | unit_it | room_it | lighting_it | LightingFixtureControl | LightingFixtureQuantity | LightingFixtureType | LightingLampCategory | LightingLampLength | LightingLampType | LightingLampsPerFixture | LightingWattsPerLamp | SiteID+room_it | RoomType | Weight
128 | 1 | 1 | 1 | Manual | 1 | Ceiling Fixture | Compact Fluorescent |  | Twist | 1 | 13 | 1281 | Living Room | 0.3323%
128 | 1 | 2 | 1 | Manual | 1 | Wall Mount | Incandescent |  | Globe | 4 | 40 | 1281 | Living Room | 0.3323%
128 | 1 | 2 | 2 | Manual | 1 | Recessed Can | Incandescent |  | Heat Lamp | 1 | 250 | 1281 | Living Room | 0.3323%
128 | 1 | 3 | 1 | Manual | 1 | Ceiling Fixture | Incandescent |  | Standard A Lamp | 1 | 60 | 1281 | Living Room | 0.3323%
128 | 1 | 4 | 1 | Manual | 2 | Ceiling Fixture | Incandescent |  | Standard A Lamp | 1 | 60 | 1281 | Living Room | 0.3323%
128 | 1 | 5 | 1 | Manual | 2 | Ceiling Fixture | Incandescent |  | Standard A Lamp | 1 | 60 | 1281 | Living Room | 0.3323%
128 | 1 | 5 | 2 | Manual | 1 | Recessed - other | Incandescent |  | Mini base | 1 | 40 | 1281 | Living Room | 0.3323%
128 | 1 | 6 | 1 | Manual | 1 | Ceiling Fixture | Incandescent |  | Standard A Lamp | 1 | 60 | 1281 | Living Room | 0.3323%
128 | 2 | 1 | 1 | Manual | 1 | Wall Mount | Incandescent |  | Globe | 4 | 40 | 1282 | Bathroom | 0.3323%
128 | 2 | 1 | 2 | Manual | 1 | Recessed Can | Incandescent |  | Heat Lamp | 1 | 250 | 1282 | Bathroom | 0.3323%
128 | 2 | 2 | 1 | Manual | 1 | Ceiling Fixture | Compact Fluorescent |  | Twist | 1 | 23 | 1282 | Bathroom | 0.3323%
128 | 2 | 3 | 1 | Manual | 2 | Ceiling Fixture | Incandescent |  | Clear | 2 | 60 | 1282 | Bathroom | 0.3323%
128 | 2 | 3 | 2 | Manual | 1 | Recessed - other | Incandescent |  | Mini base | 1 | 40 | 1282 | Bathroom | 0.3323%
128 | 2 | 4 | 1 | Manual | 1 | Table | Compact Fluorescent |  | Twist | 1 | 26 | 1282 | Bathroom | 0.3323%
128 | 2 | 4 | 2 | Manual | 1 | Floor lamp | Compact Fluorescent |  | Pin base | 1 | 27 | 1282 | Bathroom | 0.3323%
128 | 2 | 4 | 3 | Manual | 1 | Ceiling Fixture | Compact Fluorescent |  | Twist | 1 | 23 | 1282 | Bathroom | 0.3323%
128 | 2 | 5 | 1 | Manual | 1 | Ceiling Fixture | Incandescent |  | Standard A Lamp | 1 | 60 | 1282 | Bathroom | 0.3323%
128 | 2 | 6 | 1 | Manual | 1 | Ceiling Fixture | Incandescent |  | Standard A Lamp | 1 | 60 | 1282 | Bathroom | 0.3323%
128 | 3 | 1 | 1 | Manual | 1 | Wall Mount | Incandescent |  | Globe | 4 | 40 | 1283 | Bathroom | 0.3323%
128 | 3 | 1 | 2 | Manual | 1 | Recessed Can | Incandescent |  | Heat Lamp | 1 | 250 | 1283 | Bathroom | 0.3323%
128 | 3 | 2 | 1 | Manual | 1 | Ceiling Fixture | Incandescent |  | Standard A Lamp | 1 | 60 | 1283 | Bathroom | 0.3323%
128 | 3 | 3 | 1 | Manual | 1 | Ceiling Fixture | Incandescent |  | Standard A Lamp | 1 | 60 | 1283 | Bathroom | 0.3323%
128 | 3 | 4 | 1 | Manual | 1 | Ceiling Fixture | Incandescent |  | Standard A Lamp | 1 | 100 | 1283 | Bathroom | 0.3323%
128 | 3 | 4 | 2 | Manual | 1 | Ceiling Fixture | Incandescent |  | Standard A Lamp | 1 | 100 | 1283 | Bathroom | 0.3323%
128 | 3 | 4 | 3 | Manual | 1 | Recessed - other | Incandescent |  | Mini base | 1 | 40 | 1283 | Bathroom | 0.3323%
128 | 3 | 5 | 1 | Manual | 1 | Floor lamp | Compact Fluorescent |  | Twist | 3 | 20 | 1283 | Bathroom | 0.3323%
128 | 3 | 5 | 2 | Manual | 1 | Ceiling Fixture | Incandescent |  | Standard A Lamp | 1 | 60 | 1283 | Bathroom | 0.3323%
128 | 3 | 5 | 3 | Manual | 1 | Table | Compact Fluorescent |  | Twist | 1 | 20 | 1283 | Bathroom | 0.3323%
128 | 3 | 6 | 1 | Manual | 1 | Ceiling Fixture | Incandescent |  | Standard A Lamp | 1 | 100 | 1283 | Bathroom | 0.3323%
10137 | 1 | 1 | 1 | Manual | 1 | Recessed - other | Incandescent |  | Heat Lamp | 1 | 250 | 101371 | Bathroom | 0.3174%
10137 | 1 | 1 | 2 | Manual | 1 | Wall Mount | Compact Fluorescent |  | Globe | 4 | 14 | 101371 | Bathroom | 0.3174%
10137 | 1 | 2 | 1 | Manual | 1 | Table | Incandescent |  | Standard A Lamp | 1 | 120 | 101371 | Bathroom | 0.3174%
10137 | 1 | 3 | 1 | Manual | 1 | Ceiling Fixture | Incandescent |  | Standard A Lamp | 1 | 60 | 101371 | Bathroom | 0.3174%
10137 | 1 | 4 | 1 | Manual | 1 | Ceiling Fixture | Compact Fluorescent |  | Twist | 1 | 14 | 101371 | Bathroom | 0.3174%
10137 | 1 | 5 | 1 | Manual | 2 | Ceiling Fixture | Linear Fluorescent | 3 | T-8 | 2 | 32 | 101371 | Bathroom | 0.3174%
10137 | 1 | 5 | 2 | Manual | 1 | Other | Compact Fluorescent |  | Twist | 1 | 14 | 101371 | Bathroom | 0.3174%
10137 | 1 | 5 | 3 | Manual | 1 | Ceiling Fixture | Compact Fluorescent |  | Twist | 2 | 14 | 101371 | Bathroom | 0.3174%
10137 | 1 | 6 | 1 | Manual | 1 | Ceiling Fixture | Compact Fluorescent |  | Twist | 1 | 14 | 101371 | Bathroom | 0.3174%
10137 | 1 | 7 | 1 | Manual | 1 | Ceiling Fixture | Compact Fluorescent |  | Reflector | 3 | 14 | 101371 | Bathroom | 0.3174%
10137 | 1 | 7 | 2 | Manual | 1 | Table | Compact Fluorescent |  | Twist | 1 | 20 | 101371 | Bathroom | 0.3174%
10137 | 1 | 8 | 1 | Manual | 1 | Torchiere | Incandescent |  | Globe | 1 | 100 | 101371 | Bathroom | 0.3174%
10137 | 1 | 8 | 2 | Manual | 2 | Table | Incandescent |  | Standard A Lamp | 1 | 100 | 101371 | Bathroom | 0.3174%
10137 | 2 | 1 | 1 | Manual | 1 | Wall Mount | Incandescent |  | Reflector | 4 | 30 | 101372 | Bathroom | 0.3174%
10137 | 2 | 1 | 2 | Manual | 1 | Recessed - other | Incandescent |  | Heat Lamp | 1 | 250 | 101372 | Bathroom | 0.3174%
10137 | 2 | 2 | 1 | Manual | 1 | Table | Incandescent |  | Globe | 1 | 60 | 101372 | Bathroom | 0.3174%
10137 | 2 | 3 | 1 | Manual | 1 | Ceiling Fixture | Incandescent |  | Clear | 1 | 60 | 101372 | Bathroom | 0.3174%
10137 | 2 | 4 | 1 | Manual | 1 | Ceiling Fixture | Incandescent |  | Standard A Lamp | 1 | 100 | 101372 | Bathroom | 0.3174%
10137 | 2 | 5 | 1 | Manual | 1 | Ceiling Fan | Compact Fluorescent |  | Twist | 4 | 14 | 101372 | Bathroom | 0.3174%
10137 | 2 | 5 | 2 | Manual | 2 | Ceiling Fixture | Linear Fluorescent | 3 | T-8 | 2 | 32 | 101372 | Bathroom | 0.3174%
10137 | 2 | 5 | 3 | Manual | 1 | Other | Compact Fluorescent |  | Twist | 1 | 14 | 101372 | Bathroom | 0.3174%
10137 | 2 | 6 | 1 | Manual | 1 | Ceiling Fixture | Incandescent |  | Standard A Lamp | 1 | 60 | 101372 | Bathroom | 0.3174%
10137 | 2 | 7 | 1 | Manual | 1 | Ceiling Fixture | Incandescent |  | Reflector | 3 | 65 | 101372 | Bathroom | 0.3174%
10137 | 2 | 8 | 1 | Manual | 1 | Torchiere | Compact Fluorescent |  | Twist | 1 | 15 | 101372 | Bathroom | 0.3174%
10238 | 1 | 1 | 1 | Manual | 1 | Wall Mount | Compact Fluorescent |  | Twist | 3 | 15 | 102381 | Bathroom | 0.2116%
10238 | 1 | 2 | 1 | Manual | 1 | Ceiling Fixture | Compact Fluorescent |  | Twist | 2 | 15 | 102381 | Bathroom | 0.2116%
10238 | 1 | 3 | 1 | Manual | 1 | Chandelier (Hanging) | Incandescent |  | Decorative | 3 | 40 | 102381 | Bathroom | 0.2116%
10238 | 1 | 4 | 1 | Manual | 1 | Ceiling Fixture | Incandescent |  | Standard A Lamp | 2 | 60 | 102381 | Bathroom | 0.2116%
10238 | 1 | 5 | 1 | Manual | 1 | Ceiling Fixture | Linear Fluorescent | 4 | T-12 | 2 | 40 | 102381 | Bathroom | 0.2116%
10238 | 1 | 6 | 1 | Manual | 1 | Ceiling Fixture | Incandescent |  | Standard A Lamp | 2 | 60 | 102381 | Bathroom | 0.2116%
10238 | 1 | 7 | 1 | Manual | 1 | Wall Mount | Compact Fluorescent |  | Twist | 3 | 15 | 102381 | Bathroom | 0.2116%
10238 | 1 | 7 | 2 | Manual | 1 | Recessed - other | Incandescent |  | Heat Lamp | 1 | 250 | 102381 | Bathroom | 0.2116%
10238 | 1 | 7 | 3 | Manual | 2 | Ceiling Fixture | Compact Fluorescent |  | Twist | 2 | 15 | 102381 | Bathroom | 0.2116%
10238 | 1 | 8 | 1 | Manual | 2 | Table | Incandescent |  | Standard A Lamp | 1 | 60 | 102381 | Bathroom | 0.2116%
10238 | 2 | 1 | 1 | Manual | 1 | Wall Mount | Incandescent |  | Globe | 3 | 40 | 102382 | Bathroom | 0.2116%
10238 | 2 | 2 | 1 | Manual | 1 | Ceiling Fixture | Compact Fluorescent |  | Twist | 2 | 15 | 102382 | Bathroom | 0.2116%
10238 | 2 | 3 | 1 | Manual | 1 | Ceiling Fixture | Compact Fluorescent |  | Twist | 2 | 15 | 102382 | Bathroom | 0.2116%
10238 | 2 | 4 | 1 | Manual | 1 | Ceiling Fan | Incandescent |  | Decorative | 3 | 25 | 102382 | Bathroom | 0.2116%
10238 | 2 | 5 | 1 | Manual | 1 | Ceiling Fixture | Compact Fluorescent |  | Twist | 1 | 15 | 102382 | Bathroom | 0.2116%
10238 | 2 | 6 | 1 | Manual | 1 | Ceiling Fixture | Linear Fluorescent | 4 | T-12 | 2 | 40 | 102382 | Bathroom | 0.2116%
10238 | 2 | 7 | 1 | Manual | 1 | Ceiling Fixture | Compact Fluorescent |  | Pin base | 1 | 15 | 102382 | Bathroom | 0.2116%
10238 | 2 | 8 | 1 | Manual | 1 | Track | Compact Fluorescent |  | Twist | 3 | 15 | 102382 | Bathroom | 0.2116%
10238 | 2 | 9 | 1 | Manual | 1 | Ceiling Fixture | Compact Fluorescent |  | Twist | 1 | 15 | 102382 | Bathroom | 0.2116%
10238 | 2 | 10 | 1 | Manual | 1 | Ceiling Fixture | Compact Fluorescent |  | Twist | 2 | 15 | 102382 | Bathroom | 0.2116%
10238 | 3 | 1 | 1 | Manual | 1 | Wall Mount | Incandescent |  | Globe | 3 | 40 | 102383 | Bathroom | 0.2116%
10238 | 3 | 1 | 2 | Manual | 1 | Ceiling Fan | Incandescent |  | Heat Lamp | 1 | 250 | 102383 | Bathroom | 0.2116%
10238 | 3 | 2 | 1 | Manual | 1 | Ceiling Fan | Compact Fluorescent |  | Twist | 1 | 15 | 102383 | Bathroom | 0.2116%
10238 | 3 | 3 | 1 | Manual | 1 | Chandelier (Hanging) | Incandescent |  | Decorative | 3 | 40 | 102383 | Bathroom | 0.2116%
10238 | 3 | 4 | 1 | Manual | 1 | Ceiling Fixture | Incandescent |  | Standard A Lamp | 2 | 60 | 102383 | Bathroom | 0.2116%
10238 | 3 | 5 | 1 | Manual | 1 | Ceiling Fixture | Linear Fluorescent | 4 | T-12 | 2 | 40 | 102383 | Bathroom | 0.2116%
10238 | 3 | 6 | 1 | Dimmer | 1 | Floor lamp | Incandescent |  | Standard A Lamp | 1 | 60 | 102383 | Bathroom | 0.2116%
10238 | 3 | 6 | 2 | Manual | 1 | Ceiling Fixture | Compact Fluorescent |  | Twist | 2 | 15 | 102383 | Bathroom | 0.2116%
10238 | 3 | 7 | 1 | Manual | 2 | Wall Mount | Compact Fluorescent |  | Twist | 3 | 15 | 102383 | Bathroom | 0.2116%
10238 | 3 | 7 | 2 | Manual | 1 | Ceiling Fixture | Compact Fluorescent |  | Twist | 2 | 15 | 102383 | Bathroom | 0.2116%
10238 | 3 | 7 | 3 | Manual | 1 | Recessed - other | Incandescent |  | Heat Lamp | 1 | 250 | 102383 | Bathroom | 0.2116%
10238 | 3 | 8 | 1 | Manual | 1 | Ceiling Fixture | Compact Fluorescent |  | Twist | 2 | 15 | 102383 | Bathroom | 0.2116%
10238 | 3 | 8 | 2 | Manual | 2 | Table | Incandescent |  | Standard A Lamp | 1 | 60 | 102383 | Bathroom | 0.2116%
10238 | 3 | 8 | 3 | Manual | 1 | Floor lamp | Incandescent |  | Standard A Lamp | 1 | 60 | 102383 | Bathroom | 0.2116%
10260 | 1 | 1 | 1 | Manual | 1 | Wall Mount | Compact Fluorescent |  | Twist | 3 | 15 | 102601 | Bathroom | 0.2116%
10260 | 1 | 2 | 1 | Manual | 1 | Ceiling Fixture | Incandescent |  | Standard A Lamp | 2 | 60 | 102601 | Bathroom | 0.2116%
10260 | 1 | 3 | 1 | Manual | 1 | Chandelier (Hanging) | Compact Fluorescent |  | Twist | 1 | 15 | 102601 | Bathroom | 0.2116%
10260 | 1 | 4 | 1 | Manual | 1 | Ceiling Fixture | Compact Fluorescent |  | Twist | 1 | 15 | 102601 | Bathroom | 0.2116%
10260 | 1 | 5 | 1 | Manual | 1 | Ceiling Fixture | Linear Fluorescent | 2 | T-12 | 2 | 16 | 102601 | Bathroom | 0.2116%
10260 | 1 | 6 | 1 | Manual | 1 | Ceiling Fan | Incandescent |  | Standard A Lamp | 2 | 60 | 102601 | Bathroom | 0.2116%
10260 | 1 | 6 | 2 | Dimmer | 1 | Torchiere | Incandescent |  | Standard A Lamp | 1 | 60 | 102601 | Bathroom | 0.2116%
10260 | 1 | 7 | 1 | Manual | 1 | Track | Compact Fluorescent |  | Twist | 3 | 15 | 102601 | Bathroom | 0.2116%
10260 | 1 | 8 | 1 | Manual | 1 | Wall Mount | Compact Fluorescent |  | Twist | 2 | 15 | 102601 | Bathroom | 0.2116%
10260 | 1 | 9 | 1 | Manual | 1 | Ceiling Fixture | Compact Fluorescent |  | Twist | 1 | 15 | 102601 | Bathroom | 0.2116%
10260 | 2 | 1 | 1 | Manual | 1 | Wall Mount | Compact Fluorescent |  | Twist | 3 | 15 | 102602 | Bathroom | 0.2116%
10260 | 2 | 2 | 1 | Manual | 1 | Ceiling Fixture | Incandescent |  | Standard A Lamp | 2 | 60 | 102602 | Bathroom | 0.2116%
10260 | 2 | 3 | 1 | Manual | 1 | Ceiling Fixture | Incandescent |  | Standard A Lamp | 1 | 60 | 102602 | Bathroom | 0.2116%
10260 | 2 | 5 | 1 | Manual | 1 | Ceiling Fixture | Compact Fluorescent |  | Twist | 1 | 60 | 102602 | Bathroom | 0.2116%
10260 | 2 | 6 | 1 | Manual | 1 | Ceiling Fixture | Incandescent |  | Standard A Lamp | 1 | 60 | 102602 | Bathroom | 0.2116%
10260 | 3 | 1 | 1 | Manual | 1 | Wall Mount | Incandescent |  | Standard A Lamp | 2 | 60 | 102603 | Bathroom | 0.2116%
10260 | 3 | 2 | 1 | Manual | 1 | Ceiling Fixture | Compact Fluorescent |  | Twist | 1 | 22 | 102603 | Bathroom | 0.2116%
10260 | 3 | 3 | 1 | Manual | 1 | Chandelier (Hanging) | Compact Fluorescent |  | Twist | 1 | 22 | 102603 | Bathroom | 0.2116%
10260 | 3 | 4 | 1 | Manual | 1 | Ceiling Fixture | Compact Fluorescent |  | Twist | 1 | 15 | 102603 | Bathroom | 0.2116%
10260 | 3 | 5 | 1 | Manual | 1 | Track | Compact Fluorescent |  | Twist | 3 | 15 | 102603 | Bathroom | 0.2116%
10260 | 3 | 6 | 1 | Manual | 1 | Track | Compact Fluorescent |  | Twist | 3 | 15 | 102603 | Bathroom | 0.2116%
10260 | 3 | 7 | 1 | Manual | 1 | Wall Mount | Compact Fluorescent |  | Twist | 2 | 15 | 102603 | Bathroom | 0.2116%
10260 | 3 | 8 | 1 | Manual | 1 | Track | Compact Fluorescent |  | Twist | 3 | 15 | 102603 | Bathroom | 0.2116%
10260 | 3 | 9 | 1 | Manual | 1 | Ceiling Fixture | Incandescent |  | Standard A Lamp | 1 | 60 | 102603 | Bathroom | 0.2116%
10323 | 1 | 1 | 1 | Manual | 1 | Wall Mount | Compact Fluorescent |  | Twist | 2 | 23 | 103231 | Bathroom | 0.079%
10323 | 1 | 2 | 1 | Manual | 1 | Ceiling Fixture | Incandescent |  | Standard A Lamp | 1 | 65 | 103231 | Bathroom | 0.079%
10323 | 1 | 3 | 1 | Manual | 1 | Ceiling Fixture | Incandescent |  | Standard A Lamp | 1 | 65 | 103231 | Bathroom | 0.079%
10323 | 1 | 4 | 1 | Manual | 1 | Ceiling Fixture | Incandescent |  | Standard A Lamp | 1 | 60 | 103231 | Bathroom | 0.079%
10323 | 1 | 4 | 2 | Manual | 1 | Wall Mount | Compact Fluorescent |  | Twist | 1 | 23 | 103231 | Bathroom | 0.079%
10323 | 1 | 4 | 3 | Manual | 1 | Wall Mount | Linear Fluorescent | 2 | T-12 | 1 | 15 | 103231 | Bathroom | 0.079%
10323 | 1 | 5 | 1 | Manual | 1 | Ceiling Fixture | Compact Fluorescent |  | Twist | 2 | 23 | 103231 | Bathroom | 0.079%
10323 | 1 | 5 | 2 | Manual | 1 | Table | Incandescent |  | Standard A Lamp | 2 | 60 | 103231 | Bathroom | 0.079%
10323 | 1 | 5 | 3 | Manual | 1 | Table | Compact Fluorescent |  | Twist | 1 | 23 | 103231 | Bathroom | 0.079%
10323 | 2 | 1 | 1 | Manual | 1 | Wall Mount | Incandescent |  | Standard A Lamp | 2 | 60 | 103232 | Bathroom | 0.079%
10323 | 2 | 2 | 1 | Manual | 1 | Ceiling Fixture | Incandescent |  | Standard A Lamp | 2 | 60 | 103232 | Bathroom | 0.079%
10323 | 2 | 3 | 1 | Manual | 1 | Ceiling Fixture | Incandescent |  | Standard A Lamp | 1 | 60 | 103232 | Bathroom | 0.079%
10323 | 2 | 3 | 2 | Manual | 1 | Wall Mount | Incandescent |  | Standard A Lamp | 1 | 60 | 103232 | Bathroom | 0.079%
10323 | 2 | 4 | 1 | Manual | 2 | Table | Incandescent |  | Standard A Lamp | 3 | 100 | 103232 | Bathroom | 0.079%
10323 | 2 | 4 | 2 | Manual | 1 | Ceiling Fixture | Incandescent |  | Standard A Lamp | 2 | 60 | 103232 | Bathroom | 0.079%
10323 | 2 | 4 | 3 | Manual | 1 | Ceiling Fixture | Incandescent |  | Standard A Lamp | 1 | 60 | 103232 | Bathroom | 0.079%
10323 | 3 | 1 | 1 | Manual | 1 | Wall Mount | Incandescent |  | Standard A Lamp | 2 | 75 | 103233 | Bathroom | 0.079%
10323 | 3 | 2 | 1 | Manual | 1 | Ceiling Fixture | Incandescent |  | Standard A Lamp | 1 | 100 | 103233 | Bathroom | 0.079%
10323 | 3 | 2 | 2 | Manual | 1 | Table | Halogen |  | Other | 1 | 20 | 103233 | Bathroom | 0.079%
10323 | 3 | 2 | 3 | Manual | 1 | Table | Compact Fluorescent |  | Pin base | 1 | 27 | 103233 | Bathroom | 0.079%
10323 | 3 | 2 | 4 | Manual | 1 | Table | Incandescent |  | Standard A Lamp | 1 | 60 | 103233 | Bathroom | 0.079%
10323 | 3 | 3 | 1 | Manual | 1 | Ceiling Fixture | Incandescent |  | Standard A Lamp | 1 | 100 | 103233 | Bathroom | 0.079%
10323 | 3 | 3 | 2 | Manual | 1 | Wall Mount | Incandescent |  | Other | 1 | 60 | 103233 | Bathroom | 0.079%
10323 | 3 | 3 | 3 | Manual | 1 | Wall Mount | Linear Fluorescent | 2 | T-12 | 1 | 15 | 103233 | Bathroom | 0.079%
10323 | 3 | 4 | 1 | Manual | 1 | Ceiling Fixture | Incandescent |  | Standard A Lamp | 1 | 75 | 103233 | Bathroom | 0.079%
10323 | 3 | 4 | 2 | Manual | 1 | Ceiling Fixture | Incandescent |  | Standard A Lamp | 3 | 75 | 103233 | Bathroom | 0.079%
10400 | 1 | 1 | 1 | Manual | 2 | Ceiling Fixture | Compact Fluorescent |  | Twist | 2 | 13 | 104001 | Bathroom | 0.09076%
10400 | 1 | 1 | 2 | Manual | 1 | Ceiling Fan | Incandescent |  | Standard A Lamp | 2 | 60 | 104001 | Bathroom | 0.09076%
10400 | 1 | 1 | 3 | Manual | 1 | Recessed Can | Incandescent |  | Heat Lamp | 1 | 500 | 104001 | Bathroom | 0.09076%
10400 | 1 | 2 | 1 | Manual | 1 | Ceiling Fixture | Compact Fluorescent |  | Twist | 1 | 13 | 104001 | Bathroom | 0.09076%
10400 | 1 | 2 | 2 | Manual | 1 | Floor lamp | Compact Fluorescent |  | Twist | 5 | 13 | 104001 | Bathroom | 0.09076%
10400 | 1 | 3 | 1 | Manual | 1 | Ceiling Fixture | Compact Fluorescent |  | Twist | 1 | 13 | 104001 | Bathroom | 0.09076%
10400 | 1 | 4 | 1 | Manual | 1 | Ceiling Fixture | Compact Fluorescent |  | Twist | 2 | 23 | 104001 | Bathroom | 0.09076%
10400 | 1 | 4 | 2 | Manual | 2 | Other | Compact Fluorescent |  | Twist | 1 | 13 | 104001 | Bathroom | 0.09076%
10400 | 1 | 4 | 3 | Manual | 1 | Chandelier (Hanging) | Compact Fluorescent |  | Twist | 1 | 23 | 104001 | Bathroom | 0.09076%
10400 | 1 | 5 | 1 | Manual | 1 | Floor lamp | Compact Fluorescent |  | Twist | 1 | 23 | 104001 | Bathroom | 0.09076%
10400 | 1 | 5 | 2 | Motion | 1 | Ceiling Fixture | Incandescent |  | Standard A Lamp | 1 | 100 | 104001 | Bathroom | 0.09076%
10400 | 1 | 6 | 1 | Manual | 1 | Floor lamp | Compact Fluorescent |  | Twist | 1 | 23 | 104001 | Bathroom | 0.09076%
10400 | 1 | 6 | 2 | Manual | 1 | Ceiling Fixture | Compact Fluorescent |  | Twist | 1 | 23 | 104001 | Bathroom | 0.09076%
10400 | 1 | 6 | 3 | Manual | 1 | Table | Compact Fluorescent |  | Twist | 1 | 13 | 104001 | Bathroom | 0.09076%
10400 | 2 | 1 | 1 | Manual | 1 | Ceiling Fixture | Incandescent |  | Standard A Lamp | 2 | 25 | 104002 | Closet | 0.09076%
10400 | 2 | 2 | 1 | Manual | 1 | Wall Mount | Incandescent |  | Standard A Lamp | 4 | 40 | 104002 | Closet | 0.09076%
10400 | 2 | 2 | 2 | Manual | 1 | Ceiling Fixture | Incandescent |  | Heat Lamp | 1 | 250 | 104002 | Closet | 0.09076%
10400 | 2 | 3 | 1 | Manual | 3 | Table | Incandescent |  | Standard A Lamp | 1 | 60 | 104002 | Closet | 0.09076%
10400 | 2 | 4 | 1 | Manual | 1 | Ceiling Fixture | Incandescent |  | Standard A Lamp | 4 | 40 | 104002 | Closet | 0.09076%
10400 | 2 | 4 | 2 | Manual | 1 | Other | Incandescent |  | Standard A Lamp | 1 | 25 | 104002 | Closet | 0.09076%
10400 | 2 | 4 | 3 | Manual | 1 | Ceiling Fixture | Linear Fluorescent | 2 | T-8 | 2 | 20 | 104002 | Closet | 0.09076%
10400 | 2 | 4 | 4 | Manual | 1 | Other | Compact Fluorescent |  | Twist | 1 | 13 | 104002 | Closet | 0.09076%
10400 | 2 | 5 | 1 | Manual | 1 | Ceiling Fixture | Incandescent |  | Standard A Lamp | 1 | 60 | 104002 | Closet | 0.09076%
10400 | 2 | 5 | 2 | Manual | 2 | Floor lamp | Incandescent |  | Standard A Lamp | 1 | 60 | 104002 | Closet | 0.09076%
10400 | 2 | 5 | 3 | Manual | 1 | Table | Incandescent |  | Standard A Lamp | 1 | 40 | 104002 | Closet | 0.09076%
10400 | 3 | 1 | 1 | Manual | 1 | Ceiling Fixture | Incandescent |  | Reflector | 1 | 250 | 104003 | Bathroom | 0.09076%
10400 | 3 | 1 | 2 | Manual | 1 | Wall Mount | Incandescent |  | Standard A Lamp | 5 | 40 | 104003 | Bathroom | 0.09076%
10400 | 3 | 2 | 1 | Manual | 1 | Floor lamp | Incandescent |  | 3-Way Incandescent | 1 | 90 | 104003 | Bathroom | 0.09076%
10400 | 3 | 2 | 2 | Manual | 1 | Table | Halogen |  | PAR | 1 | 50 | 104003 | Bathroom | 0.09076%
10400 | 3 | 3 | 1 | Manual | 1 | Ceiling Fixture | Incandescent |  | Standard A Lamp | 1 | 60 | 104003 | Bathroom | 0.09076%
10400 | 3 | 3 | 2 | Manual | 1 | Track | Halogen |  | PAR | 5 | 50 | 104003 | Bathroom | 0.09076%
10400 | 3 | 3 | 3 | Dimmer | 1 | Chandelier (Hanging) | Incandescent |  | Standard A Lamp | 6 | 25 | 104003 | Bathroom | 0.09076%
10400 | 3 | 4 | 1 | Manual | 2 | Floor lamp | Incandescent |  | Standard A Lamp | 1 | 60 | 104003 | Bathroom | 0.09076%
10400 | 3 | 4 | 2 | Manual | 1 | Floor lamp | Halogen |  | PAR | 1 | 40 | 104003 | Bathroom | 0.09076%
10400 | 3 | 4 | 3 | Manual | 2 | Table | Incandescent |  | Standard A Lamp | 1 | 60 | 104003 | Bathroom | 0.09076%
10400 | 3 | 4 | 4 | Manual | 1 | Ceiling Fixture | Incandescent |  | Standard A Lamp | 1 | 60 | 104003 | Bathroom | 0.09076%
10477 | 1 | 1 | 1 | Manual | 1 | Wall Mount | Incandescent |  | Standard A Lamp | 4 | 40 | 104771 | Bathroom | 0.04824%
10477 | 1 | 2 | 1 | Manual | 1 | Table | Compact Fluorescent |  | Twist | 1 | 15 | 104771 | Bathroom | 0.04824%
10477 | 1 | 3 | 1 | Manual | 1 | Ceiling Fixture | Compact Fluorescent |  | Twist | 1 | 15 | 104771 | Bathroom | 0.04824%
10477 | 1 | 4 | 1 | Manual | 1 | Chandelier (Hanging) | Compact Fluorescent |  | Twist | 1 | 22 | 104771 | Bathroom | 0.04824%
10477 | 1 | 4 | 2 | Manual | 1 | Floor lamp | Compact Fluorescent |  | Twist | 2 | 15 | 104771 | Bathroom | 0.04824%
10477 | 1 | 5 | 1 | Manual | 1 | Ceiling Fixture | Compact Fluorescent |  | Twist | 1 | 15 | 104771 | Bathroom | 0.04824%
10477 | 1 | 6 | 1 | Manual | 1 | Ceiling Fixture | Compact Fluorescent |  | Twist | 2 | 15 | 104771 | Bathroom | 0.04824%
10477 | 1 | 7 | 1 | Manual | 1 | Chandelier (Hanging) | Compact Fluorescent |  | Twist | 1 | 15 | 104771 | Bathroom | 0.04824%
10477 | 2 | 1 | 1 | Manual | 1 | Ceiling Fixture | Compact Fluorescent |  | A shape bulb | 2 | 15 | 104772 | Kitchen | 0.04824%
10477 | 2 | 2 | 1 | Manual | 2 | Floor lamp | Compact Fluorescent |  | Twist | 2 | 15 | 104772 | Kitchen | 0.04824%
10477 | 2 | 3 | 1 | Manual | 2 | Ceiling Fixture | Compact Fluorescent |  | Twist | 1 | 15 | 104772 | Kitchen | 0.04824%
10477 | 2 | 4 | 1 | Manual | 1 | Wall Mount | Compact Fluorescent |  | Twist | 4 | 15 | 104772 | Kitchen | 0.04824%
10477 | 2 | 4 | 2 | Manual | 1 | Recessed - other | Incandescent |  | Heat Lamp | 1 | 150 | 104772 | Kitchen | 0.04824%
10477 | 3 | 1 | 1 | Manual | 1 | Wall Mount | Incandescent |  | Standard A Lamp | 4 | 60 | 104773 | Bathroom | 0.04824%
10477 | 3 | 1 | 2 | Manual | 1 | Recessed - other | Incandescent |  | Heat Lamp | 1 | 150 | 104773 | Bathroom | 0.04824%
10477 | 3 | 2 | 1 | Manual | 1 | Wall Mount | Incandescent |  | Standard A Lamp | 4 | 60 | 104773 | Bathroom | 0.04824%
10477 | 3 | 4 | 1 | Manual | 1 | Table | Incandescent |  | Standard A Lamp | 1 | 60 | 104773 | Bathroom | 0.04824%
10477 | 3 | 5 | 1 | Manual | 1 | Chandelier (Hanging) | Incandescent |  | Standard A Lamp | 1 | 60 | 104773 | Bathroom | 0.04824%
10477 | 3 | 6 | 1 | Manual | 3 | Ceiling Fixture | Compact Fluorescent |  | Twist | 1 | 15 | 104773 | Bathroom | 0.04824%
10477 | 3 | 7 | 1 | Manual | 1 | Ceiling Fixture | Incandescent |  | Standard A Lamp | 1 | 60 | 104773 | Bathroom | 0.04824%
10477 | 3 | 8 | 1 | Manual | 1 | Table | Incandescent |  | Standard A Lamp | 1 | 100 | 104773 | Bathroom | 0.04824%
10480 | 1 | 1 | 1 | Manual | 1 | Ceiling Fixture | Incandescent |  | Mini base | 3 | 24 | 104801 | Bathroom | 0.3174%
10480 | 1 | 1 | 2 | Manual | 1 | Wall Mount | Other |  | LED Interior | 3 | 2 | 104801 | Bathroom | 0.3174%
10480 | 1 | 2 | 1 | Manual | 2 | Ceiling Fixture | Incandescent |  | Standard A Lamp | 2 | 60 | 104801 | Bathroom | 0.3174%
10480 | 1 | 3 | 1 | Manual | 1 | Table | Compact Fluorescent |  | Circline (Screw Base) | 2 | 32 | 104801 | Bathroom | 0.3174%
10480 | 1 | 3 | 2 | Manual | 2 | Recessed - other | Incandescent |  | Mini base | 2 | 40 | 104801 | Bathroom | 0.3174%
10480 | 1 | 4 | 1 | Manual | 1 | Ceiling Fixture | Incandescent |  | Standard A Lamp | 1 | 60 | 104801 | Bathroom | 0.3174%
10480 | 1 | 5 | 1 | Manual | 1 | Floor lamp | Incandescent |  | Standard A Lamp | 1 | 150 | 104801 | Bathroom | 0.3174%
10480 | 1 | 5 | 2 | Manual | 1 | Table | Incandescent |  | Standard A Lamp | 1 | 150 | 104801 | Bathroom | 0.3174%
10480 | 1 | 5 | 3 | Manual | 1 | Table | Incandescent |  | Standard A Lamp | 1 | 60 | 104801 | Bathroom | 0.3174%
10480 | 1 | 5 | 4 | Manual | 1 | Chandelier (Hanging) | Other |  | LED Interior | 5 | 2 | 104801 | Bathroom | 0.3174%
10480 | 1 | 6 | 1 | Manual | 1 | Ceiling Fixture | Incandescent |  | Standard A Lamp | 2 | 60 | 104801 | Bathroom | 0.3174%
10480 | 1 | 6 | 2 | Manual | 1 | Chandelier (Hanging) | Other |  | LED Interior | 5 | 2 | 104801 | Bathroom | 0.3174%
10480 | 1 | 6 | 3 | Manual | 1 | Table | Incandescent |  | Standard A Lamp | 1 | 40 | 104801 | Bathroom | 0.3174%
10480 | 2 | 1 | 1 | Manual | 1 | Wall Mount | Incandescent |  | Standard A Lamp | 4 | 60 | 104802 | Bathroom | 0.3174%
10480 | 2 | 2 | 1 | Manual | 2 | Ceiling Fixture | Incandescent |  | Standard A Lamp | 1 | 75 | 104802 | Bathroom | 0.3174%
10480 | 2 | 3 | 1 | Manual | 1 | Ceiling Fixture | Compact Fluorescent |  | Twist | 1 | 125 | 104802 | Bathroom | 0.3174%
10480 | 2 | 3 | 2 | Manual | 1 | Recessed - other | Incandescent |  | Standard A Lamp | 1 | 40 | 104802 | Bathroom | 0.3174%
10480 | 2 | 4 | 1 | Manual | 1 | Ceiling Fixture | Compact Fluorescent |  | Twist | 2 | 13 | 104802 | Bathroom | 0.3174%
10480 | 2 | 4 | 2 | Manual | 1 | Floor lamp | Compact Fluorescent |  | Twist | 1 | 26 | 104802 | Bathroom | 0.3174%
10480 | 2 | 5 | 1 | Manual | 1 | Ceiling Fixture | Compact Fluorescent |  | Twist | 1 | 13 | 104802 | Bathroom | 0.3174%
10495 | 1 | 1 | 1 | Manual | 1 | Wall Mount | Compact Fluorescent |  | Globe | 4 | 9 | 104951 | Bathroom | 0.09076%
10495 | 1 | 2 | 1 | Manual | 1 | Wall Mount | Compact Fluorescent |  | Globe | 4 | 9 | 104951 | Bathroom | 0.09076%
10495 | 1 | 3 | 1 | Manual | 2 | Table | Compact Fluorescent |  | Mini base | 1 | 9 | 104951 | Bathroom | 0.09076%
10495 | 1 | 3 | 2 | Manual | 1 | Chandelier (Hanging) | Incandescent |  | Globe | 1 | 60 | 104951 | Bathroom | 0.09076%
10495 | 1 | 4 | 1 | Manual | 1 | Table | Incandescent |  | Standard A Lamp | 1 | 60 | 104951 | Bathroom | 0.09076%
10495 | 1 | 4 | 2 | Manual | 1 | Wall Mount | Compact Fluorescent |  | Twist | 1 | 9 | 104951 | Bathroom | 0.09076%
10495 | 1 | 5 | 1 | Manual | 1 | Ceiling Fixture | Compact Fluorescent |  | Twist | 2 | 23 | 104951 | Bathroom | 0.09076%
10495 | 1 | 6 | 1 | Manual | 1 | Ceiling Fixture | Linear Fluorescent | 4 | T-12 | 2 | 40 | 104951 | Bathroom | 0.09076%
10495 | 1 | 6 | 2 | Manual | 1 | Other | Compact Fluorescent |  | Twist | 1 | 14 | 104951 | Bathroom | 0.09076%
10495 | 1 | 7 | 1 | Manual | 2 | Table | Compact Fluorescent |  | Twist | 1 | 13 | 104951 | Bathroom | 0.09076%
10495 | 1 | 7 | 2 | Manual | 1 | Floor lamp | Compact Fluorescent |  | Twist | 13 | 13 | 104951 | Bathroom | 0.09076%
10495 | 1 | 7 | 3 | Manual | 1 | Chandelier (Hanging) | Incandescent |  | Globe | 1 | 150 | 104951 | Bathroom | 0.09076%
10495 | 1 | 7 | 4 | Manual | 1 | Ceiling Fixture | Compact Fluorescent |  | Twist | 2 | 23 | 104951 | Bathroom | 0.09076%
10495 | 2 | 1 | 1 | Manual | 1 | Wall Mount | Compact Fluorescent |  | Globe | 4 | 9 | 104952 | Bathroom | 0.09076%
10495 | 2 | 2 | 1 | Manual | 1 | Table | Compact Fluorescent |  | Twist | 1 | 9 | 104952 | Bathroom | 0.09076%
10495 | 2 | 3 | 1 | Manual | 1 | Ceiling Fixture | Compact Fluorescent |  | Twist | 1 | 13 | 104952 | Bathroom | 0.09076%
10495 | 2 | 4 | 1 | Manual | 1 | Ceiling Fixture | Compact Fluorescent |  | Twist | 1 | 13 | 104952 | Bathroom | 0.09076%
10495 | 2 | 5 | 1 | Manual | 1 | Ceiling Fixture | Linear Fluorescent | 4 | T-12 | 2 | 40 | 104952 | Bathroom | 0.09076%
10495 | 2 | 6 | 1 | Manual | 1 | Chandelier (Hanging) | Compact Fluorescent |  | A shape bulb | 1 | 14 | 104952 | Bathroom | 0.09076%
10495 | 2 | 6 | 2 | Manual | 2 | Table | Compact Fluorescent |  | A shape bulb | 1 | 14 | 104952 | Bathroom | 0.09076%
10495 | 3 | 1 | 1 | Manual | 1 | Wall Mount | Incandescent |  | Globe | 4 | 9 | 104953 | Bathroom | 0.09076%
10495 | 3 | 2 | 1 | Manual | 1 | Wall Mount | Compact Fluorescent |  | Globe | 4 | 9 | 104953 | Bathroom | 0.09076%
10495 | 3 | 3 | 1 | Manual | 1 | Floor lamp | Compact Fluorescent |  | A shape bulb | 5 | 14 | 104953 | Bathroom | 0.09076%
10495 | 3 | 3 | 2 | Manual | 1 | Table | Compact Fluorescent |  | Twist | 2 | 23 | 104953 | Bathroom | 0.09076%
10495 | 3 | 4 | 1 | Manual | 1 | Floor lamp | Incandescent |  | Twist | 5 | 60 | 104953 | Bathroom | 0.09076%
10495 | 3 | 4 | 2 | Dimmer | 1 | Table | Incandescent |  | Decorative | 1 | 40 | 104953 | Bathroom | 0.09076%
10495 | 3 | 4 | 3 | Manual | 1 | Table | Halogen |  | Other | 1 | 50 | 104953 | Bathroom | 0.09076%
10495 | 3 | 5 | 1 | Manual | 1 | Ceiling Fixture | Compact Fluorescent |  | Twist | 1 | 20 | 104953 | Bathroom | 0.09076%
10495 | 3 | 6 | 1 | Manual | 1 | Ceiling Fixture | Linear Fluorescent | 4 | T-12 | 2 | 40 | 104953 | Bathroom | 0.09076%
10495 | 3 | 6 | 2 | Manual | 1 | Other | Incandescent |  | Standard A Lamp | 1 | 40 | 104953 | Bathroom | 0.09076%
10495 | 3 | 7 | 1 | Manual | 1 | Table | Compact Fluorescent |  | Mini base | 1 | 7 | 104953 | Bathroom | 0.09076%
10495 | 3 | 7 | 2 | Dimmer | 1 | Other | Incandescent |  | Decorative | 1 | 25 | 104953 | Bathroom | 0.09076%
10495 | 3 | 7 | 3 | Manual | 1 | Floor lamp | Incandescent |  | 3-Way Incandescent | 1 | 150 | 104953 | Bathroom | 0.09076%
10495 | 3 | 7 | 4 | Manual | 1 | Ceiling Fixture | Compact Fluorescent |  | A shape bulb | 1 | 14 | 104953 | Bathroom | 0.09076%
10495 | 3 | 7 | 5 | Manual | 1 | Ceiling Fixture | Compact Fluorescent |  | Twist | 1 | 20 | 104953 | Bathroom | 0.09076%
10519 | 1 | 1 | 1 | Manual | 1 | Recessed - other | Incandescent |  | Heat Lamp | 1 | 250 | 105191 | Bathroom | 0.04824%
10519 | 1 | 1 | 2 | Manual | 1 | Wall Mount | Incandescent |  | Standard A Lamp | 3 | 60 | 105191 | Bathroom | 0.04824%
10519 | 1 | 2 | 1 | Manual | 1 | Wall Mount | Incandescent |  | Standard A Lamp | 3 | 60 | 105191 | Bathroom | 0.04824%
10519 | 1 | 2 | 2 | Manual | 1 | Recessed - other | Incandescent |  | Heat Lamp | 1 | 250 | 105191 | Bathroom | 0.04824%
10519 | 1 | 3 | 1 | Manual | 1 | Table | Compact Fluorescent |  | Twist | 1 | 13 | 105191 | Bathroom | 0.04824%
10519 | 1 | 4 | 1 | Manual | 1 | Floor lamp | Compact Fluorescent |  | Twist | 1 | 13 | 105191 | Bathroom | 0.04824%
10519 | 1 | 5 | 1 | Manual | 1 | Ceiling Fixture | Incandescent |  | Standard A Lamp | 2 | 60 | 105191 | Bathroom | 0.04824%
10519 | 1 | 6 | 1 | Manual | 3 | Wall Mount | Incandescent |  | Standard A Lamp | 1 | 60 | 105191 | Bathroom | 0.04824%
10519 | 1 | 7 | 1 | Manual | 1 | Other | Incandescent |  | Mini base | 1 | 40 | 105191 | Bathroom | 0.04824%
10519 | 1 | 7 | 2 | Manual | 1 | Ceiling Fixture | Linear Fluorescent | 4 | T-8 | 2 | 32 | 105191 | Bathroom | 0.04824%
10519 | 1 | 8 | 1 | Manual | 1 | Ceiling Fixture | Incandescent |  | Standard A Lamp | 2 | 60 | 105191 | Bathroom | 0.04824%
10519 | 1 | 9 | 1 | Manual | 1 | Track | Halogen |  | MR | 5 | 50 | 105191 | Bathroom | 0.04824%
10519 | 2 | 1 | 1 | Manual | 1 | Wall Mount | Incandescent |  | Globe | 3 | 40 | 105192 | Bathroom | 0.04824%
10519 | 2 | 1 | 2 | Manual | 1 | Recessed - other | Incandescent |  | Heat Lamp | 1 | 250 | 105192 | Bathroom | 0.04824%
10519 | 2 | 2 | 1 | Dimmer | 1 | Table | Incandescent |  | Standard A Lamp | 2 | 60 | 105192 | Bathroom | 0.04824%
10519 | 2 | 3 | 1 | Manual | 1 | Ceiling Fixture | Compact Fluorescent |  | Twist | 2 | 13 | 105192 | Bathroom | 0.04824%
10519 | 2 | 4 | 1 | Manual | 2 | Wall Mount | Incandescent |  | Standard A Lamp | 1 | 60 | 105192 | Bathroom | 0.04824%
10519 | 2 | 4 | 2 | Timer | 1 | Table | Compact Fluorescent |  | Twist | 1 | 11 | 105192 | Bathroom | 0.04824%
10519 | 2 | 5 | 1 | Manual | 1 | Other | Incandescent |  | Standard A Lamp | 1 | 40 | 105192 | Bathroom | 0.04824%
10519 | 2 | 5 | 2 | Manual | 1 | Ceiling Fixture | Linear Fluorescent | 4 | T-8 | 2 | 32 | 105192 | Bathroom | 0.04824%
10519 | 2 | 6 | 1 | Manual | 1 | Ceiling Fixture | Compact Fluorescent |  | Twist | 2 | 13 | 105192 | Bathroom | 0.04824%
10519 | 2 | 7 | 1 | Manual | 1 | Table | Compact Fluorescent |  | Mini base | 2 | 10 | 105192 | Bathroom | 0.04824%
10519 | 2 | 7 | 2 | Manual | 1 | Floor lamp | Compact Fluorescent |  | Mini base | 5 | 10 | 105192 | Bathroom | 0.04824%
10519 | 2 | 7 | 3 | Manual | 2 | Other | Other |  | Other | 1 | 25 | 105192 | Bathroom | 0.04824%
10519 | 2 | 7 | 4 | Manual | 1 | Track | Halogen |  | MR | 4 | 50 | 105192 | Bathroom | 0.04824%
10519 | 3 | 1 | 1 | Manual | 1 | Wall Mount | Incandescent |  | Globe | 3 | 40 | 105193 | Bathroom | 0.04824%
10519 | 3 | 1 | 2 | Manual | 1 | Recessed - other | Incandescent |  | Heat Lamp | 1 | 250 | 105193 | Bathroom | 0.04824%
10519 | 3 | 2 | 1 | Manual | 1 | Table | Incandescent |  | Standard A Lamp | 1 | 150 | 105193 | Bathroom | 0.04824%
10519 | 3 | 3 | 1 | Manual | 1 | Ceiling Fixture | Compact Fluorescent |  | Twist | 2 | 13 | 105193 | Bathroom | 0.04824%
10519 | 3 | 4 | 1 | Manual | 1 | Floor lamp | Incandescent |  | Standard A Lamp | 1 | 60 | 105193 | Bathroom | 0.04824%
10519 | 3 | 4 | 2 | Manual | 1 | Table | Incandescent |  | 3-Way Incandescent | 1 | 150 | 105193 | Bathroom | 0.04824%
10519 | 3 | 5 | 1 | Manual | 2 | Wall Mount | Incandescent |  | Standard A Lamp | 1 | 60 | 105193 | Bathroom | 0.04824%
10519 | 3 | 6 | 1 | Manual | 1 | Other | Incandescent |  | Standard A Lamp | 1 | 40 | 105193 | Bathroom | 0.04824%
10519 | 3 | 6 | 2 | Manual | 1 | Ceiling Fixture | Linear Fluorescent | 2 | T-8 | 1 | 32 | 105193 | Bathroom | 0.04824%
10519 | 3 | 7 | 1 | Manual | 1 | Ceiling Fixture | Compact Fluorescent |  | Twist | 2 | 13 | 105193 | Bathroom | 0.04824%
10519 | 3 | 8 | 1 | Manual | 2 | Floor lamp | Incandescent |  | 3-Way Incandescent | 1 | 150 | 105193 | Bathroom | 0.04824%
10519 | 3 | 8 | 2 | Manual | 1 | Track | Halogen |  | MR | 3 | 50 | 105193 | Bathroom | 0.04824%
10587 | 1 | 1 | 1 | Manual | 1 | Wall Mount | Compact Fluorescent |  | Twist | 3 | 13 | 105871 | Bathroom | 0.3174%
10587 | 1 | 1 | 2 | Manual | 2 | Ceiling Fixture | Compact Fluorescent |  | Twist | 1 | 14 | 105871 | Bathroom | 0.3174%
10587 | 1 | 2 | 1 | Manual | 1 | Floor lamp | Compact Fluorescent |  | Twist | 1 | 12 | 105871 | Bathroom | 0.3174%
10587 | 1 | 3 | 1 | Manual | 1 | Chandelier (Hanging) | Compact Fluorescent |  | Twist | 3 | 13 | 105871 | Bathroom | 0.3174%
10587 | 1 | 4 | 1 | Manual | 2 | Ceiling Fixture | Compact Fluorescent |  | Twist | 1 | 13 | 105871 | Bathroom | 0.3174%
10587 | 1 | 5 | 1 | Manual | 1 | Ceiling Fixture | Linear Fluorescent | 4 | T-8 | 2 | 32 | 105871 | Bathroom | 0.3174%
10587 | 1 | 5 | 2 | Manual | 1 | Other | Incandescent |  | Decorative | 1 | 40 | 105871 | Bathroom | 0.3174%
10587 | 1 | 6 | 1 | Manual | 1 | Floor lamp | Incandescent |  | Standard A Lamp | 2 | 75 | 105871 | Bathroom | 0.3174%
10587 | 2 | 1 | 1 | Manual | 1 | Wall Mount | Compact Fluorescent |  | Twist | 3 | 13 | 105872 | Bathroom | 0.3174%
10587 | 2 | 2 | 1 | Manual | 2 | Table | Compact Fluorescent |  | Twist | 1 | 13 | 105872 | Bathroom | 0.3174%
10587 | 2 | 3 | 1 | Manual | 1 | Table | Compact Fluorescent |  | Twist | 1 | 13 | 105872 | Bathroom | 0.3174%
10587 | 2 | 4 | 1 | Manual | 1 | Chandelier (Hanging) | Compact Fluorescent |  | Twist | 3 | 14 | 105872 | Bathroom | 0.3174%
10587 | 2 | 5 | 1 | Manual | 2 | Ceiling Fixture | Compact Fluorescent |  | Twist | 1 | 14 | 105872 | Bathroom | 0.3174%
10587 | 2 | 6 | 1 | Manual | 1 | Ceiling Fixture | Linear Fluorescent | 4 | T-8 | 2 | 32 | 105872 | Bathroom | 0.3174%
10587 | 2 | 6 | 2 | Manual | 1 | Other | Incandescent |  | Standard A Lamp | 1 | 40 | 105872 | Bathroom | 0.3174%
10587 | 2 | 7 | 1 | Manual | 1 | Floor lamp | Compact Fluorescent |  | Twist | 1 | 14 | 105872 | Bathroom | 0.3174%
10587 | 2 | 7 | 2 | Manual | 1 | Ceiling Fixture | Halogen |  | PAR | 1 | 40 | 105872 | Bathroom | 0.3174%
10614 | 1 | 1 | 1 | Manual | 1 | Wall Mount | Incandescent |  | Globe | 6 | 40 | 106141 | Bathroom | 0.2116%
10614 | 1 | 1 | 2 | Manual | 1 | Recessed - other | Incandescent |  | Reflector | 1 | 150 | 106141 | Bathroom | 0.2116%
10614 | 1 | 1 | 3 | Timer | 1 | Recessed - other | Incandescent |  | Heat Lamp | 1 | 250 | 106141 | Bathroom | 0.2116%
10614 | 1 | 2 | 1 | Manual | 1 | Recessed - other | Incandescent |  | Reflector | 1 | 150 | 106141 | Bathroom | 0.2116%
10614 | 1 | 2 | 2 | Timer | 1 | Recessed - other | Incandescent |  | Heat Lamp | 1 | 250 | 106141 | Bathroom | 0.2116%
10614 | 1 | 3 | 1 | Manual | 1 | Table | Compact Fluorescent |  | Twist | 1 | 13 | 106141 | Bathroom | 0.2116%
10614 | 1 | 3 | 2 | Manual | 1 | Table | Incandescent |  | 3-Way Incandescent | 1 | 150 | 106141 | Bathroom | 0.2116%
10614 | 1 | 4 | 1 | Manual | 2 | Table | Incandescent |  | Standard A Lamp | 1 | 60 | 106141 | Bathroom | 0.2116%
10614 | 1 | 5 | 1 | Manual | 1 | Ceiling Fixture | Compact Fluorescent |  | Twist | 1 | 13 | 106141 | Bathroom | 0.2116%
10614 | 1 | 6 | 1 | Manual | 2 | Ceiling Fan | Compact Fluorescent |  | Twist | 2 | 13 | 106141 | Bathroom | 0.2116%
10614 | 1 | 6 | 2 | Manual | 1 | Other | Incandescent |  | Decorative | 1 | 40 | 106141 | Bathroom | 0.2116%
10614 | 1 | 7 | 1 | Manual | 1 | Floor lamp | Incandescent |  | 3-Way Incandescent | 1 | 150 | 106141 | Bathroom | 0.2116%
10614 | 1 | 7 | 2 | Manual | 2 | Floor lamp | Incandescent |  | Standard A Lamp | 1 | 77 | 106141 | Bathroom | 0.2116%
10614 | 1 | 7 | 3 | Manual | 3 | Ceiling Fixture | Compact Fluorescent |  | Twist | 1 | 13 | 106141 | Bathroom | 0.2116%
10614 | 1 | 7 | 4 | Manual | 1 | Ceiling Fixture | Incandescent |  | Standard A Lamp | 1 | 60 | 106141 | Bathroom | 0.2116%
10614 | 2 | 1 | 1 | Timer | 1 | Recessed - other | Incandescent |  | Heat Lamp | 1 | 250 | 106142 | Bathroom | 0.2116%
10614 | 2 | 1 | 2 | Manual | 1 | Wall Mount | Compact Fluorescent |  | Globe | 3 | 15 | 106142 | Bathroom | 0.2116%
10614 | 2 | 1 | 3 | Manual | 1 | Recessed - other | Incandescent |  | Reflector | 1 | 75 | 106142 | Bathroom | 0.2116%
10614 | 2 | 2 | 1 | Manual | 1 | Table | Compact Fluorescent |  | Twist | 1 | 13 | 106142 | Bathroom | 0.2116%
10614 | 2 | 2 | 2 | Manual | 1 | Ceiling Fixture | Incandescent |  | Standard A Lamp | 1 | 60 | 106142 | Bathroom | 0.2116%
10614 | 2 | 3 | 1 | Manual | 1 | Table | Compact Fluorescent |  | Twist | 1 | 13 | 106142 | Bathroom | 0.2116%
10614 | 2 | 4 | 1 | Manual | 1 | Ceiling Fixture | Incandescent |  | Standard A Lamp | 1 | 60 | 106142 | Bathroom | 0.2116%
10614 | 2 | 4 | 2 | Manual | 1 | Other | Incandescent |  | Decorative | 1 | 40 | 106142 | Bathroom | 0.2116%
10614 | 2 | 5 | 1 | Manual | 1 | Table | Compact Fluorescent |  | Twist | 1 | 13 | 106142 | Bathroom | 0.2116%
10614 | 2 | 5 | 2 | Manual | 1 | Floor lamp | Incandescent |  | Standard A Lamp | 1 | 150 | 106142 | Bathroom | 0.2116%
10614 | 2 | 5 | 3 | Manual | 3 | Ceiling Fixture | Incandescent |  | Standard A Lamp | 1 | 60 | 106142 | Bathroom | 0.2116%
10614 | 3 | 1 | 1 | Manual | 1 | Recessed - other | Incandescent |  | Reflector | 1 | 150 | 106143 | Bathroom | 0.2116%
10614 | 3 | 1 | 2 | Timer | 1 | Recessed - other | Incandescent |  | Heat Lamp | 1 | 250 | 106143 | Bathroom | 0.2116%
10614 | 3 | 1 | 3 | Manual | 1 | Wall Mount | Compact Fluorescent |  | Globe | 6 | 14 | 106143 | Bathroom | 0.2116%
10614 | 3 | 2 | 1 | Manual | 1 | Recessed - other | Incandescent |  | Reflector | 1 | 150 | 106143 | Bathroom | 0.2116%
10614 | 3 | 2 | 2 | Timer | 1 | Recessed - other | Incandescent |  | Heat Lamp | 1 | 250 | 106143 | Bathroom | 0.2116%
10614 | 3 | 2 | 3 | Manual | 1 | Wall Mount | Incandescent |  | Globe | 6 | 40 | 106143 | Bathroom | 0.2116%
10614 | 3 | 3 | 1 | Manual | 1 | Chandelier (Hanging) | Incandescent |  | Standard A Lamp | 1 | 100 | 106143 | Bathroom | 0.2116%
10614 | 3 | 3 | 2 | Manual | 1 | Table | Incandescent |  | Standard A Lamp | 1 | 40 | 106143 | Bathroom | 0.2116%
10614 | 3 | 4 | 1 | Manual | 1 | Ceiling Fixture | Compact Fluorescent |  | Twist | 2 | 13 | 106143 | Bathroom | 0.2116%
10614 | 3 | 4 | 2 | Manual | 1 | Other | Incandescent |  | Decorative | 1 | 40 | 106143 | Bathroom | 0.2116%
10614 | 3 | 4 | 3 | Manual | 1 | Table | Incandescent |  | Standard A Lamp | 1 | 60 | 106143 | Bathroom | 0.2116%
10614 | 3 | 4 | 4 | Manual | 1 | Ceiling Fixture | Incandescent |  | Standard A Lamp | 2 | 75 | 106143 | Bathroom | 0.2116%
10614 | 3 | 5 | 1 | Manual | 1 | Floor lamp | Compact Fluorescent |  | Twist | 1 | 23 | 106143 | Bathroom | 0.2116%
10614 | 3 | 5 | 2 | Manual | 2 | Ceiling Fixture | Incandescent |  | Standard A Lamp | 1 | 100 | 106143 | Bathroom | 0.2116%
10614 | 3 | 5 | 3 | Manual | 1 | Chandelier (Hanging) | Compact Fluorescent |  | Twist | 1 | 23 | 106143 | Bathroom | 0.2116%
10614 | 3 | 5 | 4 | Manual | 2 | Table | Incandescent |  | 3-Way Incandescent | 1 | 150 | 106143 | Bathroom | 0.2116%
10614 | 3 | 5 | 5 | Manual | 1 | Table | Compact Fluorescent |  | Twist | 1 | 15 | 106143 | Bathroom | 0.2116%
10614 | 3 | 5 | 6 | Manual | 1 | Table | Incandescent |  | Globe | 1 | 25 | 106143 | Bathroom | 0.2116%
10614 | 3 | 6 | 1 | Manual | 2 | Table | Compact Fluorescent |  | Twist | 1 | 19 | 106143 | Bathroom | 0.2116%
10614 | 3 | 6 | 2 | Manual | 2 | Track | Compact Fluorescent |  | Twist | 3 | 16 | 106143 | Bathroom | 0.2116%
10614 | 3 | 7 | 1 | Manual | 1 | Ceiling Fixture | Incandescent |  | Standard A Lamp | 1 | 60 | 106143 | Bathroom | 0.2116%
10623 | 1 | 1 | 1 | Manual | 1 | Wall Mount | Compact Fluorescent |  | Circline (Screw Base) | 1 | 22 | 106231 | Bathroom | 0.04824%
10623 | 1 | 3 | 1 | Manual | 1 | Ceiling Fixture | Compact Fluorescent |  | Twist | 1 | 22 | 106231 | Bathroom | 0.04824%
10623 | 1 | 4 | 1 | Manual | 1 | Ceiling Fixture | Compact Fluorescent |  | Circline (Screw Base) | 1 | 22 | 106231 | Bathroom | 0.04824%
10623 | 2 | 1 | 1 | Manual | 1 | Wall Mount | Compact Fluorescent |  | Circline (Screw Base) | 1 | 22 | 106232 | Bathroom | 0.04824%
10623 | 2 | 2 | 1 | Manual | 1 | Ceiling Fixture | Compact Fluorescent |  | Twist | 1 | 15 | 106232 | Bathroom | 0.04824%
10623 | 2 | 3 | 1 | Manual | 1 | Ceiling Fixture | Compact Fluorescent |  | Twist | 2 | 15 | 106232 | Bathroom | 0.04824%
10623 | 2 | 4 | 1 | Manual | 2 | Table | Compact Fluorescent |  | Straight Tube | 1 | 15 | 106232 | Bathroom | 0.04824%
10623 | 2 | 5 | 1 | Manual | 3 | Ceiling Fixture | Compact Fluorescent |  | Twist | 1 | 15 | 106232 | Bathroom | 0.04824%
10623 | 2 | 7 | 1 | Manual | 1 | Ceiling Fixture | Compact Fluorescent |  | Twist | 2 | 15 | 106232 | Bathroom | 0.04824%
10623 | 2 | 8 | 1 | Manual | 1 | Floor lamp | Compact Fluorescent |  | Twist | 1 | 15 | 106232 | Bathroom | 0.04824%
10623 | 2 | 8 | 2 | Manual | 1 | Ceiling Fixture | Compact Fluorescent |  | Twist | 2 | 15 | 106232 | Bathroom | 0.04824%
10623 | 2 | 9 | 1 | Manual | 1 | Wall Mount | Compact Fluorescent |  | Circline (Screw Base) | 1 | 15 | 106232 | Bathroom | 0.04824%
10623 | 2 | 10 | 1 | Manual | 1 | Ceiling Fixture | Compact Fluorescent |  | Twist | 2 | 15 | 106232 | Bathroom | 0.04824%
10623 | 2 | 11 | 1 | Manual | 1 | Ceiling Fixture | Compact Fluorescent |  | Twist | 1 | 15 | 106232 | Bathroom | 0.04824%
10623 | 2 | 12 | 1 | Manual | 1 | Ceiling Fixture | Compact Fluorescent |  | Twist | 2 | 15 | 106232 | Bathroom | 0.04824%
10623 | 3 | 1 | 1 | Manual | 1 | Wall Mount | Compact Fluorescent |  | Circline (Screw Base) | 1 | 22 | 106233 | Bathroom | 0.04824%
10623 | 3 | 2 | 1 | Manual | 1 | Ceiling Fixture | Compact Fluorescent |  | Twist | 2 | 15 | 106233 | Bathroom | 0.04824%
10623 | 3 | 3 | 1 | Manual | 1 | Ceiling Fixture | Compact Fluorescent |  | Twist | 1 | 15 | 106233 | Bathroom | 0.04824%
10623 | 3 | 4 | 1 | Manual | 2 | Ceiling Fixture | Compact Fluorescent |  | Twist | 2 | 15 | 106233 | Bathroom | 0.04824%
10623 | 3 | 5 | 1 | Manual | 1 | Wall Mount | Compact Fluorescent |  | Twist | 1 | 15 | 106233 | Bathroom | 0.04824%
10623 | 3 | 6 | 1 | Manual | 2 | Wall Mount | Compact Fluorescent |  | Twist | 1 | 15 | 106233 | Bathroom | 0.04824%
10623 | 3 | 7 | 1 | Manual | 2 | Ceiling Fixture | Compact Fluorescent |  | Twist | 2 | 15 | 106233 | Bathroom | 0.04824%
10623 | 3 | 8 | 1 | Manual | 2 | Ceiling Fixture | Compact Fluorescent |  | Twist | 2 | 15 | 106233 | Bathroom | 0.04824%
10623 | 3 | 9 | 1 | Manual | 1 | Ceiling Fixture | Compact Fluorescent |  | Twist | 2 | 15 | 106233 | Bathroom | 0.04824%
10623 | 3 | 10 | 1 | Manual | 2 | Ceiling Fixture | Compact Fluorescent |  | Twist | 1 | 15 | 106233 | Bathroom | 0.04824%
10623 | 3 | 11 | 1 | Manual | 1 | Ceiling Fixture | Compact Fluorescent |  | Twist | 2 | 7 | 106233 | Bathroom | 0.04824%
10623 | 3 | 11 | 2 | Manual | 2 | Table | Compact Fluorescent |  | Twist | 1 | 15 | 106233 | Bathroom | 0.04824%
10805 | 1 | 1 | 1 | Manual | 1 | Wall Mount | Compact Fluorescent |  | Twist | 2 | 13 | 108051 | Bathroom | 0.2116%
10805 | 1 | 2 | 1 | Manual | 1 | Table | Compact Fluorescent |  | Twist | 1 | 14 | 108051 | Bathroom | 0.2116%
10805 | 1 | 2 | 2 | Manual | 2 | Ceiling Fixture | Compact Fluorescent |  | Twist | 2 | 14 | 108051 | Bathroom | 0.2116%
10805 | 1 | 3 | 1 | Manual | 1 | Ceiling Fixture | Compact Fluorescent |  | Twist | 2 | 13 | 108051 | Bathroom | 0.2116%
10805 | 1 | 4 | 1 | Manual | 2 | Ceiling Fixture | Compact Fluorescent |  | Twist | 1 | 26 | 108051 | Bathroom | 0.2116%
10805 | 1 | 4 | 2 | Manual | 1 | Ceiling Fixture | Compact Fluorescent |  | Twist | 1 | 14 | 108051 | Bathroom | 0.2116%
10805 | 1 | 5 | 1 | Manual | 1 | Ceiling Fan | Compact Fluorescent |  | Twist | 4 | 13 | 108051 | Bathroom | 0.2116%
10805 | 1 | 5 | 2 | Manual | 1 | Ceiling Fixture | Linear Fluorescent | 4 | T-12 | 4 | 40 | 108051 | Bathroom | 0.2116%
10805 | 1 | 5 | 3 | Manual | 1 | Other | Incandescent |  | Other | 1 | 36 | 108051 | Bathroom | 0.2116%
10805 | 1 | 6 | 1 | Manual | 1 | Other | Incandescent |  | Standard A Lamp | 1 | 60 | 108051 | Bathroom | 0.2116%
10805 | 1 | 8 | 1 | Manual | 1 | Ceiling Fixture | Compact Fluorescent |  | Twist | 2 | 14 | 108051 | Bathroom | 0.2116%
10805 | 2 | 1 | 1 | Manual | 1 | Wall Mount | Incandescent |  | Globe | 4 | 60 | 108052 | Bathroom | 0.2116%
10805 | 2 | 2 | 1 | Manual | 1 | Ceiling Fixture | Incandescent |  | Standard A Lamp | 2 | 60 | 108052 | Bathroom | 0.2116%
10805 | 2 | 3 | 1 | Manual | 1 | Ceiling Fixture | Incandescent |  | Standard A Lamp | 2 | 60 | 108052 | Bathroom | 0.2116%
10805 | 2 | 3 | 2 | Manual | 1 | Table | Compact Fluorescent |  | Twist | 1 | 10 | 108052 | Bathroom | 0.2116%
10805 | 2 | 4 | 1 | Manual | 2 | Ceiling Fixture | Incandescent |  | Standard A Lamp | 2 | 60 | 108052 | Bathroom | 0.2116%
10805 | 2 | 5 | 1 | Manual | 1 | Ceiling Fixture | Linear Fluorescent | 4 | T-12 | 4 | 40 | 108052 | Bathroom | 0.2116%
10805 | 2 | 5 | 2 | Manual | 1 | Ceiling Fixture | Incandescent |  | Standard A Lamp | 2 | 60 | 108052 | Bathroom | 0.2116%
10805 | 2 | 5 | 3 | Manual | 1 | Other | Incandescent |  | Standard A Lamp | 1 | 36 | 108052 | Bathroom | 0.2116%
10805 | 2 | 6 | 1 | Manual | 1 | Other | Incandescent |  | Standard A Lamp | 1 | 60 | 108052 | Bathroom | 0.2116%
10805 | 2 | 7 | 1 | Manual | 1 | Floor lamp | Incandescent |  | Standard A Lamp | 5 | 40 | 108052 | Bathroom | 0.2116%
10805 | 2 | 7 | 2 | Manual | 1 | Other | Incandescent |  | Heat Lamp | 1 | 75 | 108052 | Bathroom | 0.2116%
10805 | 3 | 1 | 1 | Timer | 1 | Wall Mount | Incandescent |  | Globe | 4 | 40 | 108053 | Bathroom | 0.2116%
10805 | 3 | 2 | 1 | Manual | 1 | Ceiling Fixture | Compact Fluorescent |  | Twist | 2 | 13 | 108053 | Bathroom | 0.2116%
10805 | 3 | 2 | 2 | Manual | 1 | Table | Compact Fluorescent |  | Straight Tube | 1 | 10 | 108053 | Bathroom | 0.2116%
10805 | 3 | 3 | 1 | Manual | 1 | Ceiling Fixture | Compact Fluorescent |  | Twist | 2 | 15 | 108053 | Bathroom | 0.2116%
10805 | 3 | 3 | 2 | Manual | 1 | Table | Incandescent |  | Standard A Lamp | 1 | 25 | 108053 | Bathroom | 0.2116%
10805 | 3 | 4 | 1 | Manual | 2 | Ceiling Fixture | Compact Fluorescent |  | Twist | 2 | 15 | 108053 | Bathroom | 0.2116%
10805 | 3 | 5 | 1 | Manual | 1 | Ceiling Fixture | Linear Fluorescent | 4 | T-12 | 4 | 40 | 108053 | Bathroom | 0.2116%
10805 | 3 | 5 | 2 | Manual | 1 | Other | Incandescent |  | Other | 1 | 36 | 108053 | Bathroom | 0.2116%
10805 | 3 | 6 | 1 | Manual | 1 | Other | Incandescent |  | Standard A Lamp | 1 | 60 | 108053 | Bathroom | 0.2116%
10805 | 3 | 7 | 1 | Manual | 1 | Ceiling Fixture | Compact Fluorescent |  | Twist | 2 | 15 | 108053 | Bathroom | 0.2116%
10805 | 3 | 7 | 2 | Manual | 1 | Table | Incandescent |  | Standard A Lamp | 1 | 100 | 108053 | Bathroom | 0.2116%
10805 | 3 | 7 | 3 | Manual | 1 | Table | Compact Fluorescent |  | Twist | 1 | 15 | 108053 | Bathroom | 0.2116%
10862 | 1 | 1 | 1 | Manual | 1 | Wall Mount | Incandescent |  | Globe | 5 | 60 | 108621 | Bathroom | 0.1361%
10862 | 1 | 1 | 2 | Manual | 1 | Recessed - other | Incandescent |  | Heat Lamp | 1 | 150 | 108621 | Bathroom | 0.1361%
10862 | 1 | 2 | 1 | Manual | 1 | Ceiling Fixture | Compact Fluorescent |  | Twist | 1 | 13 | 108621 | Bathroom | 0.1361%
10862 | 1 | 3 | 1 | Manual | 1 | Ceiling Fixture | Compact Fluorescent |  | Twist | 1 | 13 | 108621 | Bathroom | 0.1361%
10862 | 1 | 4 | 1 | Manual | 1 | Ceiling Fixture | Compact Fluorescent |  | Twist | 1 | 13 | 108621 | Bathroom | 0.1361%
10862 | 1 | 5 | 1 | Manual | 1 | Chandelier (Hanging) | Compact Fluorescent |  | Twist | 5 | 13 | 108621 | Bathroom | 0.1361%
10862 | 1 | 6 | 1 | Manual | 3 | Ceiling Fixture | Compact Fluorescent |  | Twist | 1 | 13 | 108621 | Bathroom | 0.1361%
10862 | 1 | 6 | 2 | Manual | 1 | Ceiling Fixture | Incandescent |  | Standard A Lamp | 1 | 30 | 108621 | Bathroom | 0.1361%
10862 | 1 | 7 | 1 | Manual | 2 | Ceiling Fixture | Linear Fluorescent | 3 | T-8 | 2 | 32 | 108621 | Bathroom | 0.1361%
10862 | 1 | 8 | 1 | Manual | 1 | Torchiere | Incandescent |  | 3-Way Incandescent | 1 | 150 | 108621 | Bathroom | 0.1361%
10862 | 1 | 8 | 2 | Manual | 1 | Floor lamp | Compact Fluorescent |  | Twist | 1 | 15 | 108621 | Bathroom | 0.1361%
10862 | 1 | 9 | 1 | Manual | 1 | Wall Mount | Incandescent |  | Globe | 5 | 60 | 108621 | Bathroom | 0.1361%
10862 | 1 | 9 | 2 | Manual | 1 | Recessed - other | Incandescent |  | Reflector | 2 | 60 | 108621 | Bathroom | 0.1361%
10862 | 1 | 10 | 1 | Manual | 1 | Torchiere | Compact Fluorescent |  | Twist | 1 | 32 | 108621 | Bathroom | 0.1361%
10862 | 2 | 1 | 1 | Manual | 1 | Wall Mount | Compact Fluorescent |  | Globe | 4 | 11 | 108622 | Bathroom | 0.1361%
10862 | 2 | 1 | 2 | Manual | 1 | Ceiling Fixture | Compact Fluorescent |  | Twist | 2 | 13 | 108622 | Bathroom | 0.1361%
10862 | 2 | 2 | 1 | Manual | 1 | Ceiling Fixture | Compact Fluorescent |  | Twist | 2 | 13 | 108622 | Bathroom | 0.1361%
10862 | 2 | 3 | 1 | Manual | 1 | Chandelier (Hanging) | Compact Fluorescent |  | Globe | 6 | 11 | 108622 | Bathroom | 0.1361%
10862 | 2 | 4 | 1 | Manual | 2 | Recessed Can | Compact Fluorescent |  | Globe | 1 | 11 | 108622 | Bathroom | 0.1361%
10862 | 2 | 5 | 1 | Manual | 1 | Ceiling Fan | Compact Fluorescent |  | Twist | 2 | 13 | 108622 | Bathroom | 0.1361%
10862 | 2 | 6 | 1 | Manual | 1 | Torchiere | Compact Fluorescent |  | Twist | 1 | 13 | 108622 | Bathroom | 0.1361%
10862 | 2 | 6 | 2 | Manual | 2 | Ceiling Fixture | Compact Fluorescent |  | Twist | 1 | 13 | 108622 | Bathroom | 0.1361%
10862 | 2 | 7 | 1 | Manual | 1 | Recessed Can | Compact Fluorescent |  | Globe | 1 | 11 | 108622 | Bathroom | 0.1361%
10862 | 2 | 7 | 2 | Manual | 1 | Wall Mount | Compact Fluorescent |  | Twist | 2 | 13 | 108622 | Bathroom | 0.1361%
10862 | 2 | 7 | 3 | Manual | 1 | Recessed - other | Compact Fluorescent |  | Reflector | 1 | 18 | 108622 | Bathroom | 0.1361%
10862 | 2 | 7 | 4 | Manual | 1 | Recessed - other | Incandescent |  | Heat Lamp | 1 | 150 | 108622 | Bathroom | 0.1361%
10862 | 2 | 8 | 1 | Manual | 1 | Torchiere | Compact Fluorescent |  | Twist | 1 | 13 | 108622 | Bathroom | 0.1361%
10862 | 2 | 8 | 2 | Manual | 1 | Table | Compact Fluorescent |  | Twist | 1 | 13 | 108622 | Bathroom | 0.1361%
10871 | 1 | 1 | 1 | Dimmer | 1 | Floor lamp | Halogen |  | Quartz Tube | 1 | 50 | 108711 | Master Bedroom | 0.2116%
10871 | 1 | 2 | 1 | Dimmer | 1 | Torchiere | Halogen |  | Quartz Tube | 1 | 100 | 108711 | Master Bedroom | 0.2116%
10871 | 1 | 3 | 1 | Manual | 1 | Recessed - other | Incandescent |  | Heat Lamp | 1 | 250 | 108711 | Master Bedroom | 0.2116%
10871 | 1 | 3 | 2 | Manual | 1 | Wall Mount | Incandescent |  | Globe | 2 | 60 | 108711 | Master Bedroom | 0.2116%
10871 | 1 | 4 | 1 | Manual | 1 | Ceiling Fixture | Incandescent |  | Standard A Lamp | 1 | 60 | 108711 | Master Bedroom | 0.2116%
10871 | 1 | 5 | 1 | Manual | 1 | Table | Compact Fluorescent |  | Twist | 1 | 15 | 108711 | Master Bedroom | 0.2116%
10871 | 1 | 6 | 1 | Manual | 1 | Table | Compact Fluorescent |  | Twist | 1 | 15 | 108711 | Master Bedroom | 0.2116%
10871 | 1 | 7 | 1 | Manual | 1 | Wall Mount | Incandescent |  | Globe | 3 | 40 | 108711 | Master Bedroom | 0.2116%
10871 | 1 | 8 | 1 | Manual | 1 | Recessed - other | Incandescent |  | Standard A Lamp | 1 | 60 | 108711 | Master Bedroom | 0.2116%
10871 | 1 | 9 | 1 | Manual | 1 | Recessed - other | Linear Fluorescent | 4 | T-12 | 2 | 40 | 108711 | Master Bedroom | 0.2116%
10871 | 1 | 10 | 1 | Manual | 1 | Chandelier (Hanging) | Incandescent |  | Mini base | 5 | 40 | 108711 | Master Bedroom | 0.2116%
10871 | 2 | 1 | 1 | Manual | 1 | Wall Mount | Incandescent |  | Clear | 5 | 40 | 108712 | Bathroom | 0.2116%
10871 | 2 | 2 | 1 | Manual | 1 | Track | Incandescent |  | Reflector | 2 | 65 | 108712 | Bathroom | 0.2116%
10871 | 2 | 2 | 2 | Manual | 1 | Table | Incandescent |  | Standard A Lamp | 1 | 75 | 108712 | Bathroom | 0.2116%
10871 | 2 | 3 | 1 | Manual | 1 | Chandelier (Hanging) | Incandescent |  | Mini base | 5 | 25 | 108712 | Bathroom | 0.2116%
10871 | 2 | 4 | 1 | Manual | 1 | Ceiling Fixture | Compact Fluorescent |  | Globe | 1 | 15 | 108712 | Bathroom | 0.2116%
10871 | 2 | 5 | 1 | Manual | 1 | Recessed - other | Incandescent |  | Standard A Lamp | 1 | 60 | 108712 | Bathroom | 0.2116%
10871 | 2 | 6 | 1 | Manual | 2 | Recessed - other | Linear Fluorescent |  | T-12 | 2 | 40 | 108712 | Bathroom | 0.2116%
10871 | 2 | 7 | 1 | Manual | 2 | Chandelier (Hanging) | Compact Fluorescent |  | Straight Tube | 2 | 15 | 108712 | Bathroom | 0.2116%
10871 | 2 | 7 | 2 | Manual | 1 | Floor lamp | Incandescent |  | Mini base | 4 | 25 | 108712 | Bathroom | 0.2116%
10871 | 2 | 8 | 1 | Manual | 1 | Wall Mount | Incandescent |  | Clear | 5 | 40 | 108712 | Bathroom | 0.2116%
10871 | 2 | 8 | 2 | Manual | 1 | Recessed - other | Incandescent |  | Heat Lamp | 1 | 150 | 108712 | Bathroom | 0.2116%
10871 | 2 | 9 | 1 | Manual | 1 | Table | Incandescent |  | Standard A Lamp | 1 | 65 | 108712 | Bathroom | 0.2116%
10871 | 2 | 9 | 2 | Manual | 1 | Floor lamp | Compact Fluorescent |  | Twist | 2 | 22 | 108712 | Bathroom | 0.2116%
10871 | 2 | 10 | 1 | Manual | 1 | Table | Compact Fluorescent |  | Twist | 2 | 28 | 108712 | Bathroom | 0.2116%
10871 | 3 | 1 | 1 | Manual | 1 | Wall Mount | Incandescent |  | Clear | 5 | 40 | 108713 | Bathroom | 0.2116%
10871 | 3 | 2 | 1 | Manual | 1 | Table | Incandescent |  | 3-Way Incandescent | 1 | 150 | 108713 | Bathroom | 0.2116%
10871 | 3 | 3 | 1 | Manual | 1 | Table | Compact Fluorescent |  | Twist | 1 | 22 | 108713 | Bathroom | 0.2116%
10871 | 3 | 4 | 1 | Manual | 1 | Chandelier (Hanging) | Incandescent |  | Mini base | 5 | 40 | 108713 | Bathroom | 0.2116%
10871 | 3 | 5 | 1 | Manual | 1 | Ceiling Fixture | Incandescent |  | Standard A Lamp | 1 | 60 | 108713 | Bathroom | 0.2116%
10871 | 3 | 6 | 1 | Manual | 1 | Ceiling Fixture | Incandescent |  | Standard A Lamp | 1 | 60 | 108713 | Bathroom | 0.2116%
10871 | 3 | 7 | 1 | Manual | 1 | Track | Halogen |  | PAR | 4 | 30 | 108713 | Bathroom | 0.2116%
10871 | 3 | 7 | 2 | Manual | 1 | Ceiling Fixture | Linear Fluorescent |  | T-12 | 1 | 20 | 108713 | Bathroom | 0.2116%
10871 | 3 | 8 | 1 | Manual | 1 | Floor lamp | Other |  | LED Interior | 7 | 10 | 108713 | Bathroom | 0.2116%
10871 | 3 | 9 | 1 | Manual | 1 | Wall Mount | Incandescent |  | Clear | 5 | 40 | 108713 | Bathroom | 0.2116%
10871 | 3 | 10 | 1 | Manual | 3 | Table | Incandescent |  | 3-Way Incandescent | 1 | 150 | 108713 | Bathroom | 0.2116%
10901 | 1 | 1 | 1 | Manual | 2 | Wall Mount | Halogen |  | PAR | 1 | 20 | 109011 | Bedroom | 0.09076%
10901 | 1 | 1 | 2 | Manual | 1 | Track | Compact Fluorescent |  | Twist | 5 | 23 | 109011 | Bedroom | 0.09076%
10901 | 1 | 2 | 1 | Manual | 1 | Table | Compact Fluorescent |  | Twist | 1 | 13 | 109011 | Bedroom | 0.09076%
10901 | 1 | 2 | 2 | Manual | 1 | Table | Other |  | LED Interior | 1 | 2 | 109011 | Bedroom | 0.09076%
10901 | 1 | 2 | 3 | Manual | 2 | Table | Other |  | LED Interior | 1 | 8 | 109011 | Bedroom | 0.09076%
10901 | 1 | 2 | 4 | Manual | 1 | Floor lamp | Compact Fluorescent |  | Twist | 3 | 7 | 109011 | Bedroom | 0.09076%
10901 | 1 | 3 | 1 | Dimmer | 1 | Ceiling Fan | Other |  | LED Interior | 3 | 1 | 109011 | Bedroom | 0.09076%
10901 | 1 | 3 | 2 | Manual | 1 | Table | Other |  | LED Interior | 1 | 1 | 109011 | Bedroom | 0.09076%
10901 | 1 | 3 | 3 | Manual | 1 | Table | Incandescent |  | Mini base | 1 | 40 | 109011 | Bedroom | 0.09076%
10901 | 1 | 4 | 1 | Manual | 1 | Recessed Can | Incandescent |  | Reflector | 1 | 65 | 109011 | Bedroom | 0.09076%
10901 | 1 | 4 | 2 | Manual | 1 | Wall Mount | Incandescent |  | Globe | 3 | 60 | 109011 | Bedroom | 0.09076%
10901 | 1 | 5 | 1 | Manual | 1 | Ceiling Fixture | Compact Fluorescent |  | Twist | 1 | 13 | 109011 | Bedroom | 0.09076%
10901 | 1 | 6 | 1 | Manual | 1 | Track | Other |  | LED Interior | 5 | 4 | 109011 | Bedroom | 0.09076%
10901 | 1 | 6 | 2 | Manual | 1 | Track | Other |  | LED Interior | 5 | 4 | 109011 | Bedroom | 0.09076%
10901 | 1 | 7 | 1 | Manual | 1 | Ceiling Fixture | Halogen |  | PAR | 3 | 50 | 109011 | Bedroom | 0.09076%
10901 | 1 | 7 | 2 | Manual | 1 | Wall Mount | Halogen |  | PAR | 3 | 20 | 109011 | Bedroom | 0.09076%
10901 | 1 | 7 | 3 | Manual | 4 | Other | Other |  | LED Interior | 1 | 1 | 109011 | Bedroom | 0.09076%
10901 | 1 | 7 | 4 | Manual | 1 | Other | Incandescent |  | Decorative | 2 | 30 | 109011 | Bedroom | 0.09076%
10901 | 1 | 8 | 1 | Manual | 1 | Floor lamp | Other |  | LED Interior | 2 | 4 | 109011 | Bedroom | 0.09076%
10901 | 1 | 10 | 1 | Manual | 1 | Wall Mount | Compact Fluorescent |  | Twist | 3 | 20 | 109011 | Bedroom | 0.09076%
10901 | 1 | 10 | 2 | Manual | 1 | Recessed Can | Incandescent |  | Heat Lamp | 1 | 250 | 109011 | Bedroom | 0.09076%
10901 | 1 | 10 | 3 | Manual | 1 | Ceiling Fixture | Compact Fluorescent |  | Twist | 1 | 11 | 109011 | Bedroom | 0.09076%
10901 | 2 | 1 | 1 | Manual | 1 | Table | Incandescent |  | Standard A Lamp | 1 | 60 | 109012 | Master Bedroom | 0.09076%
10901 | 2 | 1 | 2 | Manual | 1 | Table | Incandescent |  | Globe | 1 | 25 | 109012 | Master Bedroom | 0.09076%
10901 | 2 | 1 | 3 | Manual | 1 | Table | Incandescent |  | Decorative | 1 | 25 | 109012 | Master Bedroom | 0.09076%
10901 | 2 | 2 | 1 | Manual | 1 | Torchiere | Halogen |  | Quartz Tube | 1 | 300 | 109012 | Master Bedroom | 0.09076%
10901 | 2 | 2 | 2 | Manual | 1 | Table | Compact Fluorescent |  | Twist | 2 | 23 | 109012 | Master Bedroom | 0.09076%
10901 | 2 | 2 | 3 | Manual | 1 | Track | Compact Fluorescent |  | Pin base | 5 | 40 | 109012 | Master Bedroom | 0.09076%
10901 | 2 | 3 | 1 | Manual | 1 | Chandelier (Hanging) | Incandescent |  | Decorative | 5 | 40 | 109012 | Master Bedroom | 0.09076%
10901 | 2 | 3 | 2 | Manual | 1 | Floor lamp | Compact Fluorescent |  | Twist | 1 | 23 | 109012 | Master Bedroom | 0.09076%
10901 | 2 | 4 | 1 | Manual | 1 | Recessed Can |  |  |  | 0 |  | 109012 | Master Bedroom | 0.09076%
10901 | 2 | 4 | 2 | Manual | 1 | Wall Mount | Incandescent |  | Globe | 3 | 40 | 109012 | Master Bedroom | 0.09076%
10901 | 2 | 5 | 1 | Manual | 1 | Recessed Can | Compact Fluorescent |  | Flood | 1 | 14 | 109012 | Master Bedroom | 0.09076%
10901 | 2 | 5 | 2 | Manual | 2 | Recessed Can | Compact Fluorescent |  | Flood | 1 | 14 | 109012 | Master Bedroom | 0.09076%
10901 | 2 | 6 | 1 | Manual | 1 | Track | Halogen |  | PAR | 3 | 50 | 109012 | Master Bedroom | 0.09076%
10901 | 2 | 6 | 2 | Manual | 1 | Ceiling Fixture | Halogen |  | PAR | 3 | 50 | 109012 | Master Bedroom | 0.09076%
10901 | 2 | 6 | 3 | Manual | 1 | Other | Incandescent |  | Decorative | 2 | 30 | 109012 | Master Bedroom | 0.09076%
10901 | 2 | 7 | 1 | Manual | 2 | Table | Compact Fluorescent |  | Twist | 1 | 23 | 109012 | Master Bedroom | 0.09076%
10901 | 2 | 7 | 2 | Manual | 2 | Table | Compact Fluorescent |  | Twist | 1 | 13 | 109012 | Master Bedroom | 0.09076%
10901 | 2 | 8 | 1 | Manual | 1 | Ceiling Fixture | Incandescent |  | Twist | 1 | 40 | 109012 | Master Bedroom | 0.09076%
10901 | 2 | 9 | 1 | Manual | 1 | Wall Mount | Incandescent |  | Decorative | 1 | 25 | 109012 | Master Bedroom | 0.09076%
10901 | 2 | 10 | 1 | Manual | 1 | Recessed Can | Incandescent |  | Heat Lamp | 1 | 250 | 109012 | Master Bedroom | 0.09076%
10901 | 2 | 10 | 2 | Manual | 1 | Wall Mount | Compact Fluorescent |  | Globe | 3 | 14 | 109012 | Master Bedroom | 0.09076%
10901 | 2 | 10 | 3 | Manual | 1 | Ceiling Fixture | Compact Fluorescent |  | Twist | 1 | 23 | 109012 | Master Bedroom | 0.09076%
10901 | 3 | 1 | 1 | Manual | 1 | Recessed Can | Incandescent |  | Heat Lamp | 1 | 250 | 109013 | Bathroom | 0.09076%
10901 | 3 | 1 | 2 | Manual | 1 | Wall Mount | Linear Fluorescent | 3 | T-12 | 2 | 30 | 109013 | Bathroom | 0.09076%
10901 | 3 | 2 | 1 | Manual | 1 | Recessed Can | Incandescent |  | Heat Lamp | 1 | 250 | 109013 | Bathroom | 0.09076%
10901 | 3 | 2 | 2 | Manual | 1 | Ceiling Fixture | Compact Fluorescent |  | Twist | 1 | 13 | 109013 | Bathroom | 0.09076%
10901 | 3 | 2 | 3 | Manual | 1 | Wall Mount | Linear Fluorescent | 2 | T-12 | 2 | 20 | 109013 | Bathroom | 0.09076%
10901 | 3 | 3 | 1 | Manual | 1 | Ceiling Fixture | Compact Fluorescent |  | Twist | 1 | 19 | 109013 | Bathroom | 0.09076%
10901 | 3 | 3 | 2 | Manual | 1 | Table | Incandescent |  | Standard A Lamp | 1 | 60 | 109013 | Bathroom | 0.09076%
10901 | 3 | 4 | 1 | Manual | 1 | Table | Compact Fluorescent |  | Twist | 2 | 23 | 109013 | Bathroom | 0.09076%
10901 | 3 | 4 | 2 | Manual | 1 | Table | Compact Fluorescent |  | Twist | 1 | 20 | 109013 | Bathroom | 0.09076%
10901 | 3 | 5 | 1 | Manual | 1 | Ceiling Fan | Compact Fluorescent |  | Twist | 4 | 13 | 109013 | Bathroom | 0.09076%
10901 | 3 | 6 | 1 | Manual | 1 | Ceiling Fixture | Compact Fluorescent |  | Twist | 1 | 13 | 109013 | Bathroom | 0.09076%
10901 | 3 | 7 | 1 | Manual | 2 | Recessed Can | Compact Fluorescent |  | Twist | 1 | 25 | 109013 | Bathroom | 0.09076%
10901 | 3 | 7 | 2 | Manual | 1 | Recessed Can | Compact Fluorescent |  | Twist | 1 | 13 | 109013 | Bathroom | 0.09076%
10901 | 3 | 8 | 1 | Manual | 1 | Ceiling Fixture | Compact Fluorescent |  | Twist | 2 | 13 | 109013 | Bathroom | 0.09076%
10901 | 3 | 8 | 2 | Manual | 1 | Wall Mount | Compact Fluorescent |  | Twist | 2 | 13 | 109013 | Bathroom | 0.09076%
10901 | 3 | 8 | 3 | Manual | 1 | Other | Incandescent |  | Decorative | 2 | 30 | 109013 | Bathroom | 0.09076%
10901 | 3 | 9 | 1 | Manual | 1 | Table | Compact Fluorescent |  | Twist | 1 | 10 | 109013 | Bathroom | 0.09076%
10901 | 3 | 9 | 2 | Manual | 1 | Table | Compact Fluorescent |  | Twist | 1 | 20 | 109013 | Bathroom | 0.09076%
10901 | 3 | 10 | 1 | Manual | 1 | Ceiling Fixture | Compact Fluorescent |  | Twist | 1 | 13 | 109013 | Bathroom | 0.09076%
10910 | 1 | 1 | 1 | Manual | 1 | Wall Mount | Incandescent |  | Globe | 6 | 40 | 109101 | Bathroom | 0.1361%
10910 | 1 | 1 | 2 | Manual | 1 | Recessed - other | Incandescent |  | Heat Lamp | 1 | 250 | 109101 | Bathroom | 0.1361%
10910 | 1 | 2 | 1 | Manual | 1 | Wall Mount | Incandescent |  | Globe | 2 | 40 | 109101 | Bathroom | 0.1361%
10910 | 1 | 2 | 2 | Manual | 1 | Recessed - other | Incandescent |  | Heat Lamp | 1 | 250 | 109101 | Bathroom | 0.1361%
10910 | 1 | 3 | 1 | Manual | 1 | Wall Mount | Incandescent |  | Globe | 2 | 40 | 109101 | Bathroom | 0.1361%
10910 | 1 | 3 | 2 | Manual | 1 | Recessed - other | Incandescent |  | Heat Lamp | 1 | 250 | 109101 | Bathroom | 0.1361%
10910 | 1 | 4 | 1 | Manual | 2 | Table | Incandescent |  | Standard A Lamp | 1 | 60 | 109101 | Bathroom | 0.1361%
10910 | 1 | 4 | 2 | Manual | 2 | Ceiling Fixture | Incandescent |  | Reflector | 2 | 50 | 109101 | Bathroom | 0.1361%
10910 | 1 | 5 | 1 | Manual | 1 | Table | Incandescent |  | Clear | 1 | 60 | 109101 | Bathroom | 0.1361%
10910 | 1 | 5 | 2 | Manual | 1 | Recessed Can | Incandescent |  | Reflector | 1 | 50 | 109101 | Bathroom | 0.1361%
10910 | 1 | 6 | 1 | Manual | 1 | Ceiling Fixture | Incandescent |  | Standard A Lamp | 1 | 60 | 109101 | Bathroom | 0.1361%
10910 | 1 | 7 | 1 | Manual | 1 | Ceiling Fixture | Linear Fluorescent | 4 | T-8 | 2 | 32 | 109101 | Bathroom | 0.1361%
10910 | 1 | 7 | 2 | Manual | 2 | Ceiling Fixture | Compact Fluorescent |  | Twist | 1 | 15 | 109101 | Bathroom | 0.1361%
10910 | 1 | 7 | 3 | Manual | 1 | Ceiling Fixture | Incandescent |  | Standard A Lamp | 1 | 75 | 109101 | Bathroom | 0.1361%
10910 | 1 | 8 | 1 | Manual | 5 | Ceiling Fixture | Incandescent |  | Standard A Lamp | 1 | 75 | 109101 | Bathroom | 0.1361%
10910 | 1 | 9 | 1 | Manual | 1 | Other | Incandescent |  | Standard A Lamp | 1 | 100 | 109101 | Bathroom | 0.1361%
10910 | 1 | 9 | 2 | Manual | 1 | Ceiling Fixture | Linear Fluorescent | 4 | T-12 | 2 | 40 | 109101 | Bathroom | 0.1361%
10910 | 1 | 9 | 3 | Manual | 1 | Other | Incandescent |  | Standard A Lamp | 1 | 75 | 109101 | Bathroom | 0.1361%
10910 | 1 | 10 | 1 | Manual | 1 | Ceiling Fixture | Incandescent |  | Standard A Lamp | 1 | 75 | 109101 | Bathroom | 0.1361%
10910 | 1 | 11 | 1 | Manual | 1 | Ceiling Fixture | Incandescent |  | Standard A Lamp | 3 | 75 | 109101 | Bathroom | 0.1361%
10910 | 1 | 12 | 1 | Manual | 1 | Ceiling Fixture | Compact Fluorescent |  | Twist | 1 | 26 | 109101 | Bathroom | 0.1361%
10910 | 2 | 1 | 1 | Manual | 1 | Wall Mount | Incandescent |  | Globe | 6 | 60 | 109102 | Bathroom | 0.1361%
10910 | 2 | 1 | 2 | Manual | 1 | Recessed - other | Incandescent |  | Heat Lamp | 2 | 250 | 109102 | Bathroom | 0.1361%
10910 | 2 | 2 | 1 | Manual | 1 | Wall Mount | Incandescent |  | Globe | 3 | 60 | 109102 | Bathroom | 0.1361%
10910 | 2 | 2 | 2 | Manual | 1 | Recessed - other | Incandescent |  | Heat Lamp | 1 | 250 | 109102 | Bathroom | 0.1361%
10910 | 2 | 3 | 1 | Manual | 1 | Wall Mount | Incandescent |  | Globe | 4 | 60 | 109102 | Bathroom | 0.1361%
10910 | 2 | 3 | 2 | Manual | 1 | Recessed - other | Incandescent |  | Heat Lamp | 1 | 250 | 109102 | Bathroom | 0.1361%
10910 | 2 | 4 | 1 | Manual | 2 | Table | Compact Fluorescent |  | Twist | 1 | 13 | 109102 | Bathroom | 0.1361%
10910 | 2 | 4 | 2 | Manual | 2 | Ceiling Fixture | Compact Fluorescent |  | Twist | 2 | 14 | 109102 | Bathroom | 0.1361%
10910 | 2 | 5 | 1 | Manual | 1 | Table | Compact Fluorescent |  | Pin base | 1 | 13 | 109102 | Bathroom | 0.1361%
10910 | 2 | 5 | 2 | Manual | 1 | Ceiling Fixture | Compact Fluorescent |  | Twist | 2 | 13 | 109102 | Bathroom | 0.1361%
10910 | 2 | 5 | 3 | Manual | 1 | Table | Compact Fluorescent |  | Twist | 1 | 10 | 109102 | Bathroom | 0.1361%
10910 | 2 | 6 | 1 | Manual | 1 | Ceiling Fixture | Incandescent |  | Standard A Lamp | 1 | 60 | 109102 | Bathroom | 0.1361%
10910 | 2 | 7 | 1 | Manual | 2 | Ceiling Fixture | Compact Fluorescent |  | Twist | 1 | 14 | 109102 | Bathroom | 0.1361%
10910 | 2 | 7 | 2 | Manual | 1 | Ceiling Fixture | Incandescent |  | Standard A Lamp | 1 | 75 | 109102 | Bathroom | 0.1361%
10910 | 2 | 8 | 1 | Manual | 3 | Ceiling Fixture | Compact Fluorescent |  | Twist | 1 | 14 | 109102 | Bathroom | 0.1361%
10910 | 2 | 8 | 2 | Manual | 1 | Ceiling Fixture | Compact Fluorescent |  | Twist | 1 | 13 | 109102 | Bathroom | 0.1361%
10910 | 2 | 9 | 1 | Manual | 1 | Ceiling Fixture | Linear Fluorescent | 4 | T-12 | 2 | 40 | 109102 | Bathroom | 0.1361%
10910 | 2 | 9 | 2 | Manual | 1 | Other | Incandescent |  | Clear | 1 | 40 | 109102 | Bathroom | 0.1361%
10910 | 2 | 10 | 1 | Manual | 1 | Ceiling Fixture | Compact Fluorescent |  | Twist | 1 | 14 | 109102 | Bathroom | 0.1361%
10910 | 2 | 11 | 1 | Manual | 1 | Floor lamp | Compact Fluorescent |  | Twist | 1 | 15 | 109102 | Bathroom | 0.1361%
10910 | 2 | 11 | 2 | Manual | 1 | Ceiling Fan | Compact Fluorescent |  | Twist | 4 | 14 | 109102 | Bathroom | 0.1361%
10910 | 2 | 11 | 3 | Manual | 1 | Table | Halogen |  | PAR | 1 | 20 | 109102 | Bathroom | 0.1361%
10910 | 2 | 11 | 4 | Manual | 1 | Ceiling Fixture | Incandescent |  | Reflector | 2 | 50 | 109102 | Bathroom | 0.1361%
10910 | 2 | 12 | 1 | Manual | 1 | Ceiling Fixture | Incandescent |  | Standard A Lamp | 1 | 60 | 109102 | Bathroom | 0.1361%
10996 | 1 | 1 | 1 | Timer | 1 | Ceiling Fan | Incandescent |  | Standard A Lamp | 1 | 60 | 109961 | Bathroom | 0.079%
10996 | 1 | 1 | 2 | Manual | 1 | Wall Mount | Incandescent |  | Decorative | 4 | 40 | 109961 | Bathroom | 0.079%
10996 | 1 | 2 | 1 | Manual | 1 | Ceiling Fixture | Compact Fluorescent |  | Twist | 1 | 15 | 109961 | Bathroom | 0.079%
10996 | 1 | 3 | 1 | Manual | 2 | Ceiling Fixture | Compact Fluorescent |  | Twist | 2 | 15 | 109961 | Bathroom | 0.079%
10996 | 1 | 4 | 1 | Manual | 2 | Ceiling Fixture | Compact Fluorescent |  | Twist | 3 | 15 | 109961 | Bathroom | 0.079%
10996 | 1 | 4 | 2 | Manual | 1 | Chandelier (Hanging) | Incandescent |  | Standard A Lamp | 1 | 60 | 109961 | Bathroom | 0.079%
10996 | 1 | 4 | 3 | Manual | 2 | Floor lamp | Compact Fluorescent |  | Twist | 1 | 15 | 109961 | Bathroom | 0.079%
10996 | 1 | 5 | 1 | Manual | 1 | Ceiling Fixture | Incandescent |  | Standard A Lamp | 3 | 60 | 109961 | Bathroom | 0.079%
10996 | 1 | 5 | 2 | Manual | 1 | Table | Compact Fluorescent |  | Twist | 1 | 15 | 109961 | Bathroom | 0.079%
10996 | 1 | 6 | 1 | Manual | 1 | Ceiling Fixture | Compact Fluorescent |  | Twist | 2 | 15 | 109961 | Bathroom | 0.079%
10996 | 1 | 6 | 2 | Manual | 2 | Table | Incandescent |  | Standard A Lamp | 1 | 60 | 109961 | Bathroom | 0.079%
10996 | 1 | 6 | 3 | Manual | 1 | Floor lamp | Incandescent |  | Standard A Lamp | 1 | 60 | 109961 | Bathroom | 0.079%
10996 | 1 | 6 | 4 | Manual | 1 | Table | Halogen |  | Quartz Tube | 1 | 20 | 109961 | Bathroom | 0.079%
10996 | 2 | 1 | 1 | Manual | 1 | Wall Mount | Compact Fluorescent |  | Twist | 4 | 15 | 109962 | Bathroom | 0.079%
10996 | 2 | 1 | 2 | Timer | 1 | Ceiling Fan |  |  |  | 2 | 60 | 109962 | Bathroom | 0.079%
10996 | 2 | 2 | 1 | Manual | 2 | Ceiling Fixture | Compact Fluorescent |  | Twist | 3 | 15 | 109962 | Bathroom | 0.079%
10996 | 2 | 3 | 1 | Manual | 2 | Ceiling Fixture | Compact Fluorescent |  | Twist | 3 | 15 | 109962 | Bathroom | 0.079%
10996 | 2 | 3 | 2 | Manual | 1 | Chandelier (Hanging) | Compact Fluorescent |  | Twist | 1 | 15 | 109962 | Bathroom | 0.079%
10996 | 2 | 3 | 3 | Other | 1 | Table | Incandescent |  | Decorative | 3 | 25 | 109962 | Bathroom | 0.079%
10996 | 3 | 1 | 1 | Timer | 1 | Ceiling Fan |  |  |  | 2 | 60 | 109963 | Bathroom | 0.079%
10996 | 3 | 1 | 2 | Manual | 1 | Wall Mount | Incandescent |  | Standard A Lamp | 3 | 75 | 109963 | Bathroom | 0.079%
10996 | 3 | 2 | 1 | Manual | 1 | Ceiling Fixture | Compact Fluorescent |  | Twist | 3 | 15 | 109963 | Bathroom | 0.079%
10996 | 3 | 3 | 1 | Manual | 2 | Ceiling Fixture | Compact Fluorescent |  | Twist | 3 | 15 | 109963 | Bathroom | 0.079%
10996 | 3 | 3 | 2 | Manual | 1 | Chandelier (Hanging) | Incandescent |  | Standard A Lamp | 1 | 75 | 109963 | Bathroom | 0.079%
10996 | 3 | 3 | 3 | Manual | 2 | Table | Compact Fluorescent |  | Twist | 1 | 15 | 109963 | Bathroom | 0.079%
11005 | 1 | 1 | 1 | Dimmer | 2 | Wall Mount | Incandescent |  | Standard A Lamp | 1 | 60 | 110051 | Bathroom | 0.079%
11005 | 1 | 1 | 2 | Manual | 1 | Ceiling Fixture | Incandescent |  | Standard A Lamp | 1 | 60 | 110051 | Bathroom | 0.079%
11005 | 1 | 2 | 1 | Manual | 2 | Ceiling Fixture | Incandescent |  | Standard A Lamp | 1 | 60 | 110051 | Bathroom | 0.079%
11005 | 1 | 3 | 1 | Manual | 1 | Ceiling Fixture | Compact Fluorescent |  | Twist | 3 | 18 | 110051 | Bathroom | 0.079%
11005 | 1 | 3 | 2 | Manual | 1 | Wall Mount | Incandescent |  | Standard A Lamp | 1 | 60 | 110051 | Bathroom | 0.079%
11005 | 1 | 3 | 3 | Manual | 1 | Wall Mount | Compact Fluorescent |  | Twist | 1 | 13 | 110051 | Bathroom | 0.079%
11005 | 1 | 4 | 1 | Manual | 1 | Ceiling Fixture | Incandescent |  | Standard A Lamp | 1 | 60 | 110051 | Bathroom | 0.079%
11005 | 1 | 4 | 2 | Dimmer | 2 | Track | Incandescent |  | Reflector | 4 | 45 | 110051 | Bathroom | 0.079%
11005 | 1 | 4 | 3 | Dimmer | 1 | Track | Halogen |  | PAR | 3 | 50 | 110051 | Bathroom | 0.079%
11005 | 1 | 4 | 4 | Manual | 1 | Table | Compact Fluorescent |  | Twist | 1 | 23 | 110051 | Bathroom | 0.079%
11005 | 1 | 4 | 5 | Manual | 1 | Table | Incandescent |  | Standard A Lamp | 1 | 60 | 110051 | Bathroom | 0.079%
11005 | 1 | 4 | 6 | Manual | 1 | Table | Incandescent |  | Other | 1 | 40 | 110051 | Bathroom | 0.079%
11005 | 1 | 5 | 1 | Manual | 1 | Ceiling Fixture | Incandescent |  | Standard A Lamp | 1 | 60 | 110051 | Bathroom | 0.079%
11005 | 1 | 5 | 2 | Manual | 2 | Wall Mount | Incandescent |  | Standard A Lamp | 1 | 60 | 110051 | Bathroom | 0.079%
11005 | 1 | 5 | 3 | Manual | 1 | Table | Incandescent |  | Decorative | 1 | 25 | 110051 | Bathroom | 0.079%
11005 | 1 | 5 | 4 | Dimmer | 1 | Track | Halogen |  | PAR | 3 | 20 | 110051 | Bathroom | 0.079%
11005 | 1 | 6 | 1 | Manual | 1 | Ceiling Fixture | Incandescent |  | Standard A Lamp | 2 | 60 | 110051 | Bathroom | 0.079%
11005 | 1 | 6 | 2 | Dimmer | 1 | Track | Halogen |  | PAR | 8 | 50 | 110051 | Bathroom | 0.079%
11005 | 1 | 6 | 3 | Dimmer | 1 | Track | Halogen |  | PAR | 3 | 45 | 110051 | Bathroom | 0.079%
11005 | 2 | 1 | 1 | Manual | 1 | Ceiling Fixture | Incandescent |  | Standard A Lamp | 1 | 60 | 110052 | Bathroom | 0.079%
11005 | 2 | 2 | 1 | Manual | 1 | Ceiling Fixture | Incandescent |  | Standard A Lamp | 2 | 60 | 110052 | Bathroom | 0.079%
11005 | 2 | 2 | 2 | Manual | 1 | Table | Incandescent |  | Standard A Lamp | 1 | 60 | 110052 | Bathroom | 0.079%
11005 | 2 | 3 | 1 | Manual | 2 | Ceiling Fixture | Compact Fluorescent |  | Twist | 1 | 23 | 110052 | Bathroom | 0.079%
11005 | 2 | 3 | 2 | Manual | 1 | Other | Linear Fluorescent | 2 | T-12 | 1 | 20 | 110052 | Bathroom | 0.079%
11005 | 2 | 4 | 1 | Manual | 2 | Ceiling Fixture |  |  |  | 1 |  | 110052 | Bathroom | 0.079%
11005 | 2 | 4 | 2 | Manual | 1 | Floor lamp | Incandescent |  | Standard A Lamp | 2 | 60 | 110052 | Bathroom | 0.079%
11005 | 2 | 4 | 3 | Manual | 1 | Table | Incandescent |  | Standard A Lamp | 1 | 34 | 110052 | Bathroom | 0.079%
11005 | 2 | 4 | 4 | Manual | 1 | Table | Halogen |  | PAR | 1 | 20 | 110052 | Bathroom | 0.079%
11005 | 2 | 5 | 1 | Manual | 1 | Ceiling Fixture | Incandescent |  | Standard A Lamp | 2 | 60 | 110052 | Bathroom | 0.079%
11005 | 3 | 1 | 1 | Manual | 1 | Ceiling Fixture | Compact Fluorescent |  | Twist | 1 | 23 | 110053 | Bathroom | 0.079%
11005 | 3 | 2 | 1 | Manual | 1 | Ceiling Fixture | Incandescent |  | Standard A Lamp | 2 | 60 | 110053 | Bathroom | 0.079%
11005 | 3 | 2 | 2 | Manual | 1 | Ceiling Fixture | Incandescent |  | Standard A Lamp | 1 | 60 | 110053 | Bathroom | 0.079%
11005 | 3 | 2 | 3 | Manual | 1 | Table | Compact Fluorescent |  | Twist | 1 | 13 | 110053 | Bathroom | 0.079%
11005 | 3 | 3 | 1 | Manual | 1 | Ceiling Fixture | Incandescent |  | Standard A Lamp | 2 | 60 | 110053 | Bathroom | 0.079%
11005 | 3 | 4 | 1 | Manual | 1 | Ceiling Fixture | Incandescent |  | Standard A Lamp | 2 | 60 | 110053 | Bathroom | 0.079%
11005 | 3 | 4 | 2 | Manual | 1 | Ceiling Fixture | Incandescent |  | Decorative | 1 | 60 | 110053 | Bathroom | 0.079%
11005 | 3 | 5 | 1 | Manual | 2 | Ceiling Fixture | Incandescent |  | Standard A Lamp | 1 | 60 | 110053 | Bathroom | 0.079%
11005 | 3 | 5 | 2 | Manual | 1 | Floor lamp | Incandescent |  | Standard A Lamp | 3 | 60 | 110053 | Bathroom | 0.079%
11263 | 1 | 1 | 1 | Manual | 1 | Wall Mount | Incandescent |  | Standard A Lamp | 3 | 75 | 112631 | Bathroom | 0.09076%
11263 | 1 | 2 | 1 | Manual | 1 | Ceiling Fixture | Incandescent |  | Standard A Lamp | 2 | 60 | 112631 | Bathroom | 0.09076%
11263 | 1 | 3 | 1 | Manual | 1 | Ceiling Fixture | Incandescent |  | Standard A Lamp | 1 | 60 | 112631 | Bathroom | 0.09076%
11263 | 1 | 4 | 1 | Manual | 1 | Ceiling Fixture | Compact Fluorescent |  | Twist | 2 | 15 | 112631 | Bathroom | 0.09076%
11263 | 1 | 4 | 2 | Manual | 1 | Other | Incandescent |  | Standard A Lamp | 1 | 40 | 112631 | Bathroom | 0.09076%
11263 | 1 | 5 | 1 | Manual | 2 | Table | Incandescent |  | Standard A Lamp | 1 | 75 | 112631 | Bathroom | 0.09076%
11263 | 1 | 6 | 1 | Manual | 1 | Ceiling Fixture | Incandescent |  | Standard A Lamp | 2 | 60 | 112631 | Bathroom | 0.09076%
11263 | 2 | 1 | 1 | Manual | 1 | Wall Mount | Incandescent |  | Standard A Lamp | 3 | 75 | 112632 | Bathroom | 0.09076%
11263 | 2 | 2 | 1 | Manual | 1 | Ceiling Fixture | Incandescent |  | Standard A Lamp | 2 | 75 | 112632 | Bathroom | 0.09076%
11263 | 2 | 3 | 1 | Manual | 1 | Ceiling Fixture | Incandescent |  | Standard A Lamp | 2 | 40 | 112632 | Bathroom | 0.09076%
11263 | 2 | 4 | 1 | Manual | 1 | Ceiling Fixture | Compact Fluorescent |  | Twist | 2 | 13 | 112632 | Bathroom | 0.09076%
11263 | 2 | 5 | 1 | Manual | 1 | Table | Incandescent |  | Standard A Lamp | 1 | 40 | 112632 | Bathroom | 0.09076%
11263 | 2 | 5 | 2 | Manual | 1 | Floor lamp | Incandescent |  | Standard A Lamp | 1 | 40 | 112632 | Bathroom | 0.09076%
11263 | 2 | 6 | 1 | Manual | 1 | Ceiling Fixture | Incandescent |  | Standard A Lamp | 2 | 60 | 112632 | Bathroom | 0.09076%
11263 | 3 | 1 | 1 | Manual | 1 | Wall Mount | Incandescent |  | Standard A Lamp | 3 | 75 | 112633 | Bathroom | 0.09076%
11263 | 3 | 2 | 1 | Manual | 1 | Ceiling Fixture | Incandescent |  | Standard A Lamp | 2 | 75 | 112633 | Bathroom | 0.09076%
11263 | 3 | 3 | 1 | Manual | 1 | Ceiling Fixture | Incandescent |  | Standard A Lamp | 1 | 75 | 112633 | Bathroom | 0.09076%
11263 | 3 | 4 | 1 | Manual | 1 | Ceiling Fixture | Compact Fluorescent |  | A shape bulb | 1 | 13 | 112633 | Bathroom | 0.09076%
11263 | 3 | 4 | 2 | Manual | 1 | Other | Incandescent |  | Standard A Lamp | 1 | 40 | 112633 | Bathroom | 0.09076%
11263 | 3 | 5 | 1 | Manual | 3 | Table | Incandescent |  | Standard A Lamp | 1 | 75 | 112633 | Bathroom | 0.09076%
11263 | 3 | 6 | 1 | Manual | 1 | Ceiling Fixture | Incandescent |  | Standard A Lamp | 2 | 75 | 112633 | Bathroom | 0.09076%
11263 | 3 | 6 | 2 | Manual | 1 | Table | Incandescent |  | 3-Way Incandescent | 1 | 150 | 112633 | Bathroom | 0.09076%
11271 | 1 | 1 | 1 | Manual | 1 | Wall Mount | Incandescent |  | Globe | 2 | 60 | 112711 | Bathroom | 0.04824%
11271 | 1 | 2 | 1 | Dimmer | 1 | Ceiling Fixture | Incandescent |  | Standard A Lamp | 2 | 60 | 112711 | Bathroom | 0.04824%
11271 | 1 | 2 | 2 | Manual | 1 | Table | Incandescent |  | Clear | 1 | 60 | 112711 | Bathroom | 0.04824%
11271 | 1 | 2 | 3 | Manual | 1 | Table | Incandescent |  | Standard A Lamp | 1 | 60 | 112711 | Bathroom | 0.04824%
11271 | 1 | 3 | 1 | Manual | 1 | Ceiling Fixture | Incandescent |  | Standard A Lamp | 2 | 60 | 112711 | Bathroom | 0.04824%
11271 | 1 | 3 | 2 | Dimmer | 1 | Ceiling Fixture | Incandescent |  | Decorative | 3 | 40 | 112711 | Bathroom | 0.04824%
11271 | 1 | 4 | 1 | Manual | 1 | Ceiling Fixture | Incandescent |  | Decorative | 5 | 25 | 112711 | Bathroom | 0.04824%
11271 | 1 | 4 | 2 | Manual | 2 | Wall Mount | Incandescent |  | Decorative | 1 | 25 | 112711 | Bathroom | 0.04824%
11271 | 1 | 4 | 3 | Manual | 1 | Table | Incandescent |  | Clear | 1 | 40 | 112711 | Bathroom | 0.04824%
11271 | 1 | 4 | 4 | Manual | 1 | Table | Incandescent |  | Standard A Lamp | 1 | 60 | 112711 | Bathroom | 0.04824%
11271 | 1 | 4 | 5 | Manual | 1 | Ceiling Fixture | Incandescent |  | Standard A Lamp | 1 | 60 | 112711 | Bathroom | 0.04824%
11271 | 1 | 5 | 1 | Manual | 1 | Ceiling Fixture | Incandescent |  | Globe | 1 | 60 | 112711 | Bathroom | 0.04824%
11271 | 2 | 1 | 1 | Manual | 1 | Wall Mount | Halogen |  | MR | 3 | 50 | 112712 | Bathroom | 0.04824%
11271 | 2 | 2 | 1 | Manual | 1 | Ceiling Fixture | Incandescent |  | Standard A Lamp | 1 | 60 | 112712 | Bathroom | 0.04824%
11271 | 2 | 2 | 2 | Manual | 2 | Other | Compact Fluorescent |  | Twist | 1 | 9 | 112712 | Bathroom | 0.04824%
11271 | 2 | 3 | 1 | Manual | 1 | Ceiling Fixture | Incandescent |  | Standard A Lamp | 1 | 60 | 112712 | Bathroom | 0.04824%
11271 | 2 | 4 | 1 | Manual | 1 | Ceiling Fixture | Incandescent |  | Standard A Lamp | 1 | 60 | 112712 | Bathroom | 0.04824%
11271 | 2 | 4 | 2 | Manual | 1 | Wall Mount | Incandescent |  | Decorative | 2 | 7 | 112712 | Bathroom | 0.04824%
11271 | 2 | 5 | 1 | Dimmer | 1 | Ceiling Fixture | Incandescent |  | Standard A Lamp | 1 | 60 | 112712 | Bathroom | 0.04824%
11271 | 2 | 5 | 2 | Dimmer | 1 | Ceiling Fixture | Compact Fluorescent |  | Twist | 1 | 23 | 112712 | Bathroom | 0.04824%
11271 | 2 | 5 | 3 | Manual | 1 | Table | Incandescent |  | Decorative | 1 | 25 | 112712 | Bathroom | 0.04824%
11271 | 2 | 5 | 4 | Manual | 1 | Other | Halogen |  | MR | 1 | 10 | 112712 | Bathroom | 0.04824%
11271 | 2 | 6 | 1 | Dimmer | 1 | Table | Incandescent |  | Clear | 3 | 40 | 112712 | Bathroom | 0.04824%
11271 | 2 | 6 | 2 | Manual | 2 | Wall Mount | Incandescent |  | Decorative | 1 | 25 | 112712 | Bathroom | 0.04824%
11271 | 3 | 1 | 1 | Manual | 1 | Wall Mount | Incandescent |  | Standard A Lamp | 1 | 60 | 112713 | Bathroom | 0.04824%
11271 | 3 | 2 | 1 | Manual | 11 | Table | Incandescent |  | Mini base | 1 | 40 | 112713 | Bathroom | 0.04824%
11271 | 3 | 2 | 2 | Manual | 1 | Ceiling Fixture | Incandescent |  | Standard A Lamp | 1 | 60 | 112713 | Bathroom | 0.04824%
11271 | 3 | 3 | 1 | Manual | 1 | Ceiling Fixture | Incandescent |  | Standard A Lamp | 1 | 60 | 112713 | Bathroom | 0.04824%
11271 | 3 | 4 | 1 | Manual | 1 | Ceiling Fixture | Incandescent |  | Standard A Lamp | 1 | 60 | 112713 | Bathroom | 0.04824%
11271 | 3 | 4 | 2 | Manual | 1 | Ceiling Fixture | Compact Fluorescent |  | Twist | 1 | 15 | 112713 | Bathroom | 0.04824%
11271 | 3 | 5 | 1 | Manual | 1 | Ceiling Fixture | Incandescent |  | Globe | 3 | 40 | 112713 | Bathroom | 0.04824%
11271 | 3 | 6 | 1 | Manual | 1 | Ceiling Fixture | Incandescent |  | Decorative | 1 | 25 | 112713 | Bathroom | 0.04824%
11271 | 3 | 6 | 2 | Manual | 1 | Table | Incandescent |  | Clear | 1 | 40 | 112713 | Bathroom | 0.04824%
11290 | 1 | 1 | 1 | Manual | 1 | Ceiling Fixture | Incandescent |  | Reflector | 2 | 65 | 112901 | Bathroom | 0.1185%
11290 | 1 | 1 | 2 | Manual | 1 | Wall Mount | Incandescent |  | Standard A Lamp | 3 | 75 | 112901 | Bathroom | 0.1185%
11290 | 1 | 2 | 1 | Manual | 1 | Ceiling Fixture | Incandescent |  | Standard A Lamp | 2 | 60 | 112901 | Bathroom | 0.1185%
11290 | 1 | 3 | 1 | Manual | 1 | Recessed Can | Incandescent |  | Reflector | 1 | 65 | 112901 | Bathroom | 0.1185%
11290 | 1 | 3 | 2 | Manual | 1 | Wall Mount | Compact Fluorescent |  | Twist | 1 | 14 | 112901 | Bathroom | 0.1185%
11290 | 1 | 3 | 3 | Manual | 2 | Ceiling Fixture | Compact Fluorescent |  | Twist | 2 | 14 | 112901 | Bathroom | 0.1185%
11290 | 1 | 3 | 4 | Manual | 1 | Ceiling Fixture | Compact Fluorescent |  | Twist | 3 | 14 | 112901 | Bathroom | 0.1185%
11290 | 1 | 3 | 5 | Manual | 1 | Ceiling Fixture | Incandescent |  | Standard A Lamp | 1 | 60 | 112901 | Bathroom | 0.1185%
11290 | 1 | 3 | 6 | Manual | 1 | Table | Incandescent |  | 3-Way Incandescent | 1 | 100 | 112901 | Bathroom | 0.1185%
11290 | 1 | 4 | 1 | Manual | 1 | Ceiling Fixture | Compact Fluorescent |  | Twist | 2 | 22 | 112901 | Bathroom | 0.1185%
11290 | 2 | 1 | 1 | Manual | 1 | Ceiling Fixture | Incandescent |  | Reflector | 2 | 125 | 112902 | Bathroom | 0.1185%
11290 | 2 | 1 | 2 | Manual | 1 | Wall Mount | Compact Fluorescent |  | Twist | 3 | 14 | 112902 | Bathroom | 0.1185%
11290 | 2 | 2 | 1 | Manual | 1 | Ceiling Fixture | Incandescent |  | Standard A Lamp | 2 | 60 | 112902 | Bathroom | 0.1185%
11290 | 2 | 3 | 1 | Manual | 1 | Ceiling Fixture | Incandescent |  | Standard A Lamp | 2 | 60 | 112902 | Bathroom | 0.1185%
11290 | 2 | 3 | 2 | Manual | 1 | Table | Incandescent |  | Standard A Lamp | 1 | 60 | 112902 | Bathroom | 0.1185%
11290 | 2 | 4 | 1 | Manual | 1 | Ceiling Fixture | Incandescent |  | Standard A Lamp | 2 | 60 | 112902 | Bathroom | 0.1185%
11290 | 2 | 4 | 2 | Manual | 1 | Wall Mount | Incandescent |  | Standard A Lamp | 1 | 60 | 112902 | Bathroom | 0.1185%
11290 | 2 | 4 | 3 | Manual | 1 | Recessed Can | Compact Fluorescent |  | Twist | 1 | 17 | 112902 | Bathroom | 0.1185%
11290 | 2 | 4 | 4 | Manual | 1 | Chandelier (Hanging) | Incandescent |  | Standard A Lamp | 5 | 60 | 112902 | Bathroom | 0.1185%
11290 | 2 | 4 | 5 | Manual | 1 | Floor lamp | Incandescent |  | Standard A Lamp | 2 | 60 | 112902 | Bathroom | 0.1185%
11290 | 2 | 4 | 6 | Manual | 1 | Table | Incandescent |  | Standard A Lamp | 1 | 20 | 112902 | Bathroom | 0.1185%
11290 | 2 | 4 | 7 | Manual | 1 | Ceiling Fixture | Incandescent |  | Standard A Lamp | 1 | 60 | 112902 | Bathroom | 0.1185%
11290 | 2 | 4 | 8 | Manual | 1 | Ceiling Fixture | Compact Fluorescent |  | Twist | 1 | 14 | 112902 | Bathroom | 0.1185%
11297 | 1 | 1 | 1 | Manual | 1 | Wall Mount | Incandescent |  | Standard A Lamp | 2 | 60 | 112971 | Bathroom | 0.2116%
11297 | 1 | 1 | 2 | Manual | 1 | Recessed - other | Incandescent |  | Heat Lamp | 1 | 150 | 112971 | Bathroom | 0.2116%
11297 | 1 | 2 | 1 | Manual | 1 | Ceiling Fan | Compact Fluorescent |  | Twist | 3 | 14 | 112971 | Bathroom | 0.2116%
11297 | 1 | 2 | 2 | Manual | 1 | Floor lamp | Compact Fluorescent |  | Twist | 1 | 11 | 112971 | Bathroom | 0.2116%
11297 | 1 | 2 | 3 | Manual | 2 | Other | Halogen |  | MR | 1 | 20 | 112971 | Bathroom | 0.2116%
11297 | 1 | 3 | 1 | Manual | 1 | Ceiling Fixture | Compact Fluorescent |  | Twist | 1 | 14 | 112971 | Bathroom | 0.2116%
11297 | 1 | 4 | 1 | Manual | 3 | Chandelier (Hanging) | Compact Fluorescent |  | Twist | 1 | 23 | 112971 | Bathroom | 0.2116%
11297 | 1 | 4 | 2 | Manual | 1 | Other | Incandescent |  | Mini base | 1 | 30 | 112971 | Bathroom | 0.2116%
11297 | 1 | 4 | 3 | Manual | 3 | Track | Halogen |  | PAR | 1 | 60 | 112971 | Bathroom | 0.2116%
11297 | 1 | 5 | 1 | Manual | 1 | Ceiling Fixture | Compact Fluorescent |  | Twist | 1 | 14 | 112971 | Bathroom | 0.2116%
11297 | 1 | 6 | 1 | Manual | 3 | Ceiling Fan | Compact Fluorescent |  | Twist | 1 | 14 | 112971 | Bathroom | 0.2116%
11297 | 1 | 6 | 2 | Manual | 2 | Ceiling Fixture | Incandescent |  | Standard A Lamp | 1 | 60 | 112971 | Bathroom | 0.2116%
11297 | 1 | 6 | 3 | Manual | 1 | Other | Halogen |  | MR | 1 | 20 | 112971 | Bathroom | 0.2116%
11297 | 2 | 1 | 1 | Manual | 1 | Recessed - other | Incandescent |  | Heat Lamp | 1 | 250 | 112972 | Bathroom | 0.2116%
11297 | 2 | 1 | 2 | Manual | 2 | Wall Mount | Incandescent |  | Globe | 1 | 40 | 112972 | Bathroom | 0.2116%
11297 | 2 | 2 | 1 | Manual | 1 | Ceiling Fixture | Incandescent |  | Standard A Lamp | 1 | 40 | 112972 | Bathroom | 0.2116%
11297 | 2 | 2 | 2 | Manual | 1 | Ceiling Fixture | Incandescent |  | Standard A Lamp | 2 | 40 | 112972 | Bathroom | 0.2116%
11297 | 2 | 2 | 3 | Manual | 1 | Floor lamp | Incandescent |  | Decorative | 1 | 25 | 112972 | Bathroom | 0.2116%
11297 | 2 | 2 | 4 | Manual | 1 | Table | Incandescent |  | 3-Way Incandescent | 1 | 250 | 112972 | Bathroom | 0.2116%
11297 | 2 | 2 | 5 | Manual | 1 | Table | Incandescent |  | 3-Way Incandescent | 1 | 100 | 112972 | Bathroom | 0.2116%
11297 | 2 | 3 | 1 | Manual | 1 | Chandelier (Hanging) | Incandescent |  | Decorative | 1 | 40 | 112972 | Bathroom | 0.2116%
11297 | 2 | 3 | 2 | Manual | 1 | Table | Incandescent |  | Standard A Lamp | 1 | 40 | 112972 | Bathroom | 0.2116%
11297 | 2 | 4 | 1 | Manual | 1 | Ceiling Fixture | Incandescent |  | Standard A Lamp | 1 | 40 | 112972 | Bathroom | 0.2116%
11297 | 2 | 5 | 1 | Manual | 1 | Track | Incandescent |  | Reflector | 3 | 60 | 112972 | Bathroom | 0.2116%
11297 | 2 | 5 | 2 | Manual | 1 | Other | Incandescent |  | Mini base | 1 | 30 | 112972 | Bathroom | 0.2116%
11297 | 2 | 5 | 3 | Dimmer | 3 | Chandelier (Hanging) | Incandescent |  | Decorative | 1 | 40 | 112972 | Bathroom | 0.2116%
11297 | 2 | 5 | 4 | Manual | 6 | Other | Halogen |  | Other | 1 | 20 | 112972 | Bathroom | 0.2116%
11297 | 3 | 1 | 1 | Manual | 1 | Recessed Can | Incandescent |  | Heat Lamp | 1 | 250 | 112973 | Bathroom | 0.2116%
11297 | 3 | 1 | 2 | Manual | 2 | Wall Mount | Incandescent |  | Globe | 1 | 40 | 112973 | Bathroom | 0.2116%
11297 | 3 | 2 | 1 | Manual | 1 | Table | Incandescent |  | Standard A Lamp | 4 | 40 | 112973 | Bathroom | 0.2116%
11297 | 3 | 3 | 1 | Manual | 1 | Ceiling Fixture | Incandescent |  | Standard A Lamp | 1 | 40 | 112973 | Bathroom | 0.2116%
11297 | 3 | 4 | 1 | Manual | 6 | Track | Halogen |  | PAR | 1 | 120 | 112973 | Bathroom | 0.2116%
11297 | 3 | 5 | 1 | Manual | 1 | Ceiling Fan |  |  |  | 1 |  | 112973 | Bathroom | 0.2116%
11297 | 3 | 5 | 2 | Dimmer | 2 | Floor lamp | Halogen |  | Quartz Tube | 10 | 50 | 112973 | Bathroom | 0.2116%
11297 | 3 | 5 | 3 | Manual | 1 | Floor lamp | Halogen |  | Quartz Tube | 1 | 250 | 112973 | Bathroom | 0.2116%
11297 | 3 | 5 | 4 | Manual | 1 | Track | Halogen |  | PAR | 2 | 60 | 112973 | Bathroom | 0.2116%
11297 | 3 | 6 | 1 | Manual | 4 | Wall Mount | Incandescent |  | Standard A Lamp | 1 | 60 | 112973 | Bathroom | 0.2116%
11297 | 3 | 6 | 2 | Manual | 1 | Recessed - other | Incandescent |  | Heat Lamp | 1 | 250 | 112973 | Bathroom | 0.2116%
11297 | 3 | 6 | 3 | Manual | 1 | Recessed - other |  |  |  | 1 |  | 112973 | Bathroom | 0.2116%
11297 | 3 | 7 | 1 | Manual | 1 | Floor lamp | Incandescent |  | Standard A Lamp | 1 | 25 | 112973 | Bathroom | 0.2116%
11297 | 3 | 7 | 2 | Manual | 1 | Floor lamp | Halogen |  | Quartz Tube | 1 | 250 | 112973 | Bathroom | 0.2116%
11297 | 3 | 8 | 1 | Manual | 1 | Ceiling Fixture | Compact Fluorescent |  | Twist | 1 | 18 | 112973 | Bathroom | 0.2116%
11297 | 3 | 9 | 1 | Manual | 1 | Track | Halogen |  | PAR | 3 | 60 | 112973 | Bathroom | 0.2116%
11297 | 3 | 9 | 2 | Manual | 3 | Chandelier (Hanging) | Incandescent |  | Standard A Lamp | 1 | 40 | 112973 | Bathroom | 0.2116%
11297 | 3 | 9 | 3 | Manual | 1 | Other | Incandescent |  | Mini base | 1 | 30 | 112973 | Bathroom | 0.2116%
11345 | 1 | 1 | 1 | Manual | 1 | Ceiling Fixture | Compact Fluorescent |  | Twist | 1 | 13 | 113451 | Master Bedroom | 0.04824%
11345 | 1 | 1 | 2 | Manual | 2 | Table | Compact Fluorescent |  | Twist | 1 | 13 | 113451 | Master Bedroom | 0.04824%
11345 | 1 | 2 | 1 | Manual | 1 | Ceiling Fixture | Compact Fluorescent |  | Twist | 2 | 23 | 113451 | Master Bedroom | 0.04824%
11345 | 1 | 2 | 2 | Manual | 1 | Other | Compact Fluorescent |  | Twist | 1 | 13 | 113451 | Master Bedroom | 0.04824%
11345 | 1 | 3 | 1 | Manual | 1 | Table | Incandescent |  | Other | 1 | 20 | 113451 | Master Bedroom | 0.04824%
11345 | 1 | 3 | 2 | Manual | 1 | Ceiling Fixture | Compact Fluorescent |  | Twist | 1 | 13 | 113451 | Master Bedroom | 0.04824%
11345 | 1 | 3 | 3 | Manual | 1 | Floor lamp | Compact Fluorescent |  | Twist | 1 | 13 | 113451 | Master Bedroom | 0.04824%
11345 | 1 | 3 | 4 | Manual | 2 | Table | Compact Fluorescent |  | Twist | 1 | 13 | 113451 | Master Bedroom | 0.04824%
11345 | 2 | 1 | 1 | Manual | 1 | Wall Mount | Incandescent |  | Standard A Lamp | 2 | 75 | 113452 | Bathroom | 0.04824%
11345 | 2 | 2 | 1 | Photo | 1 | Other | Incandescent |  | Decorative | 1 | 7 | 113452 | Bathroom | 0.04824%
11345 | 2 | 2 | 2 | Manual | 1 | Ceiling Fixture | Incandescent |  | Standard A Lamp | 2 | 75 | 113452 | Bathroom | 0.04824%
11345 | 2 | 3 | 1 | Manual | 1 | Ceiling Fixture | Incandescent |  | Standard A Lamp | 2 | 60 | 113452 | Bathroom | 0.04824%
11345 | 2 | 3 | 2 | Manual | 1 | Table | Incandescent |  | Standard A Lamp | 1 | 60 | 113452 | Bathroom | 0.04824%
11345 | 2 | 4 | 1 | Manual | 1 | Other | Incandescent |  | Standard A Lamp | 2 | 75 | 113452 | Bathroom | 0.04824%
11345 | 2 | 4 | 2 | Manual | 1 | Ceiling Fixture | Incandescent |  | Standard A Lamp | 2 | 500 | 113452 | Bathroom | 0.04824%
11345 | 2 | 5 | 1 | Manual | 2 | Ceiling Fixture | Incandescent |  | Standard A Lamp | 1 | 60 | 113452 | Bathroom | 0.04824%
11345 | 2 | 5 | 2 | Manual | 1 | Ceiling Fixture | Incandescent |  | Standard A Lamp | 2 | 60 | 113452 | Bathroom | 0.04824%
11345 | 2 | 5 | 3 | Manual | 1 | Floor lamp | Compact Fluorescent |  | Twist | 1 | 26 | 113452 | Bathroom | 0.04824%
11345 | 3 | 1 | 1 | Manual | 1 | Wall Mount | Compact Fluorescent |  | Twist | 2 | 13 | 113453 | Bathroom | 0.04824%
11345 | 3 | 2 | 1 | Manual | 1 | Ceiling Fixture | Compact Fluorescent |  | Twist | 2 | 13 | 113453 | Bathroom | 0.04824%
11345 | 3 | 2 | 2 | Manual | 2 | Table | Compact Fluorescent |  | Twist | 1 | 13 | 113453 | Bathroom | 0.04824%
11345 | 3 | 3 | 1 | Manual | 1 | Ceiling Fixture | Compact Fluorescent |  | Twist | 2 | 13 | 113453 | Bathroom | 0.04824%
11345 | 3 | 3 | 2 | Manual | 1 | Table | Compact Fluorescent |  | Twist | 1 | 13 | 113453 | Bathroom | 0.04824%
11345 | 3 | 4 | 1 | Manual | 2 | Ceiling Fixture | Compact Fluorescent |  | Twist | 1 | 13 | 113453 | Bathroom | 0.04824%
11345 | 3 | 4 | 2 | Manual | 1 | Other | Compact Fluorescent |  | Twist | 2 | 13 | 113453 | Bathroom | 0.04824%
11345 | 3 | 5 | 1 | Manual | 2 | Table | Compact Fluorescent |  | Twist | 1 | 13 | 113453 | Bathroom | 0.04824%
11345 | 3 | 5 | 2 | Manual | 2 | Ceiling Fixture | Compact Fluorescent |  | Twist | 1 | 13 | 113453 | Bathroom | 0.04824%
11345 | 3 | 5 | 3 | Manual | 2 | Ceiling Fixture | Compact Fluorescent |  | Twist | 2 | 13 | 113453 | Bathroom | 0.04824%
11413 | 1 | 1 | 1 | Manual | 1 | Wall Mount | Incandescent |  | Decorative | 6 | 25 | 114131 | Bathroom | 0.3174%
11413 | 1 | 1 | 2 | Manual | 1 | Recessed - other | Incandescent |  | Heat Lamp | 1 | 250 | 114131 | Bathroom | 0.3174%
11413 | 1 | 2 | 1 | Manual | 1 | Wall Mount | Incandescent |  | Decorative | 6 | 25 | 114131 | Bathroom | 0.3174%
11413 | 1 | 2 | 2 | Manual | 1 | Recessed - other | Incandescent |  | Heat Lamp | 1 | 250 | 114131 | Bathroom | 0.3174%
11413 | 1 | 3 | 1 | Manual | 1 | Ceiling Fixture | Incandescent |  | Standard A Lamp | 2 | 60 | 114131 | Bathroom | 0.3174%
11413 | 1 | 4 | 1 | Manual | 1 | Ceiling Fixture | Incandescent |  | Standard A Lamp | 1 | 60 | 114131 | Bathroom | 0.3174%
11413 | 1 | 5 | 1 | Manual | 1 | Track | Incandescent |  | Reflector | 3 | 65 | 114131 | Bathroom | 0.3174%
11413 | 1 | 6 | 1 | Manual | 1 | Wall Mount | Incandescent |  | Standard A Lamp | 1 | 60 | 114131 | Bathroom | 0.3174%
11413 | 1 | 7 | 1 | Manual | 1 | Track | Incandescent |  | Reflector | 4 | 65 | 114131 | Bathroom | 0.3174%
11413 | 1 | 8 | 1 | Manual | 2 | Wall Mount | Incandescent |  | Standard A Lamp | 1 | 40 | 114131 | Bathroom | 0.3174%
11413 | 1 | 8 | 2 | Manual | 1 | Floor lamp | Incandescent |  | Standard A Lamp | 1 | 60 | 114131 | Bathroom | 0.3174%
11413 | 1 | 9 | 1 | Manual | 1 | Torchiere | Incandescent |  | Standard A Lamp | 1 | 60 | 114131 | Bathroom | 0.3174%
11413 | 2 | 1 | 1 | Manual | 1 | Wall Mount | Incandescent |  | Decorative | 4 | 25 | 114132 | Bathroom | 0.3174%
11413 | 2 | 1 | 2 | Manual | 1 | Recessed - other | Incandescent |  | Heat Lamp | 1 | 250 | 114132 | Bathroom | 0.3174%
11413 | 2 | 2 | 1 | Manual | 2 | Wall Mount | Incandescent |  | Decorative | 4 | 25 | 114132 | Bathroom | 0.3174%
11413 | 2 | 2 | 2 | Manual | 1 | Recessed - other | Incandescent |  | Heat Lamp | 1 | 250 | 114132 | Bathroom | 0.3174%
11413 | 2 | 3 | 1 | Manual | 1 | Ceiling Fixture | Incandescent |  | Standard A Lamp | 1 | 60 | 114132 | Bathroom | 0.3174%
11413 | 2 | 4 | 1 | Manual | 1 | Chandelier (Hanging) | Incandescent |  | Standard A Lamp | 5 | 60 | 114132 | Bathroom | 0.3174%
11413 | 2 | 5 | 1 | Manual | 2 | Wall Mount | Compact Fluorescent |  | Twist | 1 | 15 | 114132 | Bathroom | 0.3174%
11413 | 2 | 6 | 1 | Manual | 1 | Track | Incandescent |  | Reflector | 3 | 65 | 114132 | Bathroom | 0.3174%
11413 | 2 | 6 | 2 | Manual | 2 | Recessed Can | Incandescent |  | Reflector | 1 | 65 | 114132 | Bathroom | 0.3174%
11413 | 2 | 7 | 1 | Manual | 3 | Table | Compact Fluorescent |  | Twist | 2 | 22 | 114132 | Bathroom | 0.3174%
11413 | 2 | 8 | 1 | Manual | 1 | Table | Incandescent |  | 3-Way Incandescent | 1 | 150 | 114132 | Bathroom | 0.3174%
11413 | 2 | 9 | 1 | Manual | 2 | Table | Compact Fluorescent |  | Straight Tube | 1 | 15 | 114132 | Bathroom | 0.3174%
11537 | 1 | 1 | 1 | Manual | 1 | Wall Mount | Incandescent |  | Standard A Lamp | 3 | 60 | 115371 | Bathroom | 0.079%
11537 | 1 | 1 | 2 | Manual | 1 | Ceiling Fixture | Incandescent |  | Standard A Lamp | 1 | 60 | 115371 | Bathroom | 0.079%
11537 | 1 | 2 | 1 | Manual | 1 | Ceiling Fixture | Incandescent |  | Standard A Lamp | 2 | 60 | 115371 | Bathroom | 0.079%
11537 | 1 | 2 | 2 | Manual | 2 | Table | Incandescent |  | Standard A Lamp | 1 | 75 | 115371 | Bathroom | 0.079%
11537 | 1 | 3 | 1 | Manual | 1 | Ceiling Fixture | Incandescent |  | Standard A Lamp | 2 | 60 | 115371 | Bathroom | 0.079%
11537 | 1 | 3 | 2 | Manual | 1 | Wall Mount | Incandescent |  | Standard A Lamp | 1 | 100 | 115371 | Bathroom | 0.079%
11537 | 1 | 4 | 1 | Manual | 1 | Ceiling Fixture | Incandescent |  | Standard A Lamp | 2 | 60 | 115371 | Bathroom | 0.079%
11537 | 1 | 5 | 1 | Manual | 1 | Ceiling Fixture | Incandescent |  | Standard A Lamp | 5 | 75 | 115371 | Bathroom | 0.079%
11537 | 1 | 5 | 2 | Manual | 2 | Wall Mount | Incandescent |  | Standard A Lamp | 1 | 75 | 115371 | Bathroom | 0.079%
11537 | 1 | 5 | 3 | Manual | 1 | Table | Incandescent |  | Decorative | 2 | 40 | 115371 | Bathroom | 0.079%
11537 | 1 | 5 | 4 | Manual | 1 | Ceiling Fixture | Linear Fluorescent | 2 | T-12 | 1 | 20 | 115371 | Bathroom | 0.079%
11537 | 1 | 5 | 5 | Manual | 1 | Wall Mount | Incandescent |  | Standard A Lamp | 1 | 60 | 115371 | Bathroom | 0.079%
11537 | 1 | 5 | 6 | Manual | 2 | Ceiling Fixture | Incandescent |  | Standard A Lamp | 2 | 60 | 115371 | Bathroom | 0.079%
11537 | 2 | 1 | 1 | Manual | 1 | Wall Mount | Incandescent |  | Standard A Lamp | 6 | 40 | 115372 | Bathroom | 0.079%
11537 | 2 | 1 | 2 | Manual | 1 | Ceiling Fixture | Incandescent |  | Reflector | 2 | 250 | 115372 | Bathroom | 0.079%
11537 | 2 | 2 | 1 | Manual | 1 | Ceiling Fixture | Incandescent |  | Standard A Lamp | 2 | 60 | 115372 | Bathroom | 0.079%
11537 | 2 | 2 | 2 | Manual | 1 | Table | Incandescent |  | 3-Way Incandescent | 1 | 100 | 115372 | Bathroom | 0.079%
11537 | 2 | 3 | 1 | Manual | 1 | Ceiling Fixture | Incandescent |  | Standard A Lamp | 2 | 100 | 115372 | Bathroom | 0.079%
11537 | 2 | 4 | 1 | Manual | 1 | Ceiling Fixture | Incandescent |  | Standard A Lamp | 1 | 60 | 115372 | Bathroom | 0.079%
11537 | 2 | 5 | 1 | Manual | 1 | Ceiling Fixture | Incandescent |  | Standard A Lamp | 1 | 100 | 115372 | Bathroom | 0.079%
11537 | 2 | 5 | 2 | Manual | 1 | Ceiling Fixture | Incandescent |  | Standard A Lamp | 1 | 60 | 115372 | Bathroom | 0.079%
11537 | 2 | 5 | 3 | Manual | 1 | Table | Incandescent |  | 3-Way Incandescent | 1 | 100 | 115372 | Bathroom | 0.079%
11537 | 2 | 5 | 4 | Manual | 1 | Ceiling Fixture | Incandescent |  | Standard A Lamp | 2 | 60 | 115372 | Bathroom | 0.079%
11537 | 2 | 5 | 5 | Manual | 1 | Wall Mount | Incandescent |  | Standard A Lamp | 1 | 60 | 115372 | Bathroom | 0.079%
11537 | 2 | 5 | 6 | Manual | 1 | Wall Mount | Linear Fluorescent | 2 | T-12 | 1 | 20 | 115372 | Bathroom | 0.079%
11537 | 3 | 1 | 1 | Manual | 1 | Wall Mount | Incandescent |  | Decorative | 4 | 60 | 115373 | Bathroom | 0.079%
11537 | 3 | 1 | 2 | Manual | 1 | Ceiling Fixture | Incandescent |  | Reflector | 2 | 250 | 115373 | Bathroom | 0.079%
11537 | 3 | 2 | 1 | Manual | 1 | Ceiling Fixture | Incandescent |  | Decorative | 5 | 25 | 115373 | Bathroom | 0.079%
11537 | 3 | 2 | 2 | Manual | 1 | Table | Compact Fluorescent |  | Twist | 1 | 20 | 115373 | Bathroom | 0.079%
11537 | 3 | 3 | 1 | Manual | 1 | Ceiling Fixture | Incandescent |  | Standard A Lamp | 2 | 100 | 115373 | Bathroom | 0.079%
11537 | 3 | 4 | 1 | Manual | 1 | Ceiling Fixture |  |  |  | 1 |  | 115373 | Bathroom | 0.079%
11537 | 3 | 5 | 1 | Manual | 1 | Ceiling Fixture | Other |  | Other | 1 | 22 | 115373 | Bathroom | 0.079%
11537 | 3 | 5 | 2 | Manual | 1 | Wall Mount | Linear Fluorescent | 2 | T-12 | 1 | 20 | 115373 | Bathroom | 0.079%
11537 | 3 | 5 | 3 | Manual | 1 | Ceiling Fixture | Incandescent |  | Decorative | 5 | 25 | 115373 | Bathroom | 0.079%
11537 | 3 | 5 | 4 | Manual | 1 | Table | Incandescent |  | Decorative | 4 | 40 | 115373 | Bathroom | 0.079%
11537 | 3 | 5 | 5 | Manual | 1 | Ceiling Fixture | Incandescent |  | Decorative | 3 | 40 | 115373 | Bathroom | 0.079%
11537 | 3 | 5 | 6 | Manual | 1 | Table | Incandescent |  | Standard A Lamp | 2 | 60 | 115373 | Bathroom | 0.079%
11598 | 1 | 1 | 1 | Manual | 1 | Wall Mount | Compact Fluorescent |  | Globe | 3 | 40 | 115981 | Bathroom | 0.2116%
11598 | 1 | 1 | 2 | Manual | 1 | Recessed - other | Incandescent |  | Heat Lamp | 1 | 250 | 115981 | Bathroom | 0.2116%
11598 | 1 | 2 | 1 | Manual | 1 | Table | Compact Fluorescent |  | Twist | 1 | 14 | 115981 | Bathroom | 0.2116%
11598 | 1 | 3 | 1 | Manual | 1 | Ceiling Fixture | Compact Fluorescent |  | Twist | 1 | 14 | 115981 | Bathroom | 0.2116%
11598 | 1 | 4 | 1 | Manual | 1 | Ceiling Fixture | Compact Fluorescent |  | Twist | 1 | 14 | 115981 | Bathroom | 0.2116%
11598 | 1 | 5 | 1 | Manual | 1 | Ceiling Fixture | Linear Fluorescent | 4 | T-12 | 2 | 40 | 115981 | Bathroom | 0.2116%
11598 | 1 | 5 | 2 | Manual | 1 | Ceiling Fixture | Compact Fluorescent |  | Twist | 1 | 13 | 115981 | Bathroom | 0.2116%
11598 | 1 | 7 | 1 | Manual | 1 | Ceiling Fixture | Compact Fluorescent |  | Twist | 3 | 15 | 115981 | Bathroom | 0.2116%
11598 | 1 | 7 | 2 | Manual | 1 | Ceiling Fan | Compact Fluorescent |  | Twist | 1 | 14 | 115981 | Bathroom | 0.2116%
11598 | 1 | 7 | 3 | Manual | 1 | Table | Compact Fluorescent |  | Twist | 1 | 14 | 115981 | Bathroom | 0.2116%
11598 | 1 | 7 | 4 | Manual | 1 | Ceiling Fixture | Compact Fluorescent |  | Twist | 3 | 14 | 115981 | Bathroom | 0.2116%
11598 | 1 | 8 | 1 | Manual | 1 | Wall Mount | Compact Fluorescent |  | Globe | 3 | 40 | 115981 | Bathroom | 0.2116%
11598 | 1 | 8 | 2 | Manual | 1 | Recessed - other | Incandescent |  | Heat Lamp | 1 | 250 | 115981 | Bathroom | 0.2116%
11598 | 1 | 9 | 1 | Manual | 1 | Table | Compact Fluorescent |  | Twist | 1 | 14 | 115981 | Bathroom | 0.2116%
11598 | 2 | 1 | 1 | Manual | 1 | Wall Mount | Compact Fluorescent |  | Globe | 3 | 40 | 115982 | Bathroom | 0.2116%
11598 | 2 | 1 | 2 | Manual | 1 | Recessed - other | Incandescent |  | Reflector | 1 | 250 | 115982 | Bathroom | 0.2116%
11598 | 2 | 2 | 1 | Manual | 1 | Table | Compact Fluorescent |  | Twist | 1 | 14 | 115982 | Bathroom | 0.2116%
11598 | 2 | 3 | 1 | Manual | 1 | Table | Compact Fluorescent |  | Twist | 1 | 14 | 115982 | Bathroom | 0.2116%
11598 | 2 | 4 | 1 | Manual | 1 | Ceiling Fixture | Compact Fluorescent |  | Twist | 1 | 14 | 115982 | Bathroom | 0.2116%
11598 | 2 | 5 | 1 | Manual | 1 | Ceiling Fixture | Linear Fluorescent | 4 | T-12 | 2 | 40 | 115982 | Bathroom | 0.2116%
11598 | 2 | 5 | 2 | Manual | 1 | Recessed - other | Compact Fluorescent |  | Twist | 1 | 14 | 115982 | Bathroom | 0.2116%
11598 | 2 | 7 | 1 | Manual | 1 | Ceiling Fan | Compact Fluorescent |  | Twist | 1 | 14 | 115982 | Bathroom | 0.2116%
11598 | 2 | 7 | 2 | Manual | 1 | Ceiling Fixture | Compact Fluorescent |  | Twist | 1 | 14 | 115982 | Bathroom | 0.2116%
11598 | 2 | 7 | 3 | Manual | 1 | Table | Compact Fluorescent |  | Twist | 1 | 14 | 115982 | Bathroom | 0.2116%
11598 | 2 | 7 | 4 | Manual | 1 | Ceiling Fixture | Compact Fluorescent |  | Twist | 3 | 14 | 115982 | Bathroom | 0.2116%
11598 | 2 | 8 | 1 | Manual | 1 | Wall Mount | Compact Fluorescent |  | Globe | 3 | 40 | 115982 | Bathroom | 0.2116%
11598 | 2 | 8 | 2 | Manual | 2 | Recessed - other | Incandescent |  | Heat Lamp | 1 | 250 | 115982 | Bathroom | 0.2116%
11598 | 2 | 9 | 1 | Manual | 1 | Table | Incandescent |  | Standard A Lamp | 1 | 100 | 115982 | Bathroom | 0.2116%
11598 | 3 | 1 | 1 | Manual | 1 | Ceiling Fixture | Linear Fluorescent | 4 | T-12 | 2 | 40 | 115983 | Kitchen | 0.2116%
11598 | 3 | 1 | 2 | Manual | 1 | Recessed - other | Compact Fluorescent |  | Twist | 1 | 14 | 115983 | Kitchen | 0.2116%
11598 | 3 | 2 | 1 | Manual | 1 | Recessed - other | Incandescent |  | Heat Lamp | 1 | 250 | 115983 | Kitchen | 0.2116%
11598 | 3 | 5 | 1 | Manual | 1 | Ceiling Fixture | Incandescent |  | Clear | 1 | 40 | 115983 | Kitchen | 0.2116%
11598 | 3 | 7 | 1 | Manual | 1 | Ceiling Fixture | Compact Fluorescent |  | Twist | 2 | 14 | 115983 | Kitchen | 0.2116%
11598 | 3 | 7 | 2 | Manual | 1 | Ceiling Fixture | Compact Fluorescent |  | Twist | 1 | 14 | 115983 | Kitchen | 0.2116%
11598 | 3 | 7 | 3 | Manual | 1 | Ceiling Fan | Compact Fluorescent |  | A shape bulb | 1 | 14 | 115983 | Kitchen | 0.2116%
11598 | 3 | 8 | 1 | Manual | 1 | Recessed Can | Incandescent |  | Heat Lamp | 1 | 250 | 115983 | Kitchen | 0.2116%
11598 | 3 | 9 | 1 | Manual | 1 | Floor lamp | Incandescent |  | Standard A Lamp | 1 | 40 | 115983 | Kitchen | 0.2116%
11879 | 1 | 1 | 1 | Manual | 1 | Recessed Can | Incandescent |  | Heat Lamp | 1 | 250 | 118791 | Bathroom | 0.3174%
11879 | 1 | 1 | 2 | Manual | 1 | Wall Mount | Compact Fluorescent |  | Twist | 5 | 13 | 118791 | Bathroom | 0.3174%
11879 | 1 | 2 | 1 | Manual | 1 | Floor lamp | Incandescent |  | Decorative | 5 | 40 | 118791 | Bathroom | 0.3174%
11879 | 1 | 3 | 1 | Manual | 2 | Table | Incandescent |  | Decorative | 1 | 40 | 118791 | Bathroom | 0.3174%
11879 | 1 | 4 | 1 | Manual | 1 | Ceiling Fixture | Compact Fluorescent |  | Twist | 1 | 13 | 118791 | Bathroom | 0.3174%
11879 | 1 | 5 | 1 | Manual | 1 | Ceiling Fixture | Incandescent |  | Standard A Lamp | 1 | 60 | 118791 | Bathroom | 0.3174%
11879 | 1 | 6 | 1 | Manual | 1 | Chandelier (Hanging) | Compact Fluorescent |  | Twist | 3 | 13 | 118791 | Bathroom | 0.3174%
11879 | 1 | 7 | 1 | Manual | 4 | Recessed Can | Compact Fluorescent |  | Flood | 4 | 23 | 118791 | Bathroom | 0.3174%
11879 | 1 | 7 | 2 | Manual | 1 | Recessed - other | Incandescent |  | Mini base | 1 | 40 | 118791 | Bathroom | 0.3174%
11879 | 1 | 8 | 1 | Manual | 1 | Table | Incandescent |  | Standard A Lamp | 1 | 100 | 118791 | Bathroom | 0.3174%
11879 | 1 | 8 | 2 | Manual | 1 | Table | Compact Fluorescent |  | Twist | 1 | 13 | 118791 | Bathroom | 0.3174%
11879 | 1 | 9 | 1 | Manual | 2 | Wall Mount | Compact Fluorescent |  | Twist | 4 | 13 | 118791 | Bathroom | 0.3174%
11879 | 1 | 9 | 2 | Manual | 1 | Recessed Can | Incandescent |  | Heat Lamp | 1 | 250 | 118791 | Bathroom | 0.3174%
11879 | 2 | 1 | 1 | Manual | 1 | Wall Mount | Compact Fluorescent |  | Twist | 4 | 13 | 118792 | Bathroom | 0.3174%
11879 | 2 | 1 | 2 | Manual | 1 | Recessed Can | Incandescent |  | Heat Lamp | 1 | 150 | 118792 | Bathroom | 0.3174%
11879 | 2 | 2 | 1 | Manual | 1 | Floor lamp | Incandescent |  | Standard A Lamp | 1 | 75 | 118792 | Bathroom | 0.3174%
11879 | 2 | 3 | 1 | Manual | 1 | Floor lamp | Incandescent |  | Standard A Lamp | 1 | 100 | 118792 | Bathroom | 0.3174%
11879 | 2 | 3 | 2 | Manual | 1 | Table | Incandescent |  | Mini base | 1 | 25 | 118792 | Bathroom | 0.3174%
11879 | 2 | 4 | 1 | Manual | 1 | Ceiling Fixture | Compact Fluorescent |  | Reflector | 1 | 13 | 118792 | Bathroom | 0.3174%
11879 | 2 | 5 | 1 | Manual | 1 | Chandelier (Hanging) | Compact Fluorescent |  | Twist | 5 | 13 | 118792 | Bathroom | 0.3174%
11879 | 2 | 6 | 1 | Manual | 1 | Recessed Can | Compact Fluorescent |  | Reflector | 1 | 14 | 118792 | Bathroom | 0.3174%
11879 | 2 | 7 | 1 | Manual | 1 | Table | Incandescent |  | Standard A Lamp | 1 | 75 | 118792 | Bathroom | 0.3174%
11879 | 2 | 8 | 1 | Manual | 1 | Floor lamp | Incandescent |  | Standard A Lamp | 1 | 100 | 118792 | Bathroom | 0.3174%
11879 | 2 | 9 | 1 | Manual | 1 | Ceiling Fixture | Incandescent |  | Standard A Lamp | 1 | 60 | 118792 | Bathroom | 0.3174%
11879 | 2 | 10 | 1 | Manual | 4 | Recessed Can | Incandescent |  | Reflector | 1 | 60 | 118792 | Bathroom | 0.3174%
11879 | 2 | 10 | 2 | Manual | 1 | Recessed - other | Incandescent |  | Mini base | 1 | 40 | 118792 | Bathroom | 0.3174%
11879 | 2 | 11 | 1 | Manual | 2 | Wall Mount | Compact Fluorescent |  | Twist | 4 | 13 | 118792 | Bathroom | 0.3174%
11879 | 2 | 11 | 2 | Manual | 1 | Recessed Can | Incandescent |  | Heat Lamp | 1 | 250 | 118792 | Bathroom | 0.3174%
11887 | 1 | 1 | 1 | Manual | 1 | Wall Mount | Incandescent |  | Standard A Lamp | 4 | 40 | 118871 | Bathroom | 0.2116%
11887 | 1 | 1 | 2 | Manual | 1 | Ceiling Fixture | Incandescent |  | Reflector | 1 | 150 | 118871 | Bathroom | 0.2116%
11887 | 1 | 2 | 1 | Manual | 1 | Ceiling Fixture | Incandescent |  | Standard A Lamp | 1 | 60 | 118871 | Bathroom | 0.2116%
11887 | 1 | 3 | 1 | Manual | 1 | Ceiling Fixture | Incandescent |  | Standard A Lamp | 1 | 60 | 118871 | Bathroom | 0.2116%
11887 | 1 | 4 | 1 | Manual | 1 | Table | Compact Fluorescent |  | Twist | 1 | 15 | 118871 | Bathroom | 0.2116%
11887 | 1 | 4 | 2 | Manual | 1 | Ceiling Fixture | Compact Fluorescent |  | Twist | 2 | 14 | 118871 | Bathroom | 0.2116%
11887 | 1 | 5 | 1 | Manual | 2 | Ceiling Fixture | Compact Fluorescent |  | Twist | 2 | 14 | 118871 | Bathroom | 0.2116%
11887 | 1 | 5 | 2 | Manual | 1 | Table | Compact Fluorescent |  | Twist | 1 | 14 | 118871 | Bathroom | 0.2116%
11887 | 1 | 6 | 1 | Manual | 1 | Ceiling Fixture | Incandescent |  | Standard A Lamp | 1 | 60 | 118871 | Bathroom | 0.2116%
11887 | 1 | 7 | 1 | Manual | 2 | Ceiling Fixture | Compact Fluorescent |  | Twist | 1 | 13 | 118871 | Bathroom | 0.2116%
11887 | 1 | 8 | 1 | Manual | 1 | Ceiling Fixture | Linear Fluorescent | 4 | T-8 | 2 | 32 | 118871 | Bathroom | 0.2116%
11887 | 1 | 8 | 2 | Manual | 1 | Recessed Can | Compact Fluorescent |  | Twist | 1 | 14 | 118871 | Bathroom | 0.2116%
11887 | 1 | 8 | 3 | Manual | 1 | Other | Incandescent |  | Standard A Lamp | 1 | 40 | 118871 | Bathroom | 0.2116%
11887 | 1 | 9 | 1 | Manual | 1 | Ceiling Fixture | Linear Fluorescent | 2 | T-4 | 1 | 16 | 118871 | Bathroom | 0.2116%
11887 | 1 | 10 | 1 | Manual | 1 | Ceiling Fixture | Compact Fluorescent |  | Twist | 2 | 14 | 118871 | Bathroom | 0.2116%
11887 | 1 | 10 | 2 | Manual | 1 | Chandelier (Hanging) | Incandescent |  | Standard A Lamp | 5 | 40 | 118871 | Bathroom | 0.2116%
11887 | 1 | 10 | 3 | Manual | 1 | Table | Incandescent |  | Standard A Lamp | 1 | 60 | 118871 | Bathroom | 0.2116%
11887 | 1 | 11 | 1 | Manual | 1 | Wall Mount | Incandescent |  | Globe | 4 | 40 | 118871 | Bathroom | 0.2116%
11887 | 1 | 11 | 2 | Manual | 1 | Ceiling Fixture | Incandescent |  | Heat Lamp | 1 | 250 | 118871 | Bathroom | 0.2116%
11887 | 1 | 12 | 1 | Manual | 1 | Table | Incandescent |  | Standard A Lamp | 1 | 40 | 118871 | Bathroom | 0.2116%
11887 | 1 | 12 | 2 | Manual | 1 | Ceiling Fixture | Incandescent |  | Standard A Lamp | 2 | 60 | 118871 | Bathroom | 0.2116%
11887 | 1 | 13 | 1 | Manual | 1 | Ceiling Fixture | Incandescent |  | Standard A Lamp | 1 | 60 | 118871 | Bathroom | 0.2116%
11887 | 2 | 1 | 1 | Manual | 1 | Ceiling Fixture | Incandescent |  | Reflector | 1 | 125 | 118872 | Bathroom | 0.2116%
11887 | 2 | 1 | 2 | Manual | 1 | Wall Mount | Incandescent |  | Globe | 4 | 40 | 118872 | Bathroom | 0.2116%
11887 | 2 | 2 | 1 | Manual | 1 | Table | Compact Fluorescent |  | Twist | 1 | 14 | 118872 | Bathroom | 0.2116%
11887 | 2 | 2 | 2 | Manual | 1 | Table | Other |  | Other | 1 | 30 | 118872 | Bathroom | 0.2116%
11887 | 2 | 3 | 1 | Manual | 1 | Table | Incandescent |  | Standard A Lamp | 1 | 40 | 118872 | Bathroom | 0.2116%
11887 | 2 | 3 | 2 | Manual | 1 | Table | Incandescent |  | Globe | 1 | 30 | 118872 | Bathroom | 0.2116%
11887 | 2 | 4 | 1 | Manual | 1 | Ceiling Fixture | Incandescent |  | Standard A Lamp | 1 | 60 | 118872 | Bathroom | 0.2116%
11887 | 2 | 5 | 1 | Manual | 1 | Ceiling Fixture | Incandescent |  | Standard A Lamp | 1 | 60 | 118872 | Bathroom | 0.2116%
11887 | 2 | 6 | 1 | Manual | 1 | Ceiling Fixture | Incandescent |  | Standard A Lamp | 1 | 60 | 118872 | Bathroom | 0.2116%
11887 | 2 | 6 | 2 | Manual | 1 | Ceiling Fixture | Linear Fluorescent | 4 | T-8 | 2 | 32 | 118872 | Bathroom | 0.2116%
11887 | 2 | 6 | 3 | Manual | 1 | Other | Incandescent |  | Standard A Lamp | 1 | 40 | 118872 | Bathroom | 0.2116%
11887 | 2 | 7 | 1 | Manual | 1 | Other | Incandescent |  | Standard A Lamp | 1 | 60 | 118872 | Bathroom | 0.2116%
11887 | 2 | 7 | 2 | Manual | 1 | Table | Compact Fluorescent |  | Twist | 1 | 18 | 118872 | Bathroom | 0.2116%
11887 | 3 | 1 | 1 | Manual | 1 | Wall Mount | Compact Fluorescent |  | Twist | 4 | 13 | 118873 | Bathroom | 0.2116%
11887 | 3 | 1 | 2 | Manual | 1 | Ceiling Fixture | Incandescent |  | Reflector | 1 | 250 | 118873 | Bathroom | 0.2116%
11887 | 3 | 2 | 1 | Manual | 1 | Floor lamp | Compact Fluorescent |  | Twist | 1 | 23 | 118873 | Bathroom | 0.2116%
11887 | 3 | 2 | 2 | Manual | 1 | Table | Incandescent |  | Decorative | 1 | 40 | 118873 | Bathroom | 0.2116%
11887 | 3 | 3 | 1 | Manual | 1 | Floor lamp | Incandescent |  | 3-Way Incandescent | 1 | 150 | 118873 | Bathroom | 0.2116%
11887 | 3 | 4 | 1 | Manual | 1 | Ceiling Fixture | Incandescent |  | Standard A Lamp | 1 | 40 | 118873 | Bathroom | 0.2116%
11887 | 3 | 5 | 1 | Manual | 1 | Ceiling Fixture | Linear Fluorescent | 4 | T-8 | 2 | 20 | 118873 | Bathroom | 0.2116%
11887 | 3 | 5 | 2 | Manual | 1 | Other | Incandescent |  | Standard A Lamp | 1 | 40 | 118873 | Bathroom | 0.2116%
11887 | 3 | 5 | 3 | Manual | 1 | Ceiling Fixture | Incandescent |  | Standard A Lamp | 1 | 40 | 118873 | Bathroom | 0.2116%
11887 | 3 | 6 | 1 | Manual | 1 | Table | Compact Fluorescent |  | Twist | 1 | 14 | 118873 | Bathroom | 0.2116%
11887 | 3 | 6 | 2 | Manual | 1 | Torchiere | Incandescent |  | Standard A Lamp | 2 | 100 | 118873 | Bathroom | 0.2116%
11887 | 3 | 6 | 3 | Manual | 1 | Chandelier (Hanging) | Incandescent |  | Decorative | 9 | 25 | 118873 | Bathroom | 0.2116%
11887 | 3 | 6 | 4 | Manual | 1 | Ceiling Fixture | Compact Fluorescent |  | Twist | 3 | 25 | 118873 | Bathroom | 0.2116%
11887 | 3 | 6 | 5 | Manual | 3 | Ceiling Fixture | Compact Fluorescent |  | Twist | 2 | 14 | 118873 | Bathroom | 0.2116%
11930 | 1 | 1 | 1 | Manual | 1 | Wall Mount | Compact Fluorescent |  | Twist | 5 | 13 | 119301 | Bathroom | 0.3174%
11930 | 1 | 1 | 2 | Manual | 1 | Recessed Can | Incandescent |  | Heat Lamp | 1 | 250 | 119301 | Bathroom | 0.3174%
11930 | 1 | 2 | 1 | Manual | 1 | Wall Mount | Compact Fluorescent |  | Twist | 5 | 13 | 119301 | Bathroom | 0.3174%
11930 | 1 | 2 | 2 | Manual | 1 | Recessed Can | Incandescent |  | Heat Lamp | 1 | 250 | 119301 | Bathroom | 0.3174%
11930 | 1 | 3 | 1 | Manual | 2 | Table | Incandescent |  | Decorative | 1 | 20 | 119301 | Bathroom | 0.3174%
11930 | 1 | 4 | 1 | Manual | 1 | Floor lamp | Incandescent |  | Mini base | 5 | 40 | 119301 | Bathroom | 0.3174%
11930 | 1 | 4 | 2 | Manual | 1 | Other | Compact Fluorescent |  | Decorative | 1 | 9 | 119301 | Bathroom | 0.3174%
11930 | 1 | 5 | 1 | Manual | 1 | Ceiling Fixture | Compact Fluorescent |  | Twist | 1 | 13 | 119301 | Bathroom | 0.3174%
11930 | 1 | 6 | 1 | Manual | 1 | Ceiling Fixture | Compact Fluorescent |  | Twist | 2 | 13 | 119301 | Bathroom | 0.3174%
11930 | 1 | 7 | 1 | Manual | 1 | Ceiling Fixture | Linear Fluorescent | 4 | T-12 | 2 | 40 | 119301 | Bathroom | 0.3174%
11930 | 1 | 7 | 2 | Manual | 1 | Other | Compact Fluorescent |  | Twist | 1 | 13 | 119301 | Bathroom | 0.3174%
11930 | 1 | 8 | 1 | Manual | 1 | Ceiling Fan | Compact Fluorescent |  | Twist | 4 | 13 | 119301 | Bathroom | 0.3174%
11930 | 2 | 1 | 1 | Manual | 1 | Wall Mount | Compact Fluorescent |  | Twist | 5 | 13 | 119302 | Bathroom | 0.3174%
11930 | 2 | 1 | 2 | Manual | 1 | Recessed Can | Incandescent |  | Heat Lamp | 1 | 250 | 119302 | Bathroom | 0.3174%
11930 | 2 | 2 | 1 | Manual | 1 | Wall Mount | Compact Fluorescent |  | Twist | 5 | 13 | 119302 | Bathroom | 0.3174%
11930 | 2 | 2 | 2 | Manual | 1 | Recessed Can | Incandescent |  | Heat Lamp | 1 | 250 | 119302 | Bathroom | 0.3174%
11930 | 2 | 3 | 1 | Manual | 1 | Wall Mount | Linear Fluorescent | 4 | T-12 | 2 | 40 | 119302 | Bathroom | 0.3174%
11930 | 2 | 3 | 2 | Manual | 1 | Floor lamp | Incandescent |  | Decorative | 3 | 20 | 119302 | Bathroom | 0.3174%
11930 | 2 | 4 | 1 | Manual | 1 | Wall Mount | Linear Fluorescent | 4 | T-12 | 2 | 40 | 119302 | Bathroom | 0.3174%
11930 | 2 | 5 | 1 | Manual | 1 | Ceiling Fixture | Compact Fluorescent |  | Twist | 1 | 13 | 119302 | Bathroom | 0.3174%
11930 | 2 | 6 | 1 | Manual | 1 | Ceiling Fixture | Compact Fluorescent |  | Twist | 2 | 13 | 119302 | Bathroom | 0.3174%
11930 | 2 | 7 | 1 | Manual | 1 | Ceiling Fixture | Linear Fluorescent | 4 | T-12 | 2 | 40 | 119302 | Bathroom | 0.3174%
11930 | 2 | 7 | 2 | Manual | 1 | Other | Compact Fluorescent |  | Twist | 1 | 13 | 119302 | Bathroom | 0.3174%
11930 | 2 | 8 | 1 | Manual | 1 | Recessed Can | Incandescent |  | Heat Lamp | 1 | 250 | 119302 | Bathroom | 0.3174%
11930 | 2 | 9 | 1 | Manual | 1 | Wall Mount | Linear Fluorescent | 4 | T-12 | 2 | 40 | 119302 | Bathroom | 0.3174%
11930 | 2 | 9 | 2 | Manual | 1 | Ceiling Fan | Compact Fluorescent |  | Twist | 4 | 13 | 119302 | Bathroom | 0.3174%
11930 | 2 | 10 | 1 | Manual | 1 | Ceiling Fixture | Compact Fluorescent |  | Twist | 1 | 13 | 119302 | Bathroom | 0.3174%
11949 | 1 | 1 | 1 | Manual | 1 | Wall Mount | Incandescent |  | Globe | 3 | 60 | 119491 | Bathroom | 0.2116%
11949 | 1 | 1 | 2 | Manual | 1 | Recessed - other | Halogen |  | PAR | 1 | 90 | 119491 | Bathroom | 0.2116%
11949 | 1 | 2 | 1 | Manual | 2 | Ceiling Fixture | Incandescent |  | Clear | 1 | 60 | 119491 | Bathroom | 0.2116%
11949 | 1 | 3 | 1 | Manual | 1 | Ceiling Fixture | Compact Fluorescent |  | Twist | 2 | 14 | 119491 | Bathroom | 0.2116%
11949 | 1 | 3 | 2 | Manual | 1 | Ceiling Fixture | Incandescent |  | Clear | 1 | 60 | 119491 | Bathroom | 0.2116%
11949 | 1 | 3 | 3 | Manual | 1 | Other | Compact Fluorescent |  | Twist | 1 | 13 | 119491 | Bathroom | 0.2116%
11949 | 1 | 4 | 1 | Manual | 2 | Ceiling Fixture | Incandescent |  | Standard A Lamp | 1 | 60 | 119491 | Bathroom | 0.2116%
11949 | 1 | 4 | 2 | Manual | 1 | Ceiling Fixture | Incandescent |  | Standard A Lamp | 1 | 60 | 119491 | Bathroom | 0.2116%
11949 | 1 | 5 | 1 | Manual | 1 | Wall Mount | Incandescent |  | Globe | 3 | 60 | 119491 | Bathroom | 0.2116%
11949 | 1 | 5 | 2 | Manual | 1 | Recessed - other | Incandescent |  | Heat Lamp | 1 | 250 | 119491 | Bathroom | 0.2116%
11949 | 1 | 6 | 1 | Manual | 1 | Floor lamp | Compact Fluorescent |  | Twist | 1 | 13 | 119491 | Bathroom | 0.2116%
11949 | 1 | 7 | 1 | Manual | 1 | Ceiling Fixture | Compact Fluorescent |  | Twist | 2 | 10 | 119491 | Bathroom | 0.2116%
11949 | 2 | 1 | 1 | Manual | 1 | Wall Mount | Incandescent |  | Globe | 3 | 60 | 119492 | Bathroom | 0.2116%
11949 | 2 | 1 | 2 | Manual | 1 | Recessed - other | Incandescent |  | Heat Lamp | 1 | 100 | 119492 | Bathroom | 0.2116%
11949 | 2 | 2 | 1 | Manual | 1 | Ceiling Fixture | Incandescent |  | Standard A Lamp | 1 | 60 | 119492 | Bathroom | 0.2116%
11949 | 2 | 3 | 1 | Manual | 1 | Ceiling Fixture | Incandescent |  | Standard A Lamp | 1 | 60 | 119492 | Bathroom | 0.2116%
11949 | 2 | 4 | 1 | Manual | 2 | Ceiling Fixture | Incandescent |  | Standard A Lamp | 1 | 60 | 119492 | Bathroom | 0.2116%
11949 | 2 | 4 | 2 | Manual | 1 | Ceiling Fixture | Compact Fluorescent |  | Twist | 1 | 15 | 119492 | Bathroom | 0.2116%
11949 | 2 | 5 | 1 | Manual | 1 | Ceiling Fixture | Incandescent |  | Standard A Lamp | 3 | 60 | 119492 | Bathroom | 0.2116%
11949 | 2 | 5 | 2 | Manual | 1 | Ceiling Fixture | Compact Fluorescent |  | Twist | 1 | 15 | 119492 | Bathroom | 0.2116%
11949 | 2 | 5 | 3 | Manual | 1 | Recessed - other | Incandescent |  | Standard A Lamp | 1 | 60 | 119492 | Bathroom | 0.2116%
11949 | 2 | 6 | 1 | Manual | 1 | Ceiling Fan | Incandescent |  | Decorative | 4 | 60 | 119492 | Bathroom | 0.2116%
11949 | 2 | 6 | 2 | Manual | 2 | Floor lamp | Compact Fluorescent |  | Twist | 1 | 15 | 119492 | Bathroom | 0.2116%
11949 | 2 | 7 | 1 | Manual | 1 | Wall Mount | Incandescent |  | Globe | 3 | 60 | 119492 | Bathroom | 0.2116%
11949 | 2 | 7 | 2 | Manual | 1 | Recessed - other | Incandescent |  | Heat Lamp | 1 | 250 | 119492 | Bathroom | 0.2116%
11949 | 2 | 8 | 1 | Manual | 1 | Table | Incandescent |  | Standard A Lamp | 1 | 50 | 119492 | Bathroom | 0.2116%
11949 | 3 | 1 | 1 | Manual | 1 | Wall Mount | Incandescent |  | Standard A Lamp | 3 | 60 | 119493 | Bathroom | 0.2116%
11949 | 3 | 1 | 2 | Manual | 1 | Recessed - other | Incandescent |  | Heat Lamp | 1 | 125 | 119493 | Bathroom | 0.2116%
11949 | 3 | 2 | 1 | Manual | 1 | Ceiling Fixture | Incandescent |  | Standard A Lamp | 1 | 60 | 119493 | Bathroom | 0.2116%
11949 | 3 | 3 | 1 | Manual | 1 | Ceiling Fixture | Incandescent |  | Standard A Lamp | 1 | 60 | 119493 | Bathroom | 0.2116%
11949 | 3 | 4 | 1 | Manual | 3 | Ceiling Fixture | Incandescent |  | Standard A Lamp | 1 | 60 | 119493 | Bathroom | 0.2116%
11949 | 3 | 5 | 1 | Manual | 1 | Ceiling Fixture | Compact Fluorescent |  | Pin base | 1 | 26 | 119493 | Bathroom | 0.2116%
11949 | 3 | 5 | 2 | Manual | 1 | Ceiling Fixture | Compact Fluorescent |  | Twist | 1 | 26 | 119493 | Bathroom | 0.2116%
11949 | 3 | 5 | 3 | Manual | 1 | Recessed - other | Compact Fluorescent |  | Twist | 1 | 26 | 119493 | Bathroom | 0.2116%
11949 | 3 | 6 | 1 | Manual | 1 | Ceiling Fan | Incandescent |  | Standard A Lamp | 4 | 60 | 119493 | Bathroom | 0.2116%
11949 | 3 | 7 | 1 | Manual | 1 | Wall Mount | Incandescent |  | Clear | 3 | 60 | 119493 | Bathroom | 0.2116%
11949 | 3 | 7 | 2 | Manual | 1 | Ceiling Fixture | Incandescent |  | Heat Lamp | 1 | 125 | 119493 | Bathroom | 0.2116%
11949 | 3 | 8 | 1 | Manual | 1 | Ceiling Fixture | Incandescent |  | Standard A Lamp | 1 | 60 | 119493 | Bathroom | 0.2116%
12167 | 1 | 1 | 1 | Manual | 1 | Wall Mount | Compact Fluorescent |  | Twist | 2 | 13 | 121671 | Bathroom | 0.2116%
12167 | 1 | 1 | 2 | Manual | 1 | Recessed - other | Incandescent |  | Heat Lamp | 1 | 250 | 121671 | Bathroom | 0.2116%
12167 | 1 | 2 | 1 | Manual | 1 | Ceiling Fan | Compact Fluorescent |  | Twist | 1 | 13 | 121671 | Bathroom | 0.2116%
12167 | 1 | 2 | 2 | Manual | 1 | Ceiling Fixture | Compact Fluorescent |  | Twist | 1 | 13 | 121671 | Bathroom | 0.2116%
12167 | 1 | 2 | 3 | Manual | 2 | Table | Compact Fluorescent |  | Twist | 1 | 13 | 121671 | Bathroom | 0.2116%
12167 | 1 | 3 | 1 | Manual | 1 | Ceiling Fixture | Compact Fluorescent |  | Twist | 1 | 13 | 121671 | Bathroom | 0.2116%
12167 | 1 | 4 | 1 | Manual | 1 | Chandelier (Hanging) | Compact Fluorescent |  | Twist | 1 | 13 | 121671 | Bathroom | 0.2116%
12167 | 1 | 5 | 1 | Manual | 1 | Ceiling Fixture | Linear Fluorescent | 4 | T-8 | 2 | 32 | 121671 | Bathroom | 0.2116%
12167 | 1 | 5 | 2 | Manual | 1 | Other | Compact Fluorescent |  | Twist | 1 | 13 | 121671 | Bathroom | 0.2116%
12167 | 1 | 6 | 1 | Manual | 2 | Table | Compact Fluorescent |  | Twist | 1 | 19 | 121671 | Bathroom | 0.2116%
12167 | 1 | 6 | 2 | Manual | 1 | Floor lamp | Compact Fluorescent |  | Twist | 1 | 13 | 121671 | Bathroom | 0.2116%
12167 | 2 | 1 | 1 | Manual | 1 | Wall Mount | Compact Fluorescent |  | Twist | 2 | 13 | 121672 | Bathroom | 0.2116%
12167 | 2 | 1 | 2 | Manual | 1 | Recessed - other | Incandescent |  | Heat Lamp | 1 | 125 | 121672 | Bathroom | 0.2116%
12167 | 2 | 2 | 1 | Manual | 1 | Ceiling Fixture | Compact Fluorescent |  | Twist | 2 | 13 | 121672 | Bathroom | 0.2116%
12167 | 2 | 3 | 1 | Manual | 1 | Chandelier (Hanging) | Compact Fluorescent |  | Twist | 1 | 13 | 121672 | Bathroom | 0.2116%
12167 | 2 | 4 | 1 | Manual | 1 | Ceiling Fixture | Compact Fluorescent |  | Twist | 1 | 13 | 121672 | Bathroom | 0.2116%
12167 | 2 | 5 | 1 | Manual | 1 | Ceiling Fixture | Linear Fluorescent | 4 | T-8 | 2 | 32 | 121672 | Bathroom | 0.2116%
12167 | 2 | 5 | 2 | Manual | 1 | Other | Incandescent |  | Clear | 1 | 40 | 121672 | Bathroom | 0.2116%
12167 | 2 | 6 | 1 | Manual | 1 | Floor lamp | Compact Fluorescent |  | Twist | 1 | 13 | 121672 | Bathroom | 0.2116%
12167 | 2 | 7 | 1 | Manual | 1 | Wall Mount | Compact Fluorescent |  | Twist | 2 | 13 | 121672 | Bathroom | 0.2116%
12167 | 2 | 7 | 2 | Manual | 1 | Recessed - other | Incandescent |  | Heat Lamp | 1 | 250 | 121672 | Bathroom | 0.2116%
12167 | 2 | 8 | 1 | Manual | 1 | Ceiling Fixture | Compact Fluorescent |  | Twist | 2 | 13 | 121672 | Bathroom | 0.2116%
12167 | 2 | 9 | 1 | Manual | 1 | Ceiling Fixture | Compact Fluorescent |  | Twist | 1 | 13 | 121672 | Bathroom | 0.2116%
12167 | 3 | 1 | 1 | Manual | 1 | Wall Mount | Incandescent |  | Standard A Lamp | 1 | 13 | 121673 | Bathroom | 0.2116%
12167 | 3 | 1 | 2 | Manual | 1 | Recessed - other | Incandescent |  | Heat Lamp | 1 | 125 | 121673 | Bathroom | 0.2116%
12167 | 3 | 2 | 1 | Manual | 1 | Ceiling Fixture | Compact Fluorescent |  | Twist | 2 | 13 | 121673 | Bathroom | 0.2116%
12167 | 3 | 3 | 1 | Manual | 1 | Chandelier (Hanging) | Compact Fluorescent |  | Twist | 1 | 13 | 121673 | Bathroom | 0.2116%
12167 | 3 | 4 | 1 | Manual | 1 | Ceiling Fixture | Compact Fluorescent |  | Twist | 1 | 13 | 121673 | Bathroom | 0.2116%
12167 | 3 | 5 | 1 | Manual | 1 | Ceiling Fixture | Linear Fluorescent | 4 | T-8 | 2 | 32 | 121673 | Bathroom | 0.2116%
12167 | 3 | 5 | 2 | Manual | 1 | Other | Incandescent |  | Standard A Lamp | 1 | 40 | 121673 | Bathroom | 0.2116%
12167 | 3 | 7 | 1 | Manual | 1 | Wall Mount | Compact Fluorescent |  | Twist | 1 | 13 | 121673 | Bathroom | 0.2116%
12167 | 3 | 7 | 2 | Manual | 1 | Recessed - other | Incandescent |  | Heat Lamp | 1 | 125 | 121673 | Bathroom | 0.2116%
12167 | 3 | 8 | 1 | Manual | 1 | Ceiling Fan | Compact Fluorescent |  | Twist | 2 | 13 | 121673 | Bathroom | 0.2116%
12167 | 3 | 8 | 2 | Manual | 1 | Table | Incandescent |  | Clear | 1 | 40 | 121673 | Bathroom | 0.2116%
12167 | 3 | 9 | 1 | Manual | 1 | Ceiling Fixture | Compact Fluorescent |  | Twist | 1 | 13 | 121673 | Bathroom | 0.2116%
12192 | 1 | 1 | 1 | Manual | 1 | Wall Mount | Incandescent |  | Globe | 6 | 40 | 121921 | Bathroom | 0.1361%
12192 | 1 | 1 | 2 | Manual | 1 | Recessed - other | Incandescent |  | Heat Lamp | 2 | 250 | 121921 | Bathroom | 0.1361%
12192 | 1 | 2 | 1 | Manual | 1 | Recessed Can | Incandescent |  | Standard A Lamp | 1 | 65 | 121921 | Bathroom | 0.1361%
12192 | 1 | 2 | 2 | Manual | 1 | Table | Incandescent |  | Standard A Lamp | 1 | 100 | 121921 | Bathroom | 0.1361%
12192 | 1 | 3 | 1 | Manual | 2 | Table | Incandescent |  | 3-Way Incandescent | 1 | 100 | 121921 | Bathroom | 0.1361%
12192 | 1 | 3 | 2 | Manual | 2 | Wall Mount | Compact Fluorescent |  | Twist | 1 | 13 | 121921 | Bathroom | 0.1361%
12192 | 1 | 3 | 3 | Manual | 1 | Ceiling Fixture | Incandescent |  | Standard A Lamp | 1 | 100 | 121921 | Bathroom | 0.1361%
12192 | 1 | 4 | 1 | Manual | 3 | Table | Incandescent |  | 3-Way Incandescent | 1 | 100 | 121921 | Bathroom | 0.1361%
12192 | 1 | 4 | 2 | Manual | 1 | Ceiling Fixture | Incandescent |  | Standard A Lamp | 2 | 60 | 121921 | Bathroom | 0.1361%
12192 | 1 | 4 | 3 | Manual | 1 | Ceiling Fixture | Incandescent |  | Standard A Lamp | 1 | 60 | 121921 | Bathroom | 0.1361%
12192 | 1 | 5 | 1 | Dimmer | 1 | Chandelier (Hanging) | Incandescent |  | Decorative | 24 | 25 | 121921 | Bathroom | 0.1361%
12192 | 1 | 6 | 1 | Manual | 3 | Ceiling Fixture | Compact Fluorescent |  | Twist | 2 | 13 | 121921 | Bathroom | 0.1361%
12192 | 1 | 6 | 2 | Manual | 1 | Table | Incandescent |  | Standard A Lamp | 1 | 40 | 121921 | Bathroom | 0.1361%
12192 | 1 | 7 | 1 | Manual | 1 | Track | Halogen |  | MR | 6 | 75 | 121921 | Bathroom | 0.1361%
12192 | 1 | 7 | 2 | Manual | 1 | Other | Incandescent |  | Standard A Lamp | 2 | 40 | 121921 | Bathroom | 0.1361%
12192 | 1 | 8 | 1 | Manual | 1 | Ceiling Fixture | Compact Fluorescent |  | Twist | 1 | 20 | 121921 | Bathroom | 0.1361%
12192 | 1 | 9 | 1 | Manual | 2 | Wall Mount | Incandescent |  | Standard A Lamp | 1 | 60 | 121921 | Bathroom | 0.1361%
12192 | 1 | 9 | 2 | Manual | 1 | Table | Incandescent |  | Standard A Lamp | 1 | 100 | 121921 | Bathroom | 0.1361%
12192 | 1 | 10 | 1 | Manual | 1 | Wall Mount | Incandescent |  | Globe | 10 | 40 | 121921 | Bathroom | 0.1361%
12192 | 1 | 10 | 2 | Manual | 2 | Recessed - other | Incandescent |  | Heat Lamp | 2 | 250 | 121921 | Bathroom | 0.1361%
12192 | 2 | 1 | 1 | Manual | 1 | Wall Mount | Incandescent |  | Globe | 4 | 40 | 121922 | Bathroom | 0.1361%
12192 | 2 | 1 | 2 | Manual | 2 | Recessed - other | Incandescent |  | Heat Lamp | 2 | 250 | 121922 | Bathroom | 0.1361%
12192 | 2 | 2 | 1 | Manual | 4 | Ceiling Fixture | Incandescent |  | Decorative | 3 | 40 | 121922 | Bathroom | 0.1361%
12192 | 2 | 3 | 1 | Manual | 1 | Ceiling Fixture | Linear Fluorescent | 4 | T-8 | 4 | 32 | 121922 | Bathroom | 0.1361%
12192 | 2 | 3 | 2 | Manual | 2 | Ceiling Fixture | Compact Fluorescent |  | Twist | 1 | 26 | 121922 | Bathroom | 0.1361%
12192 | 2 | 3 | 3 | Manual | 1 | Other | Incandescent |  | Standard A Lamp | 2 | 40 | 121922 | Bathroom | 0.1361%
12192 | 2 | 4 | 1 | Manual | 1 | Track | Halogen |  | MR | 3 | 50 | 121922 | Bathroom | 0.1361%
12192 | 2 | 4 | 2 | Manual | 1 | Table | Compact Fluorescent |  | Twist | 1 | 26 | 121922 | Bathroom | 0.1361%
12192 | 2 | 4 | 3 | Manual | 1 | Table | Compact Fluorescent |  | Twist | 1 | 20 | 121922 | Bathroom | 0.1361%
12192 | 2 | 5 | 1 | Manual | 1 | Ceiling Fan | Incandescent |  | Standard A Lamp | 1 | 100 | 121922 | Bathroom | 0.1361%
12192 | 2 | 5 | 2 | Manual | 1 | Floor lamp | Incandescent |  | 3-Way Incandescent | 1 | 150 | 121922 | Bathroom | 0.1361%
12192 | 2 | 5 | 3 | Manual | 1 | Table | Incandescent |  | Decorative | 1 | 40 | 121922 | Bathroom | 0.1361%
12192 | 2 | 6 | 1 | Manual | 1 | Ceiling Fixture | Incandescent |  | Standard A Lamp | 2 | 60 | 121922 | Bathroom | 0.1361%
12192 | 2 | 6 | 2 | Manual | 1 | Ceiling Fixture | Linear Fluorescent | 4 | T-12 | 2 | 40 | 121922 | Bathroom | 0.1361%
12192 | 2 | 7 | 1 | Manual | 1 | Ceiling Fixture | Halogen |  | Quartz Tube | 1 | 75 | 121922 | Bathroom | 0.1361%
12405 | 1 | 1 | 1 | Manual | 1 | Wall Mount | Incandescent |  | Globe | 4 | 15 | 124051 | Bathroom | 0.2116%
12405 | 1 | 2 | 1 | Manual | 1 | Floor lamp | Compact Fluorescent |  | Twist | 1 | 13 | 124051 | Bathroom | 0.2116%
12405 | 1 | 3 | 1 | Manual | 1 | Floor lamp | Compact Fluorescent |  | Twist | 1 | 13 | 124051 | Bathroom | 0.2116%
12405 | 1 | 4 | 1 | Manual | 1 | Ceiling Fixture | Compact Fluorescent |  | Twist | 1 | 13 | 124051 | Bathroom | 0.2116%
12405 | 1 | 5 | 1 | Manual | 1 | Ceiling Fixture | Linear Fluorescent | 4 | T-8 | 2 | 32 | 124051 | Bathroom | 0.2116%
12405 | 1 | 6 | 1 | Manual | 1 | Chandelier (Hanging) | Compact Fluorescent |  | Twist | 3 | 13 | 124051 | Bathroom | 0.2116%
12405 | 1 | 6 | 2 | Manual | 1 | Ceiling Fixture | Incandescent |  | Standard A Lamp | 1 | 75 | 124051 | Bathroom | 0.2116%
12405 | 2 | 1 | 1 | Manual | 1 | Wall Mount | Incandescent |  | Globe | 4 | 15 | 124052 | Bathroom | 0.2116%
12405 | 2 | 2 | 1 | Manual | 1 | Table | Compact Fluorescent |  | Twist | 1 | 13 | 124052 | Bathroom | 0.2116%
12405 | 2 | 3 | 1 | Manual | 1 | Ceiling Fixture | Incandescent |  | Globe | 1 | 60 | 124052 | Bathroom | 0.2116%
12405 | 2 | 4 | 1 | Manual | 1 | Ceiling Fixture | Linear Fluorescent | 4 | T-8 | 2 | 32 | 124052 | Bathroom | 0.2116%
12405 | 2 | 5 | 1 | Manual | 1 | Table | Compact Fluorescent |  | Twist | 2 | 13 | 124052 | Bathroom | 0.2116%
12405 | 3 | 1 | 1 | Manual | 1 | Wall Mount | Incandescent |  | Globe | 4 | 15 | 124053 | Bathroom | 0.2116%
12405 | 3 | 2 | 1 | Manual | 1 | Table | Compact Fluorescent |  | Twist | 1 | 13 | 124053 | Bathroom | 0.2116%
12405 | 3 | 3 | 1 | Manual | 1 | Table | Compact Fluorescent |  | Twist | 1 | 13 | 124053 | Bathroom | 0.2116%
12405 | 3 | 4 | 1 | Manual | 1 | Ceiling Fixture | Linear Fluorescent | 4 | T-8 | 2 | 32 | 124053 | Bathroom | 0.2116%
12405 | 3 | 5 | 1 | Manual | 1 | Chandelier (Hanging) | Compact Fluorescent |  | Twist | 3 | 13 | 124053 | Bathroom | 0.2116%
12405 | 3 | 5 | 2 | Manual | 1 | Floor lamp | Compact Fluorescent |  | Twist | 1 | 13 | 124053 | Bathroom | 0.2116%
12511 | 1 | 1 | 1 | Manual | 1 | Ceiling Fixture | Incandescent |  | Standard A Lamp | 1 | 60 | 125111 | Bathroom | 0.079%
12511 | 1 | 1 | 2 | Manual | 1 | Wall Mount | Compact Fluorescent |  | Twist | 4 | 15 | 125111 | Bathroom | 0.079%
12511 | 1 | 2 | 1 | Manual | 2 | Recessed Can | Incandescent |  | Reflector | 1 | 65 | 125111 | Bathroom | 0.079%
12511 | 1 | 2 | 2 | Manual | 2 | Table | Compact Fluorescent |  | Twist | 1 | 13 | 125111 | Bathroom | 0.079%
12511 | 1 | 3 | 1 | Manual | 1 | Ceiling Fixture | Incandescent |  | Standard A Lamp | 2 | 60 | 125111 | Bathroom | 0.079%
12511 | 1 | 4 | 1 | Manual | 1 | Wall Mount | Compact Fluorescent |  | Twist | 1 | 15 | 125111 | Bathroom | 0.079%
12511 | 1 | 4 | 2 | Manual | 1 | Recessed Can | Incandescent |  | Reflector | 1 | 65 | 125111 | Bathroom | 0.079%
12511 | 1 | 4 | 3 | Manual | 2 | Ceiling Fixture | Compact Fluorescent |  | Twist | 2 | 13 | 125111 | Bathroom | 0.079%
12511 | 1 | 4 | 4 | Manual | 1 | Table | Compact Fluorescent |  | Twist | 1 | 13 | 125111 | Bathroom | 0.079%
12511 | 1 | 4 | 5 | Manual | 1 | Floor lamp | Compact Fluorescent |  | Twist | 1 | 22 | 125111 | Bathroom | 0.079%
12511 | 2 | 1 | 1 | Manual | 1 | Ceiling Fixture | Incandescent |  | Standard A Lamp | 1 | 60 | 125112 | Bathroom | 0.079%
12511 | 2 | 1 | 2 | Manual | 1 | Wall Mount | Incandescent |  | Standard A Lamp | 4 | 60 | 125112 | Bathroom | 0.079%
12511 | 2 | 1 | 3 | Manual | 1 | Table | Incandescent |  | Mini base | 1 | 15 | 125112 | Bathroom | 0.079%
12511 | 2 | 2 | 1 | Manual | 2 | Recessed Can | Incandescent |  | Reflector | 1 | 65 | 125112 | Bathroom | 0.079%
12511 | 2 | 2 | 2 | Manual | 1 | Table | Compact Fluorescent |  | Twist | 1 | 25 | 125112 | Bathroom | 0.079%
12511 | 2 | 3 | 1 | Manual | 1 | Ceiling Fixture | Incandescent |  | Standard A Lamp | 2 | 60 | 125112 | Bathroom | 0.079%
12511 | 2 | 4 | 1 | Manual | 1 | Wall Mount | Incandescent |  | Standard A Lamp | 1 | 60 | 125112 | Bathroom | 0.079%
12511 | 2 | 4 | 2 | Manual | 1 | Recessed Can | Incandescent |  | Reflector | 1 | 65 | 125112 | Bathroom | 0.079%
12511 | 2 | 4 | 3 | Manual | 1 | Ceiling Fan | Compact Fluorescent |  | Twist | 3 | 22 | 125112 | Bathroom | 0.079%
12511 | 2 | 4 | 4 | Manual | 1 | Ceiling Fixture | Incandescent |  | Standard A Lamp | 2 | 60 | 125112 | Bathroom | 0.079%
12511 | 2 | 4 | 5 | Manual | 1 | Floor lamp | Compact Fluorescent |  | Twist | 1 | 22 | 125112 | Bathroom | 0.079%
12511 | 3 | 1 | 1 | Manual | 1 | Ceiling Fixture | Incandescent |  | Standard A Lamp | 1 | 75 | 125113 | Bathroom | 0.079%
12511 | 3 | 1 | 2 | Manual | 1 | Wall Mount | Compact Fluorescent |  | Twist | 4 | 15 | 125113 | Bathroom | 0.079%
12511 | 3 | 1 | 3 | Manual | 1 | Table | Compact Fluorescent |  | Twist | 1 | 15 | 125113 | Bathroom | 0.079%
12511 | 3 | 2 | 1 | Manual | 2 | Recessed Can | Compact Fluorescent |  | Twist | 1 | 15 | 125113 | Bathroom | 0.079%
12511 | 3 | 2 | 2 | Manual | 1 | Table | Incandescent |  | Standard A Lamp | 1 | 75 | 125113 | Bathroom | 0.079%
12511 | 3 | 3 | 1 | Manual | 1 | Ceiling Fixture | Incandescent |  | Standard A Lamp | 2 | 60 | 125113 | Bathroom | 0.079%
12511 | 3 | 4 | 1 | Manual | 1 | Wall Mount | Compact Fluorescent |  | Twist | 1 | 15 | 125113 | Bathroom | 0.079%
12511 | 3 | 4 | 2 | Manual | 1 | Recessed Can | Compact Fluorescent |  | Twist | 1 | 15 | 125113 | Bathroom | 0.079%
12511 | 3 | 4 | 3 | Manual | 2 | Ceiling Fixture | Incandescent |  | Standard A Lamp | 2 | 60 | 125113 | Bathroom | 0.079%
12511 | 3 | 4 | 4 | Manual | 1 | Table | Compact Fluorescent |  | Twist | 1 | 22 | 125113 | Bathroom | 0.079%
12511 | 3 | 4 | 5 | Manual | 1 | Table | Incandescent |  | Standard A Lamp | 1 | 75 | 125113 | Bathroom | 0.079%
12623 | 1 | 1 | 1 | Manual | 1 | Wall Mount | Incandescent |  | Standard A Lamp | 5 | 60 | 126231 | Bathroom | 0.3174%
12623 | 1 | 1 | 2 | Manual | 1 | Recessed - other | Incandescent |  | Heat Lamp | 1 | 250 | 126231 | Bathroom | 0.3174%
12623 | 1 | 2 | 1 | Manual | 1 | Chandelier (Hanging) | Compact Fluorescent |  | Twist | 3 | 13 | 126231 | Bathroom | 0.3174%
12623 | 1 | 3 | 1 | Manual | 1 | Ceiling Fixture | Incandescent |  | Standard A Lamp | 2 | 60 | 126231 | Bathroom | 0.3174%
12623 | 1 | 4 | 1 | Manual | 1 | Ceiling Fixture | Compact Fluorescent |  | Twist | 2 | 20 | 126231 | Bathroom | 0.3174%
12623 | 1 | 4 | 2 | Manual | 1 | Other | Halogen |  | Other | 1 | 60 | 126231 | Bathroom | 0.3174%
12623 | 1 | 5 | 1 | Manual | 1 | Table | Compact Fluorescent |  | A shape bulb | 1 | 13 | 126231 | Bathroom | 0.3174%
12623 | 1 | 5 | 2 | Manual | 3 | Table | Compact Fluorescent |  | Twist | 1 | 13 | 126231 | Bathroom | 0.3174%
12623 | 1 | 5 | 3 | Dimmer | 1 | Floor lamp | Halogen |  | Quartz Tube | 1 | 300 | 126231 | Bathroom | 0.3174%
12623 | 1 | 6 | 1 | Manual | 1 | Table | Compact Fluorescent |  | Twist | 1 | 13 | 126231 | Bathroom | 0.3174%
12623 | 1 | 6 | 2 | Manual | 1 | Table | Incandescent |  | 3-Way Incandescent | 1 | 150 | 126231 | Bathroom | 0.3174%
12623 | 1 | 6 | 3 | Manual | 1 | Table | Incandescent |  | Standard A Lamp | 1 | 60 | 126231 | Bathroom | 0.3174%
12623 | 2 | 1 | 1 | Manual | 1 | Wall Mount | Incandescent |  | Standard A Lamp | 5 | 75 | 126232 | Bathroom | 0.3174%
12623 | 2 | 1 | 2 | Manual | 1 | Recessed - other | Incandescent |  | Heat Lamp | 1 | 250 | 126232 | Bathroom | 0.3174%
12623 | 2 | 2 | 1 | Manual | 1 | Wall Mount | Linear Fluorescent | 4 | T-12 | 2 | 40 | 126232 | Bathroom | 0.3174%
12623 | 2 | 3 | 1 | Manual | 1 | Chandelier (Hanging) | Incandescent |  | Standard A Lamp | 3 | 75 | 126232 | Bathroom | 0.3174%
12623 | 2 | 4 | 1 | Manual | 3 | Ceiling Fixture | Incandescent |  | Standard A Lamp | 2 | 75 | 126232 | Bathroom | 0.3174%
12623 | 2 | 5 | 1 | Manual | 1 | Ceiling Fixture | Incandescent |  | Standard A Lamp | 2 | 75 | 126232 | Bathroom | 0.3174%
12623 | 2 | 5 | 2 | Manual | 1 | Other | Halogen |  | Other | 1 | 60 | 126232 | Bathroom | 0.3174%
12623 | 2 | 6 | 1 | Manual | 1 | Wall Mount | Linear Fluorescent | 4 | T-12 | 2 | 40 | 126232 | Bathroom | 0.3174%
12623 | 2 | 7 | 1 | Manual | 1 | Wall Mount | Incandescent |  | Standard A Lamp | 3 | 60 | 126232 | Bathroom | 0.3174%
12623 | 2 | 7 | 2 | Manual | 1 | Recessed - other | Incandescent |  | Heat Lamp | 1 | 250 | 126232 | Bathroom | 0.3174%
12623 | 2 | 8 | 1 | Manual | 1 | Floor lamp | Incandescent |  | Standard A Lamp | 1 | 60 | 126232 | Bathroom | 0.3174%
12651 | 1 | 1 | 1 | Manual | 1 | Wall Mount | Incandescent |  | Globe | 4 | 60 | 126511 | Bathroom | 0.2116%
12651 | 1 | 1 | 2 | Manual | 1 | Recessed - other | Incandescent |  | Heat Lamp | 1 | 250 | 126511 | Bathroom | 0.2116%
12651 | 1 | 2 | 1 | Manual | 1 | Ceiling Fixture | Incandescent |  | Standard A Lamp | 1 | 50 | 126511 | Bathroom | 0.2116%
12651 | 1 | 3 | 1 | Manual | 1 | Ceiling Fixture | Incandescent |  | Standard A Lamp | 1 | 60 | 126511 | Bathroom | 0.2116%
12651 | 1 | 4 | 1 | Manual | 1 | Ceiling Fixture | Incandescent |  | Standard A Lamp | 1 | 65 | 126511 | Bathroom | 0.2116%
12651 | 1 | 4 | 2 | Manual | 1 | Recessed Can | Incandescent |  | Reflector | 1 | 65 | 126511 | Bathroom | 0.2116%
12651 | 1 | 5 | 1 | Manual | 1 | Recessed Can | Incandescent |  | Reflector | 1 | 65 | 126511 | Bathroom | 0.2116%
12651 | 1 | 5 | 2 | Manual | 1 | Recessed - other | Incandescent |  | Standard A Lamp | 1 | 65 | 126511 | Bathroom | 0.2116%
12651 | 1 | 5 | 3 | Manual | 2 | Ceiling Fixture | Linear Fluorescent | 4 | T-12 | 2 | 40 | 126511 | Bathroom | 0.2116%
12651 | 1 | 6 | 1 | Manual | 1 | Floor lamp | Incandescent |  | Standard A Lamp | 3 | 60 | 126511 | Bathroom | 0.2116%
12651 | 1 | 6 | 2 | Manual | 1 | Table | Incandescent |  | Standard A Lamp | 2 | 60 | 126511 | Bathroom | 0.2116%
12651 | 1 | 6 | 3 | Manual | 1 | Ceiling Fixture | Incandescent |  | Standard A Lamp | 1 | 100 | 126511 | Bathroom | 0.2116%
12651 | 1 | 7 | 1 | Manual | 1 | Recessed - other | Incandescent |  | Heat Lamp | 1 | 250 | 126511 | Bathroom | 0.2116%
12651 | 1 | 7 | 2 | Manual | 1 | Recessed Can | Incandescent |  | Reflector | 1 | 60 | 126511 | Bathroom | 0.2116%
12651 | 1 | 7 | 3 | Manual | 1 | Wall Mount | Incandescent |  | Globe | 6 | 60 | 126511 | Bathroom | 0.2116%
12651 | 1 | 8 | 1 | Manual | 1 | Table | Incandescent |  | Standard A Lamp | 2 | 60 | 126511 | Bathroom | 0.2116%
12651 | 1 | 8 | 2 | Manual | 1 | Table | Incandescent |  | Standard A Lamp | 1 | 60 | 126511 | Bathroom | 0.2116%
12651 | 1 | 9 | 1 | Manual | 1 | Ceiling Fixture | Incandescent |  | Standard A Lamp | 1 | 60 | 126511 | Bathroom | 0.2116%
12651 | 2 | 1 | 1 | Manual | 1 | Wall Mount | Incandescent |  | Globe | 6 | 40 | 126512 | Bathroom | 0.2116%
12651 | 2 | 1 | 2 | Manual | 1 | Recessed - other | Halogen |  | PAR | 1 | 50 | 126512 | Bathroom | 0.2116%
12651 | 2 | 2 | 1 | Manual | 1 | Ceiling Fixture | Incandescent |  | Standard A Lamp | 1 | 60 | 126512 | Bathroom | 0.2116%
12651 | 2 | 2 | 2 | Manual | 3 | Table | Incandescent |  | Standard A Lamp | 1 | 40 | 126512 | Bathroom | 0.2116%
12651 | 2 | 2 | 3 | Manual | 1 | Floor lamp | Incandescent |  | Standard A Lamp | 1 | 75 | 126512 | Bathroom | 0.2116%
12651 | 2 | 2 | 4 | Manual | 1 | Table | Incandescent |  | Standard A Lamp | 1 | 25 | 126512 | Bathroom | 0.2116%
12651 | 2 | 3 | 1 | Manual | 2 | Ceiling Fixture | Incandescent |  | Standard A Lamp | 1 | 60 | 126512 | Bathroom | 0.2116%
12651 | 2 | 4 | 1 | Manual | 1 | Table | Incandescent |  | Standard A Lamp | 1 | 60 | 126512 | Bathroom | 0.2116%
12651 | 2 | 4 | 2 | Manual | 1 | Table | Incandescent |  | Standard A Lamp | 1 | 40 | 126512 | Bathroom | 0.2116%
12651 | 2 | 4 | 3 | Manual | 1 | Recessed Can | Incandescent |  | Standard A Lamp | 1 | 75 | 126512 | Bathroom | 0.2116%
12651 | 2 | 5 | 1 | Manual | 1 | Table | Incandescent |  | Standard A Lamp | 1 | 60 | 126512 | Bathroom | 0.2116%
12651 | 2 | 5 | 2 | Manual | 1 | Recessed - other | Incandescent |  | Standard A Lamp | 1 | 60 | 126512 | Bathroom | 0.2116%
12651 | 2 | 5 | 3 | Manual | 1 | Table | Incandescent |  | Standard A Lamp | 1 | 40 | 126512 | Bathroom | 0.2116%
12651 | 2 | 6 | 1 | Manual | 1 | Table | Incandescent |  | Standard A Lamp | 1 | 75 | 126512 | Bathroom | 0.2116%
12651 | 2 | 6 | 2 | Manual | 1 | Table | Incandescent |  | Standard A Lamp | 2 | 40 | 126512 | Bathroom | 0.2116%
12651 | 2 | 6 | 3 | Manual | 1 | Table | Incandescent |  | Standard A Lamp | 1 | 40 | 126512 | Bathroom | 0.2116%
12651 | 2 | 6 | 4 | Manual | 1 | Chandelier (Hanging) | Incandescent |  | Standard A Lamp | 1 | 75 | 126512 | Bathroom | 0.2116%
12651 | 2 | 6 | 5 | Manual | 1 | Table | Incandescent |  | Standard A Lamp | 1 | 100 | 126512 | Bathroom | 0.2116%
12651 | 2 | 7 | 1 | Manual | 3 | Table | Incandescent |  | Standard A Lamp | 1 | 60 | 126512 | Bathroom | 0.2116%
12651 | 2 | 7 | 2 | Manual | 1 | Wall Mount | Incandescent |  | Decorative | 1 | 40 | 126512 | Bathroom | 0.2116%
12651 | 2 | 8 | 1 | Manual | 1 | Ceiling Fixture | Incandescent |  | Standard A Lamp | 1 | 60 | 126512 | Bathroom | 0.2116%
12651 | 3 | 1 | 1 | Manual | 1 | Wall Mount | Incandescent |  | Globe | 4 | 60 | 126513 | Bathroom | 0.2116%
12651 | 3 | 1 | 2 | Manual | 1 | Recessed - other | Incandescent |  | Heat Lamp | 1 | 250 | 126513 | Bathroom | 0.2116%
12651 | 3 | 2 | 1 | Manual | 1 | Ceiling Fixture | Compact Fluorescent |  | Twist | 1 | 40 | 126513 | Bathroom | 0.2116%
12651 | 3 | 3 | 1 | Manual | 1 | Ceiling Fixture | Incandescent |  | Standard A Lamp | 1 | 65 | 126513 | Bathroom | 0.2116%
12651 | 3 | 4 | 1 | Manual | 1 | Ceiling Fixture | Incandescent |  | Reflector | 1 | 65 | 126513 | Bathroom | 0.2116%
12651 | 3 | 4 | 2 | Manual | 1 | Ceiling Fixture | Incandescent |  | Standard A Lamp | 1 | 65 | 126513 | Bathroom | 0.2116%
12651 | 3 | 5 | 1 | Manual | 2 | Ceiling Fixture | Linear Fluorescent | 4 | T-12 | 2 | 40 | 126513 | Bathroom | 0.2116%
12651 | 3 | 5 | 2 | Manual | 1 | Ceiling Fixture | Halogen |  | PAR | 1 | 75 | 126513 | Bathroom | 0.2116%
12651 | 3 | 6 | 1 | Manual | 1 | Floor lamp | Compact Fluorescent |  | Twist | 1 | 40 | 126513 | Bathroom | 0.2116%
12651 | 3 | 6 | 2 | Manual | 1 | Chandelier (Hanging) | Incandescent |  | Standard A Lamp | 1 | 60 | 126513 | Bathroom | 0.2116%
12651 | 3 | 7 | 1 | Manual | 1 | Recessed - other | Incandescent |  | Heat Lamp | 1 | 250 | 126513 | Bathroom | 0.2116%
12651 | 3 | 7 | 2 | Manual | 1 | Wall Mount | Incandescent |  | Globe | 6 | 60 | 126513 | Bathroom | 0.2116%
12651 | 3 | 7 | 3 | Manual | 1 | Recessed Can | Incandescent |  | Reflector | 1 | 60 | 126513 | Bathroom | 0.2116%
12651 | 3 | 8 | 1 | Manual | 1 | Ceiling Fixture | Compact Fluorescent |  | Twist | 1 | 40 | 126513 | Bathroom | 0.2116%
12651 | 3 | 9 | 1 | Manual | 1 | Ceiling Fixture | Incandescent |  | Standard A Lamp | 1 | 60 | 126513 | Bathroom | 0.2116%
12783 | 1 | 1 | 1 | Manual | 1 | Wall Mount | Compact Fluorescent |  | Twist | 1 | 15 | 127831 | Bathroom | 0.04824%
12783 | 1 | 1 | 2 | Manual | 1 | Recessed - other | Incandescent |  | Heat Lamp | 1 | 250 | 127831 | Bathroom | 0.04824%
12783 | 1 | 2 | 1 | Manual | 2 | Table | Compact Fluorescent |  | Twist | 1 | 60 | 127831 | Bathroom | 0.04824%
12783 | 1 | 2 | 2 | Manual | 1 | Chandelier (Hanging) | Incandescent |  | Standard A Lamp | 3 | 40 | 127831 | Bathroom | 0.04824%
12783 | 1 | 3 | 1 | Manual | 1 | Chandelier (Hanging) | Incandescent |  | Clear | 5 | 40 | 127831 | Bathroom | 0.04824%
12783 | 1 | 4 | 1 | Manual | 3 | Recessed Can | Compact Fluorescent |  | Reflector | 1 | 22 | 127831 | Bathroom | 0.04824%
12783 | 1 | 5 | 1 | Manual | 1 | Ceiling Fixture | Linear Fluorescent | 4 | T-12 | 2 | 40 | 127831 | Bathroom | 0.04824%
12783 | 1 | 6 | 1 | Manual | 1 | Floor lamp | Compact Fluorescent |  | Twist | 1 | 22 | 127831 | Bathroom | 0.04824%
12783 | 1 | 6 | 2 | Manual | 1 | Floor lamp | Incandescent |  | Standard A Lamp | 3 | 60 | 127831 | Bathroom | 0.04824%
12783 | 1 | 6 | 3 | Manual | 1 | Torchiere | Incandescent |  | Standard A Lamp | 1 | 60 | 127831 | Bathroom | 0.04824%
12783 | 1 | 7 | 1 | Manual | 1 | Wall Mount | Compact Fluorescent |  | Twist | 3 | 22 | 127831 | Bathroom | 0.04824%
12783 | 1 | 7 | 2 | Manual | 1 | Recessed - other | Incandescent |  | Heat Lamp | 1 | 250 | 127831 | Bathroom | 0.04824%
12783 | 1 | 8 | 1 | Dimmer | 1 | Chandelier (Hanging) | Incandescent |  | Standard A Lamp | 3 | 60 | 127831 | Bathroom | 0.04824%
12783 | 2 | 1 | 1 | Manual | 1 | Wall Mount | Incandescent |  | Globe | 3 | 40 | 127832 | Bathroom | 0.04824%
12783 | 2 | 2 | 1 | Manual | 1 | Ceiling Fixture | Incandescent |  | Standard A Lamp | 2 | 60 | 127832 | Bathroom | 0.04824%
12783 | 2 | 3 | 1 | Manual | 1 | Chandelier (Hanging) | Compact Fluorescent |  | Mini base | 5 | 7 | 127832 | Bathroom | 0.04824%
12783 | 2 | 4 | 1 | Manual | 1 | Ceiling Fixture | Linear Fluorescent | 4 | T-12 | 2 | 40 | 127832 | Bathroom | 0.04824%
12783 | 2 | 5 | 1 | Manual | 2 | Floor lamp | Compact Fluorescent |  | Twist | 1 | 15 | 127832 | Bathroom | 0.04824%
12783 | 3 | 1 | 1 | Manual | 1 | Wall Mount | Incandescent |  | Globe | 3 | 40 | 127833 | Bathroom | 0.04824%
12783 | 3 | 1 | 2 | Manual | 1 | Recessed - other | Incandescent |  | Heat Lamp | 1 | 250 | 127833 | Bathroom | 0.04824%
12783 | 3 | 1 | 3 | Manual | 1 | Chandelier (Hanging) | Incandescent |  | Decorative | 1 | 25 | 127833 | Bathroom | 0.04824%
12783 | 3 | 2 | 1 | Manual | 1 | Ceiling Fixture | Incandescent |  | Standard A Lamp | 2 | 60 | 127833 | Bathroom | 0.04824%
12783 | 3 | 4 | 1 | Manual | 1 | Chandelier (Hanging) | Incandescent |  | Reflector | 1 | 75 | 127833 | Bathroom | 0.04824%
12783 | 3 | 5 | 1 | Manual | 2 | Recessed Can | Compact Fluorescent |  | A shape bulb | 1 | 15 | 127833 | Bathroom | 0.04824%
12783 | 3 | 6 | 1 | Manual | 1 | Ceiling Fixture | Linear Fluorescent | 4 | T-12 | 2 | 40 | 127833 | Bathroom | 0.04824%
12783 | 3 | 7 | 1 | Manual | 2 | Wall Mount | Compact Fluorescent |  | Twist | 1 | 22 | 127833 | Bathroom | 0.04824%
12783 | 3 | 7 | 2 | Manual | 2 | Table | Incandescent |  | Standard A Lamp | 2 | 40 | 127833 | Bathroom | 0.04824%
12783 | 3 | 7 | 3 | Manual | 1 | Floor lamp | Compact Fluorescent |  | Twist | 1 | 15 | 127833 | Bathroom | 0.04824%
12932 | 1 | 1 | 1 | Manual | 1 | Wall Mount | Incandescent |  | Globe | 4 | 40 | 129321 | Bathroom | 0.09076%
12932 | 1 | 1 | 2 | Manual | 1 | Ceiling Fixture | Incandescent |  | Heat Lamp | 1 | 120 | 129321 | Bathroom | 0.09076%
12932 | 1 | 2 | 1 | Manual | 1 | Chandelier (Hanging) | Incandescent |  | Standard A Lamp | 1 | 25 | 129321 | Bathroom | 0.09076%
12932 | 1 | 3 | 1 | Manual | 1 | Wall Mount | Incandescent |  | Standard A Lamp | 1 | 60 | 129321 | Bathroom | 0.09076%
12932 | 1 | 4 | 1 | Dimmer | 1 | Chandelier (Hanging) | Incandescent |  | Mini base | 6 | 40 | 129321 | Bathroom | 0.09076%
12932 | 1 | 5 | 1 | Manual | 1 | Ceiling Fixture | Incandescent |  | Decorative | 3 | 40 | 129321 | Bathroom | 0.09076%
12932 | 1 | 5 | 2 | Manual | 1 | Wall Mount | Incandescent |  | Decorative | 1 | 40 | 129321 | Bathroom | 0.09076%
12932 | 1 | 6 | 1 | Manual | 4 | Recessed Can | Incandescent |  | Reflector | 1 | 65 | 129321 | Bathroom | 0.09076%
12932 | 1 | 6 | 2 | Manual | 1 | Recessed Can | Compact Fluorescent |  | Reflector | 1 | 20 | 129321 | Bathroom | 0.09076%
12932 | 1 | 6 | 3 | Manual | 1 | Recessed Can | Incandescent |  | Reflector | 1 | 50 | 129321 | Bathroom | 0.09076%
12932 | 1 | 7 | 1 | Manual | 1 | Table | Incandescent |  | Standard A Lamp | 1 | 150 | 129321 | Bathroom | 0.09076%
12932 | 1 | 7 | 2 | Manual | 1 | Floor lamp | Incandescent |  | Standard A Lamp | 1 | 40 | 129321 | Bathroom | 0.09076%
12932 | 1 | 7 | 3 | Manual | 1 | Table | Incandescent |  | Standard A Lamp | 1 | 100 | 129321 | Bathroom | 0.09076%
12932 | 1 | 7 | 4 | Manual | 1 | Floor lamp | Compact Fluorescent |  | Pin base | 1 | 20 | 129321 | Bathroom | 0.09076%
12932 | 1 | 8 | 1 | Manual | 1 | Recessed Can | Incandescent |  | Heat Lamp | 1 | 125 | 129321 | Bathroom | 0.09076%
12932 | 1 | 8 | 2 | Manual | 1 | Wall Mount | Incandescent |  | Globe | 5 | 40 | 129321 | Bathroom | 0.09076%
12932 | 1 | 9 | 1 | Manual | 1 | Floor lamp | Incandescent |  | Standard A Lamp | 1 | 100 | 129321 | Bathroom | 0.09076%
12932 | 1 | 9 | 2 | Manual | 1 | Table | Incandescent |  | Decorative | 1 | 40 | 129321 | Bathroom | 0.09076%
12932 | 2 | 1 | 1 | Manual | 1 | Ceiling Fixture | Incandescent |  | Decorative | 1 | 40 | 129322 | Bathroom | 0.09076%
12932 | 2 | 1 | 2 | Manual | 1 | Ceiling Fixture | Linear Fluorescent | 4 | T-8 | 2 | 32 | 129322 | Bathroom | 0.09076%
12932 | 2 | 2 | 1 | Manual | 2 | Ceiling Fixture | Incandescent |  | Standard A Lamp | 1 | 60 | 129322 | Bathroom | 0.09076%
12932 | 2 | 2 | 2 | Manual | 1 | Wall Mount | Incandescent |  | Standard A Lamp | 1 | 60 | 129322 | Bathroom | 0.09076%
12932 | 2 | 3 | 1 | Dimmer | 1 | Chandelier (Hanging) | Incandescent |  | Mini base | 5 | 40 | 129322 | Bathroom | 0.09076%
12932 | 2 | 4 | 1 | Manual | 1 | Wall Mount | Incandescent |  | Decorative | 1 | 40 | 129322 | Bathroom | 0.09076%
12932 | 2 | 4 | 2 | Manual | 1 | Ceiling Fixture | Incandescent |  | Decorative | 1 | 25 | 129322 | Bathroom | 0.09076%
12932 | 2 | 5 | 1 | Manual | 7 | Recessed Can | Incandescent |  | Reflector | 1 | 65 | 129322 | Bathroom | 0.09076%
12932 | 2 | 6 | 1 | Manual | 1 | Table | Incandescent |  | Standard A Lamp | 1 | 150 | 129322 | Bathroom | 0.09076%
12932 | 2 | 6 | 2 | Manual | 1 | Table | Incandescent |  | Standard A Lamp | 1 | 60 | 129322 | Bathroom | 0.09076%
12932 | 2 | 6 | 3 | Manual | 1 | Table | Incandescent |  | Standard A Lamp | 1 | 150 | 129322 | Bathroom | 0.09076%
12932 | 2 | 7 | 1 | Manual | 1 | Ceiling Fixture | Incandescent |  | Standard A Lamp | 1 | 60 | 129322 | Bathroom | 0.09076%
12932 | 2 | 7 | 2 | Manual | 1 | Ceiling Fixture | Linear Fluorescent | 4 | T-8 | 2 | 32 | 129322 | Bathroom | 0.09076%
12932 | 2 | 8 | 1 | Manual | 2 | Ceiling Fixture | Incandescent |  | Standard A Lamp | 1 | 60 | 129322 | Bathroom | 0.09076%
12932 | 3 | 1 | 1 | Manual | 1 | Wall Mount | Incandescent |  | Standard A Lamp | 1 | 75 | 129323 | Closet | 0.09076%
12932 | 3 | 2 | 1 | Dimmer | 1 | Chandelier (Hanging) | Incandescent |  | Decorative | 4 | 40 | 129323 | Closet | 0.09076%
12932 | 3 | 3 | 1 | Manual | 1 | Wall Mount | Compact Fluorescent |  | Twist | 1 | 20 | 129323 | Closet | 0.09076%
12932 | 3 | 3 | 2 | Manual | 1 | Ceiling Fixture | Incandescent |  | Mini base | 3 | 25 | 129323 | Closet | 0.09076%
12932 | 3 | 4 | 1 | Manual | 4 | Recessed Can | Incandescent |  | Reflector | 1 | 65 | 129323 | Closet | 0.09076%
12932 | 3 | 4 | 2 | Manual | 1 | Recessed - other | Incandescent |  | Mini base | 1 | 40 | 129323 | Closet | 0.09076%
12932 | 3 | 5 | 1 | Manual | 1 | Table | Incandescent |  | Standard A Lamp | 1 | 150 | 129323 | Closet | 0.09076%
12932 | 3 | 5 | 2 | Manual | 1 | Floor lamp | Incandescent |  | Standard A Lamp | 1 | 60 | 129323 | Closet | 0.09076%
12932 | 3 | 5 | 3 | Manual | 1 | Floor lamp | Incandescent |  | Reflector | 1 | 50 | 129323 | Closet | 0.09076%
12932 | 3 | 6 | 1 | Dimmer | 1 | Ceiling Fixture | Incandescent |  | Decorative | 2 | 40 | 129323 | Closet | 0.09076%
12932 | 3 | 6 | 2 | Manual | 1 | Ceiling Fixture | Linear Fluorescent | 4 | T-8 | 2 | 32 | 129323 | Closet | 0.09076%
12932 | 3 | 6 | 3 | Manual | 1 | Ceiling Fixture | Compact Fluorescent |  | Twist | 1 | 14 | 129323 | Closet | 0.09076%
12932 | 3 | 7 | 1 | Manual | 2 | Ceiling Fixture | Compact Fluorescent |  | Twist | 1 | 15 | 129323 | Closet | 0.09076%
12932 | 3 | 7 | 2 | Manual | 2 | Table | Compact Fluorescent |  | Twist | 1 | 23 | 129323 | Closet | 0.09076%
12932 | 3 | 8 | 1 | Manual | 1 | Ceiling Fixture | Halogen |  | PAR | 1 | 50 | 129323 | Closet | 0.09076%
12932 | 3 | 8 | 2 | Manual | 1 | Table | Halogen |  | Quartz Tube | 1 | 20 | 129323 | Closet | 0.09076%
12932 | 3 | 9 | 1 | Manual | 1 | Ceiling Fixture | Incandescent |  | Standard A Lamp | 1 | 40 | 129323 | Closet | 0.09076%
12932 | 3 | 9 | 2 | Manual | 1 | Ceiling Fixture | Linear Fluorescent | 4 | T-8 | 2 | 32 | 129323 | Closet | 0.09076%
12986 | 1 | 1 | 1 | Manual | 1 | Recessed - other | Incandescent |  | Heat Lamp | 1 | 250 | 129861 | Bathroom | 0.1361%
12986 | 1 | 1 | 2 | Manual | 1 | Wall Mount | Linear Fluorescent | 4 | T-8 | 2 | 32 | 129861 | Bathroom | 0.1361%
12986 | 1 | 2 | 1 | Manual | 1 | Ceiling Fixture | Compact Fluorescent |  | Twist | 2 | 13 | 129861 | Bathroom | 0.1361%
12986 | 1 | 3 | 1 | Manual | 2 | Ceiling Fixture | Compact Fluorescent |  | Twist | 2 | 13 | 129861 | Bathroom | 0.1361%
12986 | 1 | 4 | 1 | Manual | 1 | Other | Incandescent |  | Globe | 1 | 40 | 129861 | Bathroom | 0.1361%
12986 | 1 | 4 | 2 | Manual | 1 | Ceiling Fixture | Linear Fluorescent | 4 | T-8 | 2 | 32 | 129861 | Bathroom | 0.1361%
12986 | 1 | 5 | 1 | Manual | 1 | Floor lamp | Incandescent |  | Standard A Lamp | 2 | 50 | 129861 | Bathroom | 0.1361%
12986 | 1 | 6 | 1 | Manual | 1 | Table | Incandescent |  | Globe | 1 | 40 | 129861 | Bathroom | 0.1361%
12986 | 1 | 6 | 2 | Manual | 1 | Ceiling Fixture | Compact Fluorescent |  | Twist | 2 | 13 | 129861 | Bathroom | 0.1361%
12986 | 2 | 1 | 1 | Manual | 1 | Recessed - other | Incandescent |  | Heat Lamp | 1 | 250 | 129862 | Bathroom | 0.1361%
12986 | 2 | 1 | 2 | Manual | 1 | Wall Mount | Linear Fluorescent | 2 | T-8 | 2 | 17 | 129862 | Bathroom | 0.1361%
12986 | 2 | 2 | 1 | Manual | 1 | Ceiling Fixture | Compact Fluorescent |  | Twist | 2 | 13 | 129862 | Bathroom | 0.1361%
12986 | 2 | 3 | 1 | Manual | 1 | Ceiling Fixture | Compact Fluorescent |  | Twist | 2 | 13 | 129862 | Bathroom | 0.1361%
12986 | 2 | 4 | 1 | Manual | 1 | Ceiling Fixture | Compact Fluorescent |  | Twist | 2 | 13 | 129862 | Bathroom | 0.1361%
12986 | 2 | 5 | 1 | Manual | 1 | Ceiling Fixture | Linear Fluorescent | 4 | T-8 | 2 | 32 | 129862 | Bathroom | 0.1361%
12986 | 2 | 5 | 2 | Manual | 1 | Other | Incandescent |  | Globe | 1 | 40 | 129862 | Bathroom | 0.1361%
12986 | 2 | 6 | 1 | Manual | 1 | Ceiling Fixture | Compact Fluorescent |  | Twist | 2 | 13 | 129862 | Bathroom | 0.1361%
12998 | 1 | 1 | 1 | Manual | 1 | Wall Mount | Compact Fluorescent |  | Twist | 4 | 15 | 129981 | Bathroom | 0.04824%
12998 | 1 | 1 | 2 | Manual | 1 | Ceiling Fixture | Compact Fluorescent |  | Twist | 1 | 13 | 129981 | Bathroom | 0.04824%
12998 | 1 | 1 | 3 | Manual | 1 | Ceiling Fixture | Incandescent |  | Heat Lamp | 1 | 250 | 129981 | Bathroom | 0.04824%
12998 | 1 | 2 | 1 | Manual | 1 | Ceiling Fixture | Incandescent |  | Standard A Lamp | 1 | 60 | 129981 | Bathroom | 0.04824%
12998 | 1 | 2 | 2 | Manual | 1 | Wall Mount | Compact Fluorescent |  | Twist | 3 | 15 | 129981 | Bathroom | 0.04824%
12998 | 1 | 2 | 3 | Manual | 1 | Table | Incandescent |  | Standard A Lamp | 1 | 100 | 129981 | Bathroom | 0.04824%
12998 | 1 | 2 | 4 | Manual | 1 | Table | Compact Fluorescent |  | Twist | 1 | 13 | 129981 | Bathroom | 0.04824%
12998 | 1 | 2 | 5 | Manual | 1 | Chandelier (Hanging) | Compact Fluorescent |  | Twist | 2 | 15 | 129981 | Bathroom | 0.04824%
12998 | 1 | 3 | 1 | Manual | 1 | Floor lamp | Halogen |  | Quartz Tube | 1 | 300 | 129981 | Bathroom | 0.04824%
12998 | 1 | 4 | 1 | Manual | 1 | Ceiling Fixture | Incandescent |  | Standard A Lamp | 2 | 60 | 129981 | Bathroom | 0.04824%
12998 | 1 | 5 | 1 | Manual | 1 | Ceiling Fixture | Linear Fluorescent | 4 | T-8 | 2 | 32 | 129981 | Bathroom | 0.04824%
12998 | 1 | 5 | 2 | Manual | 1 | Ceiling Fixture | Linear Fluorescent | 1 | T-8 | 1 | 16 | 129981 | Bathroom | 0.04824%
12998 | 1 | 5 | 3 | Manual | 1 | Ceiling Fixture | Incandescent |  | Standard A Lamp | 3 | 60 | 129981 | Bathroom | 0.04824%
12998 | 1 | 5 | 4 | Manual | 1 | Other | Incandescent |  | Standard A Lamp | 2 | 30 | 129981 | Bathroom | 0.04824%
12998 | 1 | 6 | 1 | Manual | 1 | Ceiling Fan | Incandescent |  | Standard A Lamp | 3 | 40 | 129981 | Bathroom | 0.04824%
12998 | 1 | 6 | 2 | Manual | 1 | Floor lamp | Halogen |  | Quartz Tube | 1 | 300 | 129981 | Bathroom | 0.04824%
12998 | 1 | 6 | 3 | Manual | 1 | Table | Incandescent |  | 3-Way Incandescent | 1 | 150 | 129981 | Bathroom | 0.04824%
12998 | 1 | 6 | 4 | Manual | 1 | Ceiling Fixture | Incandescent |  | Standard A Lamp | 1 | 75 | 129981 | Bathroom | 0.04824%
12998 | 1 | 6 | 5 | Manual | 2 | Floor lamp | Compact Fluorescent |  | Pin base | 1 | 27 | 129981 | Bathroom | 0.04824%
12998 | 2 | 1 | 1 | Manual | 1 | Wall Mount | Incandescent |  | Globe | 6 | 60 | 129982 | Bathroom | 0.04824%
12998 | 2 | 1 | 2 | Manual | 1 | Wall Mount | Incandescent |  | Standard A Lamp | 2 | 60 | 129982 | Bathroom | 0.04824%
12998 | 2 | 1 | 3 | Manual | 2 | Ceiling Fixture | Incandescent |  | Standard A Lamp | 1 | 60 | 129982 | Bathroom | 0.04824%
12998 | 2 | 1 | 4 | Manual | 1 | Ceiling Fixture | Compact Fluorescent |  | Twist | 1 | 13 | 129982 | Bathroom | 0.04824%
12998 | 2 | 2 | 1 | Manual | 1 | Wall Mount | Incandescent |  | Standard A Lamp | 1 | 60 | 129982 | Bathroom | 0.04824%
12998 | 2 | 2 | 2 | Manual | 1 | Floor lamp | Incandescent |  | Standard A Lamp | 2 | 100 | 129982 | Bathroom | 0.04824%
12998 | 2 | 2 | 3 | Manual | 1 | Ceiling Fixture | Incandescent |  | Standard A Lamp | 1 | 60 | 129982 | Bathroom | 0.04824%
12998 | 2 | 3 | 1 | Manual | 1 | Ceiling Fixture | Incandescent |  | Standard A Lamp | 1 | 75 | 129982 | Bathroom | 0.04824%
12998 | 2 | 4 | 1 | Manual | 1 | Ceiling Fixture | Incandescent |  | Standard A Lamp | 1 | 75 | 129982 | Bathroom | 0.04824%
12998 | 2 | 4 | 2 | Manual | 1 | Wall Mount | Incandescent |  | Standard A Lamp | 1 | 60 | 129982 | Bathroom | 0.04824%
12998 | 2 | 4 | 3 | Manual | 1 | Ceiling Fixture | Linear Fluorescent | 2 | T-12 | 4 | 20 | 129982 | Bathroom | 0.04824%
12998 | 2 | 4 | 4 | Manual | 1 | Other | Incandescent |  | Standard A Lamp | 1 | 40 | 129982 | Bathroom | 0.04824%
12998 | 2 | 5 | 1 | Manual | 1 | Chandelier (Hanging) | Incandescent |  | Standard A Lamp | 1 | 60 | 129982 | Bathroom | 0.04824%
12998 | 2 | 5 | 2 | Manual | 1 | Ceiling Fixture | Incandescent |  | Standard A Lamp | 1 | 60 | 129982 | Bathroom | 0.04824%
12998 | 2 | 5 | 3 | Manual | 1 | Floor lamp | Halogen |  | Quartz Tube | 1 | 300 | 129982 | Bathroom | 0.04824%
12998 | 2 | 6 | 1 | Manual | 1 | Wall Mount | Compact Fluorescent |  | Twist | 1 | 13 | 129982 | Bathroom | 0.04824%
12998 | 2 | 6 | 2 | Manual | 1 | Table | Incandescent |  | Standard A Lamp | 2 | 60 | 129982 | Bathroom | 0.04824%
12998 | 3 | 1 | 1 | Manual | 1 | Ceiling Fixture | Compact Fluorescent |  | Twist | 1 | 16 | 129983 | Bathroom | 0.04824%
12998 | 3 | 1 | 2 | Manual | 1 | Wall Mount | Incandescent |  | Globe | 8 | 25 | 129983 | Bathroom | 0.04824%
12998 | 3 | 2 | 1 | Manual | 1 | Table | Compact Fluorescent |  | Twist | 1 | 23 | 129983 | Bathroom | 0.04824%
12998 | 3 | 2 | 2 | Manual | 1 | Table | Incandescent |  | Standard A Lamp | 1 | 100 | 129983 | Bathroom | 0.04824%
12998 | 3 | 2 | 3 | Manual | 1 | Ceiling Fixture | Compact Fluorescent |  | Other | 1 | 20 | 129983 | Bathroom | 0.04824%
12998 | 3 | 2 | 4 | Manual | 1 | Wall Mount | Compact Fluorescent |  | Twist | 2 | 13 | 129983 | Bathroom | 0.04824%
12998 | 3 | 3 | 1 | Manual | 1 | Table | Compact Fluorescent |  | Twist | 1 | 42 | 129983 | Bathroom | 0.04824%
12998 | 3 | 3 | 2 | Manual | 1 | Table | Halogen |  | MR | 1 | 20 | 129983 | Bathroom | 0.04824%
12998 | 3 | 4 | 1 | Manual | 1 | Ceiling Fixture | Compact Fluorescent |  | Twist | 2 | 20 | 129983 | Bathroom | 0.04824%
12998 | 3 | 5 | 1 | Manual | 1 | Ceiling Fixture | Incandescent |  | Standard A Lamp | 1 | 75 | 129983 | Bathroom | 0.04824%
12998 | 3 | 5 | 2 | Manual | 1 | Ceiling Fan | Linear Fluorescent | 4 | T-8 | 2 | 32 | 129983 | Bathroom | 0.04824%
12998 | 3 | 5 | 3 | Manual | 1 | Other | Incandescent |  | Globe | 2 | 40 | 129983 | Bathroom | 0.04824%
12998 | 3 | 6 | 1 | Manual | 1 | Chandelier (Hanging) | Incandescent |  | Decorative | 7 | 25 | 129983 | Bathroom | 0.04824%
12998 | 3 | 6 | 2 | Manual | 1 | Table | Incandescent |  | Decorative | 3 | 25 | 129983 | Bathroom | 0.04824%
12998 | 3 | 6 | 3 | Manual | 2 | Table | Compact Fluorescent |  | Twist | 1 | 42 | 129983 | Bathroom | 0.04824%
12998 | 3 | 6 | 4 | Manual | 1 | Floor lamp | Incandescent |  | Standard A Lamp | 1 | 100 | 129983 | Bathroom | 0.04824%
13039 | 1 | 1 | 1 | Manual | 8 | Wall Mount | Compact Fluorescent |  | Twist | 1 | 14 | 130391 | Bedroom | 0.09076%
13039 | 1 | 1 | 2 | Manual | 1 | Ceiling Fixture | Incandescent |  | Standard A Lamp | 3 | 60 | 130391 | Bedroom | 0.09076%
13039 | 1 | 1 | 3 | Manual | 1 | Table | Incandescent |  | Standard A Lamp | 1 | 60 | 130391 | Bedroom | 0.09076%
13039 | 1 | 2 | 1 | Manual | 3 | Ceiling Fixture | Incandescent |  | Standard A Lamp | 1 | 60 | 130391 | Bedroom | 0.09076%
13039 | 1 | 3 | 1 | Dimmer | 1 | Chandelier (Hanging) | Incandescent |  | Mini base | 14 | 25 | 130391 | Bedroom | 0.09076%
13039 | 1 | 3 | 2 | Manual | 2 | Other | Incandescent |  | Mini base | 1 | 25 | 130391 | Bedroom | 0.09076%
13039 | 1 | 4 | 1 | Manual | 1 | Wall Mount | Incandescent |  | Standard A Lamp | 3 | 60 | 130391 | Bedroom | 0.09076%
13039 | 1 | 4 | 2 | Manual | 3 | Ceiling Fixture | Linear Fluorescent | 4 | T-12 | 1 | 40 | 130391 | Bedroom | 0.09076%
13039 | 1 | 5 | 1 | Manual | 3 | Ceiling Fixture | Incandescent |  | Decorative | 3 | 40 | 130391 | Bedroom | 0.09076%
13039 | 1 | 5 | 2 | Manual | 1 | Table | Incandescent |  | Decorative | 1 | 25 | 130391 | Bedroom | 0.09076%
13039 | 1 | 5 | 3 | Manual | 1 | Table | Incandescent |  | Mini base | 3 | 25 | 130391 | Bedroom | 0.09076%
13039 | 1 | 6 | 1 | Manual | 1 | Ceiling Fixture | Compact Fluorescent |  | Straight Tube | 1 | 38 | 130391 | Bedroom | 0.09076%
13039 | 1 | 6 | 2 | Manual | 2 | Ceiling Fixture | Incandescent |  | Standard A Lamp | 1 | 40 | 130391 | Bedroom | 0.09076%
13039 | 1 | 7 | 1 | Manual | 2 | Track | Halogen |  | MR | 5 | 20 | 130391 | Bedroom | 0.09076%
13039 | 1 | 7 | 2 | Dimmer | 3 | Recessed Can | Compact Fluorescent |  | Reflector | 1 | 15 | 130391 | Bedroom | 0.09076%
13039 | 1 | 7 | 3 | Dimmer | 1 | Other |  |  |  | 22 | 5 | 130391 | Bedroom | 0.09076%
13039 | 1 | 7 | 4 | Manual | 1 | Other | Incandescent |  | Standard A Lamp | 2 | 40 | 130391 | Bedroom | 0.09076%
13039 | 1 | 7 | 5 | Manual | 1 | Wall Mount | Linear Fluorescent | 1.5 | T-8 | 1 | 15 | 130391 | Bedroom | 0.09076%
13039 | 1 | 8 | 1 | Manual | 2 | Wall Mount | Linear Fluorescent | 4 | T-12 | 2 | 40 | 130391 | Bedroom | 0.09076%
13039 | 1 | 9 | 1 | Manual | 4 | Table | Incandescent |  | 3-Way Incandescent | 1 | 150 | 130391 | Bedroom | 0.09076%
13039 | 1 | 10 | 1 | Manual | 2 | Table | Incandescent |  | 3-Way Incandescent | 1 | 150 | 130391 | Bedroom | 0.09076%
13039 | 1 | 11 | 1 | Manual | 4 | Ceiling Fixture | Linear Fluorescent | 4 | T-12 | 1 | 40 | 130391 | Bedroom | 0.09076%
13039 | 1 | 11 | 2 | Manual | 1 | Recessed Can | Incandescent |  | Reflector | 1 | 65 | 130391 | Bedroom | 0.09076%
13039 | 2 | 1 | 1 | Manual | 4 | Ceiling Fixture | Linear Fluorescent | 4 | T-8 | 1 | 32 | 130392 | Bathroom | 0.09076%
13039 | 2 | 2 | 1 | Manual | 2 | Table | Incandescent |  | Standard A Lamp | 1 | 60 | 130392 | Bathroom | 0.09076%
13039 | 2 | 3 | 1 | Manual | 4 | Wall Mount | Incandescent |  | Standard A Lamp | 1 | 60 | 130392 | Bathroom | 0.09076%
13039 | 2 | 4 | 1 | Dimmer | 1 | Chandelier (Hanging) | Incandescent |  | Mini base | 4 | 40 | 130392 | Bathroom | 0.09076%
13039 | 2 | 5 | 1 | Manual | 2 | Ceiling Fixture | Incandescent |  | Mini base | 2 | 40 | 130392 | Bathroom | 0.09076%
13039 | 2 | 5 | 2 | Manual | 1 | Wall Mount | Incandescent |  | Standard A Lamp | 1 | 60 | 130392 | Bathroom | 0.09076%
13039 | 2 | 6 | 1 | Manual | 1 | Recessed Can | Incandescent |  | Reflector | 1 | 75 | 130392 | Bathroom | 0.09076%
13039 | 2 | 6 | 2 | Manual | 4 | Ceiling Fixture | Linear Fluorescent | 4 | T-8 | 1 | 32 | 130392 | Bathroom | 0.09076%
13039 | 2 | 6 | 3 | Manual | 1 | Wall Mount | Linear Fluorescent | 1.5 | T-8 | 1 | 15 | 130392 | Bathroom | 0.09076%
13039 | 2 | 7 | 1 | Manual | 1 | Ceiling Fixture | Incandescent |  | Decorative | 3 | 40 | 130392 | Bathroom | 0.09076%
13039 | 2 | 8 | 1 | Manual | 3 | Table | Incandescent |  | 3-Way Incandescent | 1 | 150 | 130392 | Bathroom | 0.09076%
13039 | 2 | 8 | 2 | Manual | 1 | Floor lamp | Incandescent |  | Standard A Lamp | 2 | 60 | 130392 | Bathroom | 0.09076%
13039 | 2 | 9 | 1 | Manual | 4 | Ceiling Fixture | Linear Fluorescent | 4 | T-8 | 1 | 32 | 130392 | Bathroom | 0.09076%
13039 | 2 | 10 | 1 | Manual | 1 | Table | Incandescent |  | 3-Way Incandescent | 1 | 150 | 130392 | Bathroom | 0.09076%
13039 | 2 | 10 | 2 | Manual | 1 | Ceiling Fixture | Incandescent |  | Standard A Lamp | 2 | 60 | 130392 | Bathroom | 0.09076%
13039 | 2 | 11 | 1 | Manual | 2 | Wall Mount | Incandescent |  | Standard A Lamp | 1 | 60 | 130392 | Bathroom | 0.09076%
13039 | 3 | 1 | 1 | Manual | 4 | Ceiling Fixture | Linear Fluorescent | 4 | T-12 | 1 | 40 | 130393 | Bathroom | 0.09076%
13039 | 3 | 2 | 1 | Manual | 2 | Ceiling Fixture | Incandescent |  | Standard A Lamp | 1 | 60 | 130393 | Bathroom | 0.09076%
13039 | 3 | 3 | 1 | Manual | 1 | Wall Mount | Incandescent |  | Standard A Lamp | 1 | 60 | 130393 | Bathroom | 0.09076%
13039 | 3 | 3 | 2 | Manual | 1 | Table | Incandescent |  | 3-Way Incandescent | 1 | 150 | 130393 | Bathroom | 0.09076%
13039 | 3 | 3 | 3 | Manual | 1 | Table | Compact Fluorescent |  | Twist | 1 | 18 | 130393 | Bathroom | 0.09076%
13039 | 3 | 4 | 1 | Dimmer | 1 | Chandelier (Hanging) | Incandescent |  | Decorative | 7 | 40 | 130393 | Bathroom | 0.09076%
13039 | 3 | 4 | 2 | Dimmer | 2 | Other | Incandescent |  | Other | 2 | 40 | 130393 | Bathroom | 0.09076%
13039 | 3 | 5 | 1 | Manual | 4 | Wall Mount | Incandescent |  | Decorative | 2 | 60 | 130393 | Bathroom | 0.09076%
13039 | 3 | 5 | 2 | Manual | 1 | Ceiling Fixture | Incandescent |  | Globe | 5 | 25 | 130393 | Bathroom | 0.09076%
13039 | 3 | 6 | 1 | Manual | 1 | Recessed Can | Incandescent |  | Reflector | 1 | 500 | 130393 | Bathroom | 0.09076%
13039 | 3 | 6 | 2 | Manual | 10 | Recessed Can | Incandescent |  | Reflector | 1 | 65 | 130393 | Bathroom | 0.09076%
13039 | 3 | 6 | 3 | Manual | 6 | Other | Halogen |  | Quartz Tube | 1 | 50 | 130393 | Bathroom | 0.09076%
13039 | 3 | 7 | 1 | Manual | 1 | Ceiling Fixture | Linear Fluorescent | 4 | T-12 | 2 | 40 | 130393 | Bathroom | 0.09076%
13039 | 3 | 8 | 1 | Manual | 2 | Table | Incandescent |  | 3-Way Incandescent | 1 | 150 | 130393 | Bathroom | 0.09076%
13039 | 3 | 8 | 2 | Manual | 2 | Other |  |  |  | 1 |  | 130393 | Bathroom | 0.09076%
13039 | 3 | 9 | 1 | Manual | 4 | Ceiling Fixture | Linear Fluorescent | 4 | T-12 | 1 | 40 | 130393 | Bathroom | 0.09076%
13039 | 3 | 9 | 2 | Manual | 1 | Recessed Can | Incandescent |  | Reflector | 1 | 65 | 130393 | Bathroom | 0.09076%
13039 | 3 | 10 | 1 | Manual | 2 | Wall Mount | Incandescent |  | Standard A Lamp | 1 | 60 | 130393 | Bathroom | 0.09076%
13039 | 3 | 10 | 2 | Manual | 2 | Table | Incandescent |  | Standard A Lamp | 1 | 60 | 130393 | Bathroom | 0.09076%
13039 | 3 | 11 | 1 | Manual | 1 | Floor lamp | Incandescent |  | Standard A Lamp | 2 | 60 | 130393 | Bathroom | 0.09076%
13039 | 3 | 11 | 2 | Manual | 1 | Floor lamp | Incandescent |  | Standard A Lamp | 1 | 50 | 130393 | Bathroom | 0.09076%
13039 | 3 | 11 | 3 | Manual | 1 | Floor lamp | Incandescent |  | Standard A Lamp | 1 | 100 | 130393 | Bathroom | 0.09076%
13039 | 3 | 11 | 4 | Manual | 1 | Ceiling Fixture | Incandescent |  | Standard A Lamp | 2 | 60 | 130393 | Bathroom | 0.09076%
13048 | 1 | 1 | 1 | Manual | 1 | Wall Mount | Incandescent |  | Standard A Lamp | 5 | 60 | 130481 | Bathroom | 0.2116%
13048 | 1 | 1 | 2 | Manual | 1 | Recessed - other | Incandescent |  | Heat Lamp | 1 | 250 | 130481 | Bathroom | 0.2116%
13048 | 1 | 2 | 1 | Dimmer | 1 | Ceiling Fixture | Incandescent |  | Standard A Lamp | 2 | 60 | 130481 | Bathroom | 0.2116%
13048 | 1 | 2 | 2 | Manual | 1 | Table | Incandescent |  | Standard A Lamp | 1 | 60 | 130481 | Bathroom | 0.2116%
13048 | 1 | 2 | 3 | Manual | 1 | Table | Compact Fluorescent |  | Twist | 1 | 10 | 130481 | Bathroom | 0.2116%
13048 | 1 | 3 | 1 | Manual | 1 | Ceiling Fixture | Incandescent |  | Standard A Lamp | 2 | 60 | 130481 | Bathroom | 0.2116%
13048 | 1 | 3 | 2 | Manual | 1 | Table | Compact Fluorescent |  | Twist | 1 | 13 | 130481 | Bathroom | 0.2116%
13048 | 1 | 3 | 3 | Manual | 1 | Table | Incandescent |  | Standard A Lamp | 1 | 60 | 130481 | Bathroom | 0.2116%
13048 | 1 | 4 | 1 | Manual | 2 | Ceiling Fixture | Incandescent |  | Standard A Lamp | 2 | 60 | 130481 | Bathroom | 0.2116%
13048 | 1 | 5 | 1 | Dimmer | 1 | Ceiling Fixture | Incandescent |  | Standard A Lamp | 1 | 60 | 130481 | Bathroom | 0.2116%
13048 | 1 | 5 | 2 | Manual | 1 | Other | Incandescent |  | Standard A Lamp | 2 | 40 | 130481 | Bathroom | 0.2116%
13048 | 1 | 6 | 1 | Manual | 2 | Ceiling Fixture | Incandescent |  | Standard A Lamp | 2 | 60 | 130481 | Bathroom | 0.2116%
13048 | 1 | 6 | 2 | Manual | 1 | Table | Incandescent |  | Standard A Lamp | 1 | 60 | 130481 | Bathroom | 0.2116%
13048 | 1 | 6 | 3 | Manual | 1 | Table | Compact Fluorescent |  | Twist | 1 | 15 | 130481 | Bathroom | 0.2116%
13048 | 2 | 1 | 1 | Manual | 1 | Wall Mount | Incandescent |  | Standard A Lamp | 5 | 60 | 130482 | Bathroom | 0.2116%
13048 | 2 | 1 | 2 | Manual | 1 | Recessed - other | Incandescent |  | Heat Lamp | 1 | 250 | 130482 | Bathroom | 0.2116%
13048 | 2 | 2 | 1 | Manual | 1 | Table | Incandescent |  | Standard A Lamp | 1 | 52 | 130482 | Bathroom | 0.2116%
13048 | 2 | 2 | 2 | Dimmer | 1 | Ceiling Fixture | Incandescent |  | Standard A Lamp | 2 | 60 | 130482 | Bathroom | 0.2116%
13048 | 2 | 3 | 1 | Dimmer | 1 | Ceiling Fixture | Incandescent |  | Standard A Lamp | 2 | 60 | 130482 | Bathroom | 0.2116%
13048 | 2 | 4 | 1 | Manual | 2 | Ceiling Fixture | Incandescent |  | Standard A Lamp | 2 | 60 | 130482 | Bathroom | 0.2116%
13048 | 2 | 5 | 1 | Dimmer | 1 | Ceiling Fixture | Incandescent |  | Standard A Lamp | 2 | 40 | 130482 | Bathroom | 0.2116%
13048 | 2 | 5 | 2 | Manual | 1 | Other | Incandescent |  | Standard A Lamp | 2 | 40 | 130482 | Bathroom | 0.2116%
13048 | 2 | 6 | 1 | Manual | 1 | Floor lamp | Incandescent |  | Standard A Lamp | 1 | 90 | 130482 | Bathroom | 0.2116%
13048 | 2 | 6 | 2 | Dimmer | 1 | Ceiling Fixture | Compact Fluorescent |  | Twist | 2 | 13 | 130482 | Bathroom | 0.2116%
13048 | 3 | 1 | 1 | Manual | 1 | Recessed - other | Incandescent |  | Heat Lamp | 1 | 250 | 130483 | Bathroom | 0.2116%
13048 | 3 | 1 | 2 | Manual | 1 | Table | Incandescent |  | Decorative | 1 | 40 | 130483 | Bathroom | 0.2116%
13048 | 3 | 1 | 3 | Manual | 1 | Wall Mount | Incandescent |  | Standard A Lamp | 5 | 40 | 130483 | Bathroom | 0.2116%
13048 | 3 | 2 | 1 | Manual | 1 | Ceiling Fixture | Incandescent |  | Standard A Lamp | 2 | 60 | 130483 | Bathroom | 0.2116%
13048 | 3 | 2 | 2 | Manual | 2 | Floor lamp | Incandescent |  | Standard A Lamp | 1 | 60 | 130483 | Bathroom | 0.2116%
13048 | 3 | 2 | 3 | Manual | 1 | Table | Incandescent |  | Standard A Lamp | 1 | 40 | 130483 | Bathroom | 0.2116%
13048 | 3 | 3 | 1 | Manual | 1 | Chandelier (Hanging) | Incandescent |  | Mini base | 5 | 40 | 130483 | Bathroom | 0.2116%
13048 | 3 | 3 | 2 | Manual | 1 | Table | Incandescent |  | Standard A Lamp | 1 | 25 | 130483 | Bathroom | 0.2116%
13048 | 3 | 4 | 1 | Manual | 2 | Ceiling Fixture | Incandescent |  | Standard A Lamp | 2 | 60 | 130483 | Bathroom | 0.2116%
13048 | 3 | 5 | 1 | Manual | 1 | Table | Incandescent |  | Decorative | 1 | 40 | 130483 | Bathroom | 0.2116%
13048 | 3 | 5 | 2 | Manual | 1 | Ceiling Fixture | Incandescent |  | Standard A Lamp | 2 | 60 | 130483 | Bathroom | 0.2116%
13048 | 3 | 5 | 3 | Manual | 1 | Table | Incandescent |  | Standard A Lamp | 1 | 25 | 130483 | Bathroom | 0.2116%
13048 | 3 | 5 | 4 | Manual | 1 | Table | Incandescent |  | Decorative | 1 | 40 | 130483 | Bathroom | 0.2116%
13048 | 3 | 6 | 1 | Manual | 1 | Ceiling Fixture | Incandescent |  | Standard A Lamp | 2 | 60 | 130483 | Bathroom | 0.2116%
13048 | 3 | 6 | 2 | Manual | 1 | Table | Incandescent |  | Standard A Lamp | 1 | 40 | 130483 | Bathroom | 0.2116%
13048 | 3 | 6 | 3 | Manual | 1 | Table | Incandescent |  | Standard A Lamp | 1 | 60 | 130483 | Bathroom | 0.2116%
13048 | 3 | 6 | 4 | Manual | 1 | Table | Incandescent |  | Standard A Lamp | 1 | 25 | 130483 | Bathroom | 0.2116%
13048 | 3 | 6 | 5 | Manual | 3 | Table | Incandescent |  | Decorative | 1 | 40 | 130483 | Bathroom | 0.2116%
13048 | 3 | 6 | 6 | Manual | 1 | Table | Incandescent |  | Decorative | 2 | 40 | 130483 | Bathroom | 0.2116%
13054 | 1 | 1 | 1 | Manual | 1 | Wall Mount | Incandescent |  | Standard A Lamp | 3 | 75 | 130541 | Bathroom | 0.1185%
13054 | 1 | 1 | 2 | Manual | 1 | Ceiling Fan | Incandescent |  | Heat Lamp | 1 | 250 | 130541 | Bathroom | 0.1185%
13054 | 1 | 2 | 1 | Manual | 1 | Ceiling Fixture | Incandescent |  | Standard A Lamp | 2 | 60 | 130541 | Bathroom | 0.1185%
13054 | 1 | 3 | 1 | Manual | 3 | Ceiling Fixture | Incandescent |  | Standard A Lamp | 2 | 60 | 130541 | Bathroom | 0.1185%
13054 | 1 | 4 | 1 | Manual | 1 | Ceiling Fan | Compact Fluorescent |  | Twist | 4 | 13 | 130541 | Bathroom | 0.1185%
13054 | 1 | 4 | 2 | Manual | 1 | Ceiling Fixture | Linear Fluorescent | 4 | T-12 | 2 | 40 | 130541 | Bathroom | 0.1185%
13054 | 1 | 4 | 3 | Manual | 2 | Table | Incandescent |  | Standard A Lamp | 1 | 60 | 130541 | Bathroom | 0.1185%
13054 | 1 | 4 | 4 | Manual | 1 | Floor lamp | Incandescent |  | 3-Way Incandescent | 1 | 100 | 130541 | Bathroom | 0.1185%
13054 | 1 | 5 | 1 | Manual | 1 | Ceiling Fixture | Incandescent |  | Standard A Lamp | 3 | 60 | 130541 | Bathroom | 0.1185%
13054 | 1 | 5 | 2 | Manual | 1 | Table | Incandescent |  | Standard A Lamp | 1 | 75 | 130541 | Bathroom | 0.1185%
13054 | 2 | 1 | 1 | Manual | 1 | Wall Mount | Incandescent |  | Globe | 3 | 40 | 130542 | Bathroom | 0.1185%
13054 | 2 | 1 | 2 | Manual | 1 | Ceiling Fan | Incandescent |  | Heat Lamp | 1 | 250 | 130542 | Bathroom | 0.1185%
13054 | 2 | 2 | 1 | Manual | 2 | Ceiling Fixture | Incandescent |  | Standard A Lamp | 1 | 60 | 130542 | Bathroom | 0.1185%
13054 | 2 | 3 | 1 | Manual | 1 | Wall Mount | Incandescent |  | Standard A Lamp | 1 | 75 | 130542 | Bathroom | 0.1185%
13054 | 2 | 3 | 2 | Manual | 1 | Ceiling Fixture | Linear Fluorescent | 4 | T-12 | 2 | 40 | 130542 | Bathroom | 0.1185%
13054 | 2 | 4 | 1 | Manual | 1 | Chandelier (Hanging) | Incandescent |  | Standard A Lamp | 1 | 75 | 130542 | Bathroom | 0.1185%
13054 | 2 | 4 | 2 | Manual | 3 | Floor lamp | Compact Fluorescent |  | Twist | 1 | 13 | 130542 | Bathroom | 0.1185%
13054 | 2 | 4 | 3 | Manual | 1 | Table | Incandescent |  | Standard A Lamp | 1 | 75 | 130542 | Bathroom | 0.1185%
13054 | 2 | 5 | 1 | Manual | 1 | Ceiling Fixture | Incandescent |  | Standard A Lamp | 2 | 60 | 130542 | Bathroom | 0.1185%
13054 | 2 | 5 | 2 | Manual | 1 | Table | Incandescent |  | Standard A Lamp | 1 | 75 | 130542 | Bathroom | 0.1185%
13054 | 2 | 5 | 3 | Manual | 1 | Table | Incandescent |  | Decorative | 1 | 15 | 130542 | Bathroom | 0.1185%
13054 | 2 | 5 | 4 | Manual | 2 | Other | Incandescent |  | Other | 1 | 75 | 130542 | Bathroom | 0.1185%
13062 | 1 | 1 | 1 | Manual | 1 | Recessed - other | Incandescent |  | Heat Lamp | 1 | 250 | 130621 | Bathroom | 0.2116%
13062 | 1 | 1 | 2 | Manual | 1 | Wall Mount | Compact Fluorescent |  | Globe | 4 | 15 | 130621 | Bathroom | 0.2116%
13062 | 1 | 2 | 1 | Manual | 1 | Recessed Can | Incandescent |  | Heat Lamp | 1 | 250 | 130621 | Bathroom | 0.2116%
13062 | 1 | 2 | 2 | Manual | 1 | Wall Mount | Compact Fluorescent |  | Globe | 4 | 15 | 130621 | Bathroom | 0.2116%
13062 | 1 | 3 | 1 | Manual | 1 | Table | Incandescent |  | Standard A Lamp | 1 | 40 | 130621 | Bathroom | 0.2116%
13062 | 1 | 3 | 2 | Manual | 1 | Table | Compact Fluorescent |  | Twist | 1 | 20 | 130621 | Bathroom | 0.2116%
13062 | 1 | 3 | 3 | Manual | 1 | Floor lamp | Incandescent |  | Standard A Lamp | 1 | 100 | 130621 | Bathroom | 0.2116%
13062 | 1 | 4 | 1 | Manual | 1 | Floor lamp | Incandescent |  | Standard A Lamp | 5 | 40 | 130621 | Bathroom | 0.2116%
13062 | 1 | 5 | 1 | Manual | 1 | Floor lamp | Incandescent |  | Standard A Lamp | 5 | 40 | 130621 | Bathroom | 0.2116%
13062 | 1 | 6 | 1 | Manual | 1 | Ceiling Fan | Compact Fluorescent |  | Twist | 1 | 13 | 130621 | Bathroom | 0.2116%
13062 | 1 | 7 | 1 | Manual | 2 | Ceiling Fixture | Compact Fluorescent |  | Twist | 1 | 13 | 130621 | Bathroom | 0.2116%
13062 | 1 | 8 | 1 | Manual | 1 | Ceiling Fixture | Linear Fluorescent | 4 | T-8 | 2 | 32 | 130621 | Bathroom | 0.2116%
13062 | 2 | 1 | 1 | Manual | 1 | Recessed - other | Incandescent |  | Heat Lamp | 1 | 250 | 130622 | Bathroom | 0.2116%
13062 | 2 | 1 | 2 | Manual | 1 | Wall Mount | Compact Fluorescent |  | Globe | 4 | 15 | 130622 | Bathroom | 0.2116%
13062 | 2 | 2 | 1 | Manual | 1 | Recessed - other | Incandescent |  | Heat Lamp | 1 | 250 | 130622 | Bathroom | 0.2116%
13062 | 2 | 2 | 2 | Manual | 1 | Wall Mount | Compact Fluorescent |  | Globe | 4 | 15 | 130622 | Bathroom | 0.2116%
13062 | 2 | 3 | 1 | Manual | 1 | Table | Incandescent |  | Standard A Lamp | 1 | 40 | 130622 | Bathroom | 0.2116%
13062 | 2 | 3 | 2 | Manual | 1 | Table | Incandescent |  | 3-Way Incandescent | 3 | 25 | 130622 | Bathroom | 0.2116%
13062 | 2 | 4 | 1 | Manual | 1 | Table | Incandescent |  | Standard A Lamp | 1 | 60 | 130622 | Bathroom | 0.2116%
13062 | 2 | 5 | 1 | Manual | 1 | Ceiling Fan | Incandescent |  | Standard A Lamp | 1 | 65 | 130622 | Bathroom | 0.2116%
13062 | 2 | 6 | 1 | Manual | 2 | Ceiling Fixture | Compact Fluorescent |  | Twist | 1 | 13 | 130622 | Bathroom | 0.2116%
13062 | 2 | 7 | 1 | Manual | 1 | Ceiling Fixture | Linear Fluorescent | 4 | T-8 | 2 | 32 | 130622 | Bathroom | 0.2116%
13062 | 2 | 8 | 1 | Manual | 1 | Floor lamp | Incandescent |  | 3-Way Incandescent | 1 | 150 | 130622 | Bathroom | 0.2116%
13062 | 3 | 1 | 1 | Manual | 1 | Recessed - other | Incandescent |  | Heat Lamp | 1 | 250 | 130623 | Bathroom | 0.2116%
13062 | 3 | 1 | 2 | Manual | 1 | Wall Mount | Compact Fluorescent |  | Globe | 4 | 15 | 130623 | Bathroom | 0.2116%
13062 | 3 | 2 | 1 | Manual | 1 | Recessed - other | Incandescent |  | Heat Lamp | 1 | 250 | 130623 | Bathroom | 0.2116%
13062 | 3 | 2 | 2 | Manual | 1 | Wall Mount | Compact Fluorescent |  | Globe | 4 | 15 | 130623 | Bathroom | 0.2116%
13062 | 3 | 3 | 1 | Manual | 1 | Table | Compact Fluorescent |  | Twist | 1 | 23 | 130623 | Bathroom | 0.2116%
13062 | 3 | 3 | 2 | Manual | 1 | Floor lamp | Compact Fluorescent |  | Twist | 1 | 27 | 130623 | Bathroom | 0.2116%
13062 | 3 | 4 | 1 | Manual | 1 | Table | Compact Fluorescent |  | Twist | 1 | 23 | 130623 | Bathroom | 0.2116%
13062 | 3 | 4 | 2 | Manual | 1 | Floor lamp | Incandescent |  | Standard A Lamp | 1 | 25 | 130623 | Bathroom | 0.2116%
13062 | 3 | 4 | 3 | Manual | 1 | Floor lamp | Compact Fluorescent |  | Twist | 1 | 23 | 130623 | Bathroom | 0.2116%
13062 | 3 | 5 | 1 | Manual | 1 | Ceiling Fan | Compact Fluorescent |  | Twist | 1 | 13 | 130623 | Bathroom | 0.2116%
13062 | 3 | 6 | 1 | Manual | 2 | Ceiling Fixture | Compact Fluorescent |  | Twist | 1 | 13 | 130623 | Bathroom | 0.2116%
13062 | 3 | 7 | 1 | Manual | 1 | Ceiling Fixture | Linear Fluorescent | 4 | T-8 | 2 | 32 | 130623 | Bathroom | 0.2116%
13062 | 3 | 8 | 1 | Manual | 1 | Table | Compact Fluorescent |  | Twist | 1 | 23 | 130623 | Bathroom | 0.2116%
13062 | 3 | 8 | 2 | Manual | 1 | Table | Compact Fluorescent |  | Twist | 1 | 9 | 130623 | Bathroom | 0.2116%
13126 | 1 | 1 | 1 | Manual | 1 | Wall Mount | Incandescent |  | Globe | 8 | 25 | 131261 | Bathroom | 0.07236%
13126 | 1 | 2 | 1 | Manual | 1 | Ceiling Fan | Incandescent |  | Standard A Lamp | 2 | 60 | 131261 | Bathroom | 0.07236%
13126 | 1 | 2 | 2 | Manual | 1 | Table | Incandescent |  | Standard A Lamp | 1 | 60 | 131261 | Bathroom | 0.07236%
13126 | 1 | 2 | 3 | Manual | 1 | Table | Compact Fluorescent |  | Pin base | 1 | 27 | 131261 | Bathroom | 0.07236%
13126 | 1 | 2 | 4 | Manual | 1 | Table | Incandescent |  | Decorative | 1 | 40 | 131261 | Bathroom | 0.07236%
13126 | 1 | 3 | 1 | Manual | 2 | Ceiling Fixture | Incandescent |  | Clear | 1 | 60 | 131261 | Bathroom | 0.07236%
13126 | 1 | 3 | 2 | Manual | 1 | Table | Incandescent |  | Decorative | 1 | 20 | 131261 | Bathroom | 0.07236%
13126 | 1 | 4 | 1 | Manual | 1 | Ceiling Fixture | Incandescent |  | Standard A Lamp | 3 | 60 | 131261 | Bathroom | 0.07236%
13126 | 1 | 4 | 2 | Manual | 2 | Recessed - other | Linear Fluorescent | 3 | T-12 | 1 | 32 | 131261 | Bathroom | 0.07236%
13126 | 1 | 4 | 3 | Manual | 2 | Table | Incandescent |  | Standard A Lamp | 1 | 40 | 131261 | Bathroom | 0.07236%
13126 | 1 | 5 | 1 | Manual | 1 | Floor lamp | Compact Fluorescent |  | Twist | 1 | 13 | 131261 | Bathroom | 0.07236%
13126 | 1 | 5 | 2 | Dimmer | 1 | Chandelier (Hanging) | Incandescent |  | Decorative | 6 | 40 | 131261 | Bathroom | 0.07236%
13126 | 1 | 5 | 3 | Manual | 2 | Floor lamp | Incandescent |  | Standard A Lamp | 1 | 5 | 131261 | Bathroom | 0.07236%
13126 | 1 | 5 | 4 | Manual | 2 | Table | Incandescent |  | Standard A Lamp | 1 | 60 | 131261 | Bathroom | 0.07236%
13126 | 1 | 5 | 5 | Manual | 1 | Table | Incandescent |  | Standard A Lamp | 1 | 150 | 131261 | Bathroom | 0.07236%
13126 | 1 | 6 | 1 | Manual | 2 | Floor lamp | Incandescent |  | Standard A Lamp | 1 | 60 | 131261 | Bathroom | 0.07236%
13126 | 2 | 1 | 1 | Manual | 1 | Wall Mount | Compact Fluorescent |  | Twist | 3 | 13 | 131262 | Bathroom | 0.07236%
13126 | 2 | 2 | 1 | Manual | 1 | Ceiling Fixture | Incandescent |  | Standard A Lamp | 1 | 65 | 131262 | Bathroom | 0.07236%
13126 | 2 | 2 | 2 | Manual | 1 | Ceiling Fixture | Linear Fluorescent | 4 | T-8 | 1 | 32 | 131262 | Bathroom | 0.07236%
13126 | 2 | 3 | 1 | Manual | 2 | Ceiling Fixture | Incandescent |  | Standard A Lamp | 2 | 40 | 131262 | Bathroom | 0.07236%
13126 | 2 | 4 | 1 | Manual | 1 | Track | Halogen |  | PAR | 5 | 50 | 131262 | Bathroom | 0.07236%
13126 | 2 | 4 | 2 | Manual | 1 | Other | Incandescent |  | Standard A Lamp | 2 | 30 | 131262 | Bathroom | 0.07236%
13126 | 2 | 5 | 1 | Manual | 1 | Table | Incandescent |  | Globe | 1 | 25 | 131262 | Bathroom | 0.07236%
13126 | 2 | 5 | 2 | Manual | 2 | Floor lamp | Incandescent |  | Standard A Lamp | 1 | 40 | 131262 | Bathroom | 0.07236%
13126 | 2 | 5 | 3 | Manual | 1 | Floor lamp | Compact Fluorescent |  | Twist | 1 | 23 | 131262 | Bathroom | 0.07236%
13126 | 2 | 5 | 4 | Dimmer | 1 | Chandelier (Hanging) | Incandescent |  | Standard A Lamp | 3 | 100 | 131262 | Bathroom | 0.07236%
13126 | 2 | 5 | 5 | Manual | 2 | Table | Incandescent |  | Decorative | 1 | 40 | 131262 | Bathroom | 0.07236%
13126 | 2 | 6 | 1 | Manual | 2 | Table | Compact Fluorescent |  | Twist | 1 | 13 | 131262 | Bathroom | 0.07236%
13126 | 2 | 6 | 2 | Manual | 2 | Table | Incandescent |  | Standard A Lamp | 1 | 40 | 131262 | Bathroom | 0.07236%
13202 | 1 | 1 | 1 | Manual | 1 | Wall Mount | Compact Fluorescent |  | Globe | 4 | 15 | 132021 | Bathroom | 0.2116%
13202 | 1 | 1 | 2 | Manual | 1 | Recessed - other | Incandescent |  | Heat Lamp | 1 | 150 | 132021 | Bathroom | 0.2116%
13202 | 1 | 2 | 1 | Manual | 1 | Ceiling Fan | Incandescent |  | Clear | 3 | 60 | 132021 | Bathroom | 0.2116%
13202 | 1 | 3 | 1 | Manual | 1 | Ceiling Fan | Compact Fluorescent |  | Twist | 1 | 15 | 132021 | Bathroom | 0.2116%
13202 | 1 | 4 | 1 | Manual | 1 | Chandelier (Hanging) | Incandescent |  | Standard A Lamp | 3 | 60 | 132021 | Bathroom | 0.2116%
13202 | 1 | 5 | 1 | Manual | 2 | Ceiling Fixture | Compact Fluorescent |  | Twist | 1 | 15 | 132021 | Bathroom | 0.2116%
13202 | 1 | 6 | 1 | Manual | 1 | Ceiling Fixture | Compact Fluorescent |  | Twist | 1 | 15 | 132021 | Bathroom | 0.2116%
13202 | 1 | 7 | 1 | Manual | 1 | Ceiling Fixture | Linear Fluorescent |  | T-12 | 2 | 40 | 132021 | Bathroom | 0.2116%
13202 | 1 | 8 | 1 | Manual | 3 | Table | Incandescent |  | Standard A Lamp | 1 | 60 | 132021 | Bathroom | 0.2116%
13202 | 1 | 9 | 1 | Manual | 1 | Wall Mount | Compact Fluorescent |  | Globe | 4 | 15 | 132021 | Bathroom | 0.2116%
13202 | 1 | 10 | 1 | Manual | 1 | Ceiling Fixture | Compact Fluorescent |  | Twist | 1 | 15 | 132021 | Bathroom | 0.2116%
13202 | 2 | 1 | 1 | Manual | 1 | Wall Mount | Compact Fluorescent |  | Globe | 4 | 15 | 132022 | Bathroom | 0.2116%
13202 | 2 | 2 | 1 | Manual | 1 | Ceiling Fixture | Compact Fluorescent |  | Twist | 2 | 15 | 132022 | Bathroom | 0.2116%
13202 | 2 | 3 | 1 | Manual | 1 | Ceiling Fixture | Compact Fluorescent |  | Twist | 2 | 15 | 132022 | Bathroom | 0.2116%
13202 | 2 | 4 | 1 | Manual | 1 | Chandelier (Hanging) | Incandescent |  | Standard A Lamp | 1 | 60 | 132022 | Bathroom | 0.2116%
13202 | 2 | 5 | 1 | Manual | 1 | Ceiling Fixture | Compact Fluorescent |  | Twist | 2 | 15 | 132022 | Bathroom | 0.2116%
13202 | 2 | 6 | 1 | Manual | 1 | Ceiling Fixture | Compact Fluorescent |  | Twist | 1 | 15 | 132022 | Bathroom | 0.2116%
13202 | 2 | 7 | 1 | Manual | 1 | Ceiling Fixture | Linear Fluorescent | 4 | T-12 | 1 | 40 | 132022 | Bathroom | 0.2116%
13202 | 2 | 8 | 1 | Manual | 1 | Table | Compact Fluorescent |  | Twist | 1 | 15 | 132022 | Bathroom | 0.2116%
13202 | 2 | 9 | 1 | Manual | 1 | Wall Mount | Compact Fluorescent |  | Globe | 4 | 15 | 132022 | Bathroom | 0.2116%
13202 | 2 | 10 | 1 | Manual | 1 | Ceiling Fixture | Compact Fluorescent |  | Twist | 1 | 15 | 132022 | Bathroom | 0.2116%
13202 | 3 | 1 | 1 | Manual | 1 | Wall Mount | Incandescent |  | Globe | 4 | 60 | 132023 | Bathroom | 0.2116%
13202 | 3 | 1 | 2 | Manual | 1 | Recessed - other | Incandescent |  | Heat Lamp | 1 | 250 | 132023 | Bathroom | 0.2116%
13202 | 3 | 2 | 1 | Manual | 1 | Ceiling Fixture | Incandescent |  | Standard A Lamp | 2 | 100 | 132023 | Bathroom | 0.2116%
13202 | 3 | 3 | 1 | Manual | 1 | Ceiling Fixture | Incandescent |  | Standard A Lamp | 2 | 100 | 132023 | Bathroom | 0.2116%
13202 | 3 | 3 | 2 | Manual | 1 | Floor lamp | Incandescent |  | Standard A Lamp | 1 | 100 | 132023 | Bathroom | 0.2116%
13202 | 3 | 4 | 1 | Manual | 2 | Ceiling Fixture | Compact Fluorescent |  | Twist | 1 | 15 | 132023 | Bathroom | 0.2116%
13202 | 3 | 5 | 1 | Manual | 1 | Ceiling Fixture | Linear Fluorescent |  | T-12 | 2 | 40 | 132023 | Bathroom | 0.2116%
13202 | 3 | 5 | 2 | Manual | 1 | Ceiling Fixture | Compact Fluorescent |  | Twist | 2 | 15 | 132023 | Bathroom | 0.2116%
13202 | 3 | 6 | 1 | Manual | 2 | Table | Incandescent |  | Standard A Lamp | 1 | 75 | 132023 | Bathroom | 0.2116%
13218 | 1 | 1 | 1 | Manual | 1 | Wall Mount | Incandescent |  | Standard A Lamp | 2 | 60 | 132181 | Bathroom | 0.09076%
13218 | 1 | 1 | 2 | Manual | 1 | Recessed - other | Incandescent |  | Heat Lamp | 2 | 125 | 132181 | Bathroom | 0.09076%
13218 | 1 | 2 | 1 | Manual | 1 | Ceiling Fixture | Incandescent |  | Standard A Lamp | 2 | 60 | 132181 | Bathroom | 0.09076%
13218 | 1 | 2 | 2 | Manual | 1 | Table | Compact Fluorescent |  | Twist | 1 | 19 | 132181 | Bathroom | 0.09076%
13218 | 1 | 3 | 1 | Manual | 1 | Ceiling Fixture | Incandescent |  | Standard A Lamp | 2 | 60 | 132181 | Bathroom | 0.09076%
13218 | 1 | 3 | 2 | Manual | 1 | Table | Halogen |  | Other | 1 | 5 | 132181 | Bathroom | 0.09076%
13218 | 1 | 4 | 1 | Manual | 1 | Ceiling Fixture | Incandescent |  | Standard A Lamp | 1 | 60 | 132181 | Bathroom | 0.09076%
13218 | 1 | 5 | 1 | Manual | 1 | Ceiling Fixture | Incandescent |  | Standard A Lamp | 3 | 75 | 132181 | Bathroom | 0.09076%
13218 | 1 | 5 | 2 | Manual | 1 | Other | Incandescent |  | Standard A Lamp | 1 | 40 | 132181 | Bathroom | 0.09076%
13218 | 1 | 5 | 3 | Manual | 1 | Other | Incandescent |  | Standard A Lamp | 1 | 40 | 132181 | Bathroom | 0.09076%
13218 | 1 | 5 | 4 | Manual | 1 | Ceiling Fixture | Incandescent |  | Standard A Lamp | 3 | 60 | 132181 | Bathroom | 0.09076%
13218 | 1 | 6 | 1 | Manual | 1 | Table | Compact Fluorescent |  | Twist | 1 | 23 | 132181 | Bathroom | 0.09076%
13218 | 1 | 6 | 2 | Manual | 1 | Floor lamp | Incandescent |  | Standard A Lamp | 1 | 75 | 132181 | Bathroom | 0.09076%
13218 | 2 | 1 | 1 | Manual | 1 | Wall Mount | Incandescent |  | Standard A Lamp | 2 | 40 | 132182 | Bathroom | 0.09076%
13218 | 2 | 1 | 2 | Manual | 1 | Recessed - other | Incandescent |  | Heat Lamp | 2 | 125 | 132182 | Bathroom | 0.09076%
13218 | 2 | 2 | 1 | Manual | 1 | Ceiling Fixture | Incandescent |  | Standard A Lamp | 2 | 60 | 132182 | Bathroom | 0.09076%
13218 | 2 | 2 | 2 | Manual | 1 | Table | Incandescent |  | Standard A Lamp | 1 | 40 | 132182 | Bathroom | 0.09076%
13218 | 2 | 3 | 1 | Manual | 1 | Ceiling Fixture | Incandescent |  | Standard A Lamp | 2 | 60 | 132182 | Bathroom | 0.09076%
13218 | 2 | 4 | 1 | Manual | 1 | Ceiling Fixture | Compact Fluorescent |  | Twist | 1 | 13 | 132182 | Bathroom | 0.09076%
13218 | 2 | 5 | 1 | Manual | 1 | Ceiling Fixture | Compact Fluorescent |  | A shape bulb | 3 | 14 | 132182 | Bathroom | 0.09076%
13218 | 2 | 5 | 2 | Manual | 1 | Other | Incandescent |  | Standard A Lamp | 1 | 40 | 132182 | Bathroom | 0.09076%
13218 | 2 | 5 | 3 | Manual | 1 | Other | Incandescent |  | Standard A Lamp | 1 | 40 | 132182 | Bathroom | 0.09076%
13218 | 2 | 6 | 1 | Manual | 1 | Floor lamp | Compact Fluorescent |  | Straight Tube | 5 | 14 | 132182 | Bathroom | 0.09076%
13218 | 3 | 1 | 1 | Manual | 1 | Wall Mount | Incandescent |  | Standard A Lamp | 2 | 60 | 132183 | Bathroom | 0.09076%
13218 | 3 | 1 | 2 | Manual | 1 | Recessed - other | Incandescent |  | Heat Lamp | 2 | 125 | 132183 | Bathroom | 0.09076%
13218 | 3 | 2 | 1 | Manual | 1 | Ceiling Fixture | Incandescent |  | Standard A Lamp | 2 | 60 | 132183 | Bathroom | 0.09076%
13218 | 3 | 3 | 1 | Manual | 1 | Ceiling Fixture | Incandescent |  | Standard A Lamp | 1 | 60 | 132183 | Bathroom | 0.09076%
13218 | 3 | 4 | 1 | Manual | 1 | Ceiling Fixture | Incandescent |  | Standard A Lamp | 1 | 60 | 132183 | Bathroom | 0.09076%
13218 | 3 | 4 | 2 | Manual | 1 | Other | Incandescent |  | Standard A Lamp | 1 | 60 | 132183 | Bathroom | 0.09076%
13218 | 3 | 4 | 3 | Manual | 1 | Other | Incandescent |  | Standard A Lamp | 1 | 60 | 132183 | Bathroom | 0.09076%
13218 | 3 | 4 | 4 | Dimmer | 1 | Floor lamp | Compact Fluorescent |  | A shape bulb | 1 | 15 | 132183 | Bathroom | 0.09076%
13268 | 1 | 1 | 1 | Manual | 1 | Ceiling Fan | Incandescent |  | Mini base | 1 | 60 | 132681 | Dining Room | 0.09076%
13268 | 1 | 2 | 1 | Manual | 1 | Wall Mount | Compact Fluorescent |  | Globe | 4 | 9 | 132681 | Dining Room | 0.09076%
13268 | 1 | 3 | 1 | Manual | 1 | Ceiling Fixture | Compact Fluorescent |  | Twist | 1 | 14 | 132681 | Dining Room | 0.09076%
13268 | 1 | 4 | 1 | Manual | 1 | Ceiling Fixture | Compact Fluorescent |  | Twist | 1 | 14 | 132681 | Dining Room | 0.09076%
13268 | 1 | 5 | 1 | Manual | 1 | Ceiling Fixture | Linear Fluorescent | 4 | T-8 | 2 | 32 | 132681 | Dining Room | 0.09076%
13268 | 1 | 6 | 1 | Manual | 1 | Ceiling Fixture | Incandescent |  | Standard A Lamp | 1 | 40 | 132681 | Dining Room | 0.09076%
13268 | 1 | 7 | 1 | Manual | 1 | Floor lamp | Incandescent |  | Standard A Lamp | 1 | 60 | 132681 | Dining Room | 0.09076%
13268 | 1 | 7 | 2 | Manual | 1 | Ceiling Fixture | Compact Fluorescent |  | Twist | 1 | 14 | 132681 | Dining Room | 0.09076%
13268 | 2 | 1 | 1 | Manual | 1 | Wall Mount | Compact Fluorescent |  | Globe | 4 | 9 | 132682 | Bathroom | 0.09076%
13268 | 2 | 1 | 2 | Manual | 1 | Ceiling Fixture | Incandescent |  | Reflector | 1 | 250 | 132682 | Bathroom | 0.09076%
13268 | 2 | 2 | 1 | Manual | 1 | Ceiling Fixture | Compact Fluorescent |  | Twist | 1 | 14 | 132682 | Bathroom | 0.09076%
13268 | 2 | 2 | 2 | Manual | 1 | Table | Compact Fluorescent |  | Twist | 1 | 13 | 132682 | Bathroom | 0.09076%
13268 | 2 | 3 | 1 | Manual | 1 | Ceiling Fan | Compact Fluorescent |  | Twist | 1 | 14 | 132682 | Bathroom | 0.09076%
13268 | 2 | 4 | 1 | Manual | 1 | Ceiling Fixture | Compact Fluorescent |  | Twist | 1 | 14 | 132682 | Bathroom | 0.09076%
13268 | 2 | 5 | 1 | Manual | 1 | Ceiling Fixture | Linear Fluorescent | 4 | T-8 | 2 | 32 | 132682 | Bathroom | 0.09076%
13268 | 2 | 5 | 2 | Manual | 1 | Other | Incandescent |  | Standard A Lamp | 1 | 75 | 132682 | Bathroom | 0.09076%
13268 | 2 | 6 | 1 | Manual | 1 | Ceiling Fixture | Compact Fluorescent |  | Twist | 1 | 14 | 132682 | Bathroom | 0.09076%
13268 | 2 | 7 | 1 | Manual | 1 | Floor lamp | Incandescent |  | Standard A Lamp | 1 | 40 | 132682 | Bathroom | 0.09076%
13268 | 2 | 7 | 2 | Manual | 1 | Ceiling Fixture | Compact Fluorescent |  | Pin base | 1 | 14 | 132682 | Bathroom | 0.09076%
13268 | 3 | 1 | 1 | Manual | 1 | Wall Mount | Compact Fluorescent |  | Globe | 4 | 9 | 132683 | Bathroom | 0.09076%
13268 | 3 | 1 | 2 | Manual | 1 | Ceiling Fixture | Incandescent |  | Reflector | 1 | 250 | 132683 | Bathroom | 0.09076%
13268 | 3 | 2 | 1 | Manual | 1 | Ceiling Fixture | Compact Fluorescent |  | Twist | 1 | 13 | 132683 | Bathroom | 0.09076%
13268 | 3 | 2 | 2 | Manual | 1 | Table | Incandescent |  | Standard A Lamp | 1 | 60 | 132683 | Bathroom | 0.09076%
13268 | 3 | 2 | 3 | Manual | 1 | Table | Incandescent |  | 3-Way Incandescent | 1 | 150 | 132683 | Bathroom | 0.09076%
13268 | 3 | 3 | 1 | Manual | 1 | Ceiling Fan | Incandescent |  | Standard A Lamp | 1 | 60 | 132683 | Bathroom | 0.09076%
13268 | 3 | 4 | 1 | Manual | 1 | Ceiling Fixture | Incandescent |  | Standard A Lamp | 1 | 60 | 132683 | Bathroom | 0.09076%
13268 | 3 | 5 | 1 | Manual | 1 | Ceiling Fixture | Linear Fluorescent | 4 | T-8 | 2 | 32 | 132683 | Bathroom | 0.09076%
13268 | 3 | 5 | 2 | Manual | 1 | Other | Incandescent |  | Standard A Lamp | 1 | 40 | 132683 | Bathroom | 0.09076%
13268 | 3 | 6 | 1 | Manual | 1 | Ceiling Fixture | Incandescent |  | Standard A Lamp | 1 | 75 | 132683 | Bathroom | 0.09076%
13268 | 3 | 7 | 1 | Manual | 1 | Ceiling Fixture | Compact Fluorescent |  | Twist | 1 | 14 | 132683 | Bathroom | 0.09076%
13268 | 3 | 7 | 2 | Manual | 1 | Floor lamp | Incandescent |  | 3-Way Incandescent | 1 | 150 | 132683 | Bathroom | 0.09076%
13321 | 1 | 1 | 1 | Manual | 1 | Ceiling Fixture | Compact Fluorescent |  | Circline (Screw Base) | 2 | 32 | 133211 | Bedroom | 0.3174%
13321 | 1 | 2 | 1 | Manual | 1 | Ceiling Fixture | Compact Fluorescent |  | Twist | 1 | 14 | 133211 | Bedroom | 0.3174%
13321 | 1 | 3 | 1 | Manual | 1 | Wall Mount | Compact Fluorescent |  | Twist | 3 | 14 | 133211 | Bedroom | 0.3174%
13321 | 1 | 3 | 2 | Manual | 1 | Recessed - other | Incandescent |  | Heat Lamp | 2 | 250 | 133211 | Bedroom | 0.3174%
13321 | 1 | 4 | 1 | Manual | 1 | Ceiling Fixture | Compact Fluorescent |  | Circline (Screw Base) | 1 | 22 | 133211 | Bedroom | 0.3174%
13321 | 1 | 5 | 1 | Manual | 1 | Ceiling Fixture | Compact Fluorescent |  | Circline (Screw Base) | 2 | 32 | 133211 | Bedroom | 0.3174%
13321 | 1 | 5 | 2 | Manual | 1 | Ceiling Fixture | Compact Fluorescent |  | Twist | 1 | 14 | 133211 | Bedroom | 0.3174%
13321 | 1 | 5 | 3 | Manual | 1 | Other | Incandescent |  | Standard A Lamp | 1 | 40 | 133211 | Bedroom | 0.3174%
13321 | 1 | 6 | 1 | Manual | 1 | Recessed - other | Incandescent |  | Heat Lamp | 2 | 250 | 133211 | Bedroom | 0.3174%
13321 | 1 | 7 | 1 | Manual | 1 | Ceiling Fan | Incandescent |  | Standard A Lamp | 3 | 60 | 133211 | Bedroom | 0.3174%
13321 | 1 | 7 | 2 | Manual | 1 | Floor lamp | Compact Fluorescent |  | Twist | 1 | 14 | 133211 | Bedroom | 0.3174%
13321 | 1 | 7 | 3 | Manual | 1 | Table | Compact Fluorescent |  | Twist | 1 | 14 | 133211 | Bedroom | 0.3174%
13321 | 1 | 8 | 1 | Manual | 1 | Wall Mount | Compact Fluorescent |  | Twist | 5 | 14 | 133211 | Bedroom | 0.3174%
13321 | 1 | 8 | 2 | Manual | 1 | Recessed - other | Incandescent |  | Heat Lamp | 2 | 250 | 133211 | Bedroom | 0.3174%
13321 | 1 | 9 | 1 | Manual | 1 | Ceiling Fixture | Compact Fluorescent |  | Circline (Screw Base) | 2 | 32 | 133211 | Bedroom | 0.3174%
13321 | 1 | 9 | 2 | Manual | 1 | Table | Compact Fluorescent |  | Twist | 1 | 14 | 133211 | Bedroom | 0.3174%
13321 | 2 | 1 | 1 | Manual | 1 | Wall Mount | Compact Fluorescent |  | Twist | 3 | 14 | 133212 | Bathroom | 0.3174%
13321 | 2 | 2 | 1 | Manual | 1 | Wall Mount | Compact Fluorescent |  | Twist | 5 | 14 | 133212 | Bathroom | 0.3174%
13321 | 2 | 2 | 2 | Manual | 1 | Recessed - other | Incandescent |  | Heat Lamp | 2 | 250 | 133212 | Bathroom | 0.3174%
13321 | 2 | 3 | 1 | Manual | 1 | Ceiling Fixture | Compact Fluorescent |  | Circline (Screw Base) | 2 | 32 | 133212 | Bathroom | 0.3174%
13321 | 2 | 4 | 1 | Manual | 1 | Ceiling Fixture | Compact Fluorescent |  | Twist | 1 | 14 | 133212 | Bathroom | 0.3174%
13321 | 2 | 5 | 1 | Manual | 1 | Ceiling Fixture | Compact Fluorescent |  | Circline (Screw Base) | 1 | 22 | 133212 | Bathroom | 0.3174%
13321 | 2 | 6 | 1 | Manual | 1 | Ceiling Fixture | Compact Fluorescent |  | Twist | 1 | 14 | 133212 | Bathroom | 0.3174%
13321 | 2 | 6 | 2 | Manual | 1 | Ceiling Fixture | Compact Fluorescent |  | Circline (Screw Base) | 2 | 32 | 133212 | Bathroom | 0.3174%
13321 | 2 | 6 | 3 | Manual | 1 | Other | Incandescent |  | Standard A Lamp | 1 | 40 | 133212 | Bathroom | 0.3174%
13321 | 2 | 7 | 1 | Manual | 1 | Recessed - other | Incandescent |  | Heat Lamp | 2 | 250 | 133212 | Bathroom | 0.3174%
13321 | 2 | 8 | 1 | Manual | 1 | Ceiling Fixture | Compact Fluorescent |  | Twist | 3 | 14 | 133212 | Bathroom | 0.3174%
13321 | 2 | 9 | 1 | Manual | 1 | Ceiling Fixture | Compact Fluorescent |  | Circline (Screw Base) | 2 | 32 | 133212 | Bathroom | 0.3174%
13321 | 2 | 9 | 2 | Manual | 1 | Wall Mount | Compact Fluorescent |  | Twist | 1 | 14 | 133212 | Bathroom | 0.3174%
13360 | 1 | 1 | 1 | Manual | 1 | Wall Mount | Compact Fluorescent |  | Twist | 3 | 15 | 133601 | Bathroom | 0.3174%
13360 | 1 | 2 | 1 | Manual | 1 | Ceiling Fixture | Compact Fluorescent |  | Twist | 1 | 15 | 133601 | Bathroom | 0.3174%
13360 | 1 | 3 | 1 | Manual | 1 | Recessed - other | Linear Fluorescent | 4 | T-12 | 2 | 40 | 133601 | Bathroom | 0.3174%
13360 | 1 | 4 | 1 | Manual | 2 | Table | Compact Fluorescent |  | Twist | 1 | 15 | 133601 | Bathroom | 0.3174%
13360 | 2 | 1 | 1 | Manual | 1 | Wall Mount | Incandescent |  | Standard A Lamp | 4 | 40 | 133602 | Bathroom | 0.3174%
13360 | 2 | 2 | 1 | Manual | 1 | Ceiling Fixture | Incandescent |  | Standard A Lamp | 2 | 60 | 133602 | Bathroom | 0.3174%
13360 | 2 | 3 | 1 | Manual | 1 | Recessed - other | Linear Fluorescent | 4 | T-12 | 2 | 40 | 133602 | Bathroom | 0.3174%
13360 | 2 | 4 | 1 | Manual | 1 | Wall Mount | Incandescent |  | Standard A Lamp | 2 | 60 | 133602 | Bathroom | 0.3174%
13384 | 1 | 1 | 1 | Manual | 1 | Wall Mount | Compact Fluorescent |  | Globe | 3 | 11 | 133841 | Bathroom | 0.09076%
13384 | 1 | 1 | 2 | Manual | 1 | Recessed - other | Incandescent |  | Heat Lamp | 2 | 250 | 133841 | Bathroom | 0.09076%
13384 | 1 | 2 | 1 | Manual | 1 | Wall Mount | Incandescent |  | Clear | 3 | 60 | 133841 | Bathroom | 0.09076%
13384 | 1 | 3 | 1 | Manual | 1 | Ceiling Fixture | Compact Fluorescent |  | Twist | 2 | 23 | 133841 | Bathroom | 0.09076%
13384 | 1 | 3 | 2 | Manual | 1 | Table | Compact Fluorescent |  | Twist | 1 | 15 | 133841 | Bathroom | 0.09076%
13384 | 1 | 4 | 1 | Manual | 1 | Ceiling Fixture | Compact Fluorescent |  | Twist | 1 | 23 | 133841 | Bathroom | 0.09076%
13384 | 1 | 4 | 2 | Manual | 1 | Other | Incandescent |  | Decorative | 1 | 5 | 133841 | Bathroom | 0.09076%
13384 | 1 | 5 | 1 | Manual | 1 | Ceiling Fixture | Compact Fluorescent |  | Twist | 2 | 23 | 133841 | Bathroom | 0.09076%
13384 | 1 | 6 | 1 | Manual | 1 | Other | Halogen |  | PAR | 2 | 50 | 133841 | Bathroom | 0.09076%
13384 | 1 | 6 | 2 | Manual | 1 | Ceiling Fixture | Linear Fluorescent | 4 | T-12 | 4 | 40 | 133841 | Bathroom | 0.09076%
13384 | 1 | 6 | 3 | Dimmer | 1 | Chandelier (Hanging) | Incandescent |  | Clear | 3 | 75 | 133841 | Bathroom | 0.09076%
13384 | 1 | 6 | 4 | Manual | 2 | Other | Linear Fluorescent | 1 | T-4 | 1 | 16 | 133841 | Bathroom | 0.09076%
13384 | 1 | 7 | 1 | Manual | 1 | Floor lamp | Halogen |  | Quartz Tube | 1 | 50 | 133841 | Bathroom | 0.09076%
13384 | 1 | 7 | 2 | Manual | 1 | Torchiere | Incandescent |  | Standard A Lamp | 1 | 60 | 133841 | Bathroom | 0.09076%
13384 | 1 | 7 | 3 | Manual | 1 | Floor lamp | Compact Fluorescent |  | Twist | 1 | 15 | 133841 | Bathroom | 0.09076%
13384 | 1 | 7 | 4 | Manual | 1 | Table | Compact Fluorescent |  | Twist | 1 | 15 | 133841 | Bathroom | 0.09076%
13384 | 1 | 7 | 5 | Manual | 1 | Table | Incandescent |  | Standard A Lamp | 1 | 150 | 133841 | Bathroom | 0.09076%
13384 | 2 | 1 | 1 | Manual | 1 | Ceiling Fixture | Compact Fluorescent |  | Twist | 3 | 13 | 133842 | Bathroom | 0.09076%
13384 | 2 | 1 | 2 | Manual | 1 | Recessed - other | Incandescent |  | Heat Lamp | 1 | 125 | 133842 | Bathroom | 0.09076%
13384 | 2 | 2 | 1 | Manual | 1 | Wall Mount | Compact Fluorescent |  | Globe | 2 | 9 | 133842 | Bathroom | 0.09076%
13384 | 2 | 2 | 2 | Manual | 1 | Ceiling Fixture | Incandescent |  | Heat Lamp | 1 | 250 | 133842 | Bathroom | 0.09076%
13384 | 2 | 2 | 3 | Manual | 1 | Ceiling Fixture | Incandescent |  | Reflector | 1 | 150 | 133842 | Bathroom | 0.09076%
13384 | 2 | 3 | 1 | Manual | 1 | Wall Mount | Compact Fluorescent |  | Globe | 2 | 9 | 133842 | Bathroom | 0.09076%
13384 | 2 | 3 | 2 | Manual | 1 | Ceiling Fixture | Incandescent |  | Heat Lamp | 1 | 250 | 133842 | Bathroom | 0.09076%
13384 | 2 | 3 | 3 | Manual | 1 | Ceiling Fixture | Incandescent |  | Reflector | 1 | 150 | 133842 | Bathroom | 0.09076%
13384 | 2 | 4 | 1 | Manual | 1 | Ceiling Fixture | Incandescent |  | Standard A Lamp | 1 | 60 | 133842 | Bathroom | 0.09076%
13384 | 2 | 4 | 2 | Manual | 1 | Table | Incandescent |  | Standard A Lamp | 1 | 40 | 133842 | Bathroom | 0.09076%
13384 | 2 | 5 | 1 | Manual | 1 | Ceiling Fixture | Incandescent |  | Standard A Lamp | 1 | 60 | 133842 | Bathroom | 0.09076%
13384 | 2 | 5 | 2 | Manual | 1 | Ceiling Fixture | Incandescent |  | Standard A Lamp | 1 | 40 | 133842 | Bathroom | 0.09076%
13384 | 2 | 5 | 3 | Manual | 1 | Table | Incandescent |  | Decorative | 1 | 40 | 133842 | Bathroom | 0.09076%
13384 | 2 | 6 | 1 | Manual | 1 | Ceiling Fixture | Incandescent |  | Standard A Lamp | 1 | 52 | 133842 | Bathroom | 0.09076%
13384 | 2 | 7 | 1 | Dimmer | 1 | Chandelier (Hanging) | Incandescent |  | Standard A Lamp | 6 | 60 | 133842 | Bathroom | 0.09076%
13384 | 2 | 7 | 2 | Manual | 1 | Ceiling Fixture | Linear Fluorescent | 4 | T-12 | 4 | 40 | 133842 | Bathroom | 0.09076%
13384 | 2 | 7 | 3 | Manual | 1 | Ceiling Fixture | Incandescent |  | Standard A Lamp | 1 | 52 | 133842 | Bathroom | 0.09076%
13384 | 2 | 8 | 1 | Manual | 1 | Other | Incandescent |  | Reflector | 2 | 75 | 133842 | Bathroom | 0.09076%
13384 | 2 | 8 | 2 | Manual | 1 | Table | Incandescent |  | Standard A Lamp | 1 | 60 | 133842 | Bathroom | 0.09076%
13384 | 3 | 1 | 1 | Manual | 1 | Wall Mount | Compact Fluorescent |  | Globe | 7 | 25 | 133843 | Bathroom | 0.09076%
13384 | 3 | 1 | 2 | Manual | 1 | Ceiling Fixture | Incandescent |  | Heat Lamp | 2 | 250 | 133843 | Bathroom | 0.09076%
13384 | 3 | 2 | 1 | Manual | 1 | Wall Mount | Compact Fluorescent |  | Globe | 2 | 9 | 133843 | Bathroom | 0.09076%
13384 | 3 | 2 | 2 | Manual | 1 | Ceiling Fixture | Incandescent |  | Heat Lamp | 2 | 250 | 133843 | Bathroom | 0.09076%
13384 | 3 | 3 | 1 | Manual | 1 | Wall Mount | Incandescent |  | Globe | 3 | 60 | 133843 | Bathroom | 0.09076%
13384 | 3 | 3 | 2 | Manual | 1 | Recessed - other | Incandescent |  | Heat Lamp | 1 | 125 | 133843 | Bathroom | 0.09076%
13384 | 3 | 4 | 1 | Manual | 1 | Ceiling Fixture | Halogen |  | PAR | 1 | 60 | 133843 | Bathroom | 0.09076%
13384 | 3 | 4 | 2 | Manual | 1 | Table | Incandescent |  | Decorative | 3 | 25 | 133843 | Bathroom | 0.09076%
13384 | 3 | 4 | 3 | Manual | 1 | Table | Incandescent |  | Standard A Lamp | 1 | 60 | 133843 | Bathroom | 0.09076%
13384 | 3 | 5 | 1 | Manual | 1 | Table | Incandescent |  | Decorative | 1 | 40 | 133843 | Bathroom | 0.09076%
13384 | 3 | 5 | 2 | Manual | 1 | Ceiling Fixture | Incandescent |  | Standard A Lamp | 1 | 60 | 133843 | Bathroom | 0.09076%
13384 | 3 | 5 | 3 | Manual | 1 | Ceiling Fixture | Incandescent |  | Standard A Lamp | 1 | 40 | 133843 | Bathroom | 0.09076%
13384 | 3 | 6 | 1 | Manual | 1 | Ceiling Fixture | Compact Fluorescent |  | Twist | 1 | 13 | 133843 | Bathroom | 0.09076%
13384 | 3 | 7 | 1 | Manual | 1 | Ceiling Fixture | Halogen |  | PAR | 1 | 60 | 133843 | Bathroom | 0.09076%
13384 | 3 | 7 | 2 | Manual | 1 | Ceiling Fixture | Incandescent |  | Standard A Lamp | 1 | 40 | 133843 | Bathroom | 0.09076%
13384 | 3 | 7 | 3 | Manual | 1 | Track | Halogen |  | PAR | 3 | 50 | 133843 | Bathroom | 0.09076%
13384 | 3 | 7 | 4 | Manual | 1 | Other | Halogen |  | PAR | 2 | 50 | 133843 | Bathroom | 0.09076%
13384 | 3 | 8 | 1 | Dimmer | 1 | Torchiere | Halogen |  | Quartz Tube | 1 | 150 | 133843 | Bathroom | 0.09076%
13384 | 3 | 8 | 2 | Manual | 1 | Track | Incandescent |  | Other | 3 | 40 | 133843 | Bathroom | 0.09076%
13520 | 1 | 1 | 1 | Manual | 1 | Wall Mount | Incandescent |  | Globe | 6 | 25 | 135201 | Bathroom | 0.09076%
13520 | 1 | 2 | 1 | Manual | 1 | Ceiling Fan | Incandescent |  | Globe | 1 | 60 | 135201 | Bathroom | 0.09076%
13520 | 1 | 2 | 2 | Manual | 1 | Table | Incandescent |  | Standard A Lamp | 1 | 60 | 135201 | Bathroom | 0.09076%
13520 | 1 | 3 | 1 | Manual | 1 | Ceiling Fan | Incandescent |  | Globe | 1 | 40 | 135201 | Bathroom | 0.09076%
13520 | 1 | 4 | 1 | Manual | 1 | Ceiling Fixture | Compact Fluorescent |  | Twist | 1 | 20 | 135201 | Bathroom | 0.09076%
13520 | 1 | 5 | 1 | Manual | 1 | Ceiling Fixture | Incandescent |  | Standard A Lamp | 1 | 60 | 135201 | Bathroom | 0.09076%
13520 | 1 | 5 | 2 | Manual | 1 | Ceiling Fixture | Incandescent |  | Standard A Lamp | 2 | 60 | 135201 | Bathroom | 0.09076%
13520 | 1 | 5 | 3 | Manual | 1 | Other | Incandescent |  | Standard A Lamp | 1 | 40 | 135201 | Bathroom | 0.09076%
13520 | 1 | 6 | 1 | Manual | 1 | Chandelier (Hanging) | Incandescent |  | Decorative | 6 | 40 | 135201 | Bathroom | 0.09076%
13520 | 1 | 6 | 2 | Manual | 2 | Table | Incandescent |  | Decorative | 1 | 60 | 135201 | Bathroom | 0.09076%
13520 | 1 | 6 | 3 | Manual | 1 | Table | Halogen |  | Quartz Tube | 1 | 20 | 135201 | Bathroom | 0.09076%
13520 | 1 | 7 | 1 | Manual | 1 | Ceiling Fan | Incandescent |  | Standard A Lamp | 1 | 40 | 135201 | Bathroom | 0.09076%
13520 | 1 | 7 | 2 | Manual | 1 | Table | Incandescent |  | Standard A Lamp | 1 | 60 | 135201 | Bathroom | 0.09076%
13520 | 2 | 1 | 1 | Manual | 1 | Wall Mount | Incandescent |  | Globe | 6 | 50 | 135202 | Bathroom | 0.09076%
13520 | 2 | 2 | 1 | Manual | 1 | Ceiling Fixture | Incandescent |  | Standard A Lamp | 1 | 60 | 135202 | Bathroom | 0.09076%
13520 | 2 | 3 | 1 | Manual | 1 | Ceiling Fan | Incandescent |  | Decorative | 4 | 40 | 135202 | Bathroom | 0.09076%
13520 | 2 | 4 | 1 | Manual | 1 | Ceiling Fixture | Incandescent |  | Standard A Lamp | 1 | 60 | 135202 | Bathroom | 0.09076%
13520 | 2 | 5 | 1 | Manual | 2 | Ceiling Fixture | Compact Fluorescent |  | Twist | 1 | 15 | 135202 | Bathroom | 0.09076%
13520 | 2 | 5 | 2 | Manual | 1 | Other | Incandescent |  | Standard A Lamp | 1 | 40 | 135202 | Bathroom | 0.09076%
13520 | 2 | 5 | 3 | Manual | 1 | Other | Linear Fluorescent | 1.5 | T-12 | 1 | 70 | 135202 | Bathroom | 0.09076%
13520 | 2 | 6 | 1 | Manual | 1 | Table | Compact Fluorescent |  | Twist | 1 | 15 | 135202 | Bathroom | 0.09076%
13520 | 2 | 6 | 2 | Manual | 1 | Floor lamp | Compact Fluorescent |  | Twist | 1 | 15 | 135202 | Bathroom | 0.09076%
13520 | 2 | 6 | 3 | Manual | 1 | Floor lamp | Incandescent |  | Standard A Lamp | 1 | 40 | 135202 | Bathroom | 0.09076%
13520 | 2 | 7 | 1 | Manual | 1 | Ceiling Fan | Incandescent |  | Standard A Lamp | 1 | 60 | 135202 | Bathroom | 0.09076%
13520 | 2 | 7 | 2 | Manual | 1 | Table | Compact Fluorescent |  | Twist | 1 | 23 | 135202 | Bathroom | 0.09076%
13520 | 2 | 7 | 3 | Manual | 1 | Table | Incandescent |  | Colored | 1 | 25 | 135202 | Bathroom | 0.09076%
13520 | 3 | 1 | 1 | Manual | 1 | Wall Mount | Incandescent |  | Globe | 6 | 40 | 135203 | Bathroom | 0.09076%
13520 | 3 | 2 | 1 | Manual | 1 | Ceiling Fixture | Incandescent |  | Standard A Lamp | 1 | 60 | 135203 | Bathroom | 0.09076%
13520 | 3 | 3 | 1 | Manual | 1 | Ceiling Fan | Incandescent |  | Decorative | 4 | 40 | 135203 | Bathroom | 0.09076%
13520 | 3 | 4 | 1 | Manual | 1 | Ceiling Fixture | Incandescent |  | Standard A Lamp | 1 | 52 | 135203 | Bathroom | 0.09076%
13520 | 3 | 5 | 1 | Manual | 2 | Ceiling Fixture | Incandescent |  | Standard A Lamp | 1 | 60 | 135203 | Bathroom | 0.09076%
13520 | 3 | 5 | 2 | Manual | 1 | Other | Incandescent |  | Standard A Lamp | 1 | 52 | 135203 | Bathroom | 0.09076%
13520 | 3 | 6 | 1 | Manual | 1 | Floor lamp | Halogen |  | Quartz Tube | 1 | 500 | 135203 | Bathroom | 0.09076%
13520 | 3 | 6 | 2 | Manual | 1 | Table | Incandescent |  | Standard A Lamp | 1 | 60 | 135203 | Bathroom | 0.09076%
13520 | 3 | 7 | 1 | Manual | 1 | Ceiling Fan | Incandescent |  | Standard A Lamp | 1 | 60 | 135203 | Bathroom | 0.09076%
13520 | 3 | 7 | 2 | Manual | 1 | Table | Incandescent |  | Standard A Lamp | 1 | 60 | 135203 | Bathroom | 0.09076%
13628 | 1 | 1 | 1 | Manual | 1 | Wall Mount | Incandescent |  | Standard A Lamp | 4 | 75 | 136281 | Bathroom | 0.09076%
13628 | 1 | 1 | 2 | Manual | 1 | Recessed - other | Incandescent |  | Heat Lamp | 2 | 125 | 136281 | Bathroom | 0.09076%
13628 | 1 | 2 | 1 | Manual | 1 | Ceiling Fan | Incandescent |  | Standard A Lamp | 1 | 60 | 136281 | Bathroom | 0.09076%
13628 | 1 | 2 | 2 | Manual | 1 | Table | Compact Fluorescent |  | Twist | 1 | 13 | 136281 | Bathroom | 0.09076%
13628 | 1 | 3 | 1 | Manual | 1 | Ceiling Fixture | Incandescent |  | Standard A Lamp | 2 | 60 | 136281 | Bathroom | 0.09076%
13628 | 1 | 3 | 2 | Manual | 1 | Table | Compact Fluorescent |  | Twist | 1 | 14 | 136281 | Bathroom | 0.09076%
13628 | 1 | 4 | 1 | Manual | 1 | Ceiling Fixture | Compact Fluorescent |  | Twist | 1 | 13 | 136281 | Bathroom | 0.09076%
13628 | 1 | 4 | 2 | Manual | 1 | Ceiling Fixture | Incandescent |  | Standard A Lamp | 1 | 40 | 136281 | Bathroom | 0.09076%
13628 | 1 | 5 | 1 | Manual | 1 | Ceiling Fixture | Incandescent |  | Standard A Lamp | 2 | 60 | 136281 | Bathroom | 0.09076%
13628 | 1 | 5 | 2 | Manual | 1 | Ceiling Fixture | Compact Fluorescent |  | Twist | 1 | 14 | 136281 | Bathroom | 0.09076%
13628 | 1 | 5 | 3 | Manual | 1 | Other | Incandescent |  | Standard A Lamp | 1 | 40 | 136281 | Bathroom | 0.09076%
13628 | 1 | 6 | 1 | Manual | 1 | Ceiling Fan | Compact Fluorescent |  | Twist | 1 | 14 | 136281 | Bathroom | 0.09076%
13628 | 1 | 6 | 2 | Manual | 1 | Table | Compact Fluorescent |  | Twist | 1 | 14 | 136281 | Bathroom | 0.09076%
13628 | 1 | 6 | 3 | Dimmer | 1 | Floor lamp | Halogen |  | Quartz Tube | 1 | 300 | 136281 | Bathroom | 0.09076%
13628 | 2 | 1 | 1 | Manual | 1 | Wall Mount | Incandescent |  | Standard A Lamp | 2 | 60 | 136282 | Bathroom | 0.09076%
13628 | 2 | 1 | 2 | Manual | 1 | Recessed - other | Incandescent |  | Heat Lamp | 2 | 125 | 136282 | Bathroom | 0.09076%
13628 | 2 | 2 | 1 | Manual | 1 | Table | Incandescent |  | Standard A Lamp | 1 | 60 | 136282 | Bathroom | 0.09076%
13628 | 2 | 2 | 2 | Manual | 1 | Ceiling Fixture | Incandescent |  | Standard A Lamp | 1 | 60 | 136282 | Bathroom | 0.09076%
13628 | 2 | 3 | 1 | Manual | 1 | Table | Incandescent |  | Standard A Lamp | 1 | 60 | 136282 | Bathroom | 0.09076%
13628 | 2 | 3 | 2 | Manual | 1 | Ceiling Fixture | Incandescent |  | Standard A Lamp | 1 | 60 | 136282 | Bathroom | 0.09076%
13628 | 2 | 4 | 1 | Manual | 1 | Ceiling Fixture | Incandescent |  | Standard A Lamp | 1 | 60 | 136282 | Bathroom | 0.09076%
13628 | 2 | 4 | 2 | Manual | 1 | Ceiling Fixture | Compact Fluorescent |  | Twist | 1 | 13 | 136282 | Bathroom | 0.09076%
13628 | 2 | 5 | 1 | Manual | 1 | Ceiling Fixture | Incandescent |  | Standard A Lamp | 2 | 60 | 136282 | Bathroom | 0.09076%
13628 | 2 | 5 | 2 | Manual | 1 | Other | Incandescent |  | Standard A Lamp | 1 | 40 | 136282 | Bathroom | 0.09076%
13628 | 2 | 6 | 1 | Manual | 1 | Table | Incandescent |  | Standard A Lamp | 1 | 150 | 136282 | Bathroom | 0.09076%
13628 | 2 | 6 | 2 | Manual | 1 | Chandelier (Hanging) | Incandescent |  | Decorative | 5 | 60 | 136282 | Bathroom | 0.09076%
13628 | 3 | 1 | 1 | Manual | 1 | Wall Mount | Incandescent |  | Standard A Lamp | 2 | 60 | 136283 | Bathroom | 0.09076%
13628 | 3 | 2 | 1 | Manual | 1 | Ceiling Fixture | Incandescent |  | Standard A Lamp | 2 | 60 | 136283 | Bathroom | 0.09076%
13628 | 3 | 2 | 2 | Manual | 1 | Table | Incandescent |  | Standard A Lamp | 1 | 60 | 136283 | Bathroom | 0.09076%
13628 | 3 | 3 | 1 | Manual | 1 | Ceiling Fixture | Incandescent |  | Decorative | 4 | 40 | 136283 | Bathroom | 0.09076%
13628 | 3 | 4 | 1 | Manual | 1 | Ceiling Fixture | Incandescent |  | Standard A Lamp | 1 | 60 | 136283 | Bathroom | 0.09076%
13628 | 3 | 4 | 2 | Manual | 1 | Ceiling Fixture | Linear Fluorescent | 2 | T-12 | 1 | 20 | 136283 | Bathroom | 0.09076%
13628 | 3 | 4 | 3 | Manual | 1 | Other | Incandescent |  | Standard A Lamp | 1 | 40 | 136283 | Bathroom | 0.09076%
13628 | 3 | 5 | 1 | Manual | 1 | Table | Compact Fluorescent |  | Twist | 1 | 13 | 136283 | Bathroom | 0.09076%
13628 | 3 | 5 | 2 | Manual | 1 | Table | Incandescent |  | Decorative | 1 | 40 | 136283 | Bathroom | 0.09076%
13628 | 3 | 5 | 3 | Manual | 1 | Floor lamp | Incandescent |  | Standard A Lamp | 1 | 60 | 136283 | Bathroom | 0.09076%
13628 | 3 | 5 | 4 | Manual | 1 | Track | Incandescent |  | Standard A Lamp | 3 | 75 | 136283 | Bathroom | 0.09076%
13694 | 1 | 1 | 1 | Manual | 1 | Wall Mount | Incandescent |  | Globe | 3 | 40 | 136941 | Bathroom | 0.2116%
13694 | 1 | 3 | 1 | Manual | 1 | Ceiling Fan | Incandescent |  | Standard A Lamp | 1 | 100 | 136941 | Bathroom | 0.2116%
13694 | 1 | 4 | 1 | Manual | 3 | Ceiling Fixture | Incandescent |  | Standard A Lamp | 1 | 60 | 136941 | Bathroom | 0.2116%
13694 | 1 | 5 | 1 | Manual | 1 | Ceiling Fan | Incandescent |  | Standard A Lamp | 1 | 100 | 136941 | Bathroom | 0.2116%
13694 | 1 | 6 | 1 | Manual | 1 | Floor lamp | Incandescent |  | Standard A Lamp | 1 | 100 | 136941 | Bathroom | 0.2116%
13694 | 1 | 6 | 2 | Manual | 1 | Table | Incandescent |  | Standard A Lamp | 1 | 100 | 136941 | Bathroom | 0.2116%
13694 | 1 | 7 | 1 | Manual | 1 | Wall Mount | Incandescent |  | Globe | 4 | 40 | 136941 | Bathroom | 0.2116%
13694 | 1 | 8 | 1 | Manual | 2 | Table | Incandescent |  | Standard A Lamp | 1 | 60 | 136941 | Bathroom | 0.2116%
13694 | 2 | 1 | 1 | Manual | 1 | Ceiling Fixture | Incandescent |  | Globe | 3 | 40 | 136942 | Bathroom | 0.2116%
13694 | 2 | 2 | 1 | Manual | 1 | Floor lamp | Compact Fluorescent |  | Twist | 3 | 60 | 136942 | Bathroom | 0.2116%
13694 | 2 | 3 | 1 | Manual | 1 | Chandelier (Hanging) | Compact Fluorescent |  | Twist | 3 | 15 | 136942 | Bathroom | 0.2116%
13694 | 2 | 4 | 1 | Manual | 1 | Ceiling Fixture | Compact Fluorescent |  | Twist | 2 | 15 | 136942 | Bathroom | 0.2116%
13694 | 2 | 5 | 1 | Manual | 1 | Floor lamp | Compact Fluorescent |  | Twist | 3 | 15 | 136942 | Bathroom | 0.2116%
13694 | 2 | 5 | 2 | Manual | 1 | Ceiling Fixture | Compact Fluorescent |  | Twist | 2 | 15 | 136942 | Bathroom | 0.2116%
13694 | 3 | 1 | 1 | Manual | 1 | Wall Mount | Incandescent |  | Globe | 3 | 40 | 136943 | Bathroom | 0.2116%
13694 | 3 | 2 | 1 | Manual | 2 | Table | Incandescent |  | Standard A Lamp | 1 | 60 | 136943 | Bathroom | 0.2116%
13694 | 3 | 3 | 1 | Manual | 1 | Ceiling Fan | Incandescent |  | Clear | 3 | 40 | 136943 | Bathroom | 0.2116%
13694 | 3 | 4 | 1 | Manual | 2 | Ceiling Fixture | Compact Fluorescent |  | Twist | 2 | 15 | 136943 | Bathroom | 0.2116%
13694 | 3 | 5 | 1 | Manual | 1 | Ceiling Fixture | Compact Fluorescent |  | Twist | 2 | 15 | 136943 | Bathroom | 0.2116%
13694 | 3 | 6 | 1 | Manual | 1 | Table | Incandescent |  | Standard A Lamp | 1 | 60 | 136943 | Bathroom | 0.2116%
13694 | 3 | 7 | 1 | Manual | 1 | Wall Mount | Incandescent |  | Globe | 3 | 40 | 136943 | Bathroom | 0.2116%
13694 | 3 | 8 | 1 | Manual | 2 | Table | Incandescent |  | Standard A Lamp | 1 | 60 | 136943 | Bathroom | 0.2116%
13712 | 1 | 1 | 1 | Manual | 1 | Recessed - other | Incandescent |  | Heat Lamp | 1 | 250 | 137121 | Bathroom | 0.04824%
13712 | 1 | 1 | 2 | Manual | 1 | Wall Mount | Incandescent |  | Standard A Lamp | 3 | 75 | 137121 | Bathroom | 0.04824%
13712 | 1 | 2 | 1 | Manual | 1 | Ceiling Fixture | Compact Fluorescent |  | Twist | 1 | 14 | 137121 | Bathroom | 0.04824%
13712 | 1 | 3 | 1 | Manual | 1 | Other | Incandescent |  | Standard A Lamp | 2 | 40 | 137121 | Bathroom | 0.04824%
13712 | 1 | 3 | 2 | Manual | 2 | Recessed Can | Incandescent |  | Standard A Lamp | 1 | 65 | 137121 | Bathroom | 0.04824%
13712 | 1 | 3 | 3 | Manual | 1 | Recessed Can | Incandescent |  | Standard A Lamp | 1 | 40 | 137121 | Bathroom | 0.04824%
13712 | 1 | 4 | 1 | Manual | 1 | Floor lamp | Incandescent |  | 3-Way Incandescent | 1 | 150 | 137121 | Bathroom | 0.04824%
13712 | 1 | 4 | 2 | Manual | 1 | Ceiling Fixture | Incandescent |  | Standard A Lamp | 2 | 75 | 137121 | Bathroom | 0.04824%
13712 | 1 | 4 | 3 | Manual | 1 | Chandelier (Hanging) | Incandescent |  | Standard A Lamp | 3 | 75 | 137121 | Bathroom | 0.04824%
13712 | 2 | 1 | 1 | Manual | 1 | Wall Mount | Compact Fluorescent |  | Twist | 3 | 13 | 137122 | Bathroom | 0.04824%
13712 | 2 | 1 | 2 | Manual | 1 | Recessed - other | Incandescent |  | Heat Lamp | 1 | 250 | 137122 | Bathroom | 0.04824%
13712 | 2 | 2 | 1 | Manual | 1 | Other | Linear Fluorescent | 1 | Fluorescent Other | 1 | 16 | 137122 | Bathroom | 0.04824%
13712 | 2 | 2 | 2 | Manual | 1 | Ceiling Fixture | Incandescent |  | Standard A Lamp | 1 | 100 | 137122 | Bathroom | 0.04824%
13712 | 2 | 2 | 3 | Manual | 1 | Floor lamp | Compact Fluorescent |  | Twist | 1 | 13 | 137122 | Bathroom | 0.04824%
13712 | 2 | 3 | 1 | Manual | 3 | Recessed Can | Incandescent |  | Standard A Lamp | 1 | 60 | 137122 | Bathroom | 0.04824%
13712 | 2 | 3 | 2 | Manual | 1 | Other | Incandescent |  | Standard A Lamp | 1 | 40 | 137122 | Bathroom | 0.04824%
13712 | 2 | 4 | 1 | Manual | 1 | Table | Incandescent |  | Standard A Lamp | 1 | 40 | 137122 | Bathroom | 0.04824%
13712 | 2 | 4 | 2 | Manual | 1 | Ceiling Fan | Incandescent |  | Standard A Lamp | 1 | 60 | 137122 | Bathroom | 0.04824%
13712 | 2 | 4 | 3 | Manual | 1 | Ceiling Fixture | Incandescent |  | Standard A Lamp | 1 | 60 | 137122 | Bathroom | 0.04824%
13712 | 2 | 5 | 1 | Manual | 1 | Ceiling Fixture | Incandescent |  | Standard A Lamp | 1 | 60 | 137122 | Bathroom | 0.04824%
13712 | 3 | 1 | 1 | Manual | 1 | Wall Mount | Incandescent |  | Globe | 6 | 40 | 137123 | Bathroom | 0.04824%
13712 | 3 | 1 | 2 | Manual | 1 | Recessed - other | Incandescent |  | Heat Lamp | 1 | 250 | 137123 | Bathroom | 0.04824%
13712 | 3 | 2 | 1 | Manual | 1 | Ceiling Fixture | Incandescent |  | Standard A Lamp | 1 | 60 | 137123 | Bathroom | 0.04824%
13712 | 3 | 3 | 1 | Manual | 1 | Other | Incandescent |  | Standard A Lamp | 1 | 40 | 137123 | Bathroom | 0.04824%
13712 | 3 | 3 | 2 | Manual | 1 | Other | Incandescent |  | Standard A Lamp | 1 | 60 | 137123 | Bathroom | 0.04824%
13712 | 3 | 3 | 3 | Manual | 1 | Ceiling Fixture | Incandescent |  | Standard A Lamp | 1 | 60 | 137123 | Bathroom | 0.04824%
13712 | 3 | 3 | 4 | Manual | 1 | Architectural | Halogen |  | MR | 1 | 50 | 137123 | Bathroom | 0.04824%
13712 | 3 | 4 | 1 | Manual | 1 | Chandelier (Hanging) | Incandescent |  | Standard A Lamp | 3 | 60 | 137123 | Bathroom | 0.04824%
13712 | 3 | 4 | 2 | Manual | 1 | Ceiling Fixture | Compact Fluorescent |  | Twist | 2 | 18 | 137123 | Bathroom | 0.04824%
13712 | 3 | 4 | 3 | Manual | 1 | Ceiling Fixture | Compact Fluorescent |  | Twist | 1 | 18 | 137123 | Bathroom | 0.04824%
13712 | 3 | 5 | 1 | Manual | 1 | Ceiling Fixture | Compact Fluorescent |  | Twist | 1 | 13 | 137123 | Bathroom | 0.04824%
13861 | 1 | 1 | 1 | Manual | 2 | Other | Incandescent |  | Decorative | 20 | 40 | 138611 | Living Room | 0.04824%
13861 | 1 | 1 | 2 | Manual | 1 | Table | Compact Fluorescent |  | Twist | 1 | 14 | 138611 | Living Room | 0.04824%
13861 | 1 | 1 | 3 | Manual | 2 | Ceiling Fixture | Compact Fluorescent |  | Pin base | 2 | 26 | 138611 | Living Room | 0.04824%
13861 | 1 | 1 | 4 | Manual | 1 | Table | Incandescent |  | Decorative | 1 | 40 | 138611 | Living Room | 0.04824%
13861 | 1 | 1 | 5 | Manual | 2 | Table | Incandescent |  | Standard A Lamp | 1 | 60 | 138611 | Living Room | 0.04824%
13861 | 1 | 2 | 1 | Manual | 1 | Ceiling Fixture | Compact Fluorescent |  | Pin base | 2 | 26 | 138611 | Living Room | 0.04824%
13861 | 1 | 2 | 2 | Manual | 1 | Other | Compact Fluorescent |  | Pin base | 2 | 13 | 138611 | Living Room | 0.04824%
13861 | 1 | 3 | 1 | Manual | 1 | Ceiling Fixture | Compact Fluorescent |  | Pin base | 2 | 13 | 138611 | Living Room | 0.04824%
13861 | 1 | 3 | 2 | Manual | 2 | Table | Compact Fluorescent |  | Twist | 1 | 13 | 138611 | Living Room | 0.04824%
13861 | 1 | 3 | 3 | Manual | 1 | Ceiling Fixture | Compact Fluorescent |  | Pin base | 2 | 13 | 138611 | Living Room | 0.04824%
13861 | 1 | 3 | 4 | Manual | 2 | Other | Incandescent |  | Decorative | 20 | 40 | 138611 | Living Room | 0.04824%
13861 | 1 | 4 | 1 | Manual | 1 | Wall Mount | Linear Fluorescent | 2 | T-4 | 2 | 17 | 138611 | Living Room | 0.04824%
13861 | 2 | 1 | 1 | Manual | 2 | Ceiling Fixture | Compact Fluorescent |  | Pin base | 2 | 13 | 138612 | Living Room | 0.04824%
13861 | 2 | 1 | 2 | Manual | 1 | Table | Compact Fluorescent |  | Twist | 3 | 22 | 138612 | Living Room | 0.04824%
13861 | 2 | 1 | 3 | Manual | 1 | Table | Compact Fluorescent |  | Pin base | 1 | 36 | 138612 | Living Room | 0.04824%
13861 | 2 | 1 | 4 | Manual | 2 | Chandelier (Hanging) | Compact Fluorescent |  | Twist | 1 | 23 | 138612 | Living Room | 0.04824%
13861 | 2 | 2 | 1 | Manual | 1 | Ceiling Fixture | Compact Fluorescent |  | Pin base | 2 | 13 | 138612 | Living Room | 0.04824%
13861 | 2 | 3 | 1 | Manual | 1 | Wall Mount | Compact Fluorescent |  | Pin base | 2 | 13 | 138612 | Living Room | 0.04824%
13861 | 2 | 3 | 2 | Manual | 1 | Table | Incandescent |  | Standard A Lamp | 1 | 60 | 138612 | Living Room | 0.04824%
13861 | 2 | 4 | 1 | Manual | 1 | Wall Mount | Linear Fluorescent | 2 | T-4 | 2 | 17 | 138612 | Living Room | 0.04824%
13861 | 3 | 1 | 1 | Manual | 1 | Ceiling Fixture | Compact Fluorescent |  | Pin base | 2 | 13 | 138613 | Living Room | 0.04824%
13861 | 3 | 1 | 2 | Manual | 1 | Floor lamp | Incandescent |  | Standard A Lamp | 2 | 75 | 138613 | Living Room | 0.04824%
13861 | 3 | 1 | 3 | Dimmer | 1 | Torchiere | Halogen |  | Quartz Tube | 1 | 300 | 138613 | Living Room | 0.04824%
13861 | 3 | 1 | 4 | Manual | 1 | Table | Compact Fluorescent |  | Twist | 1 | 23 | 138613 | Living Room | 0.04824%
13861 | 3 | 2 | 1 | Manual | 1 | Ceiling Fixture | Compact Fluorescent |  | Pin base | 2 | 13 | 138613 | Living Room | 0.04824%
13861 | 3 | 3 | 1 | Manual | 1 | Wall Mount | Compact Fluorescent |  | Pin base | 2 | 13 | 138613 | Living Room | 0.04824%
13861 | 3 | 3 | 2 | Manual | 1 | Table | Incandescent |  | Standard A Lamp | 1 | 60 | 138613 | Living Room | 0.04824%
13861 | 3 | 4 | 1 | Manual | 1 | Wall Mount | Linear Fluorescent | 2 | T-4 | 2 | 17 | 138613 | Living Room | 0.04824%
13899 | 1 | 1 | 1 | Manual | 1 | Wall Mount | Compact Fluorescent |  | Pin base | 2 | 26 | 138991 | Bathroom | 0.04824%
13899 | 1 | 1 | 2 | Manual | 1 | Ceiling Fixture | Compact Fluorescent |  | Pin base | 1 | 18 | 138991 | Bathroom | 0.04824%
13899 | 1 | 2 | 1 | Manual | 1 | Ceiling Fixture | Compact Fluorescent |  | Twist | 2 | 13 | 138991 | Bathroom | 0.04824%
13899 | 1 | 2 | 2 | Manual | 1 | Table | Incandescent |  | Standard A Lamp | 1 | 75 | 138991 | Bathroom | 0.04824%
13899 | 1 | 3 | 1 | Manual | 1 | Ceiling Fixture | Compact Fluorescent |  | Twist | 2 | 13 | 138991 | Bathroom | 0.04824%
13899 | 1 | 3 | 2 | Manual | 1 | Table | Incandescent |  | Standard A Lamp | 1 | 90 | 138991 | Bathroom | 0.04824%
13899 | 1 | 4 | 1 | Manual | 1 | Ceiling Fixture | Compact Fluorescent |  | Twist | 2 | 13 | 138991 | Bathroom | 0.04824%
13899 | 1 | 5 | 1 | Manual | 2 | Ceiling Fixture | Compact Fluorescent |  | Twist | 2 | 13 | 138991 | Bathroom | 0.04824%
13899 | 1 | 5 | 2 | Manual | 1 | Floor lamp | Incandescent |  | Twist | 1 | 60 | 138991 | Bathroom | 0.04824%
13899 | 2 | 1 | 1 | Manual | 1 | Ceiling Fixture | Compact Fluorescent |  | Twist | 2 | 13 | 138992 | Bedroom | 0.04824%
13899 | 2 | 2 | 1 | Manual | 1 | Wall Mount | Compact Fluorescent |  | Pin base | 2 | 26 | 138992 | Bedroom | 0.04824%
13899 | 2 | 2 | 2 | Manual | 1 | Ceiling Fixture | Compact Fluorescent |  | Pin base | 1 | 18 | 138992 | Bedroom | 0.04824%
13899 | 2 | 3 | 1 | Manual | 1 | Ceiling Fixture | Compact Fluorescent |  | Twist | 2 | 13 | 138992 | Bedroom | 0.04824%
13899 | 2 | 3 | 2 | Manual | 1 | Ceiling Fixture | Compact Fluorescent |  | Twist | 1 | 13 | 138992 | Bedroom | 0.04824%
13899 | 2 | 4 | 1 | Manual | 2 | Ceiling Fixture | Compact Fluorescent |  | Twist | 2 | 23 | 138992 | Bedroom | 0.04824%
13899 | 2 | 4 | 2 | Manual | 1 | Floor lamp | Compact Fluorescent |  | Twist | 1 | 23 | 138992 | Bedroom | 0.04824%
13899 | 2 | 5 | 1 | Manual | 1 | Ceiling Fixture | Compact Fluorescent |  | Twist | 2 | 13 | 138992 | Bedroom | 0.04824%
13899 | 3 | 1 | 1 | Manual | 1 | Wall Mount | Compact Fluorescent |  | Pin base | 2 | 26 | 138993 | Bathroom | 0.04824%
13899 | 3 | 1 | 2 | Manual | 1 | Ceiling Fixture | Compact Fluorescent |  | Pin base | 1 | 18 | 138993 | Bathroom | 0.04824%
13899 | 3 | 2 | 1 | Manual | 1 | Ceiling Fixture | Compact Fluorescent |  | Twist | 2 | 13 | 138993 | Bathroom | 0.04824%
13899 | 3 | 2 | 2 | Manual | 1 | Table | Incandescent |  | Standard A Lamp | 1 | 60 | 138993 | Bathroom | 0.04824%
13899 | 3 | 3 | 1 | Manual | 1 | Ceiling Fixture | Compact Fluorescent |  | Twist | 2 | 13 | 138993 | Bathroom | 0.04824%
13899 | 3 | 4 | 1 | Manual | 1 | Ceiling Fixture | Compact Fluorescent |  | Twist | 3 | 13 | 138993 | Bathroom | 0.04824%
13899 | 3 | 4 | 2 | Manual | 1 | Ceiling Fixture | Compact Fluorescent |  | Twist | 1 | 13 | 138993 | Bathroom | 0.04824%
13899 | 3 | 4 | 3 | Manual | 1 | Other | Compact Fluorescent |  | Twist | 1 | 13 | 138993 | Bathroom | 0.04824%
13899 | 3 | 5 | 1 | Manual | 2 | Ceiling Fixture | Compact Fluorescent |  | Twist | 2 | 13 | 138993 | Bathroom | 0.04824%
13899 | 3 | 5 | 2 | Manual | 1 | Floor lamp | Incandescent |  | Standard A Lamp | 1 | 60 | 138993 | Bathroom | 0.04824%
13988 | 1 | 1 | 1 | Manual | 1 | Wall Mount | Incandescent |  | Clear | 3 | 60 | 139881 | Bathroom | 0.1361%
13988 | 1 | 2 | 1 | Manual | 1 | Wall Mount | Incandescent |  | Standard A Lamp | 1 | 100 | 139881 | Bathroom | 0.1361%
13988 | 1 | 3 | 1 | Manual | 1 | Wall Mount | Linear Fluorescent | 2 | T-8 | 1 | 20 | 139881 | Bathroom | 0.1361%
13988 | 1 | 4 | 1 | Manual | 1 | Chandelier (Hanging) | Incandescent |  | Standard A Lamp | 5 | 60 | 139881 | Bathroom | 0.1361%
13988 | 2 | 1 | 1 | Manual | 1 | Wall Mount | Compact Fluorescent |  | Twist | 3 | 13 | 139882 | Bathroom | 0.1361%
13988 | 2 | 2 | 1 | Manual | 1 | Wall Mount | Compact Fluorescent |  | Twist | 1 | 13 | 139882 | Bathroom | 0.1361%
13988 | 2 | 3 | 1 | Manual | 1 | Wall Mount | Linear Fluorescent | 2 | T-12 | 1 | 15 | 139882 | Bathroom | 0.1361%
13988 | 2 | 4 | 1 | Manual | 1 | Chandelier (Hanging) | Compact Fluorescent |  | Twist | 5 | 13 | 139882 | Bathroom | 0.1361%
13988 | 2 | 4 | 2 | Manual | 1 | Table | Linear Fluorescent | 2 | T-5 | 1 | 20 | 139882 | Bathroom | 0.1361%
14014 | 1 | 1 | 1 | Manual | 1 | Wall Mount | Halogen |  | MR | 2 | 50 | 140141 | Bathroom | 0.1361%
14014 | 1 | 2 | 1 | Manual | 2 | Table | Compact Fluorescent |  | Twist | 1 | 13 | 140141 | Bathroom | 0.1361%
14014 | 1 | 2 | 2 | Manual | 2 | Recessed Can | Compact Fluorescent |  | Reflector | 1 | 14 | 140141 | Bathroom | 0.1361%
14014 | 1 | 3 | 1 | Manual | 1 | Recessed Can | Compact Fluorescent |  | Reflector | 1 | 14 | 140141 | Bathroom | 0.1361%
14014 | 1 | 4 | 1 | Manual | 1 | Recessed Can | Incandescent |  | Reflector | 1 | 75 | 140141 | Bathroom | 0.1361%
14014 | 1 | 5 | 1 | Manual | 3 | Recessed Can | Incandescent |  | Reflector | 1 | 75 | 140141 | Bathroom | 0.1361%
14014 | 1 | 5 | 2 | Manual | 2 | Other | Incandescent |  | Mini base | 1 | 40 | 140141 | Bathroom | 0.1361%
14014 | 1 | 6 | 1 | Dimmer | 4 | Recessed Can | Incandescent |  | Reflector | 1 | 75 | 140141 | Bathroom | 0.1361%
14014 | 1 | 6 | 2 | Manual | 1 | Table | Incandescent |  | Decorative | 2 | 40 | 140141 | Bathroom | 0.1361%
14014 | 1 | 6 | 3 | Manual | 1 | Wall Mount | Halogen |  | MR | 2 | 50 | 140141 | Bathroom | 0.1361%
14014 | 1 | 6 | 4 | Manual | 1 | Floor lamp | Incandescent |  | Decorative | 3 | 40 | 140141 | Bathroom | 0.1361%
14014 | 2 | 1 | 1 | Manual | 1 | Wall Mount | Halogen |  | PAR | 2 | 50 | 140142 | Bathroom | 0.1361%
14014 | 2 | 1 | 2 | Manual | 1 | Recessed Can | Incandescent |  | Reflector | 1 | 75 | 140142 | Bathroom | 0.1361%
14014 | 2 | 1 | 3 | Manual | 1 | Recessed Can | Incandescent |  | Heat Lamp | 1 | 150 | 140142 | Bathroom | 0.1361%
14014 | 2 | 2 | 1 | Manual | 4 | Recessed Can | Incandescent |  | Reflector | 1 | 75 | 140142 | Bathroom | 0.1361%
14014 | 2 | 2 | 2 | Manual | 1 | Table | Compact Fluorescent |  | Twist | 1 | 9 | 140142 | Bathroom | 0.1361%
14014 | 2 | 3 | 1 | Manual | 2 | Recessed Can | Incandescent |  | Reflector | 1 | 75 | 140142 | Bathroom | 0.1361%
14014 | 2 | 3 | 2 | Manual | 2 | Table | Incandescent |  | 3-Way Incandescent | 1 | 150 | 140142 | Bathroom | 0.1361%
14014 | 2 | 4 | 1 | Manual | 1 | Recessed Can | Incandescent |  | Standard A Lamp | 1 | 40 | 140142 | Bathroom | 0.1361%
14014 | 2 | 5 | 1 | Manual | 2 | Recessed Can | Incandescent |  | Reflector | 1 | 75 | 140142 | Bathroom | 0.1361%
14014 | 2 | 6 | 1 | Manual | 3 | Recessed Can | Compact Fluorescent |  | Reflector | 1 | 15 | 140142 | Bathroom | 0.1361%
14014 | 2 | 6 | 2 | Manual | 2 | Other | Incandescent |  | Mini base | 1 | 90 | 140142 | Bathroom | 0.1361%
14014 | 2 | 7 | 1 | Manual | 1 | Torchiere | Compact Fluorescent |  | Twist | 1 | 20 | 140142 | Bathroom | 0.1361%
14014 | 2 | 7 | 2 | Manual | 2 | Recessed Can | Incandescent |  | Other | 1 | 75 | 140142 | Bathroom | 0.1361%
14014 | 2 | 7 | 3 | Manual | 1 | Other | Incandescent |  | Decorative | 1 | 4 | 140142 | Bathroom | 0.1361%
14020 | 1 | 1 | 1 | Manual | 1 | Wall Mount | Compact Fluorescent |  | Pin base | 3 | 13 | 140201 | Bathroom | 0.09076%
14020 | 1 | 2 | 1 | Manual | 1 | Ceiling Fixture | Compact Fluorescent |  | Pin base | 2 | 13 | 140201 | Bathroom | 0.09076%
14020 | 1 | 3 | 1 | Manual | 1 | Ceiling Fixture | Linear Fluorescent | 4 | T-8 | 2 | 32 | 140201 | Bathroom | 0.09076%
14020 | 1 | 4 | 1 | Manual | 1 | Ceiling Fan | Compact Fluorescent |  | 3-Way CFL | 3 | 13 | 140201 | Bathroom | 0.09076%
14020 | 1 | 4 | 2 | Dimmer | 1 | Floor lamp | Halogen |  | Quartz Tube | 1 | 300 | 140201 | Bathroom | 0.09076%
14020 | 1 | 5 | 1 | Manual | 1 | Ceiling Fixture | Compact Fluorescent |  | Pin base | 2 | 13 | 140201 | Bathroom | 0.09076%
14020 | 1 | 5 | 2 | Manual | 1 | Table | Compact Fluorescent |  | Twist | 1 | 14 | 140201 | Bathroom | 0.09076%
14020 | 1 | 5 | 3 | Manual | 1 | Floor lamp | Halogen |  | Quartz Tube | 1 | 300 | 140201 | Bathroom | 0.09076%
14020 | 1 | 6 | 1 | Manual | 1 | Ceiling Fixture | Incandescent |  | Standard A Lamp | 1 | 75 | 140201 | Bathroom | 0.09076%
14020 | 2 | 1 | 1 | Manual | 1 | Wall Mount | Compact Fluorescent |  | Pin base | 2 | 13 | 140202 | Bathroom | 0.09076%
14020 | 2 | 2 | 1 | Manual | 1 | Ceiling Fixture | Compact Fluorescent |  | Pin base | 2 | 13 | 140202 | Bathroom | 0.09076%
14020 | 2 | 3 | 1 | Manual | 1 | Ceiling Fixture | Linear Fluorescent | 4 | T-8 | 2 | 32 | 140202 | Bathroom | 0.09076%
14020 | 2 | 4 | 1 | Manual | 1 | Ceiling Fan | Compact Fluorescent |  | Pin base | 3 | 13 | 140202 | Bathroom | 0.09076%
14020 | 2 | 4 | 2 | Manual | 1 | Floor lamp | Halogen |  | Quartz Tube | 1 | 75 | 140202 | Bathroom | 0.09076%
14020 | 2 | 5 | 1 | Manual | 1 | Ceiling Fixture | Compact Fluorescent |  | Pin base | 2 | 13 | 140202 | Bathroom | 0.09076%
14020 | 3 | 1 | 1 | Manual | 1 | Wall Mount | Compact Fluorescent |  | Pin base | 2 | 13 | 140203 | Bathroom | 0.09076%
14020 | 3 | 2 | 1 | Manual | 1 | Ceiling Fixture | Compact Fluorescent |  | Pin base | 2 | 13 | 140203 | Bathroom | 0.09076%
14020 | 3 | 3 | 1 | Manual | 1 | Ceiling Fixture | Linear Fluorescent | 4 | T-8 | 2 | 32 | 140203 | Bathroom | 0.09076%
14020 | 3 | 4 | 1 | Manual | 1 | Ceiling Fan | Compact Fluorescent |  | Pin base | 3 | 13 | 140203 | Bathroom | 0.09076%
14020 | 3 | 5 | 1 | Manual | 1 | Ceiling Fixture | Compact Fluorescent |  | Pin base | 2 | 13 | 140203 | Bathroom | 0.09076%
14020 | 3 | 6 | 1 | Manual | 1 | Ceiling Fixture | Incandescent |  | Standard A Lamp | 1 | 75 | 140203 | Bathroom | 0.09076%
14059 | 1 | 1 | 1 | Manual | 1 | Wall Mount | Incandescent |  | Globe | 3 | 40 | 140591 | Bathroom | 0.09076%
14059 | 1 | 1 | 2 | Manual | 1 | Recessed - other | Incandescent |  | Heat Lamp | 1 | 125 | 140591 | Bathroom | 0.09076%
14059 | 1 | 2 | 1 | Manual | 1 | Torchiere | Incandescent |  | Standard A Lamp | 1 | 40 | 140591 | Bathroom | 0.09076%
14059 | 1 | 2 | 2 | Manual | 1 | Wall Mount | Compact Fluorescent |  | Pin base | 2 | 26 | 140591 | Bathroom | 0.09076%
14059 | 1 | 3 | 1 | Manual | 1 | Ceiling Fixture | Linear Fluorescent | 4 | T-12 | 2 | 40 | 140591 | Bathroom | 0.09076%
14059 | 1 | 3 | 2 | Manual | 1 | Other | Incandescent |  | Clear | 1 | 40 | 140591 | Bathroom | 0.09076%
14059 | 1 | 4 | 1 | Manual | 1 | Floor lamp | Incandescent |  | Standard A Lamp | 1 | 75 | 140591 | Bathroom | 0.09076%
14059 | 1 | 4 | 2 | Manual | 2 | Ceiling Fixture | Compact Fluorescent |  | Other | 1 | 22 | 140591 | Bathroom | 0.09076%
14059 | 1 | 4 | 3 | Manual | 1 | Ceiling Fixture | Compact Fluorescent |  | Other | 1 | 40 | 140591 | Bathroom | 0.09076%
14059 | 1 | 4 | 4 | Manual | 1 | Table | Compact Fluorescent |  | Twist | 1 | 13 | 140591 | Bathroom | 0.09076%
14059 | 2 | 1 | 1 | Manual | 1 | Recessed - other | Incandescent |  | Heat Lamp | 1 | 250 | 140592 | Bathroom | 0.09076%
14059 | 2 | 1 | 2 | Manual | 1 | Wall Mount | Incandescent |  | Standard A Lamp | 3 | 60 | 140592 | Bathroom | 0.09076%
14059 | 2 | 2 | 1 | Manual | 2 | Table | Compact Fluorescent |  | Twist | 1 | 15 | 140592 | Bathroom | 0.09076%
14059 | 2 | 2 | 2 | Manual | 1 | Table | Incandescent |  | Decorative | 1 | 25 | 140592 | Bathroom | 0.09076%
14059 | 2 | 2 | 3 | Manual | 1 | Wall Mount | Compact Fluorescent |  | Twist | 1 | 14 | 140592 | Bathroom | 0.09076%
14059 | 2 | 3 | 1 | Manual | 1 | Ceiling Fixture | Compact Fluorescent |  | Other | 1 | 22 | 140592 | Bathroom | 0.09076%
14059 | 2 | 3 | 2 | Manual | 1 | Other | Incandescent |  | Standard A Lamp | 1 | 40 | 140592 | Bathroom | 0.09076%
14059 | 2 | 3 | 3 | Manual | 1 | Wall Mount | Incandescent |  | Standard A Lamp | 1 | 60 | 140592 | Bathroom | 0.09076%
14059 | 2 | 4 | 1 | Manual | 1 | Ceiling Fixture | Compact Fluorescent |  | Other | 1 | 40 | 140592 | Bathroom | 0.09076%
14059 | 2 | 4 | 2 | Manual | 2 | Ceiling Fixture | Compact Fluorescent |  | Other | 1 | 22 | 140592 | Bathroom | 0.09076%
14059 | 2 | 4 | 3 | Manual | 1 | Floor lamp | Incandescent |  | Globe | 3 | 40 | 140592 | Bathroom | 0.09076%
14059 | 2 | 4 | 4 | Manual | 1 | Table | Compact Fluorescent |  | Twist | 1 | 13 | 140592 | Bathroom | 0.09076%
14059 | 2 | 5 | 1 | Manual | 1 | Ceiling Fixture | Compact Fluorescent |  | Twist | 1 | 18 | 140592 | Bathroom | 0.09076%
14059 | 3 | 1 | 1 | Manual | 1 | Wall Mount | Incandescent |  | Standard A Lamp | 3 | 60 | 140593 | Bathroom | 0.09076%
14059 | 3 | 2 | 1 | Manual | 1 | Wall Mount | Compact Fluorescent |  | Pin base | 2 | 26 | 140593 | Bathroom | 0.09076%
14059 | 3 | 2 | 2 | Manual | 2 | Table | Incandescent |  | Standard A Lamp | 1 | 75 | 140593 | Bathroom | 0.09076%
14059 | 3 | 3 | 1 | Manual | 1 | Ceiling Fixture | Compact Fluorescent |  | Twist | 1 | 26 | 140593 | Bathroom | 0.09076%
14059 | 3 | 4 | 1 | Manual | 1 | Other | Incandescent |  | Standard A Lamp | 1 | 40 | 140593 | Bathroom | 0.09076%
14059 | 3 | 4 | 2 | Manual | 1 | Ceiling Fixture | Compact Fluorescent |  | Other | 1 | 23 | 140593 | Bathroom | 0.09076%
14059 | 3 | 4 | 3 | Manual | 1 | Wall Mount | Compact Fluorescent |  | Pin base | 1 | 18 | 140593 | Bathroom | 0.09076%
14059 | 3 | 5 | 1 | Manual | 1 | Floor lamp | Compact Fluorescent |  | Twist | 1 | 15 | 140593 | Bathroom | 0.09076%
14059 | 3 | 5 | 2 | Manual | 1 | Ceiling Fixture | Compact Fluorescent |  | Other | 1 | 40 | 140593 | Bathroom | 0.09076%
14059 | 3 | 5 | 3 | Manual | 1 | Ceiling Fixture | Compact Fluorescent |  | Other | 1 | 26 | 140593 | Bathroom | 0.09076%
14059 | 3 | 5 | 4 | Manual | 3 | Table | Incandescent |  | 3-Way Incandescent | 1 | 100 | 140593 | Bathroom | 0.09076%
14163 | 1 | 1 | 1 | Manual | 1 | Recessed - other | Incandescent |  | Heat Lamp | 2 | 250 | 141631 | Bathroom | 0.09076%
14163 | 1 | 1 | 2 | Manual | 1 | Wall Mount | Compact Fluorescent |  | Twist | 5 | 13 | 141631 | Bathroom | 0.09076%
14163 | 1 | 2 | 1 | Manual | 1 | Wall Mount | Incandescent |  | Globe | 3 | 75 | 141631 | Bathroom | 0.09076%
14163 | 1 | 2 | 2 | Manual | 1 | Recessed - other | Incandescent |  | Heat Lamp | 2 | 250 | 141631 | Bathroom | 0.09076%
14163 | 1 | 3 | 1 | Manual | 2 | Table | Incandescent |  | Decorative | 1 | 40 | 141631 | Bathroom | 0.09076%
14163 | 1 | 3 | 2 | Manual | 1 | Ceiling Fixture | Incandescent |  | Standard A Lamp | 2 | 60 | 141631 | Bathroom | 0.09076%
14163 | 1 | 3 | 3 | Manual | 1 | Table | Incandescent |  | Standard A Lamp | 1 | 100 | 141631 | Bathroom | 0.09076%
14163 | 1 | 4 | 1 | Manual | 1 | Chandelier (Hanging) | Incandescent |  | Standard A Lamp | 1 | 60 | 141631 | Bathroom | 0.09076%
14163 | 1 | 5 | 1 | Manual | 1 | Ceiling Fixture | Incandescent |  | Twist | 2 | 60 | 141631 | Bathroom | 0.09076%
14163 | 1 | 6 | 1 | Manual | 1 | Other | Incandescent |  | Decorative | 1 | 40 | 141631 | Bathroom | 0.09076%
14163 | 1 | 6 | 2 | Manual | 1 | Chandelier (Hanging) | Compact Fluorescent |  | Globe | 5 | 11 | 141631 | Bathroom | 0.09076%
14163 | 1 | 6 | 3 | Manual | 1 | Ceiling Fixture | Compact Fluorescent |  | Twist | 3 | 13 | 141631 | Bathroom | 0.09076%
14163 | 1 | 6 | 4 | Manual | 1 | Recessed Can | Incandescent |  | Decorative | 1 | 40 | 141631 | Bathroom | 0.09076%
14163 | 1 | 7 | 1 | Manual | 1 | Table | Incandescent |  | Standard A Lamp | 1 | 200 | 141631 | Bathroom | 0.09076%
14163 | 1 | 7 | 2 | Manual | 1 | Table | Incandescent |  | Standard A Lamp | 1 | 150 | 141631 | Bathroom | 0.09076%
14163 | 1 | 7 | 3 | Manual | 1 | Floor lamp | Incandescent |  | Standard A Lamp | 1 | 60 | 141631 | Bathroom | 0.09076%
14163 | 1 | 8 | 1 | Manual | 1 | Table | Incandescent |  | 3-Way Incandescent | 1 | 150 | 141631 | Bathroom | 0.09076%
14163 | 1 | 8 | 2 | Manual | 1 | Table | Incandescent |  | Decorative | 1 | 40 | 141631 | Bathroom | 0.09076%
14163 | 1 | 8 | 3 | Manual | 1 | Ceiling Fixture | Incandescent |  | Standard A Lamp | 2 | 60 | 141631 | Bathroom | 0.09076%
14163 | 2 | 1 | 1 | Manual | 1 | Wall Mount | Incandescent |  | Standard A Lamp | 4 | 60 | 141632 | Bathroom | 0.09076%
14163 | 2 | 1 | 2 | Manual | 1 | Recessed - other | Incandescent |  | Heat Lamp | 1 | 150 | 141632 | Bathroom | 0.09076%
14163 | 2 | 1 | 3 | Manual | 1 | Recessed - other | Incandescent |  | Clear | 1 | 100 | 141632 | Bathroom | 0.09076%
14163 | 2 | 2 | 1 | Manual | 1 | Recessed - other | Incandescent |  | Clear | 2 | 100 | 141632 | Bathroom | 0.09076%
14163 | 2 | 2 | 2 | Manual | 1 | Wall Mount | Incandescent |  | Standard A Lamp | 3 | 60 | 141632 | Bathroom | 0.09076%
14163 | 2 | 3 | 1 | Dimmer | 1 | Ceiling Fixture | Incandescent |  | Standard A Lamp | 2 | 60 | 141632 | Bathroom | 0.09076%
14163 | 2 | 3 | 2 | Manual | 2 | Table | Incandescent |  | Standard A Lamp | 1 | 40 | 141632 | Bathroom | 0.09076%
14163 | 2 | 4 | 1 | Manual | 1 | Ceiling Fixture | Incandescent |  | Standard A Lamp | 2 | 60 | 141632 | Bathroom | 0.09076%
14163 | 2 | 4 | 2 | Manual | 1 | Floor lamp | Incandescent |  | Standard A Lamp | 1 | 75 | 141632 | Bathroom | 0.09076%
14163 | 2 | 5 | 1 | Manual | 1 | Ceiling Fixture | Incandescent |  | Standard A Lamp | 1 | 60 | 141632 | Bathroom | 0.09076%
14163 | 2 | 6 | 1 | Manual | 2 | Ceiling Fixture | Incandescent |  | Standard A Lamp | 2 | 60 | 141632 | Bathroom | 0.09076%
14163 | 2 | 7 | 1 | Manual | 1 | Other | Incandescent |  | Standard A Lamp | 1 | 60 | 141632 | Bathroom | 0.09076%
14163 | 2 | 7 | 2 | Manual | 1 | Ceiling Fixture | Halogen |  | Quartz Tube | 1 | 250 | 141632 | Bathroom | 0.09076%
14163 | 2 | 7 | 3 | Manual | 1 | Chandelier (Hanging) | Incandescent |  | Standard A Lamp | 5 | 60 | 141632 | Bathroom | 0.09076%
14163 | 2 | 7 | 4 | Manual | 1 | Recessed Can | Incandescent |  | Reflector | 1 | 45 | 141632 | Bathroom | 0.09076%
14163 | 2 | 8 | 1 | Manual | 2 | Floor lamp | Incandescent |  | Standard A Lamp | 1 | 60 | 141632 | Bathroom | 0.09076%
14163 | 3 | 1 | 1 | Manual | 1 | Recessed - other | Compact Fluorescent |  | Flood | 1 | 19 | 141633 | Bathroom | 0.09076%
14163 | 3 | 1 | 2 | Manual | 1 | Recessed - other | Incandescent |  | Heat Lamp | 1 | 250 | 141633 | Bathroom | 0.09076%
14163 | 3 | 1 | 3 | Manual | 1 | Wall Mount | Compact Fluorescent |  | Twist | 5 | 13 | 141633 | Bathroom | 0.09076%
14163 | 3 | 2 | 1 | Manual | 1 | Recessed - other | Incandescent |  | Heat Lamp | 2 | 250 | 141633 | Bathroom | 0.09076%
14163 | 3 | 2 | 2 | Manual | 1 | Wall Mount | Compact Fluorescent |  | Twist | 3 | 13 | 141633 | Bathroom | 0.09076%
14163 | 3 | 3 | 1 | Manual | 1 | Ceiling Fixture | Compact Fluorescent |  | Twist | 2 | 13 | 141633 | Bathroom | 0.09076%
14163 | 3 | 3 | 2 | Manual | 1 | Table | Incandescent |  | Standard A Lamp | 1 | 60 | 141633 | Bathroom | 0.09076%
14163 | 3 | 4 | 1 | Manual | 1 | Ceiling Fixture | Compact Fluorescent |  | Twist | 2 | 13 | 141633 | Bathroom | 0.09076%
14163 | 3 | 5 | 1 | Manual | 1 | Ceiling Fan | Incandescent |  | Standard A Lamp | 1 | 60 | 141633 | Bathroom | 0.09076%
14163 | 3 | 6 | 1 | Manual | 2 | Chandelier (Hanging) | Compact Fluorescent |  | Twist | 2 | 13 | 141633 | Bathroom | 0.09076%
14163 | 3 | 7 | 1 | Manual | 1 | Other | Compact Fluorescent |  | Twist | 1 | 13 | 141633 | Bathroom | 0.09076%
14163 | 3 | 7 | 2 | Manual | 1 | Chandelier (Hanging) | Incandescent |  | Standard A Lamp | 5 | 40 | 141633 | Bathroom | 0.09076%
14163 | 3 | 7 | 3 | Manual | 2 | Ceiling Fixture | Incandescent |  | Standard A Lamp | 2 | 60 | 141633 | Bathroom | 0.09076%
14163 | 3 | 8 | 1 | Manual | 2 | Floor lamp | Incandescent |  | Standard A Lamp | 1 | 40 | 141633 | Bathroom | 0.09076%
14163 | 3 | 9 | 1 | Manual | 1 | Chandelier (Hanging) | Incandescent |  | Standard A Lamp | 1 | 60 | 141633 | Bathroom | 0.09076%
14240 | 1 | 1 | 1 | Manual | 1 | Wall Mount | Incandescent |  | Globe | 3 | 60 | 142401 | Bathroom | 0.3174%
14240 | 1 | 1 | 2 | Manual | 1 | Recessed - other | Incandescent |  | Reflector | 1 | 250 | 142401 | Bathroom | 0.3174%
14240 | 1 | 2 | 1 | Manual | 1 | Wall Mount | Incandescent |  | Globe | 4 | 60 | 142401 | Bathroom | 0.3174%
14240 | 1 | 2 | 2 | Manual | 1 | Recessed Can | Incandescent |  | Reflector | 1 | 250 | 142401 | Bathroom | 0.3174%
14240 | 1 | 3 | 1 | Manual | 2 | Ceiling Fixture | Incandescent |  | Standard A Lamp | 1 | 75 | 142401 | Bathroom | 0.3174%
14240 | 1 | 3 | 2 | Manual | 1 | Table | Incandescent |  | Standard A Lamp | 1 | 60 | 142401 | Bathroom | 0.3174%
14240 | 1 | 4 | 1 | Manual | 1 | Ceiling Fixture | Incandescent |  | Standard A Lamp | 1 | 75 | 142401 | Bathroom | 0.3174%
14240 | 1 | 5 | 1 | Manual | 1 | Ceiling Fixture | Incandescent |  | Standard A Lamp | 1 | 75 | 142401 | Bathroom | 0.3174%
14240 | 1 | 6 | 1 | Manual | 1 | Ceiling Fixture | Incandescent |  | Standard A Lamp | 1 | 60 | 142401 | Bathroom | 0.3174%
14240 | 1 | 6 | 2 | Manual | 1 | Recessed Can | Incandescent |  | Reflector | 1 | 65 | 142401 | Bathroom | 0.3174%
14240 | 1 | 7 | 1 | Manual | 1 | Ceiling Fan | Incandescent |  | Standard A Lamp | 1 | 60 | 142401 | Bathroom | 0.3174%
14240 | 1 | 7 | 2 | Manual | 2 | Recessed Can | Incandescent |  | Reflector | 1 | 65 | 142401 | Bathroom | 0.3174%
14240 | 1 | 7 | 3 | Manual | 1 | Floor lamp | Incandescent |  | Standard A Lamp | 1 | 60 | 142401 | Bathroom | 0.3174%
14240 | 1 | 8 | 1 | Manual | 1 | Garage door opener | Incandescent |  | Standard A Lamp | 2 | 60 | 142401 | Bathroom | 0.3174%
14240 | 1 | 8 | 2 | Manual | 1 | Ceiling Fixture | Incandescent |  | Standard A Lamp | 1 | 60 | 142401 | Bathroom | 0.3174%
14240 | 2 | 1 | 1 | Manual | 1 | Wall Mount | Incandescent |  | Globe | 4 | 40 | 142402 | Bathroom | 0.3174%
14240 | 2 | 1 | 2 | Manual | 1 | Recessed - other | Incandescent |  | Reflector | 1 | 250 | 142402 | Bathroom | 0.3174%
14240 | 2 | 2 | 1 | Manual | 1 | Wall Mount | Incandescent |  | Globe | 4 | 60 | 142402 | Bathroom | 0.3174%
14240 | 2 | 2 | 2 | Manual | 1 | Recessed - other | Incandescent |  | Reflector | 1 | 250 | 142402 | Bathroom | 0.3174%
14240 | 2 | 3 | 1 | Manual | 2 | Table | Incandescent |  | 3-Way Incandescent | 1 | 100 | 142402 | Bathroom | 0.3174%
14240 | 2 | 3 | 2 | Dimmer | 1 | Ceiling Fixture | Incandescent |  | Standard A Lamp | 1 | 55 | 142402 | Bathroom | 0.3174%
14240 | 2 | 4 | 1 | Dimmer | 1 | Ceiling Fixture | Incandescent |  | Standard A Lamp | 1 | 60 | 142402 | Bathroom | 0.3174%
14240 | 2 | 4 | 2 | Manual | 1 | Table | Compact Fluorescent |  | Twist | 1 | 10 | 142402 | Bathroom | 0.3174%
14240 | 2 | 5 | 1 | Manual | 1 | Ceiling Fixture | Incandescent |  | Standard A Lamp | 1 | 75 | 142402 | Bathroom | 0.3174%
14240 | 2 | 5 | 2 | Manual | 1 | Table | Incandescent |  | 3-Way Incandescent | 1 | 150 | 142402 | Bathroom | 0.3174%
14240 | 2 | 5 | 3 | Manual | 1 | Other | Halogen |  | PAR | 1 | 20 | 142402 | Bathroom | 0.3174%
14240 | 2 | 6 | 1 | Manual | 1 | Garage door opener | Incandescent |  | Standard A Lamp | 2 | 60 | 142402 | Bathroom | 0.3174%
14240 | 2 | 6 | 2 | Manual | 1 | Ceiling Fixture | Incandescent |  | Standard A Lamp | 1 | 60 | 142402 | Bathroom | 0.3174%
14240 | 2 | 7 | 1 | Dimmer | 1 | Ceiling Fixture | Incandescent |  | Standard A Lamp | 1 | 75 | 142402 | Bathroom | 0.3174%
14240 | 2 | 8 | 1 | Manual | 1 | Recessed Can | Compact Fluorescent |  | Reflector | 1 | 15 | 142402 | Bathroom | 0.3174%
14240 | 2 | 8 | 2 | Manual | 1 | Ceiling Fixture | Incandescent |  | Standard A Lamp | 3 | 75 | 142402 | Bathroom | 0.3174%
14240 | 2 | 9 | 1 | Manual | 1 | Ceiling Fixture | Incandescent |  | Standard A Lamp | 1 | 60 | 142402 | Bathroom | 0.3174%
14240 | 2 | 10 | 1 | Manual | 1 | Ceiling Fan | Incandescent |  | Standard A Lamp | 1 | 60 | 142402 | Bathroom | 0.3174%
14240 | 2 | 10 | 2 | Manual | 1 | Floor lamp | Incandescent |  | Standard A Lamp | 1 | 40 | 142402 | Bathroom | 0.3174%
14240 | 2 | 10 | 3 | Manual | 1 | Table | Incandescent |  | Standard A Lamp | 1 | 25 | 142402 | Bathroom | 0.3174%
14240 | 2 | 10 | 4 | Manual | 1 | Table | Incandescent |  | 3-Way Incandescent | 1 | 150 | 142402 | Bathroom | 0.3174%
14240 | 2 | 10 | 5 | Manual | 1 | Recessed Can | Incandescent |  | Reflector | 1 | 65 | 142402 | Bathroom | 0.3174%
14240 | 2 | 10 | 6 | Manual | 1 | Table | Incandescent |  | Decorative | 1 | 40 | 142402 | Bathroom | 0.3174%
14240 | 2 | 11 | 1 | Manual | 1 | Ceiling Fixture | Incandescent |  | Standard A Lamp | 1 | 75 | 142402 | Bathroom | 0.3174%
14258 | 1 | 1 | 1 | Manual | 1 | Wall Mount | Compact Fluorescent |  | Globe | 4 | 15 | 142581 | Bathroom | 0.3174%
14258 | 1 | 1 | 2 | Manual | 1 | Recessed - other | Incandescent |  | Heat Lamp | 1 | 250 | 142581 | Bathroom | 0.3174%
14258 | 1 | 2 | 1 | Manual | 1 | Wall Mount | Compact Fluorescent |  | Globe | 4 | 15 | 142581 | Bathroom | 0.3174%
14258 | 1 | 2 | 2 | Manual | 1 | Recessed - other | Incandescent |  | Heat Lamp | 1 | 250 | 142581 | Bathroom | 0.3174%
14258 | 1 | 3 | 1 | Manual | 1 | Ceiling Fixture | Compact Fluorescent |  | Twist | 2 | 15 | 142581 | Bathroom | 0.3174%
14258 | 1 | 4 | 1 | Manual | 1 | Ceiling Fixture | Compact Fluorescent |  | Twist | 1 | 15 | 142581 | Bathroom | 0.3174%
14258 | 1 | 5 | 1 | Manual | 1 | Chandelier (Hanging) | Incandescent |  | Standard A Lamp | 3 | 60 | 142581 | Bathroom | 0.3174%
14258 | 1 | 6 | 1 | Manual | 1 | Ceiling Fixture | Compact Fluorescent |  | Twist | 1 | 15 | 142581 | Bathroom | 0.3174%
14258 | 1 | 7 | 1 | Manual | 1 | Ceiling Fixture | Compact Fluorescent |  | Twist | 3 | 15 | 142581 | Bathroom | 0.3174%
14258 | 1 | 8 | 1 | Manual | 1 | Torchiere | Compact Fluorescent |  | Twist | 1 | 15 | 142581 | Bathroom | 0.3174%
14258 | 1 | 8 | 2 | Manual | 1 | Ceiling Fixture | Compact Fluorescent |  | Twist | 1 | 15 | 142581 | Bathroom | 0.3174%
14258 | 1 | 9 | 1 | Manual | 1 | Ceiling Fixture | Compact Fluorescent |  | Twist | 2 | 15 | 142581 | Bathroom | 0.3174%
14258 | 2 | 1 | 1 | Manual | 1 | Wall Mount | Incandescent |  | Globe | 4 | 40 | 142582 | Bathroom | 0.3174%
14258 | 2 | 2 | 1 | Manual | 1 | Ceiling Fixture | Incandescent |  | Standard A Lamp | 2 | 60 | 142582 | Bathroom | 0.3174%
14258 | 2 | 3 | 1 | Manual | 1 | Ceiling Fixture | Incandescent |  | Standard A Lamp | 1 | 60 | 142582 | Bathroom | 0.3174%
14258 | 2 | 4 | 1 | Manual | 1 | Chandelier (Hanging) | Incandescent |  | Decorative | 3 | 40 | 142582 | Bathroom | 0.3174%
14258 | 2 | 5 | 1 | Manual | 1 | Ceiling Fixture | Incandescent |  | Standard A Lamp | 1 | 60 | 142582 | Bathroom | 0.3174%
14258 | 2 | 6 | 1 | Manual | 1 | Ceiling Fixture | Compact Fluorescent |  | Twist | 3 | 15 | 142582 | Bathroom | 0.3174%
14258 | 2 | 7 | 1 | Manual | 2 | Floor lamp | Compact Fluorescent |  | Twist | 1 | 15 | 142582 | Bathroom | 0.3174%
14258 | 2 | 7 | 2 | Manual | 1 | Recessed Can | Incandescent |  | Reflector | 1 | 65 | 142582 | Bathroom | 0.3174%
14258 | 2 | 8 | 1 | Manual | 1 | Wall Mount | Incandescent |  | Globe | 4 | 40 | 142582 | Bathroom | 0.3174%
14258 | 2 | 9 | 1 | Manual | 1 | Ceiling Fixture | Incandescent |  | Standard A Lamp | 2 | 60 | 142582 | Bathroom | 0.3174%
14259 | 1 | 1 | 1 | Manual | 1 | Recessed - other | Incandescent |  | Heat Lamp | 1 | 250 | 142591 | Bathroom | 0.04824%
14259 | 1 | 1 | 2 | Manual | 1 | Wall Mount | Compact Fluorescent |  | Twist | 4 | 13 | 142591 | Bathroom | 0.04824%
14259 | 1 | 2 | 1 | Manual | 1 | Ceiling Fixture | Incandescent |  | Standard A Lamp | 3 | 60 | 142591 | Bathroom | 0.04824%
14259 | 1 | 2 | 2 | Manual | 1 | Table | Compact Fluorescent |  | Twist | 1 | 25 | 142591 | Bathroom | 0.04824%
14259 | 1 | 3 | 1 | Manual | 2 | Ceiling Fixture | Incandescent |  | Standard A Lamp | 2 | 60 | 142591 | Bathroom | 0.04824%
14259 | 1 | 4 | 1 | Manual | 2 | Ceiling Fixture | Incandescent |  | Standard A Lamp | 2 | 60 | 142591 | Bathroom | 0.04824%
14259 | 1 | 4 | 2 | Manual | 1 | Ceiling Fixture | Compact Fluorescent |  | Twist | 1 | 13 | 142591 | Bathroom | 0.04824%
14259 | 1 | 4 | 3 | Manual | 1 | Chandelier (Hanging) | Incandescent |  | Globe | 5 | 40 | 142591 | Bathroom | 0.04824%
14259 | 1 | 4 | 4 | Manual | 1 | Table | Linear Fluorescent | 1.5 | T-4 | 2 | 15 | 142591 | Bathroom | 0.04824%
14259 | 1 | 4 | 5 | Manual | 1 | Other | Incandescent |  | Standard A Lamp | 1 | 52 | 142591 | Bathroom | 0.04824%
14259 | 1 | 4 | 6 | Manual | 2 | Table | Compact Fluorescent |  | Twist | 1 | 14 | 142591 | Bathroom | 0.04824%
14259 | 2 | 1 | 1 | Manual | 1 | Recessed - other | Incandescent |  | Heat Lamp | 1 | 250 | 142592 | Bathroom | 0.04824%
14259 | 2 | 1 | 2 | Manual | 1 | Wall Mount | Incandescent |  | Standard A Lamp | 4 | 40 | 142592 | Bathroom | 0.04824%
14259 | 2 | 1 | 3 | Manual | 1 | Recessed - other | Incandescent |  | Heat Lamp | 1 | 125 | 142592 | Bathroom | 0.04824%
14259 | 2 | 2 | 1 | Manual | 1 | Recessed - other | Incandescent |  | Heat Lamp | 1 | 250 | 142592 | Bathroom | 0.04824%
14259 | 2 | 2 | 2 | Manual | 1 | Wall Mount | Incandescent |  | Standard A Lamp | 4 | 40 | 142592 | Bathroom | 0.04824%
14259 | 2 | 3 | 1 | Manual | 1 | Floor lamp | Incandescent |  | Standard A Lamp | 2 | 60 | 142592 | Bathroom | 0.04824%
14259 | 2 | 3 | 2 | Manual | 1 | Table | Incandescent |  | Standard A Lamp | 1 | 40 | 142592 | Bathroom | 0.04824%
14259 | 2 | 4 | 1 | Manual | 1 | Chandelier (Hanging) | Incandescent |  | Decorative | 3 | 40 | 142592 | Bathroom | 0.04824%
14259 | 2 | 4 | 2 | Manual | 1 | Floor lamp | Compact Fluorescent |  | Pin base | 1 | 27 | 142592 | Bathroom | 0.04824%
14259 | 2 | 5 | 1 | Manual | 1 | Ceiling Fixture | Incandescent |  | Standard A Lamp | 2 | 60 | 142592 | Bathroom | 0.04824%
14259 | 2 | 6 | 1 | Manual | 1 | Ceiling Fixture | Incandescent |  | Standard A Lamp | 2 | 60 | 142592 | Bathroom | 0.04824%
14259 | 2 | 8 | 1 | Manual | 2 | Ceiling Fixture | Incandescent |  | Standard A Lamp | 3 | 60 | 142592 | Bathroom | 0.04824%
14259 | 2 | 8 | 2 | Manual | 1 | Ceiling Fixture | Incandescent |  | Standard A Lamp | 2 | 60 | 142592 | Bathroom | 0.04824%
14259 | 2 | 8 | 3 | Manual | 1 | Floor lamp | Compact Fluorescent |  | Pin base | 1 | 27 | 142592 | Bathroom | 0.04824%
14259 | 3 | 1 | 1 | Manual | 1 | Recessed - other | Incandescent |  | Heat Lamp | 1 | 250 | 142593 | Bathroom | 0.04824%
14259 | 3 | 1 | 2 | Manual | 1 | Wall Mount | Incandescent |  | Globe | 4 | 60 | 142593 | Bathroom | 0.04824%
14259 | 3 | 2 | 1 | Manual | 1 | Recessed - other | Incandescent |  | Heat Lamp | 1 | 250 | 142593 | Bathroom | 0.04824%
14259 | 3 | 2 | 2 | Manual | 1 | Wall Mount | Incandescent |  | Decorative | 4 | 60 | 142593 | Bathroom | 0.04824%
14259 | 3 | 3 | 1 | Manual | 1 | Ceiling Fixture | Incandescent |  | Standard A Lamp | 2 | 60 | 142593 | Bathroom | 0.04824%
14259 | 3 | 3 | 2 | Manual | 1 | Table | Incandescent |  | Standard A Lamp | 1 | 30 | 142593 | Bathroom | 0.04824%
14259 | 3 | 4 | 1 | Manual | 1 | Ceiling Fixture | Incandescent |  | Standard A Lamp | 3 | 60 | 142593 | Bathroom | 0.04824%
14259 | 3 | 5 | 1 | Dimmer | 2 | Ceiling Fixture | Incandescent |  | Standard A Lamp | 2 | 60 | 142593 | Bathroom | 0.04824%
14259 | 3 | 5 | 2 | Manual | 1 | Recessed Can | Incandescent |  | Reflector | 1 | 65 | 142593 | Bathroom | 0.04824%
14259 | 3 | 5 | 3 | Manual | 1 | Chandelier (Hanging) | Incandescent |  | Decorative | 8 | 40 | 142593 | Bathroom | 0.04824%
14259 | 3 | 5 | 4 | Manual | 2 | Floor lamp | Incandescent |  | Standard A Lamp | 1 | 67 | 142593 | Bathroom | 0.04824%
14259 | 3 | 5 | 5 | Manual | 1 | Other | Incandescent |  | Standard A Lamp | 1 | 56 | 142593 | Bathroom | 0.04824%
14346 | 1 | 1 | 1 | Manual | 1 | Wall Mount | Compact Fluorescent |  | Twist | 2 | 15 | 143461 | Bathroom | 0.3174%
14346 | 1 | 2 | 1 | Manual | 2 | Table | Compact Fluorescent |  | Twist | 2 | 15 | 143461 | Bathroom | 0.3174%
14346 | 1 | 3 | 1 | Manual | 1 | Chandelier (Hanging) | Incandescent |  | Standard A Lamp | 3 | 40 | 143461 | Bathroom | 0.3174%
14346 | 1 | 4 | 1 | Manual | 1 | Ceiling Fixture | Compact Fluorescent |  | Twist | 1 | 15 | 143461 | Bathroom | 0.3174%
14346 | 1 | 5 | 1 | Manual | 1 | Ceiling Fixture | Compact Fluorescent |  | Twist | 1 | 15 | 143461 | Bathroom | 0.3174%
14346 | 1 | 6 | 1 | Manual | 1 | Chandelier (Hanging) | Incandescent |  | Decorative | 5 | 25 | 143461 | Bathroom | 0.3174%
14346 | 2 | 1 | 1 | Manual | 1 | Wall Mount | Compact Fluorescent |  | Twist | 4 | 15 | 143462 | Bathroom | 0.3174%
14346 | 2 | 2 | 1 | Manual | 1 | Ceiling Fixture | Compact Fluorescent |  | Twist | 2 | 15 | 143462 | Bathroom | 0.3174%
14346 | 2 | 3 | 1 | Manual | 1 | Ceiling Fixture | Incandescent |  | Standard A Lamp | 3 | 60 | 143462 | Bathroom | 0.3174%
14346 | 2 | 4 | 1 | Manual | 1 | Ceiling Fixture | Compact Fluorescent |  | Twist | 1 | 15 | 143462 | Bathroom | 0.3174%
14346 | 2 | 5 | 1 | Manual | 1 | Ceiling Fixture | Compact Fluorescent |  | Twist | 1 | 15 | 143462 | Bathroom | 0.3174%
14346 | 2 | 6 | 1 | Manual | 1 | Chandelier (Hanging) | Incandescent |  | Standard A Lamp | 1 | 75 | 143462 | Bathroom | 0.3174%
14507 | 1 | 1 | 1 | Manual | 1 | Wall Mount | Incandescent |  | Globe | 3 | 40 | 145071 | Bathroom | 0.09076%
14507 | 1 | 1 | 2 | Manual | 1 | Recessed Can | Incandescent |  | Reflector | 1 | 250 | 145071 | Bathroom | 0.09076%
14507 | 1 | 2 | 1 | Manual | 1 | Wall Mount | Incandescent |  | Standard A Lamp | 4 | 100 | 145071 | Bathroom | 0.09076%
14507 | 1 | 2 | 2 | Manual | 1 | Recessed Can | Incandescent |  | Reflector | 1 | 150 | 145071 | Bathroom | 0.09076%
14507 | 1 | 2 | 3 | Manual | 1 | Recessed Can | Incandescent |  | Heat Lamp | 1 | 250 | 145071 | Bathroom | 0.09076%
14507 | 1 | 3 | 1 | Manual | 2 | Recessed Can | Incandescent |  | Standard A Lamp | 1 | 100 | 145071 | Bathroom | 0.09076%
14507 | 1 | 4 | 1 | Manual | 1 | Recessed Can | Incandescent |  | Standard A Lamp | 1 | 100 | 145071 | Bathroom | 0.09076%
14507 | 1 | 4 | 2 | Manual | 1 | Floor lamp | Incandescent |  | Mini base | 5 | 40 | 145071 | Bathroom | 0.09076%
14507 | 1 | 4 | 3 | Manual | 1 | Table | Compact Fluorescent |  | Twist | 1 | 22 | 145071 | Bathroom | 0.09076%
14507 | 1 | 5 | 1 | Manual | 2 | Ceiling Fixture | Incandescent |  | Standard A Lamp | 1 | 60 | 145071 | Bathroom | 0.09076%
14507 | 1 | 5 | 2 | Manual | 1 | Ceiling Fixture | Incandescent |  | Clear | 1 | 60 | 145071 | Bathroom | 0.09076%
14507 | 1 | 5 | 3 | Manual | 1 | Chandelier (Hanging) | Compact Fluorescent |  | Twist | 1 | 22 | 145071 | Bathroom | 0.09076%
14507 | 1 | 6 | 1 | Manual | 3 | Ceiling Fixture | Compact Fluorescent |  | Straight Tube | 2 | 15 | 145071 | Bathroom | 0.09076%
14507 | 1 | 6 | 2 | Manual | 1 | Other | Incandescent |  | Standard A Lamp | 2 | 100 | 145071 | Bathroom | 0.09076%
14507 | 1 | 7 | 1 | Manual | 1 | Ceiling Fixture | Incandescent |  | Standard A Lamp | 1 | 75 | 145071 | Bathroom | 0.09076%
14507 | 1 | 8 | 1 | Manual | 1 | Ceiling Fixture | Incandescent |  | Standard A Lamp | 1 | 100 | 145071 | Bathroom | 0.09076%
14507 | 1 | 8 | 2 | Manual | 1 | Floor lamp | Compact Fluorescent |  | Twist | 2 | 23 | 145071 | Bathroom | 0.09076%
14507 | 1 | 8 | 3 | Manual | 2 | Floor lamp | Compact Fluorescent |  | Twist | 1 | 22 | 145071 | Bathroom | 0.09076%
14507 | 1 | 8 | 4 | Manual | 1 | Table | Incandescent |  | 3-Way Incandescent | 1 | 150 | 145071 | Bathroom | 0.09076%
14507 | 1 | 9 | 1 | Manual | 2 | Ceiling Fixture | Incandescent |  | Standard A Lamp | 1 | 60 | 145071 | Bathroom | 0.09076%
14507 | 1 | 9 | 2 | Manual | 1 | Wall Mount | Incandescent |  | Clear | 4 | 40 | 145071 | Bathroom | 0.09076%
14507 | 1 | 9 | 3 | Manual | 1 | Recessed Can | Incandescent |  | Heat Lamp | 1 | 250 | 145071 | Bathroom | 0.09076%
14507 | 1 | 9 | 4 | Manual | 1 | Recessed Can | Incandescent |  | Reflector | 1 | 150 | 145071 | Bathroom | 0.09076%
14507 | 1 | 10 | 1 | Manual | 1 | Ceiling Fixture | Incandescent |  | Standard A Lamp | 1 | 60 | 145071 | Bathroom | 0.09076%
14507 | 1 | 10 | 2 | Manual | 1 | Floor lamp | Incandescent |  | 3-Way Incandescent | 1 | 150 | 145071 | Bathroom | 0.09076%
14507 | 1 | 10 | 3 | Manual | 1 | Table | Incandescent |  | Standard A Lamp | 1 | 60 | 145071 | Bathroom | 0.09076%
14507 | 2 | 1 | 1 | Manual | 1 | Wall Mount | Incandescent |  | Standard A Lamp | 4 | 100 | 145072 | Bathroom | 0.09076%
14507 | 2 | 1 | 2 | Manual | 1 | Other | Incandescent |  | Heat Lamp | 2 | 250 | 145072 | Bathroom | 0.09076%
14507 | 2 | 2 | 1 | Manual | 2 | Recessed Can | Incandescent |  | Standard A Lamp | 1 | 65 | 145072 | Bathroom | 0.09076%
14507 | 2 | 2 | 2 | Manual | 1 | Floor lamp | Incandescent |  | Standard A Lamp | 1 | 100 | 145072 | Bathroom | 0.09076%
14507 | 2 | 3 | 1 | Manual | 2 | Recessed Can | Incandescent |  | Reflector | 1 | 65 | 145072 | Bathroom | 0.09076%
14507 | 2 | 3 | 2 | Manual | 1 | Table | Incandescent |  | Standard A Lamp | 1 | 75 | 145072 | Bathroom | 0.09076%
14507 | 2 | 4 | 1 | Manual | 2 | Ceiling Fixture | Incandescent |  | Standard A Lamp | 1 | 75 | 145072 | Bathroom | 0.09076%
14507 | 2 | 5 | 1 | Manual | 1 | Ceiling Fixture | Incandescent |  | Standard A Lamp | 1 | 60 | 145072 | Bathroom | 0.09076%
14507 | 2 | 5 | 2 | Manual | 1 | Ceiling Fixture | Incandescent |  | Standard A Lamp | 2 | 75 | 145072 | Bathroom | 0.09076%
14507 | 2 | 5 | 3 | Manual | 1 | Other | Compact Fluorescent |  | Twist | 1 | 22 | 145072 | Bathroom | 0.09076%
14507 | 2 | 6 | 1 | Dimmer | 1 | Chandelier (Hanging) | Incandescent |  | Decorative | 5 | 60 | 145072 | Bathroom | 0.09076%
14507 | 3 | 1 | 1 | Manual | 1 | Wall Mount | Incandescent |  | Standard A Lamp | 4 | 75 | 145073 | Bathroom | 0.09076%
14507 | 3 | 1 | 2 | Manual | 1 | Recessed Can | Incandescent |  | Reflector | 1 | 150 | 145073 | Bathroom | 0.09076%
14507 | 3 | 1 | 3 | Manual | 1 | Recessed Can | Incandescent |  | Heat Lamp | 1 | 5 | 145073 | Bathroom | 0.09076%
14507 | 3 | 2 | 1 | Manual | 2 | Recessed Can | Incandescent |  | Standard A Lamp | 1 | 75 | 145073 | Bathroom | 0.09076%
14507 | 3 | 2 | 2 | Manual | 2 | Table | Incandescent |  | Mini base | 3 | 40 | 145073 | Bathroom | 0.09076%
14507 | 3 | 3 | 1 | Manual | 2 | Recessed Can | Incandescent |  | Reflector | 1 | 65 | 145073 | Bathroom | 0.09076%
14507 | 3 | 3 | 2 | Manual | 1 | Table | Incandescent |  | Standard A Lamp | 1 | 60 | 145073 | Bathroom | 0.09076%
14507 | 3 | 4 | 1 | Manual | 3 | Ceiling Fixture | Incandescent |  | Standard A Lamp | 1 | 100 | 145073 | Bathroom | 0.09076%
14507 | 3 | 5 | 1 | Manual | 1 | Ceiling Fixture | Incandescent |  | Standard A Lamp | 1 | 40 | 145073 | Bathroom | 0.09076%
14507 | 3 | 5 | 2 | Manual | 1 | Other | Compact Fluorescent |  | Twist | 1 | 15 | 145073 | Bathroom | 0.09076%
14507 | 3 | 5 | 3 | Manual | 1 | Ceiling Fixture | Incandescent |  | Standard A Lamp | 1 | 60 | 145073 | Bathroom | 0.09076%
14507 | 3 | 6 | 1 | Manual | 1 | Chandelier (Hanging) | Incandescent |  | Mini base | 8 | 40 | 145073 | Bathroom | 0.09076%
14507 | 3 | 6 | 2 | Manual | 1 | Chandelier (Hanging) | Compact Fluorescent |  | Twist | 1 | 15 | 145073 | Bathroom | 0.09076%
14507 | 3 | 6 | 3 | Manual | 1 | Floor lamp | Incandescent |  | Standard A Lamp | 2 | 100 | 145073 | Bathroom | 0.09076%
14507 | 3 | 6 | 4 | Manual | 1 | Chandelier (Hanging) | Compact Fluorescent |  | Twist | 1 | 15 | 145073 | Bathroom | 0.09076%
14507 | 3 | 6 | 5 | Manual | 1 | Floor lamp | Incandescent |  | Mini base | 3 | 40 | 145073 | Bathroom | 0.09076%
14613 | 1 | 1 | 1 | Manual | 1 | Wall Mount | Compact Fluorescent |  | Globe | 5 | 15 | 146131 | Bathroom | 0.1185%
14613 | 1 | 1 | 2 | Manual | 1 | Ceiling Fixture | Incandescent |  | Reflector | 1 | 250 | 146131 | Bathroom | 0.1185%
14613 | 1 | 1 | 3 | Manual | 1 | Recessed Can | Incandescent |  | Reflector | 1 | 65 | 146131 | Bathroom | 0.1185%
14613 | 1 | 2 | 1 | Manual | 1 | Ceiling Fixture | Compact Fluorescent |  | Twist | 2 | 23 | 146131 | Bathroom | 0.1185%
14613 | 1 | 2 | 2 | Manual | 1 | Table | Incandescent |  | Standard A Lamp | 1 | 60 | 146131 | Bathroom | 0.1185%
14613 | 1 | 3 | 1 | Manual | 1 | Ceiling Fixture | Compact Fluorescent |  | Twist | 2 | 23 | 146131 | Bathroom | 0.1185%
14613 | 1 | 3 | 2 | Manual | 1 | Table | Incandescent |  | Standard A Lamp | 1 | 60 | 146131 | Bathroom | 0.1185%
14613 | 1 | 3 | 3 | Manual | 1 | Table | Halogen |  | Other | 1 | 20 | 146131 | Bathroom | 0.1185%
14613 | 1 | 4 | 1 | Manual | 3 | Recessed Can | Compact Fluorescent |  | Reflector | 1 | 15 | 146131 | Bathroom | 0.1185%
14613 | 1 | 5 | 1 | Manual | 1 | Ceiling Fixture | Incandescent |  | Globe | 1 | 100 | 146131 | Bathroom | 0.1185%
14613 | 1 | 5 | 2 | Manual | 2 | Floor lamp | Incandescent |  | 3-Way Incandescent | 1 | 100 | 146131 | Bathroom | 0.1185%
14613 | 1 | 5 | 3 | Manual | 1 | Table | Incandescent |  | Standard A Lamp | 1 | 57 | 146131 | Bathroom | 0.1185%
14613 | 1 | 5 | 4 | Manual | 1 | Floor lamp | Incandescent |  | Standard A Lamp | 2 | 60 | 146131 | Bathroom | 0.1185%
14613 | 1 | 5 | 5 | Manual | 1 | Table | Incandescent |  | 3-Way Incandescent | 1 | 100 | 146131 | Bathroom | 0.1185%
14613 | 1 | 5 | 6 | Manual | 1 | Floor lamp | Incandescent |  | Standard A Lamp | 1 | 60 | 146131 | Bathroom | 0.1185%
14613 | 1 | 5 | 7 | Manual | 1 | Recessed Can | Compact Fluorescent |  | Reflector | 1 | 15 | 146131 | Bathroom | 0.1185%
14613 | 1 | 5 | 8 | Manual | 1 | Ceiling Fixture | Linear Fluorescent | 4 | T-12 | 2 | 40 | 146131 | Bathroom | 0.1185%
14613 | 1 | 5 | 9 | Manual | 1 | Wall Mount | Incandescent |  | Standard A Lamp | 1 | 40 | 146131 | Bathroom | 0.1185%
14613 | 2 | 1 | 1 | Manual | 1 | Wall Mount | Incandescent |  | Globe | 5 | 60 | 146132 | Bathroom | 0.1185%
14613 | 2 | 1 | 2 | Manual | 1 | Ceiling Fixture | Incandescent |  | Reflector | 1 | 250 | 146132 | Bathroom | 0.1185%
14613 | 2 | 1 | 3 | Manual | 1 | Recessed Can | Incandescent |  | Reflector | 1 | 65 | 146132 | Bathroom | 0.1185%
14613 | 2 | 2 | 1 | Manual | 1 | Ceiling Fixture | Incandescent |  | Decorative | 4 | 40 | 146132 | Bathroom | 0.1185%
14613 | 2 | 2 | 2 | Manual | 1 | Table | Incandescent |  | Decorative | 1 | 60 | 146132 | Bathroom | 0.1185%
14613 | 2 | 3 | 1 | Manual | 1 | Ceiling Fixture | Incandescent |  | Standard A Lamp | 2 | 60 | 146132 | Bathroom | 0.1185%
14613 | 2 | 3 | 2 | Manual | 1 | Table | Incandescent |  | Standard A Lamp | 1 | 75 | 146132 | Bathroom | 0.1185%
14613 | 2 | 4 | 1 | Manual | 3 | Recessed Can | Incandescent |  | Reflector | 1 | 65 | 146132 | Bathroom | 0.1185%
14613 | 2 | 5 | 1 | Manual | 1 | Ceiling Fixture | Compact Fluorescent |  | Twist | 1 | 26 | 146132 | Bathroom | 0.1185%
14613 | 2 | 5 | 2 | Manual | 1 | Floor lamp | Compact Fluorescent |  | Twist | 1 | 26 | 146132 | Bathroom | 0.1185%
14613 | 2 | 5 | 3 | Manual | 1 | Ceiling Fixture | Linear Fluorescent | 4 | T-12 | 2 | 40 | 146132 | Bathroom | 0.1185%
14613 | 2 | 5 | 4 | Manual | 1 | Wall Mount | Incandescent |  | Standard A Lamp | 1 | 60 | 146132 | Bathroom | 0.1185%
14613 | 2 | 5 | 5 | Manual | 1 | Recessed Can | Incandescent |  | Reflector | 1 | 65 | 146132 | Bathroom | 0.1185%
14613 | 2 | 5 | 6 | Manual | 1 | Table | Compact Fluorescent |  | Twist | 1 | 26 | 146132 | Bathroom | 0.1185%
14614 | 1 | 1 | 1 | Manual | 1 | Wall Mount | Linear Fluorescent | 2 | T-8 | 2 | 17 | 146141 | Bathroom | 0.2116%
14614 | 1 | 2 | 1 | Manual | 1 | Floor lamp | Incandescent |  | Standard A Lamp | 1 | 40 | 146141 | Bathroom | 0.2116%
14614 | 1 | 2 | 2 | Manual | 1 | Table | Incandescent |  | Mini base | 1 | 40 | 146141 | Bathroom | 0.2116%
14614 | 1 | 3 | 1 | Manual | 1 | Wall Mount | Linear Fluorescent | 2 | T-8 | 2 | 16 | 146141 | Bathroom | 0.2116%
14614 | 1 | 3 | 2 | Manual | 1 | Ceiling Fixture | Linear Fluorescent | 4 | T-8 | 2 | 32 | 146141 | Bathroom | 0.2116%
14614 | 1 | 4 | 1 | Manual | 1 | Ceiling Fan | Incandescent |  | Standard A Lamp | 1 | 60 | 146141 | Bathroom | 0.2116%
14614 | 1 | 4 | 2 | Manual | 2 | Table | Incandescent |  | Standard A Lamp | 1 | 60 | 146141 | Bathroom | 0.2116%
14614 | 2 | 1 | 1 | Manual | 1 | Wall Mount | Linear Fluorescent | 2 | T-8 | 2 | 17 | 146142 | Bathroom | 0.2116%
14614 | 2 | 2 | 1 | Manual | 2 | Table | Incandescent |  | 3-Way Incandescent | 1 | 150 | 146142 | Bathroom | 0.2116%
14614 | 2 | 3 | 1 | Manual | 1 | Wall Mount | Linear Fluorescent | 2 | T-8 | 2 | 16 | 146142 | Bathroom | 0.2116%
14614 | 2 | 3 | 2 | Manual | 1 | Ceiling Fixture | Linear Fluorescent | 4 | T-8 | 2 | 32 | 146142 | Bathroom | 0.2116%
14614 | 2 | 3 | 3 | Manual | 2 | Other | Incandescent |  | Decorative | 1 | 8 | 146142 | Bathroom | 0.2116%
14614 | 2 | 3 | 4 | Manual | 1 | Other | Incandescent |  | Standard A Lamp | 1 | 75 | 146142 | Bathroom | 0.2116%
14614 | 2 | 4 | 1 | Manual | 1 | Ceiling Fan | Compact Fluorescent |  | Twist | 1 | 23 | 146142 | Bathroom | 0.2116%
14614 | 2 | 4 | 2 | Manual | 1 | Floor lamp | Incandescent |  | 3-Way Incandescent | 1 | 150 | 146142 | Bathroom | 0.2116%
14614 | 2 | 4 | 3 | Manual | 2 | Table | Incandescent |  | 3-Way Incandescent | 1 | 100 | 146142 | Bathroom | 0.2116%
14614 | 3 | 1 | 1 | Manual | 1 | Wall Mount | Linear Fluorescent | 2 | T-8 | 2 | 17 | 146143 | Bedroom | 0.2116%
14614 | 3 | 2 | 1 | Manual | 1 | Table | Incandescent |  | 3-Way Incandescent | 1 | 100 | 146143 | Bedroom | 0.2116%
14614 | 3 | 3 | 1 | Manual | 1 | Ceiling Fan | Incandescent |  | Standard A Lamp | 1 | 60 | 146143 | Bedroom | 0.2116%
14614 | 3 | 3 | 2 | Manual | 1 | Table | Incandescent |  | Standard A Lamp | 0 |  | 146143 | Bedroom | 0.2116%
14614 | 3 | 4 | 1 | Manual | 1 | Ceiling Fixture | Linear Fluorescent | 4 | T-8 | 2 | 32 | 146143 | Bedroom | 0.2116%
14614 | 3 | 4 | 2 | Manual | 1 | Wall Mount | Linear Fluorescent | 2 | T-8 | 2 | 16 | 146143 | Bedroom | 0.2116%
20021 | 1 | 1 | 1 | Manual | 1 | Wall Mount | Incandescent |  | Standard A Lamp | 3 | 60 | 200211 | Bathroom | 0.3323%
20021 | 1 | 2 | 1 | Manual | 1 | Wall Mount | Compact Fluorescent |  | Twist | 2 | 15 | 200211 | Bathroom | 0.3323%
20021 | 1 | 2 | 2 | Manual | 1 | Table | Incandescent |  | Standard A Lamp | 1 | 75 | 200211 | Bathroom | 0.3323%
20021 | 1 | 3 | 1 | Manual | 2 | Ceiling Fixture | Compact Fluorescent |  | Twist | 2 | 15 | 200211 | Bathroom | 0.3323%
20021 | 1 | 3 | 2 | Manual | 1 | Wall Mount | Incandescent |  | Standard A Lamp | 1 | 40 | 200211 | Bathroom | 0.3323%
20021 | 1 | 4 | 1 | Manual | 1 | Ceiling Fixture | Compact Fluorescent |  | Twist | 2 | 15 | 200211 | Bathroom | 0.3323%
20021 | 1 | 4 | 2 | Manual | 2 | Table | Compact Fluorescent |  | Twist | 1 | 15 | 200211 | Bathroom | 0.3323%
20021 | 2 | 1 | 1 | Manual | 1 | Wall Mount | Compact Fluorescent |  | Twist | 4 | 15 | 200212 | Bathroom | 0.3323%
20021 | 2 | 2 | 1 | Manual | 1 | Wall Mount | Compact Fluorescent |  | Twist | 2 | 15 | 200212 | Bathroom | 0.3323%
20021 | 2 | 3 | 1 | Manual | 1 | Chandelier (Hanging) | Incandescent |  | Standard A Lamp | 5 | 25 | 200212 | Bathroom | 0.3323%
20021 | 2 | 3 | 2 | Manual | 1 | Ceiling Fixture | Linear Fluorescent | 1.5 | T-12 | 1 | 15 | 200212 | Bathroom | 0.3323%
20021 | 2 | 3 | 3 | Manual | 1 | Ceiling Fixture | Compact Fluorescent |  | Twist | 2 | 15 | 200212 | Bathroom | 0.3323%
20021 | 2 | 3 | 4 | Manual | 1 | Wall Mount | Compact Fluorescent |  | Twist | 1 | 15 | 200212 | Bathroom | 0.3323%
20021 | 2 | 4 | 1 | Manual | 2 | Floor lamp | Compact Fluorescent |  | Twist | 1 | 22 | 200212 | Bathroom | 0.3323%
20021 | 2 | 4 | 2 | Manual | 1 | Floor lamp | Incandescent |  | Standard A Lamp | 1 | 60 | 200212 | Bathroom | 0.3323%
20021 | 2 | 4 | 3 | Manual | 1 | Ceiling Fixture | Incandescent |  | Standard A Lamp | 1 | 60 | 200212 | Bathroom | 0.3323%
20021 | 2 | 4 | 4 | Manual | 1 | Ceiling Fixture | Compact Fluorescent |  | Twist | 1 | 15 | 200212 | Bathroom | 0.3323%
20021 | 3 | 1 | 1 | Manual | 1 | Wall Mount | Incandescent |  | Standard A Lamp | 4 | 60 | 200213 | Bathroom | 0.3323%
20021 | 3 | 2 | 1 | Manual | 1 | Ceiling Fixture | Incandescent |  | Standard A Lamp | 2 | 60 | 200213 | Bathroom | 0.3323%
20021 | 3 | 2 | 2 | Manual | 1 | Wall Mount | Incandescent |  | Standard A Lamp | 1 | 60 | 200213 | Bathroom | 0.3323%
20021 | 3 | 3 | 1 | Manual | 2 | Ceiling Fixture | Incandescent |  | Standard A Lamp | 2 | 60 | 200213 | Bathroom | 0.3323%
20021 | 3 | 4 | 1 | Manual | 1 | Floor lamp | Incandescent |  | Standard A Lamp | 1 | 40 | 200213 | Bathroom | 0.3323%
20021 | 3 | 4 | 2 | Manual | 1 | Wall Mount | Compact Fluorescent |  | Twist | 2 | 15 | 200213 | Bathroom | 0.3323%
20101 | 1 | 1 | 1 | Manual | 1 | Ceiling Fixture | Incandescent |  | Clear | 3 | 60 | 201011 | Other | 0.3323%
20101 | 1 | 1 | 2 | Manual | 1 | Wall Mount | Linear Fluorescent | 3 | T-8 | 1 | 30 | 201011 | Other | 0.3323%
20101 | 1 | 1 | 3 | Manual | 1 | Ceiling Fixture | Incandescent |  | Clear | 2 | 75 | 201011 | Other | 0.3323%
20101 | 1 | 1 | 4 | Manual | 1 | Ceiling Fixture | Linear Fluorescent | 4 | T-12 | 2 | 40 | 201011 | Other | 0.3323%
20101 | 1 | 1 | 5 | Manual | 3 | Table | Incandescent |  | Clear | 1 | 75 | 201011 | Other | 0.3323%
20101 | 1 | 1 | 6 | Manual | 1 | Table | Incandescent |  | Clear | 2 | 75 | 201011 | Other | 0.3323%
20101 | 2 | 1 | 1 | Manual | 1 | Ceiling Fixture | Incandescent |  | Clear | 2 | 52 | 201012 | Other | 0.3323%
20101 | 2 | 1 | 2 | Manual | 1 | Wall Mount | Linear Fluorescent | 3 | T-8 | 1 | 30 | 201012 | Other | 0.3323%
20101 | 3 | 1 | 1 | Manual | 1 | Ceiling Fixture | Incandescent |  | Clear | 1 | 40 | 201013 | Master Bedroom | 0.3323%
20101 | 3 | 1 | 2 | Manual | 1 | Table | Incandescent |  | Clear | 1 | 75 | 201013 | Master Bedroom | 0.3323%
20101 | 3 | 2 | 1 | Manual | 1 | Wall Mount | Linear Fluorescent | 3 | T-8 | 1 | 30 | 201013 | Master Bedroom | 0.3323%
20101 | 3 | 2 | 2 | Manual | 1 | Ceiling Fixture | Incandescent |  | Clear | 2 | 40 | 201013 | Master Bedroom | 0.3323%
20119 | 1 | 1 | 1 | Manual | 1 | Wall Mount | Compact Fluorescent |  | Pin base | 2 | 13 | 201191 | Bathroom | 0.3323%
20119 | 1 | 1 | 2 | Manual | 1 | Ceiling Fixture | Compact Fluorescent |  | Pin base | 2 | 13 | 201191 | Bathroom | 0.3323%
20119 | 1 | 2 | 1 | Manual | 1 | Ceiling Fixture | Compact Fluorescent |  | Pin base | 2 | 13 | 201191 | Bathroom | 0.3323%
20119 | 1 | 3 | 1 | Manual | 1 | Ceiling Fixture | Linear Fluorescent | 4 | T-8 | 2 | 32 | 201191 | Bathroom | 0.3323%
20119 | 1 | 3 | 2 | Manual | 2 | Ceiling Fixture | Compact Fluorescent |  | Pin base | 2 | 13 | 201191 | Bathroom | 0.3323%
20119 | 1 | 3 | 3 | Manual | 1 | Wall Mount | Incandescent |  | Standard A Lamp | 1 | 60 | 201191 | Bathroom | 0.3323%
20119 | 1 | 3 | 4 | Manual | 1 | Wall Mount | Compact Fluorescent |  | Pin base | 2 | 13 | 201191 | Bathroom | 0.3323%
20119 | 1 | 3 | 5 | Manual | 1 | Table | Compact Fluorescent |  | Twist | 1 | 26 | 201191 | Bathroom | 0.3323%
20119 | 2 | 1 | 1 | Manual | 1 | Wall Mount | Compact Fluorescent |  | Pin base | 2 | 13 | 201192 | Bathroom | 0.3323%
20119 | 2 | 1 | 2 | Manual | 1 | Ceiling Fixture | Compact Fluorescent |  | Pin base | 2 | 13 | 201192 | Bathroom | 0.3323%
20119 | 2 | 2 | 1 | Manual | 1 | Ceiling Fixture | Compact Fluorescent |  | Pin base | 2 | 13 | 201192 | Bathroom | 0.3323%
20119 | 2 | 2 | 2 | Other | 1 | Table | Incandescent |  | Decorative | 3 | 5 | 201192 | Bathroom | 0.3323%
20119 | 2 | 3 | 1 | Manual | 1 | Ceiling Fixture | Linear Fluorescent | 4 | T-12 | 2 | 40 | 201192 | Bathroom | 0.3323%
20119 | 2 | 3 | 2 | Manual | 2 | Ceiling Fixture | Compact Fluorescent |  | Pin base | 2 | 13 | 201192 | Bathroom | 0.3323%
20119 | 2 | 3 | 3 | Manual | 1 | Wall Mount | Compact Fluorescent |  | Twist | 1 | 26 | 201192 | Bathroom | 0.3323%
20119 | 2 | 3 | 4 | Manual | 1 | Wall Mount | Compact Fluorescent |  | Pin base | 2 | 13 | 201192 | Bathroom | 0.3323%
20119 | 2 | 3 | 5 | Manual | 1 | Table | Compact Fluorescent |  | Twist | 1 | 26 | 201192 | Bathroom | 0.3323%
20119 | 3 | 1 | 1 | Manual | 1 | Wall Mount | Compact Fluorescent |  | Pin base | 2 | 13 | 201193 | Bathroom | 0.3323%
20119 | 3 | 1 | 2 | Manual | 1 | Ceiling Fixture | Compact Fluorescent |  | Pin base | 2 | 13 | 201193 | Bathroom | 0.3323%
20119 | 3 | 2 | 1 | Manual | 1 | Ceiling Fixture | Compact Fluorescent |  | Pin base | 2 | 13 | 201193 | Bathroom | 0.3323%
20119 | 3 | 2 | 2 | Manual | 1 | Table | Compact Fluorescent |  | Twist | 1 | 26 | 201193 | Bathroom | 0.3323%
20119 | 3 | 3 | 1 | Manual | 1 | Ceiling Fixture | Linear Fluorescent | 4 | T-12 | 2 | 40 | 201193 | Bathroom | 0.3323%
20119 | 3 | 3 | 2 | Manual | 2 | Ceiling Fixture | Compact Fluorescent |  | Pin base | 2 | 13 | 201193 | Bathroom | 0.3323%
20119 | 3 | 3 | 3 | Manual | 1 | Wall Mount | Incandescent |  | Standard A Lamp | 1 | 60 | 201193 | Bathroom | 0.3323%
20119 | 3 | 3 | 4 | Manual | 1 | Wall Mount | Compact Fluorescent |  | Pin base | 2 | 13 | 201193 | Bathroom | 0.3323%
20119 | 3 | 3 | 5 | Manual | 1 | Table | Compact Fluorescent |  | Twist | 1 | 26 | 201193 | Bathroom | 0.3323%
20165 | 1 | 1 | 1 | Manual | 1 | Wall Mount | Incandescent |  | Globe | 4 | 60 | 201651 | Bathroom | 0.3323%
20165 | 1 | 1 | 2 | Manual | 1 | Ceiling Fixture | Incandescent |  | Reflector | 1 | 250 | 201651 | Bathroom | 0.3323%
20165 | 1 | 1 | 3 | Timer | 1 | Ceiling Fixture | Incandescent |  | Standard A Lamp | 1 | 65 | 201651 | Bathroom | 0.3323%
20165 | 1 | 2 | 1 | Manual | 1 | Ceiling Fixture | Incandescent |  | Standard A Lamp | 2 | 75 | 201651 | Bathroom | 0.3323%
20165 | 1 | 2 | 2 | Manual | 1 | Floor lamp | Incandescent |  | Decorative | 6 | 25 | 201651 | Bathroom | 0.3323%
20165 | 1 | 3 | 1 | Manual | 1 | Ceiling Fixture | Linear Fluorescent | 4 | T-8 | 2 | 32 | 201651 | Bathroom | 0.3323%
20165 | 1 | 3 | 2 | Manual | 1 | Floor lamp | Compact Fluorescent |  | Twist | 1 | 20 | 201651 | Bathroom | 0.3323%
20165 | 1 | 3 | 3 | Manual | 2 | Ceiling Fixture | Incandescent |  | Standard A Lamp | 2 | 75 | 201651 | Bathroom | 0.3323%
20165 | 1 | 3 | 4 | Manual | 1 | Other | Incandescent |  | Globe | 1 | 60 | 201651 | Bathroom | 0.3323%
20165 | 2 | 1 | 1 | Manual | 1 | Wall Mount | Incandescent |  | Globe | 4 | 60 | 201652 | Bathroom | 0.3323%
20165 | 2 | 1 | 2 | Manual | 1 | Ceiling Fixture | Incandescent |  | Reflector | 1 | 250 | 201652 | Bathroom | 0.3323%
20165 | 2 | 1 | 3 | Timer | 1 | Ceiling Fixture | Incandescent |  | Standard A Lamp | 1 | 65 | 201652 | Bathroom | 0.3323%
20165 | 2 | 2 | 1 | Manual | 1 | Ceiling Fixture | Incandescent |  | Standard A Lamp | 2 | 75 | 201652 | Bathroom | 0.3323%
20165 | 2 | 2 | 2 | Manual | 2 | Table | Incandescent |  | Standard A Lamp | 1 | 75 | 201652 | Bathroom | 0.3323%
20165 | 2 | 3 | 1 | Manual | 1 | Ceiling Fixture | Linear Fluorescent | 4 | T-8 | 2 | 32 | 201652 | Bathroom | 0.3323%
20165 | 2 | 3 | 2 | Manual | 1 | Table | Incandescent |  | Standard A Lamp | 1 | 100 | 201652 | Bathroom | 0.3323%
20165 | 2 | 3 | 3 | Manual | 2 | Ceiling Fixture | Incandescent |  | Standard A Lamp | 2 | 75 | 201652 | Bathroom | 0.3323%
20165 | 2 | 3 | 4 | Manual | 1 | Other | Incandescent |  | Globe | 1 | 60 | 201652 | Bathroom | 0.3323%
20165 | 3 | 1 | 1 | Manual | 1 | Wall Mount | Incandescent |  | Standard A Lamp | 4 | 60 | 201653 | Bathroom | 0.3323%
20165 | 3 | 1 | 2 | Manual | 1 | Ceiling Fixture | Incandescent |  | Reflector | 1 | 250 | 201653 | Bathroom | 0.3323%
20165 | 3 | 2 | 1 | Manual | 1 | Wall Mount | Incandescent |  | Standard A Lamp | 4 | 60 | 201653 | Bathroom | 0.3323%
20165 | 3 | 2 | 2 | Manual | 1 | Ceiling Fixture | Incandescent |  | Reflector | 1 | 250 | 201653 | Bathroom | 0.3323%
20165 | 3 | 3 | 1 | Manual | 1 | Ceiling Fixture | Incandescent |  | Standard A Lamp | 2 | 75 | 201653 | Bathroom | 0.3323%
20165 | 3 | 3 | 2 | Manual | 1 | Table | Compact Fluorescent |  | Twist | 1 | 15 | 201653 | Bathroom | 0.3323%
20165 | 3 | 3 | 3 | Manual | 1 | Table | Compact Fluorescent |  | Twist | 1 | 22 | 201653 | Bathroom | 0.3323%
20165 | 3 | 4 | 1 | Manual | 1 | Ceiling Fixture | Incandescent |  | Standard A Lamp | 2 | 75 | 201653 | Bathroom | 0.3323%
20165 | 3 | 4 | 2 | Manual | 1 | Table | Compact Fluorescent |  | Twist | 1 | 22 | 201653 | Bathroom | 0.3323%
20165 | 3 | 5 | 1 | Manual | 1 | Ceiling Fixture | Linear Fluorescent | 4 | T-8 | 2 | 32 | 201653 | Bathroom | 0.3323%
20165 | 3 | 5 | 2 | Manual | 3 | Ceiling Fixture | Incandescent |  | Standard A Lamp | 2 | 75 | 201653 | Bathroom | 0.3323%
20165 | 3 | 5 | 3 | Manual | 1 | Wall Mount | Incandescent |  | Standard A Lamp | 1 | 60 | 201653 | Bathroom | 0.3323%
20165 | 3 | 5 | 4 | Manual | 1 | Floor lamp | Compact Fluorescent |  | Twist | 1 | 22 | 201653 | Bathroom | 0.3323%
20165 | 3 | 5 | 5 | Manual | 1 | Ceiling Fixture | Incandescent |  | Standard A Lamp | 1 | 75 | 201653 | Bathroom | 0.3323%
20193 | 1 | 1 | 1 | Manual | 1 | Wall Mount | Incandescent |  | Standard A Lamp | 3 | 60 | 201931 | Bathroom | 0.3323%
20193 | 1 | 2 | 1 | Manual | 1 | Ceiling Fixture | Incandescent |  | Standard A Lamp | 2 | 100 | 201931 | Bathroom | 0.3323%
20193 | 1 | 3 | 1 | Manual | 1 | Ceiling Fixture | Incandescent |  | Standard A Lamp | 2 | 100 | 201931 | Bathroom | 0.3323%
20193 | 1 | 4 | 1 | Manual | 3 | Ceiling Fixture | Incandescent |  | Standard A Lamp | 2 | 75 | 201931 | Bathroom | 0.3323%
20193 | 1 | 4 | 2 | Manual | 1 | Ceiling Fixture | Incandescent |  | Standard A Lamp | 1 | 40 | 201931 | Bathroom | 0.3323%
20193 | 1 | 4 | 3 | Manual | 1 | Wall Mount | Incandescent |  | Standard A Lamp | 1 | 40 | 201931 | Bathroom | 0.3323%
20193 | 2 | 1 | 1 | Other | 1 | Recessed Can | Incandescent |  | Reflector | 1 | 250 | 201932 | Bathroom | 0.3323%
20193 | 2 | 1 | 2 | Manual | 1 | Wall Mount | Incandescent |  | Standard A Lamp | 4 | 75 | 201932 | Bathroom | 0.3323%
20193 | 2 | 2 | 1 | Manual | 1 | Ceiling Fixture | Incandescent |  | Standard A Lamp | 2 | 75 | 201932 | Bathroom | 0.3323%
20193 | 2 | 3 | 1 | Manual | 1 | Table | Incandescent |  | Standard A Lamp | 1 | 75 | 201932 | Bathroom | 0.3323%
20193 | 2 | 3 | 2 | Manual | 3 | Ceiling Fixture | Incandescent |  | Standard A Lamp | 2 | 75 | 201932 | Bathroom | 0.3323%
20193 | 2 | 3 | 3 | Manual | 1 | Ceiling Fan | Incandescent |  | Standard A Lamp | 2 | 75 | 201932 | Bathroom | 0.3323%
20193 | 2 | 3 | 4 | Manual | 1 | Ceiling Fixture | Incandescent |  | Standard A Lamp | 1 | 40 | 201932 | Bathroom | 0.3323%
20193 | 2 | 3 | 5 | Manual | 1 | Wall Mount | Incandescent |  | Standard A Lamp | 1 | 40 | 201932 | Bathroom | 0.3323%
20193 | 3 | 1 | 1 | Manual | 1 | Wall Mount | Incandescent |  | Standard A Lamp | 4 | 100 | 201933 | Bathroom | 0.3323%
20193 | 3 | 2 | 1 | Manual | 1 | Ceiling Fixture | Incandescent |  | Standard A Lamp | 2 | 75 | 201933 | Bathroom | 0.3323%
20193 | 3 | 3 | 1 | Manual | 1 | Ceiling Fixture | Incandescent |  | Standard A Lamp | 2 | 75 | 201933 | Bathroom | 0.3323%
20193 | 3 | 3 | 2 | Manual | 2 | Ceiling Fixture | Incandescent |  | Standard A Lamp | 1 | 75 | 201933 | Bathroom | 0.3323%
20195 | 1 | 1 | 1 | Manual | 1 | Ceiling Fixture | Linear Fluorescent | 4 | T-8 | 2 | 32 | 201951 | Bathroom | 0.4984%
20195 | 1 | 1 | 2 | Manual | 1 | Wall Mount | Linear Fluorescent | 2 | T-8 | 2 | 17 | 201951 | Bathroom | 0.4984%
20195 | 1 | 1 | 3 | Manual | 1 | Wall Mount | Linear Fluorescent | 4 | T-8 | 2 | 32 | 201951 | Bathroom | 0.4984%
20195 | 1 | 2 | 1 | Manual | 1 | Ceiling Fixture | Linear Fluorescent | 4 | T-8 | 2 | 32 | 201951 | Bathroom | 0.4984%
20195 | 1 | 2 | 2 | Manual | 1 | Table | Compact Fluorescent |  | Twist | 1 | 23 | 201951 | Bathroom | 0.4984%
20195 | 1 | 2 | 3 | Manual | 1 | Table | Halogen |  | PAR | 1 | 35 | 201951 | Bathroom | 0.4984%
20195 | 1 | 3 | 1 | Manual | 1 | Ceiling Fixture | Incandescent |  | Standard A Lamp | 1 | 72 | 201951 | Bathroom | 0.4984%
20195 | 1 | 3 | 2 | Manual | 1 | Table | Compact Fluorescent |  | Twist | 1 | 13 | 201951 | Bathroom | 0.4984%
20195 | 1 | 3 | 3 | Dimmer | 1 | Track | Halogen |  | MR | 1 | 50 | 201951 | Bathroom | 0.4984%
20195 | 1 | 3 | 4 | Dimmer | 1 | Ceiling Fixture | Other |  | Other | 1 | 20 | 201951 | Bathroom | 0.4984%
20195 | 1 | 3 | 5 | Dimmer | 1 | Ceiling Fixture | Halogen |  | PAR | 1 | 50 | 201951 | Bathroom | 0.4984%
20195 | 2 | 1 | 1 | Manual | 1 | Ceiling Fixture | Linear Fluorescent | 4 | T-8 | 2 | 32 | 201952 | Bathroom | 0.4984%
20195 | 2 | 1 | 2 | Manual | 1 | Wall Mount | Linear Fluorescent | 2 | T-8 | 2 | 17 | 201952 | Bathroom | 0.4984%
20195 | 2 | 2 | 1 | Manual | 3 | Ceiling Fixture | Linear Fluorescent | 4 | T-8 | 2 | 32 | 201952 | Bathroom | 0.4984%
20195 | 2 | 2 | 2 | Manual | 1 | Table | Incandescent |  | Standard A Lamp | 1 | 100 | 201952 | Bathroom | 0.4984%
20241 | 1 | 1 | 1 | Manual | 1 | Wall Mount | Compact Fluorescent |  | Twist | 4 | 15 | 202411 | Bathroom | 0.3323%
20241 | 1 | 2 | 1 | Manual | 1 | Ceiling Fixture | Compact Fluorescent |  | Twist | 1 | 15 | 202411 | Bathroom | 0.3323%
20241 | 1 | 3 | 1 | Dimmer | 1 | Ceiling Fixture | Compact Fluorescent |  | Twist | 2 | 15 | 202411 | Bathroom | 0.3323%
20241 | 1 | 4 | 1 | Manual | 1 | Ceiling Fixture | Incandescent |  | Standard A Lamp | 1 | 60 | 202411 | Bathroom | 0.3323%
20241 | 1 | 5 | 1 | Manual | 1 | Recessed Can | Incandescent |  | Standard A Lamp | 1 | 40 | 202411 | Bathroom | 0.3323%
20241 | 1 | 5 | 2 | Manual | 1 | Ceiling Fixture | Incandescent |  | Standard A Lamp | 1 | 60 | 202411 | Bathroom | 0.3323%
20241 | 1 | 6 | 1 | Manual | 1 | Ceiling Fan | Compact Fluorescent |  | Twist | 3 | 22 | 202411 | Bathroom | 0.3323%
20241 | 1 | 6 | 2 | Manual | 1 | Table | Compact Fluorescent |  | Twist | 1 | 15 | 202411 | Bathroom | 0.3323%
20241 | 1 | 6 | 3 | Manual | 1 | Floor lamp | Compact Fluorescent |  | Twist | 1 | 15 | 202411 | Bathroom | 0.3323%
20241 | 2 | 1 | 1 | Manual | 1 | Wall Mount | Incandescent |  | Globe | 4 | 40 | 202412 | Bathroom | 0.3323%
20241 | 2 | 1 | 2 | Manual | 1 | Ceiling Fixture | Incandescent |  | Standard A Lamp | 1 | 40 | 202412 | Bathroom | 0.3323%
20241 | 2 | 2 | 1 | Manual | 1 | Ceiling Fixture | Compact Fluorescent |  | Twist | 2 | 15 | 202412 | Bathroom | 0.3323%
20241 | 2 | 3 | 1 | Manual | 1 | Ceiling Fixture | Compact Fluorescent |  | Twist | 2 | 15 | 202412 | Bathroom | 0.3323%
20241 | 2 | 4 | 1 | Manual | 1 | Ceiling Fan | Compact Fluorescent |  | Twist | 3 | 15 | 202412 | Bathroom | 0.3323%
20241 | 2 | 5 | 1 | Manual | 1 | Ceiling Fixture | Compact Fluorescent |  | Twist | 1 | 15 | 202412 | Bathroom | 0.3323%
20241 | 2 | 6 | 1 | Manual | 1 | Ceiling Fixture | Incandescent |  | Standard A Lamp | 1 | 60 | 202412 | Bathroom | 0.3323%
20241 | 2 | 6 | 2 | Manual | 1 | Ceiling Fixture | Compact Fluorescent |  | Twist | 2 | 15 | 202412 | Bathroom | 0.3323%
20241 | 2 | 6 | 3 | Manual | 1 | Recessed - other | Compact Fluorescent |  | Twist | 1 | 15 | 202412 | Bathroom | 0.3323%
20241 | 2 | 7 | 1 | Manual | 1 | Floor lamp | Incandescent |  | Decorative | 5 | 25 | 202412 | Bathroom | 0.3323%
20241 | 2 | 7 | 2 | Manual | 1 | Table | Compact Fluorescent |  | Twist | 1 | 13 | 202412 | Bathroom | 0.3323%
20241 | 2 | 7 | 3 | Manual | 1 | Table | Incandescent |  | Standard A Lamp | 1 | 60 | 202412 | Bathroom | 0.3323%
20241 | 3 | 1 | 1 | Manual | 1 | Wall Mount | Incandescent |  | Globe | 4 | 40 | 202413 | Bathroom | 0.3323%
20241 | 3 | 2 | 1 | Manual | 1 | Ceiling Fixture | Incandescent |  | Standard A Lamp | 1 | 60 | 202413 | Bathroom | 0.3323%
20241 | 3 | 2 | 2 | Manual | 1 | Table | Compact Fluorescent |  | Twist | 1 | 15 | 202413 | Bathroom | 0.3323%
20241 | 3 | 3 | 1 | Manual | 1 | Ceiling Fixture | Incandescent |  | Standard A Lamp | 1 | 60 | 202413 | Bathroom | 0.3323%
20241 | 3 | 3 | 2 | Manual | 1 | Floor lamp | Incandescent |  | Standard A Lamp | 1 | 60 | 202413 | Bathroom | 0.3323%
20241 | 3 | 4 | 1 | Manual | 1 | Ceiling Fixture | Incandescent |  | Standard A Lamp | 1 | 60 | 202413 | Bathroom | 0.3323%
20241 | 3 | 5 | 1 | Manual | 2 | Ceiling Fixture | Incandescent |  | Standard A Lamp | 2 | 60 | 202413 | Bathroom | 0.3323%
20241 | 3 | 5 | 2 | Manual | 1 | Recessed - other | Incandescent |  | Standard A Lamp | 1 | 100 | 202413 | Bathroom | 0.3323%
20241 | 3 | 6 | 1 | Manual | 1 | Ceiling Fixture | Compact Fluorescent |  | Twist | 1 | 15 | 202413 | Bathroom | 0.3323%
20241 | 3 | 7 | 1 | Manual | 3 | Floor lamp | Incandescent |  | Standard A Lamp | 1 | 60 | 202413 | Bathroom | 0.3323%
20289 | 1 | 1 | 1 | Manual | 1 | Wall Mount | Incandescent |  | Standard A Lamp | 4 | 40 | 202891 | Bathroom | 0.3323%
20289 | 1 | 2 | 1 | Manual | 1 | Ceiling Fixture | Incandescent |  | Standard A Lamp | 2 | 60 | 202891 | Bathroom | 0.3323%
20289 | 1 | 2 | 2 | Manual | 1 | Table | Incandescent |  | Standard A Lamp | 1 | 60 | 202891 | Bathroom | 0.3323%
20289 | 1 | 3 | 1 | Manual | 1 | Ceiling Fixture | Incandescent |  | Standard A Lamp | 2 | 60 | 202891 | Bathroom | 0.3323%
20289 | 1 | 3 | 2 | Manual | 1 | Ceiling Fan | Incandescent |  | Decorative | 4 | 40 | 202891 | Bathroom | 0.3323%
20289 | 1 | 3 | 3 | Manual | 1 | Ceiling Fixture | Incandescent |  | Standard A Lamp | 2 | 60 | 202891 | Bathroom | 0.3323%
20289 | 1 | 3 | 4 | Manual | 1 | Wall Mount | Incandescent |  | Standard A Lamp | 1 | 40 | 202891 | Bathroom | 0.3323%
20289 | 1 | 3 | 5 | Manual | 1 | Wall Mount | Linear Fluorescent | 2 | T-8 | 1 | 15 | 202891 | Bathroom | 0.3323%
20289 | 1 | 3 | 6 | Manual | 3 | Ceiling Fixture | Incandescent |  | Standard A Lamp | 1 | 60 | 202891 | Bathroom | 0.3323%
20289 | 1 | 3 | 7 | Manual | 2 | Table | Incandescent |  | 3-Way Incandescent | 1 | 70 | 202891 | Bathroom | 0.3323%
20289 | 2 | 1 | 1 | Manual | 1 | Wall Mount | Incandescent |  | Standard A Lamp | 4 | 60 | 202892 | Bathroom | 0.3323%
20289 | 2 | 2 | 1 | Manual | 1 | Ceiling Fixture | Incandescent |  | Standard A Lamp | 2 | 60 | 202892 | Bathroom | 0.3323%
20289 | 2 | 2 | 2 | Manual | 1 | Table | Incandescent |  | Decorative | 3 | 25 | 202892 | Bathroom | 0.3323%
20289 | 2 | 3 | 1 | Manual | 3 | Ceiling Fixture | Incandescent |  | Standard A Lamp | 1 | 60 | 202892 | Bathroom | 0.3323%
20289 | 2 | 3 | 2 | Manual | 1 | Ceiling Fan | Incandescent |  | Standard A Lamp | 4 | 60 | 202892 | Bathroom | 0.3323%
20289 | 2 | 3 | 3 | Manual | 1 | Floor lamp | Incandescent |  | Standard A Lamp | 4 | 60 | 202892 | Bathroom | 0.3323%
20289 | 2 | 3 | 4 | Manual | 1 | Ceiling Fixture | Incandescent |  | Standard A Lamp | 2 | 60 | 202892 | Bathroom | 0.3323%
20289 | 2 | 3 | 5 | Manual | 1 | Wall Mount | Incandescent |  | Standard A Lamp | 1 | 60 | 202892 | Bathroom | 0.3323%
20289 | 3 | 1 | 1 | Manual | 1 | Wall Mount | Incandescent |  | Standard A Lamp | 4 | 40 | 202893 | Bathroom | 0.3323%
20289 | 3 | 2 | 1 | Manual | 1 | Ceiling Fixture | Incandescent |  | Standard A Lamp | 2 | 60 | 202893 | Bathroom | 0.3323%
20289 | 3 | 3 | 1 | Manual | 1 | Ceiling Fixture | Incandescent |  | Standard A Lamp | 1 | 60 | 202893 | Bathroom | 0.3323%
20289 | 3 | 3 | 2 | Manual | 1 | Ceiling Fan | Compact Fluorescent |  | Twist | 3 | 26 | 202893 | Bathroom | 0.3323%
20289 | 3 | 3 | 3 | Manual | 1 | Wall Mount | Incandescent |  | Standard A Lamp | 1 | 40 | 202893 | Bathroom | 0.3323%
20289 | 3 | 3 | 4 | Manual | 1 | Wall Mount | Linear Fluorescent | 2 | T-8 | 1 | 15 | 202893 | Bathroom | 0.3323%
20289 | 3 | 3 | 5 | Manual | 3 | Ceiling Fixture | Incandescent |  | Standard A Lamp | 1 | 60 | 202893 | Bathroom | 0.3323%
20289 | 3 | 3 | 6 | Manual | 2 | Floor lamp | Incandescent |  | Standard A Lamp | 1 | 40 | 202893 | Bathroom | 0.3323%
20532 | 1 | 1 | 1 | Manual | 1 | Wall Mount | Incandescent |  | Standard A Lamp | 4 | 75 | 205321 | Bathroom | 0.3323%
20532 | 1 | 1 | 2 | Manual | 1 | Ceiling Fixture | Incandescent |  | Standard A Lamp | 2 | 60 | 205321 | Bathroom | 0.3323%
20532 | 1 | 2 | 1 | Manual | 1 | Ceiling Fixture | Incandescent |  | Standard A Lamp | 1 | 60 | 205321 | Bathroom | 0.3323%
20532 | 1 | 3 | 1 | Manual | 3 | Wall Mount | Incandescent |  | Standard A Lamp | 1 | 60 | 205321 | Bathroom | 0.3323%
20532 | 1 | 4 | 1 | Manual | 1 | Ceiling Fixture | Compact Fluorescent |  | Twist | 2 | 13 | 205321 | Bathroom | 0.3323%
20532 | 1 | 4 | 2 | Manual | 1 | Ceiling Fixture | Compact Fluorescent |  | Twist | 1 | 13 | 205321 | Bathroom | 0.3323%
20532 | 1 | 5 | 1 | Manual | 1 | Ceiling Fixture | Incandescent |  | Standard A Lamp | 2 | 40 | 205321 | Bathroom | 0.3323%
20532 | 1 | 5 | 2 | Manual | 1 | Table | Compact Fluorescent |  | Twist | 1 | 13 | 205321 | Bathroom | 0.3323%
20532 | 2 | 1 | 1 | Manual | 1 | Ceiling Fixture | Incandescent |  | Standard A Lamp | 2 | 60 | 205322 | Bathroom | 0.3323%
20532 | 2 | 1 | 2 | Manual | 1 | Wall Mount | Incandescent |  | Globe | 4 | 60 | 205322 | Bathroom | 0.3323%
20532 | 2 | 2 | 1 | Manual | 1 | Ceiling Fixture | Incandescent |  | Standard A Lamp | 2 | 60 | 205322 | Bathroom | 0.3323%
20532 | 2 | 2 | 2 | Manual | 1 | Table | Incandescent |  | Standard A Lamp | 1 | 60 | 205322 | Bathroom | 0.3323%
20532 | 2 | 3 | 1 | Manual | 3 | Wall Mount | Incandescent |  | Standard A Lamp | 1 | 60 | 205322 | Bathroom | 0.3323%
20532 | 2 | 3 | 2 | Manual | 1 | Table | Incandescent |  | Decorative | 1 | 25 | 205322 | Bathroom | 0.3323%
20532 | 2 | 4 | 1 | Manual | 2 | Ceiling Fixture | Incandescent |  | Standard A Lamp | 2 | 60 | 205322 | Bathroom | 0.3323%
20532 | 2 | 5 | 1 | Manual | 1 | Table | Incandescent |  | Decorative | 1 | 25 | 205322 | Bathroom | 0.3323%
20532 | 2 | 5 | 2 | Manual | 1 | Floor lamp | Incandescent |  | Mini base | 2 | 40 | 205322 | Bathroom | 0.3323%
20532 | 2 | 5 | 3 | Manual | 1 | Ceiling Fan | Incandescent |  | Decorative | 3 | 40 | 205322 | Bathroom | 0.3323%
20532 | 3 | 1 | 1 | Manual | 1 | Ceiling Fixture | Incandescent |  | Standard A Lamp | 1 | 60 | 205323 | Bathroom | 0.3323%
20532 | 3 | 1 | 2 | Manual | 1 | Wall Mount | Incandescent |  | Standard A Lamp | 4 | 60 | 205323 | Bathroom | 0.3323%
20532 | 3 | 2 | 1 | Manual | 1 | Ceiling Fixture | Incandescent |  | Standard A Lamp | 2 | 60 | 205323 | Bathroom | 0.3323%
20532 | 3 | 3 | 1 | Manual | 3 | Wall Mount | Incandescent |  | Standard A Lamp | 1 | 60 | 205323 | Bathroom | 0.3323%
20532 | 3 | 4 | 1 | Manual | 2 | Ceiling Fixture | Incandescent |  | Standard A Lamp | 1 | 75 | 205323 | Bathroom | 0.3323%
20532 | 3 | 5 | 1 | Manual | 1 | Ceiling Fixture | Incandescent |  | Standard A Lamp | 2 | 75 | 205323 | Bathroom | 0.3323%
20566 | 1 | 1 | 1 | Manual | 1 | Ceiling Fixture | Incandescent |  | Heat Lamp | 2 | 250 | 205661 | Bathroom | 0.3323%
20566 | 1 | 1 | 2 | Manual | 1 | Wall Mount | Incandescent |  | Standard A Lamp | 2 | 60 | 205661 | Bathroom | 0.3323%
20566 | 1 | 2 | 1 | Manual | 1 | Chandelier (Hanging) | Incandescent |  | Standard A Lamp | 4 | 25 | 205661 | Bathroom | 0.3323%
20566 | 1 | 2 | 2 | Manual | 1 | Table | Compact Fluorescent |  | Twist | 1 | 8 | 205661 | Bathroom | 0.3323%
20566 | 1 | 3 | 1 | Manual | 1 | Wall Mount | Incandescent |  | Standard A Lamp | 2 | 75 | 205661 | Bathroom | 0.3323%
20566 | 1 | 3 | 2 | Manual | 1 | Ceiling Fixture | Incandescent |  | Standard A Lamp | 2 | 60 | 205661 | Bathroom | 0.3323%
20566 | 1 | 3 | 3 | Manual | 1 | Chandelier (Hanging) | Compact Fluorescent |  | Twist | 4 | 8 | 205661 | Bathroom | 0.3323%
20566 | 1 | 3 | 4 | Manual | 1 | Wall Mount | Incandescent |  | Standard A Lamp | 1 | 60 | 205661 | Bathroom | 0.3323%
20566 | 1 | 4 | 1 | Manual | 1 | Ceiling Fixture | Compact Fluorescent |  | Twist | 1 | 28 | 205661 | Bathroom | 0.3323%
20566 | 1 | 4 | 2 | Manual | 1 | Table | Compact Fluorescent |  | Twist | 1 | 7 | 205661 | Bathroom | 0.3323%
20566 | 1 | 4 | 3 | Manual | 1 | Floor lamp | Compact Fluorescent |  | Twist | 1 | 28 | 205661 | Bathroom | 0.3323%
20566 | 1 | 4 | 4 | Manual | 1 | Chandelier (Hanging) | Incandescent |  | Decorative | 1 | 25 | 205661 | Bathroom | 0.3323%
20566 | 2 | 1 | 1 | Manual | 1 | Ceiling Fixture | Incandescent |  | Heat Lamp | 2 | 250 | 205662 | Bathroom | 0.3323%
20566 | 2 | 1 | 2 | Manual | 1 | Wall Mount | Incandescent |  | Standard A Lamp | 2 | 60 | 205662 | Bathroom | 0.3323%
20566 | 2 | 2 | 1 | Manual | 1 | Ceiling Fixture | Compact Fluorescent |  | Twist | 2 | 28 | 205662 | Bathroom | 0.3323%
20566 | 2 | 3 | 1 | Manual | 1 | Wall Mount | Incandescent |  | Standard A Lamp | 2 | 75 | 205662 | Bathroom | 0.3323%
20566 | 2 | 3 | 2 | Manual | 1 | Ceiling Fixture | Incandescent |  | Standard A Lamp | 2 | 60 | 205662 | Bathroom | 0.3323%
20566 | 2 | 3 | 3 | Manual | 1 | Chandelier (Hanging) | Incandescent |  | Standard A Lamp | 2 | 60 | 205662 | Bathroom | 0.3323%
20566 | 2 | 3 | 4 | Manual | 1 | Wall Mount | Incandescent |  | Standard A Lamp | 1 | 60 | 205662 | Bathroom | 0.3323%
20566 | 2 | 4 | 1 | Manual | 1 | Ceiling Fixture | Incandescent |  | Standard A Lamp | 1 | 60 | 205662 | Bathroom | 0.3323%
20566 | 2 | 4 | 2 | Manual | 2 | Table | Incandescent |  | Standard A Lamp | 1 | 75 | 205662 | Bathroom | 0.3323%
20566 | 2 | 4 | 3 | Manual | 1 | Table | Compact Fluorescent |  | Twist | 1 | 28 | 205662 | Bathroom | 0.3323%
20566 | 3 | 1 | 1 | Manual | 1 | Ceiling Fixture | Incandescent |  | Heat Lamp | 2 | 150 | 205663 | Bathroom | 0.3323%
20566 | 3 | 1 | 2 | Manual | 1 | Wall Mount | Incandescent |  | Standard A Lamp | 2 | 60 | 205663 | Bathroom | 0.3323%
20566 | 3 | 2 | 1 | Manual | 1 | Ceiling Fixture | Incandescent |  | Standard A Lamp | 2 | 60 | 205663 | Bathroom | 0.3323%
20566 | 3 | 2 | 2 | Manual | 1 | Table | Incandescent |  | Standard A Lamp | 1 | 60 | 205663 | Bathroom | 0.3323%
20566 | 3 | 3 | 1 | Manual | 1 | Wall Mount | Compact Fluorescent |  | Twist | 1 | 8 | 205663 | Bathroom | 0.3323%
20566 | 3 | 3 | 2 | Manual | 2 | Wall Mount | Incandescent |  | Standard A Lamp | 2 | 40 | 205663 | Bathroom | 0.3323%
20566 | 3 | 3 | 3 | Manual | 1 | Chandelier (Hanging) | Compact Fluorescent |  | Twist | 4 | 8 | 205663 | Bathroom | 0.3323%
20566 | 3 | 4 | 1 | Manual | 1 | Ceiling Fixture | Incandescent |  | Standard A Lamp | 1 | 40 | 205663 | Bathroom | 0.3323%
20566 | 3 | 4 | 2 | Manual | 1 | Table | Incandescent |  | Standard A Lamp | 1 | 60 | 205663 | Bathroom | 0.3323%
20566 | 3 | 4 | 3 | Manual | 1 | Floor lamp | Halogen |  | Other | 1 | 30 | 205663 | Bathroom | 0.3323%
20566 | 3 | 4 | 4 | Manual | 1 | Chandelier (Hanging) | Incandescent |  | Decorative | 1 | 40 | 205663 | Bathroom | 0.3323%
20581 | 1 | 1 | 1 | Manual | 1 | Wall Mount | Incandescent |  | Standard A Lamp | 3 | 40 | 205811 | Bathroom | 0.4984%
20581 | 1 | 2 | 1 | Manual | 1 | Table | Incandescent |  | Standard A Lamp | 1 | 40 | 205811 | Bathroom | 0.4984%
20581 | 1 | 3 | 1 | Manual | 1 | Ceiling Fixture | Linear Fluorescent | 4 | T-8 | 2 | 40 | 205811 | Bathroom | 0.4984%
20581 | 1 | 3 | 2 | Manual | 1 | Wall Mount | Incandescent |  | Standard A Lamp | 1 | 40 | 205811 | Bathroom | 0.4984%
20581 | 1 | 4 | 1 | Manual | 2 | Floor lamp | Incandescent |  | Standard A Lamp | 1 | 40 | 205811 | Bathroom | 0.4984%
20581 | 1 | 4 | 2 | Manual | 2 | Ceiling Fixture | Incandescent |  | Standard A Lamp | 1 | 40 | 205811 | Bathroom | 0.4984%
20581 | 2 | 1 | 1 | Manual | 1 | Wall Mount | Incandescent |  | Standard A Lamp | 3 | 40 | 205812 | Bathroom | 0.4984%
20581 | 2 | 2 | 1 | Manual | 1 | Table | Incandescent |  | Standard A Lamp | 1 | 40 | 205812 | Bathroom | 0.4984%
20581 | 2 | 3 | 1 | Manual | 1 | Ceiling Fixture | Linear Fluorescent | 4 | T-8 | 2 | 40 | 205812 | Bathroom | 0.4984%
20581 | 2 | 3 | 2 | Manual | 1 | Wall Mount | Compact Fluorescent |  | Twist | 1 | 28 | 205812 | Bathroom | 0.4984%
20581 | 2 | 4 | 1 | Manual | 1 | Floor lamp | Compact Fluorescent |  | Twist | 2 | 13 | 205812 | Bathroom | 0.4984%
20581 | 2 | 4 | 2 | Manual | 2 | Ceiling Fixture | Incandescent |  | Standard A Lamp | 1 | 60 | 205812 | Bathroom | 0.4984%
20581 | 2 | 4 | 3 | Manual | 2 | Table | Compact Fluorescent |  | Twist | 1 | 13 | 205812 | Bathroom | 0.4984%
20665 | 1 | 1 | 1 | Manual | 1 | Wall Mount | Incandescent |  | Standard A Lamp | 3 | 60 | 206651 | Bathroom | 0.3323%
20665 | 1 | 2 | 1 | Manual | 1 | Ceiling Fixture | Other |  | Other | 1 | 22 | 206651 | Bathroom | 0.3323%
20665 | 1 | 2 | 2 | Manual | 1 | Table | Compact Fluorescent |  | Twist | 1 | 15 | 206651 | Bathroom | 0.3323%
20665 | 1 | 2 | 3 | Manual | 1 | Ceiling Fixture | Incandescent |  | Standard A Lamp | 1 | 60 | 206651 | Bathroom | 0.3323%
20665 | 1 | 2 | 4 | Manual | 1 | Table | Incandescent |  | Other | 2 | 40 | 206651 | Bathroom | 0.3323%
20665 | 1 | 3 | 1 | Manual | 1 | Recessed Can | Compact Fluorescent |  | A shape bulb | 1 | 22 | 206651 | Bathroom | 0.3323%
20665 | 1 | 3 | 2 | Manual | 1 | Recessed Can | Incandescent |  | Reflector | 1 | 65 | 206651 | Bathroom | 0.3323%
20665 | 1 | 3 | 3 | Dimmer | 1 | Track | Halogen |  | PAR | 6 | 50 | 206651 | Bathroom | 0.3323%
20665 | 1 | 3 | 4 | Manual | 1 | Ceiling Fixture | Incandescent |  | Standard A Lamp | 1 | 60 | 206651 | Bathroom | 0.3323%
20665 | 1 | 3 | 5 | Manual | 1 | Wall Mount | Incandescent |  | Standard A Lamp | 1 | 60 | 206651 | Bathroom | 0.3323%
20665 | 1 | 4 | 1 | Manual | 1 | Ceiling Fixture | Incandescent |  | Standard A Lamp | 3 | 40 | 206651 | Bathroom | 0.3323%
20665 | 1 | 4 | 2 | Manual | 1 | Floor lamp | Compact Fluorescent |  | Twist | 1 | 22 | 206651 | Bathroom | 0.3323%
20665 | 1 | 4 | 3 | Manual | 1 | Table | Compact Fluorescent |  | Twist | 1 | 22 | 206651 | Bathroom | 0.3323%
20665 | 1 | 4 | 4 | Manual | 1 | Ceiling Fixture | Incandescent |  | Standard A Lamp | 2 | 60 | 206651 | Bathroom | 0.3323%
20665 | 1 | 5 | 1 | Manual | 1 | Ceiling Fixture | Other |  | Other | 1 | 22 | 206651 | Bathroom | 0.3323%
20665 | 1 | 5 | 2 | Manual | 1 | Floor lamp | Compact Fluorescent |  | Twist | 1 | 15 | 206651 | Bathroom | 0.3323%
20665 | 1 | 5 | 3 | Manual | 1 | Floor lamp | Incandescent |  | Standard A Lamp | 2 | 60 | 206651 | Bathroom | 0.3323%
20665 | 1 | 6 | 1 | Manual | 1 | Ceiling Fixture | Compact Fluorescent |  | A shape bulb | 2 | 15 | 206651 | Bathroom | 0.3323%
20665 | 1 | 6 | 2 | Manual | 1 | Ceiling Fixture | Linear Fluorescent | 4 | T-12 | 2 | 40 | 206651 | Bathroom | 0.3323%
20665 | 2 | 1 | 1 | Manual | 1 | Wall Mount | Incandescent |  | Globe | 3 | 40 | 206652 | Bathroom | 0.3323%
20665 | 2 | 2 | 1 | Manual | 1 | Ceiling Fixture | Incandescent |  | Standard A Lamp | 2 | 60 | 206652 | Bathroom | 0.3323%
20665 | 2 | 2 | 2 | Manual | 1 | Wall Mount | Incandescent |  | Standard A Lamp | 2 | 40 | 206652 | Bathroom | 0.3323%
20665 | 2 | 2 | 3 | Manual | 2 | Recessed Can | Incandescent |  | Reflector | 1 | 65 | 206652 | Bathroom | 0.3323%
20665 | 2 | 2 | 4 | Manual | 1 | Ceiling Fixture | Incandescent |  | Standard A Lamp | 1 | 60 | 206652 | Bathroom | 0.3323%
20665 | 2 | 3 | 1 | Dimmer | 1 | Chandelier (Hanging) | Incandescent |  | Decorative | 6 | 40 | 206652 | Bathroom | 0.3323%
20665 | 2 | 3 | 2 | Manual | 3 | Table | Compact Fluorescent |  | Twist | 1 | 15 | 206652 | Bathroom | 0.3323%
20665 | 2 | 4 | 1 | Manual | 1 | Ceiling Fixture | Incandescent |  | Standard A Lamp | 2 | 60 | 206652 | Bathroom | 0.3323%
20665 | 2 | 4 | 2 | Manual | 1 | Ceiling Fixture | Linear Fluorescent | 4 | T-12 | 2 | 40 | 206652 | Bathroom | 0.3323%
20665 | 2 | 5 | 1 | Manual | 1 | Ceiling Fixture | Incandescent |  | Standard A Lamp | 2 | 60 | 206652 | Bathroom | 0.3323%
20665 | 2 | 6 | 1 | Manual | 1 | Ceiling Fixture | Incandescent |  | Standard A Lamp | 1 | 60 | 206652 | Bathroom | 0.3323%
20665 | 2 | 6 | 2 | Manual | 1 | Table | Compact Fluorescent |  | Twist | 1 | 15 | 206652 | Bathroom | 0.3323%
20665 | 3 | 1 | 1 | Manual | 1 | Wall Mount | Incandescent |  | Standard A Lamp | 3 | 60 | 206653 | Bathroom | 0.3323%
20665 | 3 | 2 | 1 | Manual | 2 | Recessed Can | Compact Fluorescent |  | Twist | 1 | 15 | 206653 | Bathroom | 0.3323%
20665 | 3 | 2 | 2 | Manual | 1 | Ceiling Fixture | Incandescent |  | Decorative | 1 | 30 | 206653 | Bathroom | 0.3323%
20665 | 3 | 2 | 3 | Manual | 1 | Track | Halogen |  | MR | 6 | 60 | 206653 | Bathroom | 0.3323%
20665 | 3 | 2 | 4 | Manual | 1 | Table | Incandescent |  | Standard A Lamp | 3 | 40 | 206653 | Bathroom | 0.3323%
20665 | 3 | 3 | 1 | Other | 1 | Ceiling Fan | Halogen |  | MR | 3 | 60 | 206653 | Bathroom | 0.3323%
20665 | 3 | 3 | 2 | Manual | 1 | Floor lamp | Incandescent |  | Standard A Lamp | 1 | 60 | 206653 | Bathroom | 0.3323%
20665 | 3 | 3 | 3 | Manual | 1 | Floor lamp | Halogen |  | MR | 1 | 150 | 206653 | Bathroom | 0.3323%
20665 | 3 | 3 | 4 | Manual | 1 | Ceiling Fixture | Incandescent |  | Other | 4 | 25 | 206653 | Bathroom | 0.3323%
20665 | 3 | 4 | 1 | Manual | 1 | Track | Halogen |  | MR | 4 | 60 | 206653 | Bathroom | 0.3323%
20665 | 3 | 4 | 2 | Manual | 1 | Ceiling Fixture | Incandescent |  | Other | 4 | 25 | 206653 | Bathroom | 0.3323%
20665 | 3 | 5 | 1 | Manual | 1 | Wall Mount | Incandescent |  | Standard A Lamp | 1 | 60 | 206653 | Bathroom | 0.3323%
20665 | 3 | 5 | 2 | Manual | 2 | Table | Incandescent |  | Standard A Lamp | 1 | 60 | 206653 | Bathroom | 0.3323%
20665 | 3 | 5 | 3 | Manual | 1 | Ceiling Fixture | Incandescent |  | Standard A Lamp | 1 | 60 | 206653 | Bathroom | 0.3323%
20665 | 3 | 6 | 1 | Manual | 1 | Ceiling Fixture | Incandescent |  | Standard A Lamp | 1 | 60 | 206653 | Bathroom | 0.3323%
20665 | 3 | 6 | 2 | Motion | 1 | Track | Halogen |  | MR | 4 | 60 | 206653 | Bathroom | 0.3323%
20665 | 3 | 6 | 3 | Manual | 1 | Table | Incandescent |  | Standard A Lamp | 1 | 60 | 206653 | Bathroom | 0.3323%
20665 | 3 | 6 | 4 | Manual | 1 | Floor lamp | Compact Fluorescent |  | Pin base | 1 | 28 | 206653 | Bathroom | 0.3323%
20705 | 1 | 1 | 1 | Manual | 1 | Wall Mount | Incandescent |  | Standard A Lamp | 4 | 60 | 207051 | Bathroom | 0.3323%
20705 | 1 | 1 | 2 | Manual | 1 | Ceiling Fan | Incandescent |  | Heat Lamp | 1 | 250 | 207051 | Bathroom | 0.3323%
20705 | 1 | 2 | 1 | Manual | 2 | Ceiling Fixture | Incandescent |  | Standard A Lamp | 2 | 60 | 207051 | Bathroom | 0.3323%
20705 | 1 | 3 | 1 | Manual | 2 | Ceiling Fixture | Incandescent |  | Standard A Lamp | 2 | 60 | 207051 | Bathroom | 0.3323%
20705 | 1 | 3 | 2 | Manual | 1 | Ceiling Fixture | Incandescent |  | Standard A Lamp | 2 | 60 | 207051 | Bathroom | 0.3323%
20705 | 1 | 3 | 3 | Manual | 1 | Floor lamp | Incandescent |  | Standard A Lamp | 1 | 60 | 207051 | Bathroom | 0.3323%
20705 | 1 | 3 | 4 | Manual | 1 | Wall Mount | Incandescent |  | Standard A Lamp | 1 | 40 | 207051 | Bathroom | 0.3323%
20705 | 1 | 4 | 1 | Manual | 1 | Ceiling Fixture |  |  |  | 2 |  | 207051 | Bathroom | 0.3323%
20705 | 1 | 5 | 1 | Manual | 1 | Ceiling Fixture | Incandescent |  | Standard A Lamp | 2 | 60 | 207051 | Bathroom | 0.3323%
20705 | 1 | 6 | 1 | Manual | 1 | Ceiling Fixture | Incandescent |  | Standard A Lamp | 2 | 60 | 207051 | Bathroom | 0.3323%
20705 | 2 | 1 | 1 | Manual | 1 | Wall Mount | Incandescent |  | Standard A Lamp | 4 | 60 | 207052 | Bathroom | 0.3323%
20705 | 2 | 2 | 1 | Manual | 1 | Ceiling Fixture | Incandescent |  | Standard A Lamp | 2 | 60 | 207052 | Bathroom | 0.3323%
20705 | 2 | 3 | 1 | Manual | 1 | Ceiling Fixture | Incandescent |  | Standard A Lamp | 2 | 60 | 207052 | Bathroom | 0.3323%
20705 | 2 | 4 | 1 | Manual | 2 | Ceiling Fixture | Incandescent |  | Standard A Lamp | 2 | 60 | 207052 | Bathroom | 0.3323%
20705 | 2 | 5 | 1 | Manual | 1 | Wall Mount | Linear Fluorescent | 1.5 | T-8 | 2 | 15 | 207052 | Bathroom | 0.3323%
20705 | 2 | 5 | 2 | Manual | 2 | Ceiling Fixture | Compact Fluorescent |  | Twist | 2 | 15 | 207052 | Bathroom | 0.3323%
20705 | 2 | 5 | 3 | Manual | 1 | Wall Mount | Incandescent |  | Standard A Lamp | 1 | 60 | 207052 | Bathroom | 0.3323%
20705 | 2 | 5 | 4 | Manual | 1 | Table | Compact Fluorescent |  | Twist | 1 | 15 | 207052 | Bathroom | 0.3323%
20705 | 2 | 6 | 1 | Manual | 1 | Ceiling Fixture | Incandescent |  | Standard A Lamp | 2 | 75 | 207052 | Bathroom | 0.3323%
20705 | 3 | 1 | 1 | Manual | 1 | Wall Mount | Incandescent |  | Standard A Lamp | 4 | 60 | 207053 | Bathroom | 0.3323%
20705 | 3 | 1 | 2 | Manual | 1 | Ceiling Fan | Incandescent |  | Heat Lamp | 1 | 250 | 207053 | Bathroom | 0.3323%
20705 | 3 | 2 | 1 | Manual | 1 | Ceiling Fixture | Incandescent |  | Standard A Lamp | 2 | 60 | 207053 | Bathroom | 0.3323%
20705 | 3 | 3 | 1 | Manual | 1 | Ceiling Fixture | Incandescent |  | Standard A Lamp | 2 | 60 | 207053 | Bathroom | 0.3323%
20705 | 3 | 3 | 2 | Manual | 1 | Table | Incandescent |  | Decorative | 1 | 7 | 207053 | Bathroom | 0.3323%
20705 | 3 | 4 | 1 | Manual | 2 | Ceiling Fixture | Incandescent |  | Standard A Lamp | 2 | 60 | 207053 | Bathroom | 0.3323%
20705 | 3 | 5 | 1 | Manual | 2 | Ceiling Fixture | Incandescent |  | Standard A Lamp | 2 | 60 | 207053 | Bathroom | 0.3323%
20705 | 3 | 5 | 2 | Manual | 1 | Recessed Can | Incandescent |  | Standard A Lamp | 1 | 60 | 207053 | Bathroom | 0.3323%
20705 | 3 | 5 | 3 | Manual | 1 | Wall Mount | Compact Fluorescent |  | Twist | 1 | 18 | 207053 | Bathroom | 0.3323%
20705 | 3 | 5 | 4 | Manual | 1 | Table | Incandescent |  | Standard A Lamp | 1 | 60 | 207053 | Bathroom | 0.3323%
20705 | 3 | 6 | 1 | Manual | 1 | Ceiling Fixture | Incandescent |  | Standard A Lamp | 2 | 60 | 207053 | Bathroom | 0.3323%
20803 | 1 | 1 | 1 | Manual | 1 | Wall Mount | Linear Fluorescent | 2 | T-8 | 2 | 17 | 208031 | Bathroom | 0.3323%
20803 | 1 | 2 | 1 | Manual | 1 | Ceiling Fixture | Compact Fluorescent |  | Twist | 2 | 15 | 208031 | Bathroom | 0.3323%
20803 | 1 | 3 | 1 | Manual | 1 | Ceiling Fixture | Linear Fluorescent | 4 | T-12 | 2 | 40 | 208031 | Bathroom | 0.3323%
20803 | 1 | 4 | 1 | Manual | 1 | Table | Compact Fluorescent |  | Twist | 1 | 15 | 208031 | Bathroom | 0.3323%
20803 | 1 | 4 | 2 | Manual | 1 | Ceiling Fixture | Compact Fluorescent |  | Twist | 2 | 15 | 208031 | Bathroom | 0.3323%
20803 | 2 | 1 | 1 | Manual | 1 | Wall Mount | Linear Fluorescent | 2 | T-8 | 2 | 16 | 208032 | Bathroom | 0.3323%
20803 | 2 | 2 | 1 | Manual | 1 | Ceiling Fixture | Compact Fluorescent |  | Twist | 1 | 15 | 208032 | Bathroom | 0.3323%
20803 | 2 | 3 | 1 | Manual | 1 | Ceiling Fixture | Compact Fluorescent |  | Twist | 1 | 15 | 208032 | Bathroom | 0.3323%
20803 | 2 | 4 | 1 | Manual | 1 | Ceiling Fixture | Linear Fluorescent | 4 | T-12 | 2 | 40 | 208032 | Bathroom | 0.3323%
20803 | 2 | 4 | 2 | Manual | 1 | Ceiling Fixture | Compact Fluorescent |  | Twist | 2 | 15 | 208032 | Bathroom | 0.3323%
20803 | 2 | 4 | 3 | Manual | 1 | Wall Mount | Incandescent |  | Standard A Lamp | 1 | 60 | 208032 | Bathroom | 0.3323%
20803 | 2 | 4 | 4 | Manual | 1 | Ceiling Fixture | Compact Fluorescent |  | Twist | 1 | 15 | 208032 | Bathroom | 0.3323%
20803 | 2 | 5 | 1 | Manual | 2 | Ceiling Fixture | Compact Fluorescent |  | Twist | 2 | 15 | 208032 | Bathroom | 0.3323%
20803 | 3 | 1 | 1 | Manual | 1 | Wall Mount | Linear Fluorescent | 2 | T-8 | 2 | 17 | 208033 | Bathroom | 0.3323%
20803 | 3 | 2 | 1 | Manual | 1 | Ceiling Fixture | Compact Fluorescent |  | Twist | 2 | 15 | 208033 | Bathroom | 0.3323%
20803 | 3 | 3 | 1 | Manual | 1 | Ceiling Fixture | Linear Fluorescent | 4 | T-12 | 2 | 40 | 208033 | Bathroom | 0.3323%
20803 | 3 | 4 | 1 | Manual | 1 | Table | Incandescent |  | Standard A Lamp | 1 | 100 | 208033 | Bathroom | 0.3323%
20803 | 3 | 4 | 2 | Manual | 1 | Ceiling Fixture | Compact Fluorescent |  | Twist | 2 | 15 | 208033 | Bathroom | 0.3323%
21000 | 1 | 1 | 1 | Manual | 1 | Ceiling Fixture | Incandescent |  | Standard A Lamp | 2 | 60 | 210001 | Living Room | 0.3323%
21000 | 1 | 1 | 2 | Manual | 3 | Ceiling Fixture | Incandescent |  | Standard A Lamp | 1 | 60 | 210001 | Living Room | 0.3323%
21000 | 1 | 1 | 3 | Manual | 1 | Ceiling Fixture | Linear Fluorescent | 4 | T-12 | 2 | 40 | 210001 | Living Room | 0.3323%
21000 | 1 | 1 | 4 | Manual | 1 | Wall Mount | Linear Fluorescent | 2 | T-12 | 1 | 30 | 210001 | Living Room | 0.3323%
21000 | 1 | 2 | 1 | Manual | 1 | Ceiling Fixture | Incandescent |  | Standard A Lamp | 1 | 60 | 210001 | Living Room | 0.3323%
21000 | 1 | 3 | 1 | Manual | 1 | Ceiling Fixture | Incandescent |  | Standard A Lamp | 1 | 60 | 210001 | Living Room | 0.3323%
21000 | 2 | 1 | 1 | Manual | 1 | Ceiling Fixture | Linear Fluorescent | 4 | T-12 | 2 | 40 | 210002 | Living Room | 0.3323%
21000 | 2 | 1 | 2 | Manual | 1 | Ceiling Fixture | Incandescent |  | Standard A Lamp | 1 | 100 | 210002 | Living Room | 0.3323%
21000 | 2 | 1 | 3 | Manual | 1 | Floor lamp | Incandescent |  | Decorative | 2 | 60 | 210002 | Living Room | 0.3323%
21000 | 2 | 1 | 4 | Manual | 1 | Table | Incandescent |  | Standard A Lamp | 1 | 100 | 210002 | Living Room | 0.3323%
21000 | 2 | 1 | 5 | Other | 1 | Table | Incandescent |  | Decorative | 1 | 60 | 210002 | Living Room | 0.3323%
21000 | 2 | 2 | 1 | Manual | 1 | Ceiling Fixture | Linear Fluorescent | 4 | T-12 | 2 | 40 | 210002 | Living Room | 0.3323%
21000 | 2 | 3 | 1 | Manual | 1 | Wall Mount | Incandescent |  | Standard A Lamp | 2 | 60 | 210002 | Living Room | 0.3323%
21000 | 3 | 1 | 1 | Manual | 1 | Wall Mount | Incandescent |  | Standard A Lamp | 2 | 60 | 210003 | Bathroom | 0.3323%
21000 | 3 | 2 | 1 | Manual | 1 | Ceiling Fixture | Linear Fluorescent | 4 | T-12 | 2 | 40 | 210003 | Bathroom | 0.3323%
21000 | 3 | 2 | 2 | Manual | 2 | Ceiling Fixture | Other |  | Other | 1 | 32 | 210003 | Bathroom | 0.3323%
21000 | 3 | 2 | 3 | Manual | 1 | Ceiling Fixture | Incandescent |  | Standard A Lamp | 4 | 60 | 210003 | Bathroom | 0.3323%
21000 | 3 | 2 | 4 | Manual | 2 | Floor lamp | Incandescent |  | 3-Way Incandescent | 1 | 150 | 210003 | Bathroom | 0.3323%
21000 | 3 | 2 | 5 | Manual | 1 | Table | Incandescent |  | Standard A Lamp | 2 | 60 | 210003 | Bathroom | 0.3323%
21268 | 1 | 1 | 1 | Manual | 2 | Ceiling Fixture | Incandescent |  | Standard A Lamp | 2 | 60 | 212681 | Bedroom | 0.3323%
21268 | 1 | 1 | 2 | Manual | 1 | Table | Incandescent |  | Standard A Lamp | 1 | 60 | 212681 | Bedroom | 0.3323%
21268 | 1 | 1 | 3 | Manual | 1 | Table | Incandescent |  | Standard A Lamp | 1 | 40 | 212681 | Bedroom | 0.3323%
21268 | 1 | 1 | 4 | Manual | 1 | Table | Incandescent |  | Standard A Lamp | 1 | 25 | 212681 | Bedroom | 0.3323%
21268 | 1 | 2 | 1 | Manual | 1 | Ceiling Fixture | Incandescent |  | Standard A Lamp | 1 | 60 | 212681 | Bedroom | 0.3323%
21268 | 1 | 3 | 1 | Manual | 1 | Ceiling Fixture | Halogen |  | MR | 3 | 20 | 212681 | Bedroom | 0.3323%
21268 | 1 | 3 | 2 | Manual | 1 | Wall Mount | Linear Fluorescent | 2 | T-4 | 1 | 15 | 212681 | Bedroom | 0.3323%
21268 | 1 | 3 | 3 | Manual | 6 | Recessed - other | Halogen |  | MR | 1 | 20 | 212681 | Bedroom | 0.3323%
21268 | 1 | 4 | 1 | Manual | 1 | Ceiling Fan | Incandescent |  | Standard A Lamp | 4 | 60 | 212681 | Bedroom | 0.3323%
21268 | 1 | 4 | 2 | Manual | 1 | Ceiling Fixture | Halogen |  | MR | 1 | 16 | 212681 | Bedroom | 0.3323%
21268 | 1 | 4 | 3 | Manual | 2 | Table | Compact Fluorescent |  | Twist | 1 | 40 | 212681 | Bedroom | 0.3323%
21268 | 1 | 5 | 1 | Manual | 1 | Ceiling Fixture | Incandescent |  | Standard A Lamp | 2 | 40 | 212681 | Bedroom | 0.3323%
21268 | 1 | 5 | 2 | Manual | 1 | Wall Mount | Incandescent |  | Globe | 4 | 60 | 212681 | Bedroom | 0.3323%
21268 | 2 | 1 | 1 | Manual | 1 | Ceiling Fixture | Incandescent |  | Standard A Lamp | 1 | 60 | 212682 | Bathroom | 0.3323%
21268 | 2 | 2 | 1 | Manual | 1 | Ceiling Fixture | Incandescent |  | Standard A Lamp | 2 | 60 | 212682 | Bathroom | 0.3323%
21268 | 2 | 2 | 2 | Manual | 1 | Table | Incandescent |  | Standard A Lamp | 1 | 60 | 212682 | Bathroom | 0.3323%
21268 | 2 | 3 | 1 | Manual | 1 | Ceiling Fixture | Incandescent |  | Standard A Lamp | 2 | 60 | 212682 | Bathroom | 0.3323%
21268 | 2 | 3 | 2 | Manual | 1 | Table | Incandescent |  | Standard A Lamp | 1 | 25 | 212682 | Bathroom | 0.3323%
21268 | 2 | 4 | 1 | Manual | 2 | Ceiling Fixture | Incandescent |  | Standard A Lamp | 1 | 65 | 212682 | Bathroom | 0.3323%
21268 | 2 | 5 | 1 | Manual | 1 | Ceiling Fixture | Linear Fluorescent | 4 | T-8 | 2 | 32 | 212682 | Bathroom | 0.3323%
21268 | 2 | 5 | 2 | Manual | 1 | Wall Mount | Linear Fluorescent | 2 | T-4 | 1 | 17 | 212682 | Bathroom | 0.3323%
21268 | 2 | 5 | 3 | Manual | 1 | Wall Mount | Incandescent |  | Standard A Lamp | 1 | 25 | 212682 | Bathroom | 0.3323%
21268 | 2 | 6 | 1 | Manual | 1 | Chandelier (Hanging) | Incandescent |  | Decorative | 3 | 40 | 212682 | Bathroom | 0.3323%
21268 | 2 | 6 | 2 | Manual | 1 | Ceiling Fixture | Incandescent |  | Standard A Lamp | 1 | 60 | 212682 | Bathroom | 0.3323%
21268 | 2 | 7 | 1 | Manual | 1 | Ceiling Fixture | Incandescent |  | Standard A Lamp | 1 | 60 | 212682 | Bathroom | 0.3323%
21268 | 3 | 1 | 1 | Manual | 1 | Ceiling Fixture | Incandescent |  | Standard A Lamp | 1 | 60 | 212683 | Bathroom | 0.3323%
21268 | 3 | 2 | 1 | Manual | 1 | Ceiling Fixture | Incandescent |  | Standard A Lamp | 2 | 60 | 212683 | Bathroom | 0.3323%
21268 | 3 | 2 | 2 | Manual | 1 | Table | Incandescent |  | Standard A Lamp | 1 | 60 | 212683 | Bathroom | 0.3323%
21268 | 3 | 2 | 3 | Manual | 1 | Table | Incandescent |  | Standard A Lamp | 1 | 100 | 212683 | Bathroom | 0.3323%
21268 | 3 | 2 | 4 | Manual | 1 | Ceiling Fixture | Incandescent |  | Standard A Lamp | 1 | 60 | 212683 | Bathroom | 0.3323%
21268 | 3 | 3 | 1 | Manual | 1 | Ceiling Fixture | Incandescent |  | Standard A Lamp | 2 | 60 | 212683 | Bathroom | 0.3323%
21268 | 3 | 4 | 1 | Manual | 2 | Ceiling Fixture | Incandescent |  | Standard A Lamp | 1 | 65 | 212683 | Bathroom | 0.3323%
21268 | 3 | 5 | 1 | Manual | 1 | Ceiling Fixture | Linear Fluorescent | 4 | T-8 | 2 | 32 | 212683 | Bathroom | 0.3323%
21268 | 3 | 5 | 2 | Manual | 1 | Wall Mount | Linear Fluorescent | 1.5 | T-12 | 1 | 15 | 212683 | Bathroom | 0.3323%
21268 | 3 | 5 | 3 | Manual | 1 | Wall Mount | Incandescent |  | Standard A Lamp | 1 | 60 | 212683 | Bathroom | 0.3323%
21268 | 3 | 6 | 1 | Manual | 2 | Table | Incandescent |  | Standard A Lamp | 1 | 60 | 212683 | Bathroom | 0.3323%
21268 | 3 | 6 | 2 | Manual | 1 | Ceiling Fixture | Incandescent |  | Standard A Lamp | 3 | 40 | 212683 | Bathroom | 0.3323%
21268 | 3 | 7 | 1 | Manual | 1 | Ceiling Fixture | Incandescent |  | Standard A Lamp | 1 | 60 | 212683 | Bathroom | 0.3323%
21268 | 3 | 7 | 2 | Manual | 1 | Wall Mount | Incandescent |  | Standard A Lamp | 4 | 60 | 212683 | Bathroom | 0.3323%
21346 | 1 | 1 | 1 | Manual | 1 | Wall Mount | Incandescent |  | Standard A Lamp | 4 | 75 | 213461 | Bathroom | 0.3323%
21346 | 1 | 2 | 1 | Manual | 1 | Ceiling Fixture | Incandescent |  | Standard A Lamp | 2 | 60 | 213461 | Bathroom | 0.3323%
21346 | 1 | 2 | 2 | Manual | 1 | Table | Incandescent |  | Standard A Lamp | 1 | 60 | 213461 | Bathroom | 0.3323%
21346 | 1 | 2 | 3 | Manual | 1 | Floor lamp | Incandescent |  | Standard A Lamp | 1 | 75 | 213461 | Bathroom | 0.3323%
21346 | 1 | 3 | 1 | Manual | 1 | Ceiling Fixture | Incandescent |  | Standard A Lamp | 1 | 75 | 213461 | Bathroom | 0.3323%
21346 | 1 | 3 | 2 | Manual | 1 | Table | Incandescent |  | Decorative | 1 | 15 | 213461 | Bathroom | 0.3323%
21346 | 1 | 3 | 3 | Manual | 1 | Table | Incandescent |  | Standard A Lamp | 1 | 60 | 213461 | Bathroom | 0.3323%
21346 | 1 | 4 | 1 | Manual | 1 | Ceiling Fixture | Linear Fluorescent | 4 | T-12 | 4 | 20 | 213461 | Bathroom | 0.3323%
21346 | 1 | 4 | 2 | Manual | 1 | Wall Mount | Incandescent |  | Standard A Lamp | 1 | 100 | 213461 | Bathroom | 0.3323%
21346 | 1 | 4 | 3 | Manual | 1 | Wall Mount | Linear Fluorescent | 1.5 | T-12 | 2 | 16 | 213461 | Bathroom | 0.3323%
21346 | 1 | 5 | 1 | Manual | 2 | Recessed Can | Incandescent |  | Reflector | 1 | 65 | 213461 | Bathroom | 0.3323%
21346 | 1 | 5 | 2 | Manual | 1 | Ceiling Fixture | Incandescent |  | Standard A Lamp | 1 | 75 | 213461 | Bathroom | 0.3323%
21346 | 1 | 5 | 3 | Manual | 1 | Table | Incandescent |  | Standard A Lamp | 1 | 40 | 213461 | Bathroom | 0.3323%
21346 | 1 | 5 | 4 | Manual | 1 | Table | Incandescent |  | 3-Way Incandescent | 1 | 100 | 213461 | Bathroom | 0.3323%
21346 | 1 | 6 | 1 | Manual | 1 | Ceiling Fixture | Incandescent |  | Standard A Lamp | 1 | 60 | 213461 | Bathroom | 0.3323%
21346 | 1 | 7 | 1 | Manual | 1 | Ceiling Fixture | Incandescent |  | Standard A Lamp | 1 | 60 | 213461 | Bathroom | 0.3323%
21346 | 2 | 1 | 1 | Manual | 1 | Wall Mount | Compact Fluorescent |  | A shape bulb | 4 | 15 | 213462 | Bathroom | 0.3323%
21346 | 2 | 1 | 2 | Manual | 1 | Ceiling Fixture | Compact Fluorescent |  | A shape bulb | 1 | 15 | 213462 | Bathroom | 0.3323%
21346 | 2 | 2 | 1 | Manual | 1 | Ceiling Fixture | Compact Fluorescent |  | A shape bulb | 2 | 15 | 213462 | Bathroom | 0.3323%
21346 | 2 | 3 | 1 | Manual | 1 | Ceiling Fixture | Compact Fluorescent |  | A shape bulb | 2 | 15 | 213462 | Bathroom | 0.3323%
21346 | 2 | 3 | 2 | Manual | 1 | Table | Compact Fluorescent |  | A shape bulb | 1 | 15 | 213462 | Bathroom | 0.3323%
21346 | 2 | 4 | 1 | Manual | 1 | Ceiling Fixture | Linear Fluorescent | 4 | T-12 | 4 | 20 | 213462 | Bathroom | 0.3323%
21346 | 2 | 5 | 1 | Manual | 2 | Ceiling Fixture | Incandescent |  | Standard A Lamp | 1 | 65 | 213462 | Bathroom | 0.3323%
21346 | 2 | 5 | 2 | Manual | 1 | Ceiling Fixture | Compact Fluorescent |  | A shape bulb | 2 | 15 | 213462 | Bathroom | 0.3323%
21346 | 2 | 6 | 1 | Manual | 1 | Ceiling Fixture | Incandescent |  | Standard A Lamp | 1 | 60 | 213462 | Bathroom | 0.3323%
21346 | 2 | 7 | 1 | Manual | 1 | Ceiling Fixture | Incandescent |  | Standard A Lamp | 1 | 60 | 213462 | Bathroom | 0.3323%
21346 | 3 | 1 | 1 | Manual | 1 | Wall Mount | Incandescent |  | Standard A Lamp | 4 | 40 | 213463 | Bathroom | 0.3323%
21346 | 3 | 1 | 2 | Manual | 1 | Ceiling Fixture | Incandescent |  | Standard A Lamp | 1 | 40 | 213463 | Bathroom | 0.3323%
21346 | 3 | 2 | 1 | Manual | 1 | Ceiling Fixture | Incandescent |  | Standard A Lamp | 1 | 40 | 213463 | Bathroom | 0.3323%
21346 | 3 | 2 | 2 | Manual | 1 | Table | Incandescent |  | Decorative | 1 | 40 | 213463 | Bathroom | 0.3323%
21346 | 3 | 2 | 3 | Manual | 1 | Table | Incandescent |  | Decorative | 1 | 30 | 213463 | Bathroom | 0.3323%
21346 | 3 | 3 | 1 | Manual | 1 | Ceiling Fixture | Incandescent |  | Standard A Lamp | 2 | 40 | 213463 | Bathroom | 0.3323%
21346 | 3 | 4 | 1 | Manual | 1 | Ceiling Fixture | Incandescent |  | Standard A Lamp | 1 | 60 | 213463 | Bathroom | 0.3323%
21346 | 3 | 5 | 1 | Manual | 1 | Ceiling Fixture | Linear Fluorescent | 4 | T-12 | 2 | 20 | 213463 | Bathroom | 0.3323%
21346 | 3 | 5 | 2 | Manual | 1 | Wall Mount | Incandescent |  | Decorative | 1 | 40 | 213463 | Bathroom | 0.3323%
21346 | 3 | 5 | 3 | Manual | 1 | Table | Incandescent |  | Decorative | 1 | 40 | 213463 | Bathroom | 0.3323%
21346 | 3 | 6 | 1 | Manual | 2 | Recessed Can | Incandescent |  | Reflector | 1 | 65 | 213463 | Bathroom | 0.3323%
21346 | 3 | 6 | 2 | Manual | 1 | Ceiling Fixture | Incandescent |  | Standard A Lamp | 2 | 60 | 213463 | Bathroom | 0.3323%
21346 | 3 | 6 | 3 | Manual | 2 | Table | Incandescent |  | Standard A Lamp | 1 | 60 | 213463 | Bathroom | 0.3323%
21346 | 3 | 6 | 4 | Manual | 1 | Table | Incandescent |  | Standard A Lamp | 1 | 40 | 213463 | Bathroom | 0.3323%
21424 | 1 | 1 | 1 | Manual | 1 | Wall Mount | Incandescent |  | Standard A Lamp | 2 | 75 | 214241 | Bathroom | 0.3323%
21424 | 1 | 2 | 1 | Manual | 1 | Table | Incandescent |  | Standard A Lamp | 1 | 40 | 214241 | Bathroom | 0.3323%
21424 | 1 | 2 | 2 | Manual | 1 | Wall Mount | Incandescent |  | Standard A Lamp | 2 | 71 | 214241 | Bathroom | 0.3323%
21424 | 1 | 3 | 1 | Manual | 1 | Ceiling Fan | Incandescent |  | Standard A Lamp | 1 | 71 | 214241 | Bathroom | 0.3323%
21424 | 1 | 3 | 2 | Manual | 1 | Floor lamp | Incandescent |  | Standard A Lamp | 1 | 60 | 214241 | Bathroom | 0.3323%
21424 | 1 | 3 | 3 | Manual | 1 | Ceiling Fixture | Incandescent |  | Standard A Lamp | 1 | 75 | 214241 | Bathroom | 0.3323%
21424 | 1 | 3 | 4 | Manual | 1 | Other | Incandescent |  | Standard A Lamp | 1 | 71 | 214241 | Bathroom | 0.3323%
21424 | 1 | 3 | 5 | Manual | 1 | Ceiling Fixture | Incandescent |  | Standard A Lamp | 2 | 75 | 214241 | Bathroom | 0.3323%
21424 | 1 | 3 | 6 | Manual | 1 | Other | Incandescent |  | Standard A Lamp | 1 | 40 | 214241 | Bathroom | 0.3323%
21424 | 1 | 3 | 7 | Manual | 1 | Wall Mount | Incandescent |  | Standard A Lamp | 1 | 100 | 214241 | Bathroom | 0.3323%
21424 | 1 | 4 | 1 | Manual | 1 | Ceiling Fixture | Incandescent |  | Standard A Lamp | 1 | 60 | 214241 | Bathroom | 0.3323%
21424 | 2 | 1 | 1 | Manual | 1 | Wall Mount | Incandescent |  | Standard A Lamp | 2 | 60 | 214242 | Bathroom | 0.3323%
21424 | 2 | 2 | 1 | Manual | 1 | Ceiling Fan | Compact Fluorescent |  | Twist | 1 | 13 | 214242 | Bathroom | 0.3323%
21424 | 2 | 2 | 2 | Manual | 1 | Wall Mount | Compact Fluorescent |  | Twist | 2 | 23 | 214242 | Bathroom | 0.3323%
21424 | 2 | 2 | 3 | Manual | 1 | Table | Compact Fluorescent |  | Twist | 1 | 13 | 214242 | Bathroom | 0.3323%
21424 | 2 | 3 | 1 | Manual | 1 | Ceiling Fan | Compact Fluorescent |  | Twist | 1 | 23 | 214242 | Bathroom | 0.3323%
21424 | 2 | 3 | 2 | Manual | 1 | Floor lamp | Incandescent |  | Standard A Lamp | 1 | 60 | 214242 | Bathroom | 0.3323%
21424 | 2 | 3 | 3 | Manual | 1 | Ceiling Fixture | Compact Fluorescent |  | Twist | 1 | 23 | 214242 | Bathroom | 0.3323%
21424 | 2 | 3 | 4 | Manual | 1 | Ceiling Fixture | Incandescent |  | Standard A Lamp | 2 | 60 | 214242 | Bathroom | 0.3323%
21424 | 2 | 3 | 5 | Manual | 1 | Other | Compact Fluorescent |  | Twist | 1 | 15 | 214242 | Bathroom | 0.3323%
21424 | 2 | 3 | 6 | Manual | 1 | Wall Mount | Compact Fluorescent |  | Twist | 1 | 23 | 214242 | Bathroom | 0.3323%
21424 | 2 | 4 | 1 | Manual | 1 | Ceiling Fixture | Incandescent |  | Standard A Lamp | 1 | 60 | 214242 | Bathroom | 0.3323%
21424 | 3 | 1 | 1 | Manual | 1 | Wall Mount | Compact Fluorescent |  | Twist | 2 | 15 | 214243 | Bathroom | 0.3323%
21424 | 3 | 2 | 1 | Manual | 1 | Ceiling Fixture | Incandescent |  | Standard A Lamp | 1 | 40 | 214243 | Bathroom | 0.3323%
21424 | 3 | 2 | 2 | Manual | 1 | Wall Mount | Incandescent |  | Standard A Lamp | 2 | 75 | 214243 | Bathroom | 0.3323%
21424 | 3 | 2 | 3 | Manual | 1 | Table | Incandescent |  | Standard A Lamp | 1 | 40 | 214243 | Bathroom | 0.3323%
21424 | 3 | 3 | 1 | Manual | 1 | Ceiling Fixture | Compact Fluorescent |  | Twist | 2 | 15 | 214243 | Bathroom | 0.3323%
21424 | 3 | 3 | 2 | Manual | 1 | Ceiling Fixture | Incandescent |  | Standard A Lamp | 1 | 40 | 214243 | Bathroom | 0.3323%
21424 | 3 | 3 | 3 | Manual | 1 | Ceiling Fixture | Incandescent |  | Standard A Lamp | 2 | 60 | 214243 | Bathroom | 0.3323%
21424 | 3 | 3 | 4 | Manual | 1 | Wall Mount | Incandescent |  | Standard A Lamp | 1 | 75 | 214243 | Bathroom | 0.3323%
21424 | 3 | 3 | 5 | Manual | 1 | Table | Incandescent |  | Standard A Lamp | 1 | 40 | 214243 | Bathroom | 0.3323%
21424 | 3 | 4 | 1 | Manual | 1 | Ceiling Fixture | Incandescent |  | Standard A Lamp | 1 | 60 | 214243 | Bathroom | 0.3323%
21488 | 1 | 1 | 1 | Timer | 1 | Ceiling Fixture | Incandescent |  | Standard A Lamp | 2 | 60 | 214881 | Bathroom | 0.3323%
21488 | 1 | 1 | 2 | Manual | 1 | Wall Mount | Incandescent |  | Globe | 5 | 40 | 214881 | Bathroom | 0.3323%
21488 | 1 | 2 | 1 | Manual | 1 | Ceiling Fixture | Compact Fluorescent |  | Twist | 1 | 15 | 214881 | Bathroom | 0.3323%
21488 | 1 | 3 | 1 | Manual | 1 | Ceiling Fixture | Compact Fluorescent |  | Twist | 1 | 15 | 214881 | Bathroom | 0.3323%
21488 | 1 | 3 | 2 | Manual | 1 | Table | Incandescent |  | Decorative | 1 | 25 | 214881 | Bathroom | 0.3323%
21488 | 1 | 4 | 1 | Manual | 1 | Ceiling Fixture | Compact Fluorescent |  | Twist | 1 | 15 | 214881 | Bathroom | 0.3323%
21488 | 1 | 4 | 2 | Manual | 1 | Recessed Can | Incandescent |  | Standard A Lamp | 1 | 40 | 214881 | Bathroom | 0.3323%
21488 | 1 | 5 | 1 | Manual | 1 | Chandelier (Hanging) | Other |  | Other | 4 | 15 | 214881 | Bathroom | 0.3323%
21488 | 2 | 1 | 1 | Manual | 2 | Ceiling Fixture | Incandescent |  | Other | 2 | 125 | 214882 | Bathroom | 0.3323%
21488 | 2 | 1 | 2 | Manual | 1 | Wall Mount | Incandescent |  | Globe | 4 | 60 | 214882 | Bathroom | 0.3323%
21488 | 2 | 2 | 1 | Manual | 1 | Ceiling Fixture | Compact Fluorescent |  | Twist | 1 | 15 | 214882 | Bathroom | 0.3323%
21488 | 2 | 3 | 1 | Manual | 1 | Ceiling Fixture | Compact Fluorescent |  | Twist | 1 | 15 | 214882 | Bathroom | 0.3323%
21488 | 2 | 3 | 2 | Manual | 1 | Recessed Can | Compact Fluorescent |  | Twist | 1 | 7 | 214882 | Bathroom | 0.3323%
21488 | 2 | 3 | 3 | Manual | 1 | Other | Compact Fluorescent |  | Twist | 1 | 7 | 214882 | Bathroom | 0.3323%
21488 | 2 | 4 | 1 | Manual | 1 | Ceiling Fixture | Compact Fluorescent |  | Twist | 1 | 15 | 214882 | Bathroom | 0.3323%
21488 | 2 | 4 | 2 | Manual | 1 | Floor lamp | Incandescent |  | Standard A Lamp | 1 | 75 | 214882 | Bathroom | 0.3323%
21488 | 2 | 4 | 3 | Manual | 1 | Ceiling Fan | Incandescent |  | Standard A Lamp | 3 | 52 | 214882 | Bathroom | 0.3323%
21488 | 2 | 4 | 4 | Manual | 1 | Torchiere | Incandescent |  | Standard A Lamp | 2 | 40 | 214882 | Bathroom | 0.3323%
21488 | 2 | 5 | 1 | Manual | 1 | Ceiling Fixture | Incandescent |  | Standard A Lamp | 3 | 60 | 214882 | Bathroom | 0.3323%
21488 | 3 | 1 | 1 | Manual | 1 | Ceiling Fixture | Halogen |  | PAR | 1 | 60 | 214883 | Bathroom | 0.3323%
21488 | 3 | 1 | 2 | Manual | 1 | Wall Mount | Incandescent |  | Globe | 5 | 40 | 214883 | Bathroom | 0.3323%
21488 | 3 | 2 | 1 | Manual | 1 | Ceiling Fixture | Compact Fluorescent |  | Twist | 1 | 15 | 214883 | Bathroom | 0.3323%
21488 | 3 | 2 | 2 | Manual | 1 | Floor lamp | Incandescent |  | Standard A Lamp | 1 | 60 | 214883 | Bathroom | 0.3323%
21488 | 3 | 3 | 1 | Manual | 1 | Ceiling Fixture | Compact Fluorescent |  | Twist | 1 | 15 | 214883 | Bathroom | 0.3323%
21488 | 3 | 3 | 2 | Manual | 1 | Other | Incandescent |  | Standard A Lamp | 1 | 60 | 214883 | Bathroom | 0.3323%
21488 | 3 | 4 | 1 | Manual | 1 | Ceiling Fixture | Incandescent |  | Standard A Lamp | 1 | 60 | 214883 | Bathroom | 0.3323%
21488 | 3 | 4 | 2 | Manual | 1 | Ceiling Fixture | Incandescent |  | Standard A Lamp | 1 | 15 | 214883 | Bathroom | 0.3323%
21488 | 3 | 4 | 3 | Manual | 1 | Table | Incandescent |  | Standard A Lamp | 1 | 60 | 214883 | Bathroom | 0.3323%
21488 | 3 | 4 | 4 | Manual | 1 | Torchiere | Incandescent |  | Decorative | 6 | 5 | 214883 | Bathroom | 0.3323%
21505 | 1 | 1 | 1 | Manual | 1 | Ceiling Fixture | Incandescent |  | Standard A Lamp | 1 | 60 | 215051 | Bathroom | 0.3323%
21505 | 1 | 2 | 1 | Manual | 1 | Ceiling Fan | Incandescent |  | Standard A Lamp | 1 | 60 | 215051 | Bathroom | 0.3323%
21505 | 1 | 2 | 2 | Manual | 1 | Table | Incandescent |  | Standard A Lamp | 1 | 60 | 215051 | Bathroom | 0.3323%
21505 | 1 | 2 | 3 | Manual | 1 | Table | Halogen |  | MR | 1 | 30 | 215051 | Bathroom | 0.3323%
21505 | 1 | 3 | 1 | Manual | 1 | Ceiling Fan | Incandescent |  | Standard A Lamp | 1 | 60 | 215051 | Bathroom | 0.3323%
21505 | 1 | 3 | 2 | Manual | 1 | Ceiling Fixture | Incandescent |  | Standard A Lamp | 1 | 60 | 215051 | Bathroom | 0.3323%
21505 | 1 | 3 | 3 | Manual | 1 | Table | Compact Fluorescent |  | Twist | 1 | 15 | 215051 | Bathroom | 0.3323%
21505 | 1 | 4 | 1 | Manual | 1 | Ceiling Fixture | Incandescent |  | Standard A Lamp | 1 | 60 | 215051 | Bathroom | 0.3323%
21505 | 1 | 4 | 2 | Manual | 1 | Ceiling Fixture | Incandescent |  | Standard A Lamp | 1 | 60 | 215051 | Bathroom | 0.3323%
21505 | 1 | 5 | 1 | Manual | 1 | Ceiling Fan | Incandescent |  | Standard A Lamp | 1 | 60 | 215051 | Bathroom | 0.3323%
21505 | 1 | 5 | 2 | Manual | 2 | Ceiling Fixture | Incandescent |  | Standard A Lamp | 2 | 60 | 215051 | Bathroom | 0.3323%
21505 | 1 | 6 | 1 | Manual | 1 | Floor lamp | Incandescent |  | Standard A Lamp | 5 | 60 | 215051 | Bathroom | 0.3323%
21505 | 1 | 6 | 2 | Manual | 1 | Floor lamp | Halogen |  | MR | 1 | 7 | 215051 | Bathroom | 0.3323%
21505 | 1 | 7 | 1 | Manual | 1 | Wall Mount | Incandescent |  | Globe | 4 | 40 | 215051 | Bathroom | 0.3323%
21505 | 2 | 1 | 1 | Manual | 1 | Wall Mount | Incandescent |  | Globe | 6 | 40 | 215052 | Bathroom | 0.3323%
21505 | 2 | 1 | 2 | Manual | 1 | Other | Incandescent |  | Standard A Lamp | 1 | 25 | 215052 | Bathroom | 0.3323%
21505 | 2 | 2 | 1 | Manual | 1 | Ceiling Fan | Compact Fluorescent |  | Twist | 1 | 15 | 215052 | Bathroom | 0.3323%
21505 | 2 | 3 | 1 | Manual | 1 | Ceiling Fixture | Incandescent |  | Standard A Lamp | 2 | 60 | 215052 | Bathroom | 0.3323%
21505 | 2 | 4 | 1 | Manual | 1 | Ceiling Fan | Incandescent |  | Standard A Lamp | 1 | 60 | 215052 | Bathroom | 0.3323%
21505 | 2 | 4 | 2 | Manual | 1 | Ceiling Fixture | Compact Fluorescent |  | Twist | 2 | 14 | 215052 | Bathroom | 0.3323%
21505 | 2 | 5 | 1 | Manual | 1 | Table | Compact Fluorescent |  | Twist | 1 | 14 | 215052 | Bathroom | 0.3323%
21505 | 2 | 5 | 2 | Manual | 1 | Floor lamp | Compact Fluorescent |  | Twist | 2 | 14 | 215052 | Bathroom | 0.3323%
21505 | 3 | 1 | 1 | Manual | 2 | Wall Mount | Incandescent |  | Globe | 3 | 60 | 215053 | Bathroom | 0.3323%
21505 | 3 | 2 | 1 | Manual | 1 | Wall Mount | Incandescent |  | Globe | 3 | 60 | 215053 | Bathroom | 0.3323%
21505 | 3 | 2 | 2 | Manual | 1 | Ceiling Fixture | Compact Fluorescent |  | Twist | 1 | 15 | 215053 | Bathroom | 0.3323%
21505 | 3 | 3 | 1 | Manual | 2 | Ceiling Fixture | Incandescent |  | Standard A Lamp | 1 | 40 | 215053 | Bathroom | 0.3323%
21505 | 3 | 3 | 2 | Manual | 1 | Wall Mount | Incandescent |  | Standard A Lamp | 1 | 60 | 215053 | Bathroom | 0.3323%
21505 | 3 | 4 | 1 | Manual | 1 | Ceiling Fan | Incandescent |  | Standard A Lamp | 1 | 60 | 215053 | Bathroom | 0.3323%
21505 | 3 | 4 | 2 | Manual | 1 | Ceiling Fixture | Incandescent |  | Standard A Lamp | 2 | 40 | 215053 | Bathroom | 0.3323%
21505 | 3 | 5 | 1 | Manual | 2 | Ceiling Fixture | Incandescent |  | Standard A Lamp | 2 | 60 | 215053 | Bathroom | 0.3323%
21505 | 3 | 6 | 1 | Manual | 1 | Ceiling Fan | Incandescent |  | Standard A Lamp | 1 | 100 | 215053 | Bathroom | 0.3323%
21505 | 3 | 6 | 2 | Manual | 2 | Recessed Can | Incandescent |  | Other | 1 | 85 | 215053 | Bathroom | 0.3323%
21505 | 3 | 6 | 3 | Manual | 1 | Ceiling Fixture | Compact Fluorescent |  | Twist | 2 | 15 | 215053 | Bathroom | 0.3323%
21505 | 3 | 7 | 1 | Manual | 1 | Torchiere | Incandescent |  | Standard A Lamp | 1 | 100 | 215053 | Bathroom | 0.3323%
21564 | 1 | 1 | 1 | Manual | 1 | Wall Mount | Incandescent |  | Globe | 4 | 25 | 215641 | Bathroom | 0.3323%
21564 | 1 | 1 | 2 | Manual | 1 | Ceiling Fixture | Incandescent |  | Heat Lamp | 1 | 250 | 215641 | Bathroom | 0.3323%
21564 | 1 | 2 | 1 | Manual | 1 | Ceiling Fixture | Incandescent |  | Standard A Lamp | 2 | 60 | 215641 | Bathroom | 0.3323%
21564 | 1 | 2 | 2 | Manual | 1 | Table | Incandescent |  | Standard A Lamp | 1 | 60 | 215641 | Bathroom | 0.3323%
21564 | 1 | 3 | 1 | Manual | 2 | Ceiling Fixture | Incandescent |  | Standard A Lamp | 1 | 100 | 215641 | Bathroom | 0.3323%
21564 | 1 | 4 | 1 | Manual | 1 | Ceiling Fixture | Linear Fluorescent | 4 | T-12 | 2 | 40 | 215641 | Bathroom | 0.3323%
21564 | 1 | 4 | 2 | Manual | 1 | Other | Incandescent |  | Standard A Lamp | 1 | 40 | 215641 | Bathroom | 0.3323%
21564 | 1 | 5 | 1 | Manual | 1 | Ceiling Fixture | Incandescent |  | Standard A Lamp | 1 | 75 | 215641 | Bathroom | 0.3323%
21564 | 1 | 5 | 2 | Manual | 2 | Table | Incandescent |  | Standard A Lamp | 1 | 150 | 215641 | Bathroom | 0.3323%
21564 | 2 | 1 | 1 | Manual | 1 | Wall Mount | Incandescent |  | Globe | 3 | 60 | 215642 | Bathroom | 0.3323%
21564 | 2 | 1 | 2 | Manual | 1 | Other | Incandescent |  | Heat Lamp | 1 | 250 | 215642 | Bathroom | 0.3323%
21564 | 2 | 2 | 1 | Manual | 1 | Ceiling Fixture | Incandescent |  | Standard A Lamp | 2 | 60 | 215642 | Bathroom | 0.3323%
21564 | 2 | 2 | 2 | Manual | 1 | Table | Incandescent |  | Decorative | 1 | 40 | 215642 | Bathroom | 0.3323%
21564 | 2 | 3 | 1 | Manual | 2 | Ceiling Fixture | Incandescent |  | Standard A Lamp | 1 | 60 | 215642 | Bathroom | 0.3323%
21564 | 2 | 4 | 1 | Manual | 1 | Ceiling Fixture | Linear Fluorescent | 4 | T-12 | 2 | 40 | 215642 | Bathroom | 0.3323%
21564 | 2 | 4 | 2 | Manual | 1 | Other | Incandescent |  | Standard A Lamp | 1 | 40 | 215642 | Bathroom | 0.3323%
21564 | 2 | 5 | 1 | Manual | 1 | Table | Incandescent |  | Standard A Lamp | 1 | 40 | 215642 | Bathroom | 0.3323%
21564 | 2 | 5 | 2 | Manual | 1 | Floor lamp | Incandescent |  | Standard A Lamp | 1 | 60 | 215642 | Bathroom | 0.3323%
21564 | 2 | 5 | 3 | Manual | 1 | Floor lamp | Compact Fluorescent |  | Twist | 1 | 19 | 215642 | Bathroom | 0.3323%
21564 | 2 | 5 | 4 | Manual | 1 | Table | Compact Fluorescent |  | Twist | 1 | 13 | 215642 | Bathroom | 0.3323%
21564 | 2 | 5 | 5 | Manual | 1 | Ceiling Fixture | Incandescent |  | Standard A Lamp | 1 | 60 | 215642 | Bathroom | 0.3323%
21564 | 3 | 1 | 1 | Manual | 1 | Ceiling Fixture | Incandescent |  | Heat Lamp | 1 | 250 | 215643 | Bathroom | 0.3323%
21564 | 3 | 1 | 2 | Manual | 1 | Wall Mount | Incandescent |  | Standard A Lamp | 2 | 60 | 215643 | Bathroom | 0.3323%
21564 | 3 | 2 | 1 | Manual | 1 | Ceiling Fixture | Compact Fluorescent |  | Twist | 2 | 13 | 215643 | Bathroom | 0.3323%
21564 | 3 | 2 | 2 | Manual | 1 | Table | Compact Fluorescent |  | Twist | 1 | 13 | 215643 | Bathroom | 0.3323%
21564 | 3 | 3 | 1 | Manual | 2 | Ceiling Fixture | Incandescent |  | Standard A Lamp | 1 | 38 | 215643 | Bathroom | 0.3323%
21564 | 3 | 4 | 1 | Manual | 1 | Ceiling Fixture | Linear Fluorescent | 4 | T-8 | 2 | 32 | 215643 | Bathroom | 0.3323%
21564 | 3 | 4 | 2 | Manual | 1 | Other | Compact Fluorescent |  | Twist | 1 | 13 | 215643 | Bathroom | 0.3323%
21564 | 3 | 5 | 1 | Manual | 1 | Ceiling Fan | Incandescent |  | Standard A Lamp | 1 | 60 | 215643 | Bathroom | 0.3323%
21564 | 3 | 5 | 2 | Manual | 1 | Floor lamp | Incandescent |  | 3-Way Incandescent | 1 | 100 | 215643 | Bathroom | 0.3323%
21576 | 1 | 1 | 1 | Manual | 1 | Wall Mount | Incandescent |  | Standard A Lamp | 4 | 71 | 215761 | Bathroom | 0.3323%
21576 | 1 | 1 | 2 | Manual | 1 | Ceiling Fixture | Incandescent |  | Heat Lamp | 2 | 250 | 215761 | Bathroom | 0.3323%
21576 | 1 | 2 | 1 | Manual | 1 | Floor lamp | Compact Fluorescent |  | Twist | 4 | 13 | 215761 | Bathroom | 0.3323%
21576 | 1 | 2 | 2 | Manual | 1 | Ceiling Fixture | Incandescent |  | Standard A Lamp | 1 | 71 | 215761 | Bathroom | 0.3323%
21576 | 1 | 3 | 1 | Manual | 1 | Floor lamp | Compact Fluorescent |  | Twist | 1 | 14 | 215761 | Bathroom | 0.3323%
21576 | 1 | 4 | 1 | Manual | 1 | Ceiling Fixture | Compact Fluorescent |  | Twist | 2 | 13 | 215761 | Bathroom | 0.3323%
21576 | 1 | 5 | 1 | Manual | 1 | Ceiling Fixture | Linear Fluorescent | 4 | T-12 | 2 | 40 | 215761 | Bathroom | 0.3323%
21576 | 1 | 5 | 2 | Manual | 1 | Ceiling Fan | Compact Fluorescent |  | Twist | 2 | 15 | 215761 | Bathroom | 0.3323%
21576 | 1 | 5 | 3 | Manual | 1 | Table | Compact Fluorescent |  | Twist | 1 | 13 | 215761 | Bathroom | 0.3323%
21576 | 1 | 5 | 4 | Manual | 1 | Ceiling Fixture | Linear Fluorescent | 2 | T-12 | 1 | 20 | 215761 | Bathroom | 0.3323%
21576 | 1 | 5 | 5 | Manual | 1 | Other | Incandescent |  | Standard A Lamp | 1 | 40 | 215761 | Bathroom | 0.3323%
21576 | 2 | 1 | 1 | Manual | 1 | Wall Mount | Incandescent |  | Globe | 4 | 25 | 215762 | Bathroom | 0.3323%
21576 | 2 | 1 | 2 | Manual | 1 | Ceiling Fixture | Incandescent |  | Heat Lamp | 2 | 250 | 215762 | Bathroom | 0.3323%
21576 | 2 | 2 | 1 | Manual | 2 | Table | Compact Fluorescent |  | Twist | 1 | 25 | 215762 | Bathroom | 0.3323%
21576 | 2 | 3 | 1 | Manual | 1 | Ceiling Fixture | Compact Fluorescent |  | Twist | 2 | 13 | 215762 | Bathroom | 0.3323%
21576 | 2 | 4 | 1 | Manual | 1 | Table | Compact Fluorescent |  | Twist | 1 | 13 | 215762 | Bathroom | 0.3323%
21576 | 2 | 4 | 2 | Manual | 1 | Table | Compact Fluorescent |  | Twist | 1 | 19 | 215762 | Bathroom | 0.3323%
21576 | 2 | 4 | 3 | Manual | 1 | Table | Incandescent |  | Decorative | 1 | 40 | 215762 | Bathroom | 0.3323%
21576 | 2 | 4 | 4 | Manual | 1 | Ceiling Fan | Compact Fluorescent |  | Twist | 2 | 19 | 215762 | Bathroom | 0.3323%
21576 | 2 | 4 | 5 | Manual | 1 | Ceiling Fixture | Linear Fluorescent | 4 | T-12 | 2 | 40 | 215762 | Bathroom | 0.3323%
21576 | 2 | 4 | 6 | Manual | 1 | Recessed - other | Compact Fluorescent |  | Twist | 1 | 13 | 215762 | Bathroom | 0.3323%
21576 | 2 | 4 | 7 | Manual | 1 | Ceiling Fixture | Linear Fluorescent | 2 | T-12 | 1 | 20 | 215762 | Bathroom | 0.3323%
21576 | 2 | 5 | 1 | Manual | 1 | Table | Compact Fluorescent |  | Twist | 1 | 25 | 215762 | Bathroom | 0.3323%
21576 | 3 | 1 | 1 | Manual | 1 | Wall Mount | Compact Fluorescent |  | Twist | 4 | 13 | 215763 | Bathroom | 0.3323%
21576 | 3 | 1 | 2 | Manual | 1 | Ceiling Fixture | Incandescent |  | Heat Lamp | 2 | 250 | 215763 | Bathroom | 0.3323%
21576 | 3 | 2 | 1 | Manual | 1 | Ceiling Fixture | Compact Fluorescent |  | Twist | 2 | 13 | 215763 | Bathroom | 0.3323%
21576 | 3 | 3 | 1 | Manual | 1 | Table | Compact Fluorescent |  | Twist | 1 | 23 | 215763 | Bathroom | 0.3323%
21576 | 3 | 3 | 2 | Manual | 1 | Floor lamp | Compact Fluorescent |  | Twist | 1 | 19 | 215763 | Bathroom | 0.3323%
21576 | 3 | 3 | 3 | Manual | 1 | Ceiling Fan | Compact Fluorescent |  | Twist | 1 | 23 | 215763 | Bathroom | 0.3323%
21576 | 3 | 3 | 4 | Manual | 1 | Recessed - other | Incandescent |  | Standard A Lamp | 1 | 40 | 215763 | Bathroom | 0.3323%
21576 | 3 | 3 | 5 | Manual | 1 | Ceiling Fixture | Linear Fluorescent | 4 | T-12 | 2 | 40 | 215763 | Bathroom | 0.3323%
21576 | 3 | 3 | 6 | Manual | 1 | Wall Mount | Linear Fluorescent | 2 | T-12 | 1 | 20 | 215763 | Bathroom | 0.3323%
21576 | 3 | 5 | 1 | Manual | 1 | Ceiling Fixture | Incandescent |  | Standard A Lamp | 1 | 60 | 215763 | Bathroom | 0.3323%
21576 | 3 | 5 | 2 | Manual | 1 | Table | Incandescent |  | Standard A Lamp | 1 | 60 | 215763 | Bathroom | 0.3323%
21627 | 1 | 1 | 1 | Manual | 4 | Wall Mount | Incandescent |  | Globe | 4 | 60 | 216271 | Bathroom | 0.4984%
21627 | 1 | 2 | 1 | Manual | 1 | Ceiling Fixture | Incandescent |  | Standard A Lamp | 2 | 40 | 216271 | Bathroom | 0.4984%
21627 | 1 | 3 | 1 | Manual | 1 | Chandelier (Hanging) | Incandescent |  | Standard A Lamp | 1 | 60 | 216271 | Bathroom | 0.4984%
21627 | 1 | 4 | 1 | Manual | 1 | Wall Mount | Incandescent |  | Standard A Lamp | 1 | 60 | 216271 | Bathroom | 0.4984%
21627 | 1 | 5 | 1 | Manual | 1 | Ceiling Fixture | Linear Fluorescent | 4 | T-12 | 4 | 32 | 216271 | Bathroom | 0.4984%
21627 | 1 | 6 | 1 | Manual | 1 | Ceiling Fixture | Incandescent |  | Standard A Lamp | 1 | 60 | 216271 | Bathroom | 0.4984%
21627 | 1 | 7 | 1 | Manual | 1 | Ceiling Fixture | Incandescent |  | Standard A Lamp | 2 | 40 | 216271 | Bathroom | 0.4984%
21627 | 1 | 7 | 2 | Manual | 1 | Table | Incandescent |  | 3-Way Incandescent | 1 | 75 | 216271 | Bathroom | 0.4984%
21627 | 1 | 8 | 1 | Manual | 1 | Ceiling Fixture | Incandescent |  | Standard A Lamp | 2 | 40 | 216271 | Bathroom | 0.4984%
21627 | 1 | 8 | 2 | Manual | 1 | Table | Incandescent |  | 3-Way Incandescent | 1 | 70 | 216271 | Bathroom | 0.4984%
21627 | 1 | 9 | 1 | Manual | 1 | Wall Mount | Incandescent |  | Globe | 4 | 60 | 216271 | Bathroom | 0.4984%
21627 | 2 | 1 | 1 | Manual | 1 | Wall Mount | Incandescent |  | Globe | 4 | 60 | 216272 | Bathroom | 0.4984%
21627 | 2 | 2 | 1 | Manual | 1 | Wall Mount | Incandescent |  | Globe | 4 | 60 | 216272 | Bathroom | 0.4984%
21627 | 2 | 3 | 1 | Manual | 1 | Ceiling Fixture | Incandescent |  | Standard A Lamp | 2 | 60 | 216272 | Bathroom | 0.4984%
21627 | 2 | 4 | 1 | Manual | 1 | Chandelier (Hanging) | Incandescent |  | Standard A Lamp | 1 | 150 | 216272 | Bathroom | 0.4984%
21627 | 2 | 5 | 1 | Manual | 1 | Wall Mount | Incandescent |  | Standard A Lamp | 1 | 60 | 216272 | Bathroom | 0.4984%
21627 | 2 | 6 | 1 | Manual | 1 | Ceiling Fixture | Linear Fluorescent | 4 | T-8 | 4 | 32 | 216272 | Bathroom | 0.4984%
21627 | 2 | 7 | 1 | Manual | 1 | Ceiling Fixture | Compact Fluorescent |  | Twist | 1 | 13 | 216272 | Bathroom | 0.4984%
21627 | 2 | 8 | 1 | Manual | 1 | Ceiling Fixture | Incandescent |  | Standard A Lamp | 2 | 60 | 216272 | Bathroom | 0.4984%
21627 | 2 | 8 | 2 | Manual | 1 | Table | Compact Fluorescent |  | Twist | 3 | 13 | 216272 | Bathroom | 0.4984%
21627 | 2 | 9 | 1 | Manual | 1 | Ceiling Fixture | Incandescent |  | Standard A Lamp | 2 | 60 | 216272 | Bathroom | 0.4984%
21642 | 1 | 1 | 1 | Manual | 1 | Wall Mount | Incandescent |  | Standard A Lamp | 2 | 60 | 216421 | Bathroom | 0.4984%
21642 | 1 | 2 | 1 | Manual | 2 | Table | Compact Fluorescent |  | Twist | 1 | 26 | 216421 | Bathroom | 0.4984%
21642 | 1 | 2 | 2 | Manual | 1 | Ceiling Fixture | Incandescent |  | Standard A Lamp | 2 | 60 | 216421 | Bathroom | 0.4984%
21642 | 1 | 3 | 1 | Manual | 1 | Ceiling Fixture | Incandescent |  | Standard A Lamp | 2 | 60 | 216421 | Bathroom | 0.4984%
21642 | 1 | 4 | 1 | Manual | 1 | Ceiling Fixture | Incandescent |  | Standard A Lamp | 2 | 60 | 216421 | Bathroom | 0.4984%
21642 | 1 | 5 | 1 | Manual | 1 | Chandelier (Hanging) | Incandescent |  | Standard A Lamp | 2 | 60 | 216421 | Bathroom | 0.4984%
21642 | 2 | 1 | 1 | Manual | 1 | Wall Mount | Incandescent |  | Standard A Lamp | 2 | 100 | 216422 | Bathroom | 0.4984%
21642 | 2 | 2 | 1 | Manual | 2 | Table | Incandescent |  | Standard A Lamp | 1 | 60 | 216422 | Bathroom | 0.4984%
21642 | 2 | 3 | 1 | Manual | 1 | Ceiling Fixture | Incandescent |  | Standard A Lamp | 2 | 60 | 216422 | Bathroom | 0.4984%
21642 | 2 | 4 | 1 | Manual | 1 | Ceiling Fixture | Incandescent |  | Standard A Lamp | 2 | 60 | 216422 | Bathroom | 0.4984%
21642 | 2 | 4 | 2 | Manual | 1 | Recessed - other | Incandescent |  | Standard A Lamp | 1 | 60 | 216422 | Bathroom | 0.4984%
21642 | 2 | 5 | 1 | Manual | 1 | Chandelier (Hanging) | Incandescent |  | Standard A Lamp | 2 | 60 | 216422 | Bathroom | 0.4984%
21642 | 2 | 5 | 2 | Manual | 1 | Floor lamp | Incandescent |  | Standard A Lamp | 1 | 60 | 216422 | Bathroom | 0.4984%
21691 | 1 | 1 | 1 | Manual | 1 | Ceiling Fixture | Incandescent |  | Standard A Lamp | 1 | 75 | 216911 | Bathroom | 0.3323%
21691 | 1 | 2 | 1 | Manual | 1 | Ceiling Fixture | Incandescent |  | Standard A Lamp | 1 | 75 | 216911 | Bathroom | 0.3323%
21691 | 1 | 3 | 1 | Manual | 1 | Ceiling Fixture | Incandescent |  | Standard A Lamp | 1 | 75 | 216911 | Bathroom | 0.3323%
21691 | 1 | 4 | 1 | Manual | 1 | Wall Mount | Incandescent |  | Standard A Lamp | 1 | 60 | 216911 | Bathroom | 0.3323%
21691 | 1 | 4 | 2 | Manual | 1 | Ceiling Fixture | Linear Fluorescent | 1 | T-12 | 1 | 20 | 216911 | Bathroom | 0.3323%
21691 | 1 | 4 | 3 | Manual | 1 | Wall Mount | Linear Fluorescent | 4 | T-12 | 1 | 20 | 216911 | Bathroom | 0.3323%
21691 | 1 | 5 | 1 | Manual | 1 | Ceiling Fan | Compact Fluorescent |  | Twist | 4 | 15 | 216911 | Bathroom | 0.3323%
21691 | 1 | 5 | 2 | Manual | 1 | Floor lamp | Incandescent |  | Standard A Lamp | 1 | 60 | 216911 | Bathroom | 0.3323%
21691 | 2 | 1 | 1 | Manual | 1 | Ceiling Fixture | Incandescent |  | Standard A Lamp | 1 | 60 | 216912 | Bathroom | 0.3323%
21691 | 2 | 2 | 1 | Manual | 1 | Ceiling Fixture | Incandescent |  | Standard A Lamp | 1 | 60 | 216912 | Bathroom | 0.3323%
21691 | 2 | 2 | 2 | Manual | 1 | Table | Incandescent |  | Standard A Lamp | 1 | 60 | 216912 | Bathroom | 0.3323%
21691 | 2 | 3 | 1 | Manual | 1 | Wall Mount | Linear Fluorescent | 2 | T-12 | 1 | 20 | 216912 | Bathroom | 0.3323%
21691 | 2 | 3 | 2 | Manual | 1 | Wall Mount | Incandescent |  | Standard A Lamp | 1 | 60 | 216912 | Bathroom | 0.3323%
21691 | 2 | 3 | 3 | Manual | 1 | Ceiling Fixture | Incandescent |  | Standard A Lamp | 1 | 60 | 216912 | Bathroom | 0.3323%
21691 | 2 | 4 | 1 | Manual | 1 | Ceiling Fan | Incandescent |  | Standard A Lamp | 4 | 40 | 216912 | Bathroom | 0.3323%
21691 | 2 | 4 | 2 | Manual | 1 | Table | Incandescent |  | Standard A Lamp | 1 | 60 | 216912 | Bathroom | 0.3323%
21691 | 3 | 1 | 1 | Manual | 1 | Wall Mount | Incandescent |  | Standard A Lamp | 1 | 75 | 216913 | Bathroom | 0.3323%
21691 | 3 | 2 | 1 | Manual | 1 | Ceiling Fixture | Incandescent |  | Standard A Lamp | 1 | 100 | 216913 | Bathroom | 0.3323%
21691 | 3 | 3 | 1 | Manual | 1 | Ceiling Fixture | Incandescent |  | Standard A Lamp | 1 | 75 | 216913 | Bathroom | 0.3323%
21691 | 3 | 4 | 1 | Manual | 1 | Ceiling Fixture | Incandescent |  | Standard A Lamp | 1 | 100 | 216913 | Bathroom | 0.3323%
21691 | 3 | 5 | 1 | Manual | 1 | Ceiling Fixture | Incandescent |  | Standard A Lamp | 1 | 75 | 216913 | Bathroom | 0.3323%
21691 | 3 | 5 | 2 | Manual | 1 | Wall Mount | Linear Fluorescent | 4 | T-12 | 1 | 30 | 216913 | Bathroom | 0.3323%
21691 | 3 | 5 | 3 | Manual | 1 | Table | Incandescent |  | Clear | 1 | 60 | 216913 | Bathroom | 0.3323%
21691 | 3 | 5 | 4 | Manual | 1 | Wall Mount | Incandescent |  | Standard A Lamp | 1 | 60 | 216913 | Bathroom | 0.3323%
21691 | 3 | 6 | 1 | Manual | 1 | Ceiling Fan | Incandescent |  | Standard A Lamp | 1 | 75 | 216913 | Bathroom | 0.3323%
21691 | 3 | 6 | 2 | Manual | 1 | Table | Incandescent |  | Standard A Lamp | 1 | 75 | 216913 | Bathroom | 0.3323%
21757 | 1 | 1 | 1 | Manual | 1 | Wall Mount | Incandescent |  | Clear | 3 | 40 | 217571 | Bathroom | 0.4984%
21757 | 1 | 2 | 1 | Other | 1 | Ceiling Fan | Incandescent |  | Standard A Lamp | 2 | 40 | 217571 | Bathroom | 0.4984%
21757 | 1 | 3 | 1 | Manual | 1 | Ceiling Fixture | Incandescent |  | Globe | 1 | 60 | 217571 | Bathroom | 0.4984%
21757 | 1 | 4 | 1 | Manual | 1 | Ceiling Fixture | Incandescent |  | Standard A Lamp | 2 | 60 | 217571 | Bathroom | 0.4984%
21757 | 1 | 4 | 2 | Manual | 1 | Ceiling Fan | Incandescent |  | Standard A Lamp | 3 | 40 | 217571 | Bathroom | 0.4984%
21757 | 1 | 4 | 3 | Manual | 1 | Other | Incandescent |  | Standard A Lamp | 1 | 60 | 217571 | Bathroom | 0.4984%
21757 | 1 | 5 | 1 | Manual | 2 | Table | Incandescent |  | Standard A Lamp | 1 | 60 | 217571 | Bathroom | 0.4984%
21757 | 1 | 5 | 2 | Manual | 1 | Floor lamp | Incandescent |  | Standard A Lamp | 3 | 60 | 217571 | Bathroom | 0.4984%
21757 | 1 | 5 | 3 | Manual | 1 | Table | Incandescent |  | Decorative | 3 | 25 | 217571 | Bathroom | 0.4984%
21757 | 1 | 6 | 1 | Dimmer | 1 | Ceiling Fan | Incandescent |  | Standard A Lamp | 2 | 40 | 217571 | Bathroom | 0.4984%
21757 | 1 | 6 | 2 | Manual | 1 | Table | Incandescent |  | Decorative | 1 | 40 | 217571 | Bathroom | 0.4984%
21757 | 2 | 1 | 1 | Manual | 1 | Ceiling Fixture | Compact Fluorescent |  | Twist | 2 | 13 | 217572 | Master Bedroom | 0.4984%
21757 | 2 | 2 | 1 | Manual | 1 | Ceiling Fixture | Incandescent |  | Standard A Lamp | 2 | 60 | 217572 | Master Bedroom | 0.4984%
21757 | 2 | 3 | 1 | Manual | 1 | Ceiling Fixture | Compact Fluorescent |  | Twist | 1 | 13 | 217572 | Master Bedroom | 0.4984%
21757 | 2 | 4 | 1 | Manual | 1 | Ceiling Fan | Compact Fluorescent |  | Twist | 1 | 18 | 217572 | Master Bedroom | 0.4984%
21757 | 2 | 4 | 2 | Manual | 1 | Ceiling Fixture | Compact Fluorescent |  | Twist | 2 | 18 | 217572 | Master Bedroom | 0.4984%
21757 | 2 | 5 | 1 | Manual | 1 | Floor lamp | Incandescent |  | 3-Way Incandescent | 1 | 150 | 217572 | Master Bedroom | 0.4984%
21757 | 2 | 5 | 2 | Manual | 1 | Floor lamp | Compact Fluorescent |  | Pin base | 1 | 13 | 217572 | Master Bedroom | 0.4984%
21757 | 2 | 5 | 3 | Manual | 1 | Table | Incandescent |  | Decorative | 2 | 40 | 217572 | Master Bedroom | 0.4984%
21839 | 1 | 1 | 1 | Manual | 1 | Ceiling Fixture | Incandescent |  | Heat Lamp | 1 | 250 | 218391 | Bathroom | 0.4984%
21839 | 1 | 1 | 2 | Manual | 1 | Wall Mount | Incandescent |  | Standard A Lamp | 3 | 60 | 218391 | Bathroom | 0.4984%
21839 | 1 | 2 | 1 | Manual | 1 | Ceiling Fixture | Incandescent |  | Heat Lamp | 1 | 250 | 218391 | Bathroom | 0.4984%
21839 | 1 | 2 | 2 | Manual | 1 | Wall Mount | Incandescent |  | Standard A Lamp | 3 | 60 | 218391 | Bathroom | 0.4984%
21839 | 1 | 3 | 1 | Manual | 1 | Ceiling Fixture | Halogen |  | MR | 1 | 8 | 218391 | Bathroom | 0.4984%
21839 | 1 | 4 | 1 | Manual | 2 | Ceiling Fixture | Incandescent |  | Standard A Lamp | 2 | 60 | 218391 | Bathroom | 0.4984%
21839 | 1 | 4 | 2 | Manual | 2 | Table | Incandescent |  | Standard A Lamp | 1 | 60 | 218391 | Bathroom | 0.4984%
21839 | 1 | 5 | 1 | Manual | 4 | Ceiling Fixture | Incandescent |  | Standard A Lamp | 2 | 60 | 218391 | Bathroom | 0.4984%
21839 | 1 | 5 | 2 | Manual | 1 | Track | Incandescent |  | Standard A Lamp | 3 | 40 | 218391 | Bathroom | 0.4984%
21839 | 1 | 6 | 1 | Manual | 1 | Ceiling Fixture | Incandescent |  | Standard A Lamp | 2 | 60 | 218391 | Bathroom | 0.4984%
21839 | 1 | 6 | 2 | Manual | 1 | Ceiling Fixture | Halogen |  | MR | 1 | 8 | 218391 | Bathroom | 0.4984%
21839 | 1 | 6 | 3 | Manual | 2 | Floor lamp | Incandescent |  | Standard A Lamp | 1 | 60 | 218391 | Bathroom | 0.4984%
21839 | 2 | 1 | 1 | Manual | 1 | Ceiling Fixture | Incandescent |  | Heat Lamp | 1 | 250 | 218392 | Bathroom | 0.4984%
21839 | 2 | 1 | 2 | Manual | 1 | Wall Mount | Incandescent |  | Standard A Lamp | 3 | 60 | 218392 | Bathroom | 0.4984%
21839 | 2 | 2 | 1 | Manual | 1 | Wall Mount | Incandescent |  | Standard A Lamp | 3 | 60 | 218392 | Bathroom | 0.4984%
21839 | 2 | 2 | 2 | Manual | 1 | Ceiling Fixture | Incandescent |  | Heat Lamp | 1 | 250 | 218392 | Bathroom | 0.4984%
21839 | 2 | 3 | 1 | Manual | 1 | Floor lamp | Incandescent |  | Standard A Lamp | 5 | 40 | 218392 | Bathroom | 0.4984%
21839 | 2 | 3 | 2 | Manual | 1 | Ceiling Fan | Halogen |  | MR | 1 | 8 | 218392 | Bathroom | 0.4984%
21839 | 2 | 4 | 1 | Manual | 2 | Ceiling Fixture | Incandescent |  | Standard A Lamp | 2 | 60 | 218392 | Bathroom | 0.4984%
21839 | 2 | 4 | 2 | Manual | 1 | Floor lamp | Halogen |  | MR | 2 | 8 | 218392 | Bathroom | 0.4984%
21839 | 2 | 5 | 1 | Manual | 1 | Ceiling Fixture | Incandescent |  | Standard A Lamp | 3 | 45 | 218392 | Bathroom | 0.4984%
21839 | 2 | 5 | 2 | Manual | 3 | Ceiling Fixture | Incandescent |  | Standard A Lamp | 1 | 60 | 218392 | Bathroom | 0.4984%
21839 | 2 | 5 | 3 | Manual | 1 | Ceiling Fixture | Incandescent |  | Standard A Lamp | 1 | 40 | 218392 | Bathroom | 0.4984%
21839 | 2 | 6 | 1 | Manual | 1 | Ceiling Fixture | Incandescent |  | Standard A Lamp | 2 | 60 | 218392 | Bathroom | 0.4984%
21839 | 2 | 6 | 2 | Manual | 1 | Floor lamp | Incandescent |  | Standard A Lamp | 1 | 60 | 218392 | Bathroom | 0.4984%
21839 | 2 | 6 | 3 | Manual | 1 | Ceiling Fixture | Halogen |  | MR | 1 | 8 | 218392 | Bathroom | 0.4984%
21844 | 1 | 1 | 1 | Manual | 1 | Wall Mount | Incandescent |  | Standard A Lamp | 4 | 40 | 218441 | Bathroom | 0.3323%
21844 | 1 | 1 | 2 | Manual | 1 | Recessed - other | Incandescent |  | Heat Lamp | 1 | 250 | 218441 | Bathroom | 0.3323%
21844 | 1 | 2 | 1 | Manual | 1 | Table | Other |  |  | 1 |  | 218441 | Bathroom | 0.3323%
21844 | 1 | 3 | 1 | Manual | 2 | Ceiling Fixture | Incandescent |  | Standard A Lamp | 1 | 60 | 218441 | Bathroom | 0.3323%
21844 | 1 | 3 | 2 | Dimmer | 1 | Ceiling Fixture | Incandescent |  | Standard A Lamp | 2 | 60 | 218441 | Bathroom | 0.3323%
21844 | 1 | 3 | 3 | Manual | 1 | Ceiling Fixture | Incandescent |  | Globe | 1 | 150 | 218441 | Bathroom | 0.3323%
21844 | 1 | 3 | 4 | Manual | 1 | Table | Incandescent |  | Standard A Lamp | 1 | 100 | 218441 | Bathroom | 0.3323%
21844 | 1 | 3 | 5 | Manual | 1 | Wall Mount | Linear Fluorescent | 1 | T-5 | 1 | 16 | 218441 | Bathroom | 0.3323%
21844 | 1 | 3 | 6 | Manual | 1 | Other | Incandescent |  | Standard A Lamp | 1 | 60 | 218441 | Bathroom | 0.3323%
21844 | 1 | 4 | 1 | Manual | 1 | Floor lamp | Incandescent |  | Standard A Lamp | 3 | 75 | 218441 | Bathroom | 0.3323%
21844 | 2 | 1 | 1 | Manual | 1 | Wall Mount | Incandescent |  | Standard A Lamp | 4 | 40 | 218442 | Bathroom | 0.3323%
21844 | 2 | 1 | 2 | Manual | 1 | Recessed - other | Incandescent |  | Heat Lamp | 1 | 250 | 218442 | Bathroom | 0.3323%
21844 | 2 | 2 | 1 | Manual | 1 | Table | Incandescent |  | Standard A Lamp | 1 | 75 | 218442 | Bathroom | 0.3323%
21844 | 2 | 3 | 1 | Manual | 1 | Table | Incandescent |  | Standard A Lamp | 1 | 60 | 218442 | Bathroom | 0.3323%
21844 | 2 | 4 | 1 | Manual | 1 | Floor lamp | Incandescent |  | Standard A Lamp | 1 | 40 | 218442 | Bathroom | 0.3323%
21844 | 2 | 4 | 2 | Manual | 1 | Ceiling Fixture | Incandescent |  | Globe | 1 | 150 | 218442 | Bathroom | 0.3323%
21844 | 2 | 4 | 3 | Manual | 4 | Ceiling Fixture | Incandescent |  | Standard A Lamp | 1 | 75 | 218442 | Bathroom | 0.3323%
21844 | 2 | 4 | 4 | Manual | 1 | Ceiling Fixture | Incandescent |  | Standard A Lamp | 2 | 75 | 218442 | Bathroom | 0.3323%
21844 | 2 | 4 | 5 | Manual | 1 | Wall Mount | Incandescent |  | Standard A Lamp | 1 | 60 | 218442 | Bathroom | 0.3323%
21844 | 2 | 4 | 6 | Manual | 1 | Wall Mount | Linear Fluorescent | 1 | T-5 | 1 | 16 | 218442 | Bathroom | 0.3323%
21844 | 2 | 4 | 7 | Manual | 2 | Table | Incandescent |  | Standard A Lamp | 1 | 75 | 218442 | Bathroom | 0.3323%
21844 | 2 | 5 | 1 | Manual | 1 | Ceiling Fixture | Incandescent |  | Standard A Lamp | 2 | 60 | 218442 | Bathroom | 0.3323%
21844 | 2 | 5 | 2 | Manual | 2 | Table | Incandescent |  | Standard A Lamp | 1 | 75 | 218442 | Bathroom | 0.3323%
21844 | 2 | 5 | 3 | Manual | 1 | Wall Mount | Incandescent |  | Standard A Lamp | 3 | 40 | 218442 | Bathroom | 0.3323%
21844 | 2 | 5 | 4 | Manual | 1 | Recessed - other | Incandescent |  | Heat Lamp | 1 | 250 | 218442 | Bathroom | 0.3323%
21844 | 3 | 1 | 1 | Manual | 1 | Wall Mount | Incandescent |  | Standard A Lamp | 4 | 40 | 218443 | Bathroom | 0.3323%
21844 | 3 | 1 | 2 | Manual | 1 | Recessed - other | Incandescent |  | Heat Lamp | 1 | 250 | 218443 | Bathroom | 0.3323%
21844 | 3 | 2 | 1 | Manual | 1 | Table | Compact Fluorescent |  | Twist | 1 | 13 | 218443 | Bathroom | 0.3323%
21844 | 3 | 3 | 1 | Manual | 3 | Ceiling Fixture | Compact Fluorescent |  | Twist | 1 | 13 | 218443 | Bathroom | 0.3323%
21844 | 3 | 3 | 2 | Manual | 1 | Ceiling Fixture | Compact Fluorescent |  | Twist | 2 | 13 | 218443 | Bathroom | 0.3323%
21844 | 3 | 3 | 3 | Manual | 1 | Floor lamp | Compact Fluorescent |  | Twist | 1 | 13 | 218443 | Bathroom | 0.3323%
21844 | 3 | 3 | 4 | Manual | 1 | Wall Mount | Compact Fluorescent |  | Twist | 1 | 13 | 218443 | Bathroom | 0.3323%
21844 | 3 | 3 | 5 | Manual | 1 | Wall Mount | Linear Fluorescent | 1 | T-5 | 1 | 16 | 218443 | Bathroom | 0.3323%
21844 | 3 | 4 | 1 | Manual | 1 | Table | Compact Fluorescent |  | Twist | 1 | 13 | 218443 | Bathroom | 0.3323%
21910 | 1 | 1 | 1 | Manual | 1 | Wall Mount | Compact Fluorescent |  | Twist | 2 | 15 | 219101 | Bathroom | 0.3323%
21910 | 1 | 1 | 2 | Manual | 1 | Ceiling Fixture | Incandescent |  | Standard A Lamp | 1 | 60 | 219101 | Bathroom | 0.3323%
21910 | 1 | 2 | 1 | Manual | 1 | Table | Incandescent |  | Decorative | 1 | 25 | 219101 | Bathroom | 0.3323%
21910 | 1 | 2 | 2 | Manual | 1 | Ceiling Fixture | Compact Fluorescent |  | Twist | 2 | 15 | 219101 | Bathroom | 0.3323%
21910 | 1 | 3 | 1 | Manual | 2 | Ceiling Fixture | Incandescent |  | Standard A Lamp | 1 | 60 | 219101 | Bathroom | 0.3323%
21910 | 1 | 4 | 1 | Manual | 1 | Ceiling Fixture | Linear Fluorescent | 4 | T-8 | 1 | 32 | 219101 | Bathroom | 0.3323%
21910 | 1 | 4 | 2 | Manual | 1 | Ceiling Fixture | Incandescent |  | Standard A Lamp | 1 | 65 | 219101 | Bathroom | 0.3323%
21910 | 1 | 4 | 3 | Manual | 1 | Other | Incandescent |  | Standard A Lamp | 1 | 40 | 219101 | Bathroom | 0.3323%
21910 | 1 | 5 | 1 | Manual | 1 | Floor lamp | Compact Fluorescent |  | Twist | 2 | 15 | 219101 | Bathroom | 0.3323%
21910 | 1 | 5 | 2 | Manual | 1 | Table | Incandescent |  | Decorative | 1 | 60 | 219101 | Bathroom | 0.3323%
21910 | 1 | 5 | 3 | Manual | 1 | Ceiling Fixture | Compact Fluorescent |  | Twist | 3 | 15 | 219101 | Bathroom | 0.3323%
21910 | 2 | 1 | 1 | Manual | 1 | Wall Mount | Compact Fluorescent |  | Twist | 4 | 15 | 219102 | Bathroom | 0.3323%
21910 | 2 | 1 | 2 | Manual | 1 | Ceiling Fixture | Incandescent |  | Standard A Lamp | 1 | 60 | 219102 | Bathroom | 0.3323%
21910 | 2 | 2 | 1 | Manual | 1 | Ceiling Fixture | Compact Fluorescent |  | Twist | 1 | 15 | 219102 | Bathroom | 0.3323%
21910 | 2 | 2 | 2 | Manual | 1 | Ceiling Fixture | Incandescent |  | Standard A Lamp | 1 | 100 | 219102 | Bathroom | 0.3323%
21910 | 2 | 3 | 1 | Manual | 1 | Ceiling Fixture | Linear Fluorescent | 4 | T-8 | 2 | 32 | 219102 | Bathroom | 0.3323%
21910 | 2 | 3 | 2 | Manual | 1 | Ceiling Fixture | Incandescent |  | Standard A Lamp | 1 | 65 | 219102 | Bathroom | 0.3323%
21910 | 2 | 3 | 3 | Manual | 1 | Other | Incandescent |  | Standard A Lamp | 1 | 60 | 219102 | Bathroom | 0.3323%
21910 | 2 | 4 | 1 | Manual | 1 | Ceiling Fan | Compact Fluorescent |  | Twist | 3 | 15 | 219102 | Bathroom | 0.3323%
21910 | 2 | 4 | 2 | Manual | 1 | Floor lamp | Halogen |  | Quartz Tube | 1 | 250 | 219102 | Bathroom | 0.3323%
21910 | 2 | 4 | 3 | Manual | 1 | Wall Mount | Compact Fluorescent |  | A shape bulb | 1 | 13 | 219102 | Bathroom | 0.3323%
21910 | 2 | 4 | 4 | Manual | 1 | Table | Incandescent |  | Standard A Lamp | 1 | 60 | 219102 | Bathroom | 0.3323%
21910 | 2 | 5 | 1 | Manual | 1 | Ceiling Fixture | Compact Fluorescent |  | Twist | 2 | 15 | 219102 | Bathroom | 0.3323%
21910 | 2 | 5 | 2 | Manual | 1 | Wall Mount | Incandescent |  | Standard A Lamp | 1 | 15 | 219102 | Bathroom | 0.3323%
21910 | 3 | 1 | 1 | Manual | 1 | Ceiling Fixture | Compact Fluorescent |  | Pin base | 4 | 15 | 219103 | Bathroom | 0.3323%
21910 | 3 | 1 | 2 | Manual | 1 | Ceiling Fixture | Incandescent |  | Standard A Lamp | 1 | 65 | 219103 | Bathroom | 0.3323%
21910 | 3 | 2 | 1 | Manual | 1 | Ceiling Fixture | Compact Fluorescent |  | Twist | 2 | 15 | 219103 | Bathroom | 0.3323%
21910 | 3 | 2 | 2 | Manual | 1 | Table | Incandescent |  | Standard A Lamp | 2 | 40 | 219103 | Bathroom | 0.3323%
21910 | 3 | 3 | 1 | Manual | 2 | Ceiling Fixture | Compact Fluorescent |  | Twist | 1 | 15 | 219103 | Bathroom | 0.3323%
21910 | 3 | 4 | 1 | Manual | 1 | Ceiling Fixture | Linear Fluorescent | 4 | T-8 | 2 | 32 | 219103 | Bathroom | 0.3323%
21910 | 3 | 4 | 2 | Manual | 2 | Ceiling Fixture | Incandescent |  | Standard A Lamp | 2 | 40 | 219103 | Bathroom | 0.3323%
21910 | 3 | 4 | 3 | Manual | 1 | Ceiling Fixture | Incandescent |  | Standard A Lamp | 1 | 65 | 219103 | Bathroom | 0.3323%
21910 | 3 | 5 | 1 | Manual | 1 | Ceiling Fan | Compact Fluorescent |  | Twist | 2 | 15 | 219103 | Bathroom | 0.3323%
21910 | 3 | 5 | 2 | Manual | 1 | Table | Compact Fluorescent |  | Twist | 1 | 11 | 219103 | Bathroom | 0.3323%
21910 | 3 | 6 | 1 | Manual | 1 | Ceiling Fixture | Compact Fluorescent |  | Twist | 1 | 15 | 219103 | Bathroom | 0.3323%
21952 | 1 | 1 | 1 | Manual | 2 | Wall Mount | Incandescent |  | Standard A Lamp | 4 | 60 | 219521 | Bathroom | 0.4984%
21952 | 1 | 1 | 2 | Manual | 2 | Ceiling Fixture | Incandescent |  | Heat Lamp | 1 | 250 | 219521 | Bathroom | 0.4984%
21952 | 1 | 2 | 1 | Manual | 1 | Ceiling Fixture | Incandescent |  | Standard A Lamp | 2 | 60 | 219521 | Bathroom | 0.4984%
21952 | 1 | 2 | 2 | Manual | 1 | Table | Compact Fluorescent |  | Twist | 1 | 15 | 219521 | Bathroom | 0.4984%
21952 | 1 | 2 | 3 | Manual | 1 | Table | Incandescent |  | Standard A Lamp | 1 | 25 | 219521 | Bathroom | 0.4984%
21952 | 1 | 3 | 1 | Manual | 1 | Table | Incandescent |  | Standard A Lamp | 1 | 100 | 219521 | Bathroom | 0.4984%
21952 | 1 | 3 | 2 | Manual | 1 | Table | Incandescent |  | Standard A Lamp | 1 | 75 | 219521 | Bathroom | 0.4984%
21952 | 1 | 4 | 1 | Manual | 1 | Ceiling Fixture | Linear Fluorescent | 4 | T-8 | 2 | 40 | 219521 | Bathroom | 0.4984%
21952 | 1 | 4 | 2 | Manual | 1 | Wall Mount | Incandescent |  | Standard A Lamp | 1 | 25 | 219521 | Bathroom | 0.4984%
21952 | 1 | 4 | 3 | Manual | 1 | Ceiling Fixture | Incandescent |  | Standard A Lamp | 2 | 40 | 219521 | Bathroom | 0.4984%
21952 | 1 | 5 | 1 | Manual | 1 | Chandelier (Hanging) | Incandescent |  | Standard A Lamp | 4 | 40 | 219521 | Bathroom | 0.4984%
21952 | 1 | 5 | 2 | Manual | 1 | Table | Incandescent |  | Standard A Lamp | 2 | 40 | 219521 | Bathroom | 0.4984%
21952 | 1 | 5 | 3 | Manual | 1 | Floor lamp | Compact Fluorescent |  | Twist | 2 | 15 | 219521 | Bathroom | 0.4984%
21952 | 1 | 5 | 4 | Manual | 1 | Table | Incandescent |  | Standard A Lamp | 2 | 60 | 219521 | Bathroom | 0.4984%
21952 | 1 | 5 | 5 | Manual | 1 | Ceiling Fixture | Incandescent |  | Standard A Lamp | 1 | 60 | 219521 | Bathroom | 0.4984%
21952 | 1 | 5 | 6 | Manual | 1 | Floor lamp | Incandescent |  | Standard A Lamp | 1 | 60 | 219521 | Bathroom | 0.4984%
21952 | 2 | 1 | 1 | Manual | 2 | Wall Mount | Compact Fluorescent |  | Twist | 4 | 14 | 219522 | Bathroom | 0.4984%
21952 | 2 | 1 | 2 | Manual | 2 | Ceiling Fixture | Incandescent |  | Heat Lamp | 1 | 250 | 219522 | Bathroom | 0.4984%
21952 | 2 | 2 | 1 | Manual | 1 | Ceiling Fixture | Incandescent |  | Standard A Lamp | 2 | 40 | 219522 | Bathroom | 0.4984%
21952 | 2 | 2 | 2 | Manual | 1 | Table | Compact Fluorescent |  | Twist | 1 | 15 | 219522 | Bathroom | 0.4984%
21952 | 2 | 2 | 3 | Manual | 2 | Table | Incandescent |  | Standard A Lamp | 1 | 25 | 219522 | Bathroom | 0.4984%
21952 | 2 | 3 | 1 | Manual | 1 | Table | Incandescent |  | Standard A Lamp | 1 | 60 | 219522 | Bathroom | 0.4984%
21952 | 2 | 3 | 2 | Manual | 1 | Table | Compact Fluorescent |  | Twist | 1 | 15 | 219522 | Bathroom | 0.4984%
21952 | 2 | 4 | 1 | Manual | 1 | Ceiling Fixture | Incandescent |  | Standard A Lamp | 1 | 100 | 219522 | Bathroom | 0.4984%
21952 | 2 | 4 | 2 | Manual | 1 | Ceiling Fixture | Incandescent |  | Standard A Lamp | 3 | 60 | 219522 | Bathroom | 0.4984%
21952 | 2 | 4 | 3 | Manual | 1 | Wall Mount | Incandescent |  | Standard A Lamp | 1 | 60 | 219522 | Bathroom | 0.4984%
21952 | 2 | 5 | 1 | Manual | 1 | Chandelier (Hanging) | Incandescent |  | Standard A Lamp | 3 | 60 | 219522 | Bathroom | 0.4984%
21952 | 2 | 5 | 2 | Manual | 1 | Table | Incandescent |  | Standard A Lamp | 1 | 100 | 219522 | Bathroom | 0.4984%
21952 | 2 | 5 | 3 | Manual | 1 | Floor lamp | Halogen |  | Other | 1 | 150 | 219522 | Bathroom | 0.4984%
21952 | 2 | 5 | 4 | Manual | 1 | Table | Incandescent |  | Standard A Lamp | 1 | 40 | 219522 | Bathroom | 0.4984%
21952 | 2 | 5 | 5 | Manual | 1 | Ceiling Fixture | Incandescent |  | Standard A Lamp | 1 | 100 | 219522 | Bathroom | 0.4984%
21985 | 1 | 1 | 1 | Manual | 1 | Wall Mount | Compact Fluorescent |  | Twist | 4 | 15 | 219851 | Bathroom | 0.4984%
21985 | 1 | 2 | 1 | Manual | 1 | Table | Incandescent |  | Standard A Lamp | 1 | 40 | 219851 | Bathroom | 0.4984%
21985 | 1 | 3 | 1 | Manual | 1 | Table | Incandescent |  | Standard A Lamp | 1 | 40 | 219851 | Bathroom | 0.4984%
21985 | 1 | 5 | 1 | Manual | 1 | Ceiling Fan | Incandescent |  | Standard A Lamp | 4 | 40 | 219851 | Bathroom | 0.4984%
21985 | 1 | 5 | 2 | Manual | 1 | Ceiling Fixture | Incandescent |  | Standard A Lamp | 2 | 40 | 219851 | Bathroom | 0.4984%
21985 | 1 | 5 | 3 | Manual | 1 | Ceiling Fixture | Incandescent |  | Standard A Lamp | 2 | 60 | 219851 | Bathroom | 0.4984%
21985 | 1 | 5 | 4 | Manual | 1 | Ceiling Fixture | Incandescent |  | Standard A Lamp | 2 | 65 | 219851 | Bathroom | 0.4984%
21985 | 1 | 5 | 5 | Manual | 1 | Floor lamp | Halogen |  | PAR | 1 | 50 | 219851 | Bathroom | 0.4984%
21985 | 2 | 1 | 1 | Manual | 1 | Wall Mount | Compact Fluorescent |  | Twist | 3 | 15 | 219852 | Bathroom | 0.4984%
21985 | 2 | 2 | 1 | Manual | 1 | Table | Incandescent |  | Standard A Lamp | 1 | 60 | 219852 | Bathroom | 0.4984%
21985 | 2 | 3 | 1 | Manual | 1 | Table | Incandescent |  | Standard A Lamp | 1 | 60 | 219852 | Bathroom | 0.4984%
21985 | 2 | 4 | 1 | Manual | 1 | Ceiling Fan | Compact Fluorescent |  | Twist | 4 | 15 | 219852 | Bathroom | 0.4984%
21985 | 2 | 4 | 2 | Manual | 1 | Ceiling Fixture | Incandescent |  | Standard A Lamp | 2 | 60 | 219852 | Bathroom | 0.4984%
21985 | 2 | 4 | 3 | Manual | 1 | Floor lamp | Halogen |  | Quartz Tube | 1 | 50 | 219852 | Bathroom | 0.4984%
21985 | 2 | 4 | 4 | Manual | 1 | Ceiling Fixture | Compact Fluorescent |  | Twist | 1 | 15 | 219852 | Bathroom | 0.4984%
21998 | 1 | 1 | 1 | Manual | 1 | Table | Incandescent |  | Standard A Lamp | 1 | 52 | 219981 | Bathroom | 0.3323%
21998 | 1 | 1 | 2 | Manual | 1 | Wall Mount | Linear Fluorescent | 2 | T-12 | 1 | 16 | 219981 | Bathroom | 0.3323%
21998 | 1 | 1 | 3 | Manual | 1 | Ceiling Fixture | Incandescent |  | Standard A Lamp | 1 | 60 | 219981 | Bathroom | 0.3323%
21998 | 1 | 2 | 1 | Manual | 1 | Ceiling Fixture | Incandescent |  | Standard A Lamp | 2 | 60 | 219981 | Bathroom | 0.3323%
21998 | 1 | 2 | 2 | Manual | 1 | Table | Compact Fluorescent |  | Twist | 1 | 13 | 219981 | Bathroom | 0.3323%
21998 | 1 | 3 | 1 | Manual | 1 | Wall Mount | Incandescent |  | Standard A Lamp | 1 | 60 | 219981 | Bathroom | 0.3323%
21998 | 1 | 3 | 2 | Manual | 1 | Ceiling Fixture | Linear Fluorescent | 4 | T-12 | 4 | 32 | 219981 | Bathroom | 0.3323%
21998 | 1 | 3 | 3 | Manual | 2 | Ceiling Fixture | Compact Fluorescent |  | Twist | 1 | 15 | 219981 | Bathroom | 0.3323%
21998 | 1 | 3 | 4 | Manual | 1 | Wall Mount | Linear Fluorescent | 2 | T-12 | 1 | 16 | 219981 | Bathroom | 0.3323%
21998 | 1 | 4 | 1 | Manual | 1 | Table | Incandescent |  | Standard A Lamp | 1 | 52 | 219981 | Bathroom | 0.3323%
21998 | 1 | 4 | 2 | Manual | 1 | Floor lamp | Incandescent |  | Standard A Lamp | 1 | 60 | 219981 | Bathroom | 0.3323%
21998 | 1 | 4 | 3 | Manual | 1 | Table | Incandescent |  | Heat Lamp | 1 | 100 | 219981 | Bathroom | 0.3323%
21998 | 1 | 4 | 4 | Manual | 1 | Floor lamp | Compact Fluorescent |  | Twist | 2 | 13 | 219981 | Bathroom | 0.3323%
21998 | 2 | 1 | 1 | Manual | 1 | Table | Incandescent |  | Standard A Lamp | 1 | 60 | 219982 | Living Room | 0.3323%
21998 | 2 | 1 | 2 | Manual | 2 | Wall Mount | Incandescent |  | Decorative | 1 | 40 | 219982 | Living Room | 0.3323%
21998 | 2 | 2 | 1 | Manual | 1 | Table | Incandescent |  | Standard A Lamp | 1 | 52 | 219982 | Living Room | 0.3323%
21998 | 2 | 2 | 2 | Manual | 1 | Ceiling Fixture | Incandescent |  | Standard A Lamp | 2 | 60 | 219982 | Living Room | 0.3323%
21998 | 2 | 3 | 1 | Manual | 2 | Ceiling Fixture | Linear Fluorescent | 4 | T-12 | 2 | 24 | 219982 | Living Room | 0.3323%
21998 | 2 | 3 | 2 | Manual | 1 | Wall Mount | Incandescent |  | Standard A Lamp | 1 | 75 | 219982 | Living Room | 0.3323%
21998 | 2 | 3 | 3 | Manual | 1 | Wall Mount | Linear Fluorescent | 2 | T-12 | 1 | 24 | 219982 | Living Room | 0.3323%
21998 | 2 | 4 | 1 | Manual | 1 | Wall Mount | Linear Fluorescent | 2 | T-12 | 1 | 15 | 219982 | Living Room | 0.3323%
21998 | 3 | 1 | 1 | Manual | 1 | Wall Mount | Linear Fluorescent | 2 | T-12 | 1 | 16 | 219983 | Bathroom | 0.3323%
21998 | 3 | 1 | 2 | Manual | 1 | Ceiling Fixture | Incandescent |  | Standard A Lamp | 1 | 60 | 219983 | Bathroom | 0.3323%
21998 | 3 | 2 | 1 | Manual | 1 | Ceiling Fixture | Incandescent |  | Standard A Lamp | 2 | 60 | 219983 | Bathroom | 0.3323%
21998 | 3 | 3 | 1 | Manual | 1 | Ceiling Fixture | Incandescent |  | Standard A Lamp | 2 | 60 | 219983 | Bathroom | 0.3323%
21998 | 3 | 4 | 1 | Manual | 2 | Recessed Can | Incandescent |  | Standard A Lamp | 1 | 60 | 219983 | Bathroom | 0.3323%
21998 | 3 | 4 | 2 | Manual | 1 | Chandelier (Hanging) | Incandescent |  | Standard A Lamp | 1 | 60 | 219983 | Bathroom | 0.3323%
21998 | 3 | 5 | 1 | Manual | 2 | Ceiling Fixture | Linear Fluorescent | 4 | T-12 | 2 | 20 | 219983 | Bathroom | 0.3323%
21998 | 3 | 5 | 2 | Manual | 1 | Wall Mount | Incandescent |  | Standard A Lamp | 1 | 34 | 219983 | Bathroom | 0.3323%
21998 | 3 | 5 | 3 | Manual | 1 | Ceiling Fixture | Incandescent |  | Reflector | 1 | 60 | 219983 | Bathroom | 0.3323%
21998 | 3 | 6 | 1 | Manual | 1 | Table | Compact Fluorescent |  | Twist | 1 | 13 | 219983 | Bathroom | 0.3323%
21998 | 3 | 6 | 2 | Manual | 1 | Table | Incandescent |  | Decorative | 3 | 20 | 219983 | Bathroom | 0.3323%
22058 | 1 | 1 | 1 | Manual | 1 | Wall Mount | Incandescent |  | Standard A Lamp | 4 | 60 | 220581 | Bathroom | 0.3323%
22058 | 1 | 2 | 1 | Manual | 1 | Table | Incandescent |  | Standard A Lamp | 1 | 100 | 220581 | Bathroom | 0.3323%
22058 | 1 | 3 | 1 | Manual | 1 | Table | Incandescent |  | Standard A Lamp | 1 | 100 | 220581 | Bathroom | 0.3323%
22058 | 1 | 4 | 1 | Manual | 1 | Ceiling Fan | Incandescent |  | Standard A Lamp | 1 | 60 | 220581 | Bathroom | 0.3323%
22058 | 1 | 4 | 2 | Manual | 1 | Other | Compact Fluorescent |  | Twist | 1 | 14 | 220581 | Bathroom | 0.3323%
22058 | 1 | 5 | 1 | Manual | 1 | Floor lamp | Incandescent |  | Standard A Lamp | 1 | 60 | 220581 | Bathroom | 0.3323%
22058 | 1 | 5 | 2 | Manual | 1 | Table | Incandescent |  | Standard A Lamp | 1 | 100 | 220581 | Bathroom | 0.3323%
22058 | 2 | 1 | 1 | Manual | 1 | Wall Mount | Compact Fluorescent |  | Twist | 1 | 15 | 220582 | Bathroom | 0.3323%
22058 | 2 | 2 | 1 | Manual | 1 | Table | Incandescent |  | Standard A Lamp | 1 | 60 | 220582 | Bathroom | 0.3323%
22058 | 2 | 3 | 1 | Manual | 1 | Table | Incandescent |  | Standard A Lamp | 1 | 60 | 220582 | Bathroom | 0.3323%
22058 | 2 | 4 | 1 | Manual | 1 | Table | Incandescent |  | Standard A Lamp | 1 | 60 | 220582 | Bathroom | 0.3323%
22058 | 2 | 5 | 1 | Manual | 1 | Ceiling Fixture | Incandescent |  | Standard A Lamp | 1 | 60 | 220582 | Bathroom | 0.3323%
22058 | 2 | 6 | 1 | Manual | 2 | Ceiling Fixture | Incandescent |  | Standard A Lamp | 1 | 60 | 220582 | Bathroom | 0.3323%
22058 | 2 | 6 | 2 | Manual | 1 | Floor lamp | Compact Fluorescent |  | Twist | 1 | 15 | 220582 | Bathroom | 0.3323%
22058 | 2 | 6 | 3 | Manual | 1 | Floor lamp | Incandescent |  | Standard A Lamp | 1 | 60 | 220582 | Bathroom | 0.3323%
22058 | 3 | 1 | 1 | Manual | 1 | Wall Mount | Incandescent |  | Standard A Lamp | 2 | 60 | 220583 | Bathroom | 0.3323%
22058 | 3 | 2 | 1 | Manual | 1 | Table | Incandescent |  | Decorative | 2 | 40 | 220583 | Bathroom | 0.3323%
22058 | 3 | 2 | 2 | Manual | 1 | Table | Compact Fluorescent |  | Twist | 1 | 27 | 220583 | Bathroom | 0.3323%
22058 | 3 | 3 | 1 | Manual | 1 | Ceiling Fan | Incandescent |  | Standard A Lamp | 1 | 60 | 220583 | Bathroom | 0.3323%
22058 | 3 | 4 | 1 | Manual | 1 | Table | Compact Fluorescent |  | Twist | 1 | 14 | 220583 | Bathroom | 0.3323%
22106 | 1 | 1 | 1 | Manual | 1 | Wall Mount | Incandescent |  | Globe | 4 | 60 | 221061 | Bathroom | 0.3323%
22106 | 1 | 1 | 2 | Manual | 1 | Recessed - other | Halogen |  | PAR | 1 | 250 | 221061 | Bathroom | 0.3323%
22106 | 1 | 2 | 1 | Manual | 1 | Wall Mount | Incandescent |  | Globe | 4 | 60 | 221061 | Bathroom | 0.3323%
22106 | 1 | 2 | 2 | Manual | 1 | Recessed - other | Halogen |  | PAR | 1 | 250 | 221061 | Bathroom | 0.3323%
22106 | 1 | 3 | 1 | Manual | 1 | Table | Incandescent |  | Standard A Lamp | 1 | 100 | 221061 | Bathroom | 0.3323%
22106 | 1 | 3 | 2 | Manual | 1 | Ceiling Fixture | Incandescent |  | Standard A Lamp | 1 | 60 | 221061 | Bathroom | 0.3323%
22106 | 1 | 4 | 1 | Manual | 1 | Ceiling Fan | Compact Fluorescent |  | Twist | 2 | 15 | 221061 | Bathroom | 0.3323%
22106 | 1 | 5 | 1 | Manual | 1 | Ceiling Fixture | Incandescent |  | Decorative | 3 | 25 | 221061 | Bathroom | 0.3323%
22106 | 1 | 5 | 2 | Manual | 1 | Ceiling Fixture | Incandescent |  | Standard A Lamp | 1 | 60 | 221061 | Bathroom | 0.3323%
22106 | 1 | 6 | 1 | Manual | 1 | Ceiling Fan | Compact Fluorescent |  | Twist | 2 | 15 | 221061 | Bathroom | 0.3323%
22106 | 1 | 6 | 2 | Manual | 1 | Ceiling Fixture | Linear Fluorescent | 4 | T-12 | 2 | 40 | 221061 | Bathroom | 0.3323%
22106 | 1 | 6 | 3 | Manual | 1 | Recessed - other | Incandescent |  | Standard A Lamp | 1 | 60 | 221061 | Bathroom | 0.3323%
22106 | 1 | 6 | 4 | Manual | 1 | Ceiling Fixture | Linear Fluorescent | 4 | T-12 | 2 | 40 | 221061 | Bathroom | 0.3323%
22106 | 1 | 7 | 1 | Manual | 1 | Table | Incandescent |  | Standard A Lamp | 1 | 60 | 221061 | Bathroom | 0.3323%
22106 | 2 | 1 | 1 | Manual | 1 | Ceiling Fixture | Halogen |  | PAR | 1 | 250 | 221062 | Bathroom | 0.3323%
22106 | 2 | 1 | 2 | Manual | 1 | Wall Mount | Compact Fluorescent |  | Twist | 4 | 7 | 221062 | Bathroom | 0.3323%
22106 | 2 | 2 | 1 | Manual | 1 | Ceiling Fixture | Incandescent |  | Standard A Lamp | 1 | 60 | 221062 | Bathroom | 0.3323%
22106 | 2 | 2 | 2 | Manual | 1 | Architectural | Halogen |  | MR | 1 | 16 | 221062 | Bathroom | 0.3323%
22106 | 2 | 3 | 1 | Manual | 1 | Ceiling Fixture | Incandescent |  | Standard A Lamp | 3 | 25 | 221062 | Bathroom | 0.3323%
22106 | 2 | 3 | 2 | Manual | 1 | Ceiling Fixture | Incandescent |  | Standard A Lamp | 1 | 60 | 221062 | Bathroom | 0.3323%
22106 | 2 | 4 | 1 | Manual | 1 | Ceiling Fixture | Linear Fluorescent | 4 | T-12 | 2 | 40 | 221062 | Bathroom | 0.3323%
22106 | 2 | 4 | 2 | Manual | 1 | Wall Mount | Linear Fluorescent | 1.5 | T-8 | 1 | 16 | 221062 | Bathroom | 0.3323%
22106 | 2 | 4 | 3 | Manual | 1 | Recessed - other | Incandescent |  | Standard A Lamp | 1 | 60 | 221062 | Bathroom | 0.3323%
22106 | 2 | 4 | 4 | Manual | 1 | Chandelier (Hanging) | Incandescent |  | Standard A Lamp | 5 | 40 | 221062 | Bathroom | 0.3323%
22106 | 2 | 5 | 1 | Manual | 1 | Floor lamp | Incandescent |  | 3-Way Incandescent | 1 | 100 | 221062 | Bathroom | 0.3323%
22106 | 3 | 1 | 1 | Manual | 1 | Wall Mount | Incandescent |  | Globe | 4 | 60 | 221063 | Bathroom | 0.3323%
22106 | 3 | 2 | 1 | Manual | 1 | Ceiling Fixture | Incandescent |  | Standard A Lamp | 2 | 60 | 221063 | Bathroom | 0.3323%
22106 | 3 | 3 | 1 | Manual | 1 | Ceiling Fixture | Incandescent |  | Standard A Lamp | 1 | 60 | 221063 | Bathroom | 0.3323%
22106 | 3 | 4 | 1 | Manual | 1 | Ceiling Fixture | Incandescent |  | Standard A Lamp | 1 | 60 | 221063 | Bathroom | 0.3323%
22106 | 3 | 5 | 1 | Manual | 5 | Ceiling Fixture | Incandescent |  | Standard A Lamp | 1 | 60 | 221063 | Bathroom | 0.3323%
22106 | 3 | 6 | 1 | Manual | 1 | Ceiling Fan | Compact Fluorescent |  | Twist | 1 | 15 | 221063 | Bathroom | 0.3323%
22106 | 3 | 6 | 2 | Manual | 1 | Ceiling Fixture | Linear Fluorescent | 4 | T-12 | 2 | 40 | 221063 | Bathroom | 0.3323%
22106 | 3 | 6 | 3 | Manual | 1 | Recessed - other | Compact Fluorescent |  | Twist | 1 | 15 | 221063 | Bathroom | 0.3323%
22106 | 3 | 7 | 1 | Manual | 1 | Table | Compact Fluorescent |  | Twist | 1 | 15 | 221063 | Bathroom | 0.3323%
22106 | 3 | 8 | 1 | Manual | 1 | Wall Mount | Incandescent |  | Standard A Lamp | 4 | 60 | 221063 | Bathroom | 0.3323%
22262 | 1 | 1 | 1 | Manual | 1 | Wall Mount | Incandescent |  | Globe | 6 | 60 | 222621 | Bathroom | 0.3323%
22262 | 1 | 1 | 2 | Manual | 1 | Ceiling Fixture | Incandescent |  | Standard A Lamp | 1 | 60 | 222621 | Bathroom | 0.3323%
22262 | 1 | 2 | 1 | Manual | 1 | Wall Mount | Incandescent |  | Globe | 6 | 60 | 222621 | Bathroom | 0.3323%
22262 | 1 | 3 | 1 | Manual | 1 | Ceiling Fixture | Incandescent |  | Standard A Lamp | 2 | 60 | 222621 | Bathroom | 0.3323%
22262 | 1 | 4 | 1 | Manual | 1 | Ceiling Fixture | Compact Fluorescent |  | Twist | 2 | 15 | 222621 | Bathroom | 0.3323%
22262 | 1 | 5 | 1 | Manual | 1 | Ceiling Fixture | Linear Fluorescent | 4 | T-8 | 2 | 32 | 222621 | Bathroom | 0.3323%
22262 | 1 | 5 | 2 | Manual | 1 | Other | Incandescent |  | Standard A Lamp | 1 | 40 | 222621 | Bathroom | 0.3323%
22262 | 1 | 5 | 3 | Manual | 1 | Floor lamp | Compact Fluorescent |  | Twist | 2 | 15 | 222621 | Bathroom | 0.3323%
22262 | 1 | 5 | 4 | Manual | 1 | Ceiling Fixture | Incandescent |  | Standard A Lamp | 2 | 60 | 222621 | Bathroom | 0.3323%
22262 | 1 | 5 | 5 | Manual | 1 | Ceiling Fixture | Compact Fluorescent |  | Twist | 1 | 15 | 222621 | Bathroom | 0.3323%
22262 | 2 | 1 | 1 | Manual | 1 | Wall Mount | Incandescent |  | Globe | 6 | 60 | 222622 | Bathroom | 0.3323%
22262 | 2 | 1 | 2 | Manual | 1 | Ceiling Fixture | Incandescent |  | Standard A Lamp | 1 | 60 | 222622 | Bathroom | 0.3323%
22262 | 2 | 2 | 1 | Manual | 1 | Wall Mount | Incandescent |  | Globe | 6 | 40 | 222622 | Bathroom | 0.3323%
22262 | 2 | 3 | 1 | Manual | 1 | Ceiling Fixture | Incandescent |  | Standard A Lamp | 2 | 60 | 222622 | Bathroom | 0.3323%
22262 | 2 | 4 | 1 | Manual | 1 | Ceiling Fixture | Incandescent |  | Standard A Lamp | 2 | 60 | 222622 | Bathroom | 0.3323%
22262 | 2 | 5 | 1 | Manual | 1 | Ceiling Fixture | Linear Fluorescent | 4 | T-8 | 2 | 32 | 222622 | Bathroom | 0.3323%
22262 | 2 | 5 | 2 | Manual | 1 | Ceiling Fixture | Incandescent |  | Standard A Lamp | 1 | 75 | 222622 | Bathroom | 0.3323%
22262 | 2 | 5 | 3 | Manual | 1 | Floor lamp | Compact Fluorescent |  | Twist | 2 | 22 | 222622 | Bathroom | 0.3323%
22262 | 2 | 5 | 4 | Manual | 1 | Ceiling Fixture | Incandescent |  | Standard A Lamp | 2 | 60 | 222622 | Bathroom | 0.3323%
22262 | 2 | 5 | 5 | Manual | 1 | Ceiling Fixture | Incandescent |  | Standard A Lamp | 1 | 60 | 222622 | Bathroom | 0.3323%
22262 | 3 | 1 | 1 | Dimmer | 1 | Wall Mount | Incandescent |  | Globe | 6 | 60 | 222623 | Bathroom | 0.3323%
22262 | 3 | 1 | 2 | Manual | 1 | Ceiling Fixture | Incandescent |  | Standard A Lamp | 1 | 60 | 222623 | Bathroom | 0.3323%
22262 | 3 | 2 | 1 | Dimmer | 1 | Wall Mount | Incandescent |  | Globe | 6 | 60 | 222623 | Bathroom | 0.3323%
22262 | 3 | 3 | 1 | Dimmer | 1 | Ceiling Fixture | Compact Fluorescent |  | Twist | 2 | 20 | 222623 | Bathroom | 0.3323%
22262 | 3 | 3 | 2 | Manual | 1 | Table | Incandescent |  | Standard A Lamp | 1 | 100 | 222623 | Bathroom | 0.3323%
22262 | 3 | 4 | 1 | Dimmer | 1 | Ceiling Fixture | Incandescent |  | Standard A Lamp | 2 | 100 | 222623 | Bathroom | 0.3323%
22262 | 3 | 4 | 2 | Manual | 1 | Table | Incandescent |  | Standard A Lamp | 1 | 100 | 222623 | Bathroom | 0.3323%
22262 | 3 | 5 | 1 | Manual | 1 | Ceiling Fixture | Linear Fluorescent | 4 | T-8 | 2 | 32 | 222623 | Bathroom | 0.3323%
22262 | 3 | 5 | 2 | Manual | 1 | Table | Incandescent |  | Standard A Lamp | 1 | 60 | 222623 | Bathroom | 0.3323%
22262 | 3 | 5 | 3 | Manual | 1 | Ceiling Fixture | Incandescent |  | Standard A Lamp | 2 | 60 | 222623 | Bathroom | 0.3323%
22262 | 3 | 5 | 4 | Dimmer | 1 | Ceiling Fan | Incandescent |  | Decorative | 3 | 40 | 222623 | Bathroom | 0.3323%
22262 | 3 | 5 | 5 | Manual | 1 | Wall Mount | Incandescent |  | Standard A Lamp | 1 | 60 | 222623 | Bathroom | 0.3323%
22371 | 1 | 1 | 1 | Manual | 1 | Wall Mount | Incandescent |  | Globe | 6 | 40 | 223711 | Bathroom | 0.4984%
22371 | 1 | 2 | 1 | Manual | 1 | Ceiling Fixture | Incandescent |  | Standard A Lamp | 2 | 75 | 223711 | Bathroom | 0.4984%
22371 | 1 | 2 | 2 | Manual | 1 | Table | Incandescent |  | Standard A Lamp | 1 | 60 | 223711 | Bathroom | 0.4984%
22371 | 1 | 3 | 1 | Manual | 1 | Ceiling Fixture | Incandescent |  | Standard A Lamp | 2 | 60 | 223711 | Bathroom | 0.4984%
22371 | 1 | 4 | 1 | Manual | 1 | Chandelier (Hanging) | Incandescent |  | Standard A Lamp | 1 | 60 | 223711 | Bathroom | 0.4984%
22371 | 1 | 5 | 1 | Manual | 1 | Ceiling Fixture | Incandescent |  | Standard A Lamp | 1 | 60 | 223711 | Bathroom | 0.4984%
22371 | 1 | 6 | 1 | Manual | 1 | Ceiling Fixture | Incandescent |  | Standard A Lamp | 1 | 60 | 223711 | Bathroom | 0.4984%
22371 | 1 | 6 | 2 | Manual | 1 | Ceiling Fixture | Linear Fluorescent | 4 | T-12 | 4 | 40 | 223711 | Bathroom | 0.4984%
22371 | 1 | 7 | 1 | Manual | 1 | Ceiling Fixture | Incandescent |  | Standard A Lamp | 1 | 60 | 223711 | Bathroom | 0.4984%
22371 | 1 | 8 | 1 | Manual | 1 | Ceiling Fixture | Incandescent |  | Standard A Lamp | 1 | 60 | 223711 | Bathroom | 0.4984%
22371 | 2 | 1 | 1 | Manual | 1 | Wall Mount | Incandescent |  | Globe | 4 | 60 | 223712 | Bathroom | 0.4984%
22371 | 2 | 2 | 1 | Manual | 1 | Ceiling Fixture | Incandescent |  | Standard A Lamp | 2 | 60 | 223712 | Bathroom | 0.4984%
22371 | 2 | 3 | 1 | Manual | 1 | Ceiling Fixture | Incandescent |  | Standard A Lamp | 2 | 60 | 223712 | Bathroom | 0.4984%
22371 | 2 | 3 | 2 | Manual | 1 | Table | Incandescent |  | Standard A Lamp | 1 | 40 | 223712 | Bathroom | 0.4984%
22371 | 2 | 4 | 1 | Manual | 1 | Ceiling Fan | Incandescent |  | Standard A Lamp | 1 | 60 | 223712 | Bathroom | 0.4984%
22371 | 2 | 5 | 1 | Manual | 1 | Ceiling Fixture | Incandescent |  | Standard A Lamp | 1 | 60 | 223712 | Bathroom | 0.4984%
22371 | 2 | 6 | 1 | Manual | 1 | Ceiling Fixture | Incandescent |  | Standard A Lamp | 1 | 60 | 223712 | Bathroom | 0.4984%
22371 | 2 | 6 | 2 | Manual | 1 | Ceiling Fixture | Linear Fluorescent | 4 | T-12 | 4 | 40 | 223712 | Bathroom | 0.4984%
22371 | 2 | 7 | 1 | Manual | 1 | Ceiling Fixture | Incandescent |  | Standard A Lamp | 1 | 60 | 223712 | Bathroom | 0.4984%
22371 | 2 | 8 | 1 | Manual | 1 | Ceiling Fixture | Incandescent |  | Standard A Lamp | 1 | 60 | 223712 | Bathroom | 0.4984%
22371 | 2 | 8 | 2 | Manual | 1 | Table | Incandescent |  | Standard A Lamp | 1 | 60 | 223712 | Bathroom | 0.4984%
22450 | 1 | 1 | 1 | Manual | 1 | Wall Mount | Incandescent |  | Standard A Lamp | 4 | 60 | 224501 | Bathroom | 0.3323%
22450 | 1 | 2 | 1 | Manual | 1 | Ceiling Fixture | Incandescent |  | Standard A Lamp | 2 | 60 | 224501 | Bathroom | 0.3323%
22450 | 1 | 3 | 1 | Manual | 1 | Ceiling Fixture | Incandescent |  | Standard A Lamp | 2 | 60 | 224501 | Bathroom | 0.3323%
22450 | 1 | 4 | 1 | Manual | 1 | Ceiling Fixture | Linear Fluorescent | 4 | T-8 | 2 | 40 | 224501 | Bathroom | 0.3323%
22450 | 1 | 4 | 2 | Manual | 2 | Ceiling Fixture | Incandescent |  | Standard A Lamp | 1 | 40 | 224501 | Bathroom | 0.3323%
22450 | 1 | 5 | 1 | Manual | 1 | Table | Incandescent |  | Standard A Lamp | 1 | 70 | 224501 | Bathroom | 0.3323%
22450 | 1 | 5 | 2 | Manual | 1 | Floor lamp | Compact Fluorescent |  | Twist | 1 | 15 | 224501 | Bathroom | 0.3323%
22450 | 1 | 5 | 3 | Manual | 1 | Chandelier (Hanging) | Incandescent |  | Decorative | 5 | 60 | 224501 | Bathroom | 0.3323%
22450 | 2 | 1 | 1 | Manual | 1 | Wall Mount | Incandescent |  | Standard A Lamp | 4 | 60 | 224502 | Bathroom | 0.3323%
22450 | 2 | 2 | 1 | Manual | 1 | Ceiling Fixture | Incandescent |  | Standard A Lamp | 2 | 60 | 224502 | Bathroom | 0.3323%
22450 | 2 | 2 | 2 | Manual | 1 | Ceiling Fixture | Incandescent |  | Standard A Lamp | 1 | 40 | 224502 | Bathroom | 0.3323%
22450 | 2 | 3 | 1 | Manual | 1 | Ceiling Fixture | Incandescent |  | Standard A Lamp | 2 | 40 | 224502 | Bathroom | 0.3323%
22450 | 2 | 3 | 2 | Manual | 1 | Recessed Can | Incandescent |  | Standard A Lamp | 1 | 20 | 224502 | Bathroom | 0.3323%
22450 | 2 | 3 | 3 | Manual | 1 | Wall Mount | Incandescent |  | Standard A Lamp | 1 | 60 | 224502 | Bathroom | 0.3323%
22450 | 2 | 4 | 1 | Dimmer | 1 | Chandelier (Hanging) | Incandescent |  | Decorative | 5 | 40 | 224502 | Bathroom | 0.3323%
22450 | 2 | 4 | 2 | Manual | 2 | Ceiling Fixture | Incandescent |  | Standard A Lamp | 1 | 60 | 224502 | Bathroom | 0.3323%
22450 | 2 | 4 | 3 | Manual | 1 | Floor lamp | Incandescent |  | Standard A Lamp | 1 | 100 | 224502 | Bathroom | 0.3323%
22450 | 2 | 4 | 4 | Manual | 1 | Table | Incandescent |  | Standard A Lamp | 1 | 75 | 224502 | Bathroom | 0.3323%
22450 | 3 | 1 | 1 | Manual | 1 | Wall Mount | Compact Fluorescent |  | Twist | 4 | 22 | 224503 | Bathroom | 0.3323%
22450 | 3 | 2 | 1 | Manual | 2 | Ceiling Fixture | Compact Fluorescent |  | Twist | 2 | 15 | 224503 | Bathroom | 0.3323%
22450 | 3 | 2 | 2 | Manual | 1 | Table | Compact Fluorescent |  | Twist | 1 | 60 | 224503 | Bathroom | 0.3323%
22450 | 3 | 3 | 1 | Manual | 1 | Ceiling Fixture | Compact Fluorescent |  | Twist | 2 | 15 | 224503 | Bathroom | 0.3323%
22450 | 3 | 4 | 1 | Manual | 1 | Ceiling Fixture | Linear Fluorescent | 4 | T-8 | 2 | 40 | 224503 | Bathroom | 0.3323%
22450 | 3 | 4 | 2 | Manual | 1 | Wall Mount | Compact Fluorescent |  | Twist | 1 | 15 | 224503 | Bathroom | 0.3323%
22450 | 3 | 4 | 3 | Manual | 1 | Ceiling Fixture | Compact Fluorescent |  | Twist | 1 | 15 | 224503 | Bathroom | 0.3323%
22450 | 3 | 5 | 1 | Manual | 1 | Chandelier (Hanging) | Incandescent |  | Decorative | 5 | 40 | 224503 | Bathroom | 0.3323%
22450 | 3 | 5 | 2 | Manual | 1 | Floor lamp | Incandescent |  | Standard A Lamp | 2 | 150 | 224503 | Bathroom | 0.3323%
22450 | 3 | 5 | 3 | Manual | 1 | Ceiling Fixture | Compact Fluorescent |  | Twist | 1 | 15 | 224503 | Bathroom | 0.3323%
22536 | 1 | 1 | 1 | Manual | 1 | Wall Mount | Incandescent |  | Globe | 4 | 40 | 225361 | Bathroom | 0.3323%
22536 | 1 | 1 | 2 | Manual | 1 | Ceiling Fixture | Incandescent |  | Heat Lamp | 2 | 250 | 225361 | Bathroom | 0.3323%
22536 | 1 | 2 | 1 | Manual | 1 | Ceiling Fixture | Incandescent |  | Heat Lamp | 2 | 250 | 225361 | Bathroom | 0.3323%
22536 | 1 | 2 | 2 | Manual | 1 | Wall Mount | Incandescent |  | Standard A Lamp | 4 | 40 | 225361 | Bathroom | 0.3323%
22536 | 1 | 3 | 1 | Manual | 1 | Ceiling Fixture | Incandescent |  | Standard A Lamp | 2 | 65 | 225361 | Bathroom | 0.3323%
22536 | 1 | 4 | 1 | Manual | 1 | Ceiling Fixture | Incandescent |  | Standard A Lamp | 1 | 60 | 225361 | Bathroom | 0.3323%
22536 | 1 | 5 | 1 | Manual | 1 | Ceiling Fan | Incandescent |  | Standard A Lamp | 3 | 60 | 225361 | Bathroom | 0.3323%
22536 | 1 | 5 | 2 | Manual | 1 | Floor lamp | Halogen |  | Quartz Tube | 1 | 300 | 225361 | Bathroom | 0.3323%
22536 | 1 | 5 | 3 | Manual | 1 | Ceiling Fixture | Linear Fluorescent | 4 | T-12 | 2 | 60 | 225361 | Bathroom | 0.3323%
22536 | 1 | 5 | 4 | Manual | 1 | Ceiling Fixture | Incandescent |  | Standard A Lamp | 2 | 60 | 225361 | Bathroom | 0.3323%
22536 | 1 | 5 | 5 | Manual | 1 | Ceiling Fixture | Linear Fluorescent | 2 | T-12 | 1 | 20 | 225361 | Bathroom | 0.3323%
22536 | 1 | 5 | 6 | Manual | 1 | Floor lamp | Incandescent |  | 3-Way Incandescent | 1 | 100 | 225361 | Bathroom | 0.3323%
22536 | 1 | 5 | 7 | Manual | 1 | Recessed - other | Incandescent |  | Standard A Lamp | 1 | 40 | 225361 | Bathroom | 0.3323%
22536 | 1 | 5 | 8 | Manual | 1 | Ceiling Fixture | Incandescent |  | Standard A Lamp | 2 | 60 | 225361 | Bathroom | 0.3323%
22536 | 2 | 1 | 1 | Manual | 1 | Wall Mount | Incandescent |  | Standard A Lamp | 3 | 60 | 225362 | Bathroom | 0.3323%
22536 | 2 | 1 | 2 | Manual | 1 | Ceiling Fixture | Incandescent |  | Heat Lamp | 2 | 250 | 225362 | Bathroom | 0.3323%
22536 | 2 | 2 | 1 | Manual | 1 | Table | Compact Fluorescent |  | Twist | 1 | 15 | 225362 | Bathroom | 0.3323%
22536 | 2 | 2 | 2 | Manual | 1 | Ceiling Fixture | Compact Fluorescent |  | Twist | 2 | 15 | 225362 | Bathroom | 0.3323%
22536 | 2 | 3 | 1 | Manual | 6 | Recessed Can | Compact Fluorescent |  | Twist | 1 | 13 | 225362 | Bathroom | 0.3323%
22536 | 2 | 3 | 2 | Manual | 1 | Recessed - other | Compact Fluorescent |  | Twist | 2 | 13 | 225362 | Bathroom | 0.3323%
22536 | 2 | 3 | 3 | Manual | 1 | Ceiling Fixture | Linear Fluorescent | 2 | T-8 | 1 | 17 | 225362 | Bathroom | 0.3323%
22536 | 2 | 3 | 4 | Manual | 1 | Recessed Can | Halogen |  | PAR | 1 | 20 | 225362 | Bathroom | 0.3323%
22536 | 2 | 3 | 5 | Manual | 1 | Table | Compact Fluorescent |  | Twist | 1 | 15 | 225362 | Bathroom | 0.3323%
22536 | 2 | 3 | 6 | Manual | 1 | Ceiling Fan | Incandescent |  | Standard A Lamp | 3 | 25 | 225362 | Bathroom | 0.3323%
22536 | 2 | 3 | 7 | Manual | 2 | Floor lamp | Incandescent |  | Standard A Lamp | 1 | 60 | 225362 | Bathroom | 0.3323%
22536 | 2 | 3 | 8 | Manual | 1 | Wall Mount | Linear Fluorescent | 2 | T-8 | 1 | 32 | 225362 | Bathroom | 0.3323%
22536 | 2 | 3 | 9 | Manual | 1 | Ceiling Fixture | Compact Fluorescent |  | Twist | 2 | 15 | 225362 | Bathroom | 0.3323%
22536 | 2 | 4 | 1 | Manual | 1 | Ceiling Fixture | Incandescent |  | Heat Lamp | 2 | 250 | 225362 | Bathroom | 0.3323%
22536 | 2 | 4 | 2 | Manual | 1 | Wall Mount | Incandescent |  | Standard A Lamp | 3 | 60 | 225362 | Bathroom | 0.3323%
22536 | 2 | 4 | 3 | Manual | 1 | Ceiling Fixture | Compact Fluorescent |  | Twist | 1 | 15 | 225362 | Bathroom | 0.3323%
22536 | 2 | 5 | 1 | Manual | 2 | Table | Compact Fluorescent |  | Twist | 1 | 15 | 225362 | Bathroom | 0.3323%
22536 | 2 | 5 | 2 | Manual | 1 | Table | Incandescent |  | Standard A Lamp | 1 | 25 | 225362 | Bathroom | 0.3323%
22536 | 2 | 5 | 3 | Manual | 1 | Ceiling Fixture | Compact Fluorescent |  | Twist | 2 | 15 | 225362 | Bathroom | 0.3323%
22536 | 2 | 6 | 1 | Manual | 1 | Ceiling Fixture | Linear Fluorescent | 4 | T-12 | 2 | 40 | 225362 | Bathroom | 0.3323%
22536 | 3 | 1 | 1 | Manual | 1 | Wall Mount | Incandescent |  | Globe | 6 | 60 | 225363 | Bathroom | 0.3323%
22536 | 3 | 1 | 2 | Manual | 1 | Table | Incandescent |  | Standard A Lamp | 1 | 60 | 225363 | Bathroom | 0.3323%
22536 | 3 | 1 | 3 | Manual | 1 | Ceiling Fixture | Incandescent |  | Heat Lamp | 2 | 250 | 225363 | Bathroom | 0.3323%
22536 | 3 | 2 | 1 | Manual | 1 | Ceiling Fixture | Compact Fluorescent |  | Twist | 1 | 15 | 225363 | Bathroom | 0.3323%
22536 | 3 | 2 | 2 | Manual | 1 | Wall Mount | Halogen |  | Other | 1 | 20 | 225363 | Bathroom | 0.3323%
22536 | 3 | 2 | 3 | Manual | 1 | Table | Incandescent |  | Standard A Lamp | 2 | 60 | 225363 | Bathroom | 0.3323%
22536 | 3 | 2 | 4 | Manual | 1 | Table | Incandescent |  | Decorative | 3 | 25 | 225363 | Bathroom | 0.3323%
22536 | 3 | 2 | 5 | Manual | 1 | Table | Other |  | LED Interior | 1 | 7 | 225363 | Bathroom | 0.3323%
22536 | 3 | 3 | 1 | Manual | 1 | Recessed - other | Compact Fluorescent |  | Twist | 1 | 22 | 225363 | Bathroom | 0.3323%
22536 | 3 | 3 | 2 | Manual | 1 | Ceiling Fixture | Halogen |  | MR | 3 | 20 | 225363 | Bathroom | 0.3323%
22536 | 3 | 3 | 3 | Manual | 1 | Ceiling Fixture | Linear Fluorescent | 2 | T-8 | 1 | 17 | 225363 | Bathroom | 0.3323%
22536 | 3 | 3 | 4 | Manual | 4 | Table | Incandescent |  | Decorative | 1 | 5 | 225363 | Bathroom | 0.3323%
22536 | 3 | 3 | 5 | Manual | 1 | Ceiling Fixture | Linear Fluorescent | 4 | T-8 | 2 | 32 | 225363 | Bathroom | 0.3323%
22536 | 3 | 3 | 6 | Manual | 2 | Ceiling Fixture | Compact Fluorescent |  | Twist | 1 | 15 | 225363 | Bathroom | 0.3323%
22536 | 3 | 3 | 7 | Manual | 1 | Table | Incandescent |  | Standard A Lamp | 1 | 60 | 225363 | Bathroom | 0.3323%
22536 | 3 | 3 | 8 | Manual | 1 | Floor lamp | Incandescent |  | Standard A Lamp | 1 | 100 | 225363 | Bathroom | 0.3323%
22536 | 3 | 3 | 9 | Manual | 1 | Table | Incandescent |  | Standard A Lamp | 1 | 40 | 225363 | Bathroom | 0.3323%
22536 | 3 | 3 | 10 | Manual | 1 | Table | Compact Fluorescent |  | Twist | 1 | 15 | 225363 | Bathroom | 0.3323%
22536 | 3 | 4 | 1 | Manual | 1 | Ceiling Fixture | Incandescent |  | Standard A Lamp | 1 | 65 | 225363 | Bathroom | 0.3323%
22870 | 1 | 1 | 1 | Manual | 2 | Table | Incandescent |  | 3-Way Incandescent | 1 | 100 | 228701 | Master Bedroom | 0.3323%
22870 | 1 | 1 | 2 | Manual | 2 | Ceiling Fixture | Incandescent |  | Standard A Lamp | 1 | 60 | 228701 | Master Bedroom | 0.3323%
22870 | 1 | 2 | 1 | Manual | 1 | Ceiling Fixture | Incandescent |  | Standard A Lamp | 1 | 60 | 228701 | Master Bedroom | 0.3323%
22870 | 1 | 2 | 2 | Manual | 1 | Ceiling Fixture | Incandescent |  | Standard A Lamp | 1 | 40 | 228701 | Master Bedroom | 0.3323%
22870 | 1 | 2 | 3 | Manual | 2 | Recessed Can | Incandescent |  | Twist | 1 | 15 | 228701 | Master Bedroom | 0.3323%
22870 | 1 | 2 | 4 | Manual | 1 | Table | Incandescent |  | Standard A Lamp | 1 | 60 | 228701 | Master Bedroom | 0.3323%
22870 | 1 | 2 | 5 | Manual | 1 | Floor lamp | Compact Fluorescent |  | Twist | 1 | 15 | 228701 | Master Bedroom | 0.3323%
22870 | 1 | 2 | 6 | Manual | 1 | Ceiling Fan | Incandescent |  | Standard A Lamp | 4 | 40 | 228701 | Master Bedroom | 0.3323%
22870 | 1 | 2 | 7 | Manual | 1 | Wall Mount | Incandescent |  | Standard A Lamp | 1 | 40 | 228701 | Master Bedroom | 0.3323%
22870 | 1 | 2 | 8 | Manual | 1 | Ceiling Fixture | Linear Fluorescent | 4 | T-8 | 4 | 32 | 228701 | Master Bedroom | 0.3323%
22870 | 1 | 2 | 9 | Manual | 1 | Ceiling Fan | Incandescent |  | Standard A Lamp | 3 | 40 | 228701 | Master Bedroom | 0.3323%
22870 | 1 | 2 | 10 | Manual | 2 | Wall Mount | Linear Fluorescent | 2 | T-5 | 1 | 14 | 228701 | Master Bedroom | 0.3323%
22870 | 1 | 2 | 11 | Manual | 1 | Wall Mount | Incandescent |  | Standard A Lamp | 1 | 60 | 228701 | Master Bedroom | 0.3323%
22870 | 1 | 3 | 1 | Manual | 1 | Wall Mount | Compact Fluorescent |  | Twist | 8 | 15 | 228701 | Master Bedroom | 0.3323%
22870 | 1 | 4 | 1 | Manual | 1 | Ceiling Fixture | Linear Fluorescent | 4 | T-12 | 2 | 40 | 228701 | Master Bedroom | 0.3323%
22870 | 1 | 4 | 2 | Manual | 1 | Ceiling Fixture | Incandescent |  | Standard A Lamp | 1 | 60 | 228701 | Master Bedroom | 0.3323%
22870 | 2 | 1 | 1 | Manual | 1 | Ceiling Fixture | Incandescent |  | Reflector | 8 | 45 | 228702 | Living Room | 0.3323%
22870 | 2 | 1 | 2 | Manual | 2 | Other | Linear Fluorescent | 2 | T-5 | 1 | 14 | 228702 | Living Room | 0.3323%
22870 | 2 | 1 | 3 | Manual | 1 | Other | Linear Fluorescent | 3 | T-5 | 1 | 22 | 228702 | Living Room | 0.3323%
22870 | 2 | 1 | 4 | Manual | 1 | Recessed - other | Incandescent |  | Standard A Lamp | 3 | 60 | 228702 | Living Room | 0.3323%
22870 | 2 | 1 | 5 | Manual | 1 | Table | Incandescent |  | Standard A Lamp | 1 | 100 | 228702 | Living Room | 0.3323%
22870 | 2 | 1 | 6 | Manual | 1 | Wall Mount | Incandescent |  | Standard A Lamp | 1 | 40 | 228702 | Living Room | 0.3323%
22870 | 2 | 1 | 7 | Manual | 1 | Ceiling Fixture | Incandescent |  | Standard A Lamp | 1 | 40 | 228702 | Living Room | 0.3323%
22870 | 2 | 2 | 1 | Manual | 2 | Recessed Can | Halogen |  | PAR | 1 | 45 | 228702 | Living Room | 0.3323%
22870 | 2 | 2 | 2 | Manual | 1 | Ceiling Fixture | Incandescent |  | Standard A Lamp | 1 | 40 | 228702 | Living Room | 0.3323%
22870 | 2 | 3 | 1 | Manual | 1 | Ceiling Fixture | Incandescent |  | Standard A Lamp | 3 | 40 | 228702 | Living Room | 0.3323%
22870 | 2 | 3 | 2 | Manual | 1 | Ceiling Fixture | Incandescent |  | Globe | 1 | 40 | 228702 | Living Room | 0.3323%
22870 | 2 | 3 | 3 | Manual | 1 | Table | Incandescent |  | Standard A Lamp | 1 | 100 | 228702 | Living Room | 0.3323%
22870 | 2 | 3 | 4 | Manual | 1 | Table | Incandescent |  | Standard A Lamp | 1 | 25 | 228702 | Living Room | 0.3323%
22870 | 2 | 4 | 1 | Manual | 1 | Wall Mount | Incandescent |  | Globe | 4 | 40 | 228702 | Living Room | 0.3323%
22870 | 2 | 5 | 1 | Manual | 1 | Ceiling Fixture | Incandescent |  | Standard A Lamp | 2 | 60 | 228702 | Living Room | 0.3323%
22870 | 3 | 1 | 1 | Manual | 1 | Table | Compact Fluorescent |  | Circline (Screw Base) | 1 | 22 | 228703 | Bedroom | 0.3323%
22870 | 3 | 1 | 2 | Manual | 1 | Table | Compact Fluorescent |  | Twist | 1 | 18 | 228703 | Bedroom | 0.3323%
22870 | 3 | 1 | 3 | Manual | 1 | Table | Compact Fluorescent |  | Twist | 1 | 26 | 228703 | Bedroom | 0.3323%
22870 | 3 | 1 | 4 | Manual | 1 | Ceiling Fixture | Compact Fluorescent |  | Twist | 1 | 18 | 228703 | Bedroom | 0.3323%
22870 | 3 | 2 | 1 | Manual | 2 | Ceiling Fixture | Linear Fluorescent | 4 | T-8 | 2 | 32 | 228703 | Bedroom | 0.3323%
22870 | 3 | 2 | 2 | Manual | 2 | Table | Compact Fluorescent |  | Pin base | 1 | 26 | 228703 | Bedroom | 0.3323%
22870 | 3 | 2 | 3 | Manual | 1 | Ceiling Fan | Compact Fluorescent |  | Twist | 3 | 18 | 228703 | Bedroom | 0.3323%
22870 | 3 | 2 | 4 | Dimmer | 1 | Floor lamp | Halogen |  | Other | 1 | 250 | 228703 | Bedroom | 0.3323%
22870 | 3 | 2 | 5 | Manual | 1 | Ceiling Fixture | Incandescent |  | Standard A Lamp | 1 | 100 | 228703 | Bedroom | 0.3323%
22870 | 3 | 2 | 6 | Manual | 1 | Wall Mount | Compact Fluorescent |  | Twist | 1 | 15 | 228703 | Bedroom | 0.3323%
22870 | 3 | 2 | 7 | Manual | 1 | Wall Mount | Linear Fluorescent | 1.5 | T-8 | 1 | 16 | 228703 | Bedroom | 0.3323%
22870 | 3 | 2 | 8 | Manual | 1 | Wall Mount | Linear Fluorescent | 2 | T-12 | 1 | 20 | 228703 | Bedroom | 0.3323%
22870 | 3 | 2 | 9 | Manual | 1 | Wall Mount | Linear Fluorescent | 3 | T-12 | 1 | 32 | 228703 | Bedroom | 0.3323%
22870 | 3 | 3 | 1 | Manual | 2 | Ceiling Fixture | Incandescent |  | Globe | 1 | 100 | 228703 | Bedroom | 0.3323%
22870 | 3 | 3 | 2 | Manual | 3 | Table | Halogen |  | Other | 1 | 125 | 228703 | Bedroom | 0.3323%
22870 | 3 | 4 | 1 | Manual | 1 | Wall Mount | Incandescent |  | Globe | 8 | 40 | 228703 | Bedroom | 0.3323%
22870 | 3 | 5 | 1 | Manual | 1 | Ceiling Fixture | Linear Fluorescent | 4 | T-8 | 2 | 32 | 228703 | Bedroom | 0.3323%
22870 | 3 | 5 | 2 | Manual | 1 | Ceiling Fixture | Incandescent |  | Standard A Lamp | 1 | 100 | 228703 | Bedroom | 0.3323%
22906 | 1 | 1 | 1 | Manual | 1 | Wall Mount | Incandescent |  | Standard A Lamp | 4 | 67 | 229061 | Bathroom | 0.4984%
22906 | 1 | 1 | 2 | Manual | 2 | Ceiling Fixture | Incandescent |  | Standard A Lamp | 1 | 60 | 229061 | Bathroom | 0.4984%
22906 | 1 | 2 | 1 | Manual | 1 | Wall Mount | Incandescent |  | Standard A Lamp | 4 | 60 | 229061 | Bathroom | 0.4984%
22906 | 1 | 2 | 2 | Manual | 1 | Ceiling Fixture | Incandescent |  | Standard A Lamp | 1 | 60 | 229061 | Bathroom | 0.4984%
22906 | 1 | 2 | 3 | Manual | 1 | Ceiling Fixture | Incandescent |  | Standard A Lamp | 2 | 60 | 229061 | Bathroom | 0.4984%
22906 | 1 | 2 | 4 | Manual | 1 | Table | Incandescent |  | Standard A Lamp | 1 | 150 | 229061 | Bathroom | 0.4984%
22906 | 1 | 3 | 1 | Manual | 1 | Ceiling Fixture | Linear Fluorescent | 4 | T-8 | 2 | 32 | 229061 | Bathroom | 0.4984%
22906 | 1 | 3 | 2 | Manual | 1 | Wall Mount | Incandescent |  | Standard A Lamp | 1 | 25 | 229061 | Bathroom | 0.4984%
22906 | 1 | 3 | 3 | Manual | 1 | Other | Linear Fluorescent | 2 | T-4 | 1 | 15 | 229061 | Bathroom | 0.4984%
22906 | 1 | 3 | 4 | Manual | 1 | Ceiling Fixture | Incandescent |  | Standard A Lamp | 1 | 100 | 229061 | Bathroom | 0.4984%
22906 | 1 | 3 | 5 | Manual | 1 | Floor lamp | Incandescent |  | Standard A Lamp | 1 | 150 | 229061 | Bathroom | 0.4984%
22906 | 1 | 3 | 6 | Manual | 1 | Floor lamp | Incandescent |  | Standard A Lamp | 1 | 100 | 229061 | Bathroom | 0.4984%
22906 | 1 | 3 | 7 | Manual | 1 | Table | Incandescent |  | Standard A Lamp | 1 | 60 | 229061 | Bathroom | 0.4984%
22906 | 1 | 3 | 8 | Manual | 2 | Ceiling Fixture | Incandescent |  | Standard A Lamp | 1 | 60 | 229061 | Bathroom | 0.4984%
22906 | 1 | 4 | 1 | Manual | 2 | Ceiling Fixture | Linear Fluorescent | 4 | T-8 | 2 | 32 | 229061 | Bathroom | 0.4984%
22906 | 2 | 1 | 1 | Manual | 1 | Wall Mount | Incandescent |  | Standard A Lamp | 6 | 60 | 229062 | Bathroom | 0.4984%
22906 | 2 | 2 | 1 | Manual | 1 | Wall Mount | Incandescent |  | Standard A Lamp | 6 | 60 | 229062 | Bathroom | 0.4984%
22906 | 2 | 3 | 1 | Manual | 1 | Wall Mount | Incandescent |  | Standard A Lamp | 6 | 60 | 229062 | Bathroom | 0.4984%
22906 | 2 | 4 | 1 | Manual | 1 | Ceiling Fixture | Incandescent |  | Standard A Lamp | 2 | 60 | 229062 | Bathroom | 0.4984%
22906 | 2 | 4 | 2 | Manual | 1 | Floor lamp | Compact Fluorescent |  | Twist | 2 | 7 | 229062 | Bathroom | 0.4984%
22906 | 2 | 4 | 3 | Manual | 1 | Ceiling Fixture | Incandescent |  | Standard A Lamp | 1 | 60 | 229062 | Bathroom | 0.4984%
22906 | 2 | 4 | 4 | Manual | 1 | Table | Incandescent |  | Standard A Lamp | 1 | 20 | 229062 | Bathroom | 0.4984%
22906 | 2 | 5 | 1 | Manual | 1 | Ceiling Fixture | Incandescent |  | Standard A Lamp | 2 | 60 | 229062 | Bathroom | 0.4984%
22906 | 2 | 6 | 1 | Manual | 1 | Ceiling Fan | Compact Fluorescent |  | Twist | 2 | 13 | 229062 | Bathroom | 0.4984%
22906 | 2 | 6 | 2 | Manual | 1 | Ceiling Fixture | Linear Fluorescent | 4 | T-8 | 2 | 32 | 229062 | Bathroom | 0.4984%
22906 | 2 | 6 | 3 | Manual | 2 | Ceiling Fixture | Compact Fluorescent |  | Twist | 1 | 13 | 229062 | Bathroom | 0.4984%
22906 | 2 | 6 | 4 | Manual | 1 | Floor lamp | Compact Fluorescent |  | Twist | 1 | 13 | 229062 | Bathroom | 0.4984%
22906 | 2 | 6 | 5 | Manual | 2 | Wall Mount | Incandescent |  | Standard A Lamp | 1 | 60 | 229062 | Bathroom | 0.4984%
22906 | 2 | 6 | 6 | Manual | 1 | Other | Compact Fluorescent |  | Twist | 1 | 13 | 229062 | Bathroom | 0.4984%
23106 | 1 | 1 | 1 | Motion | 1 | Wall Mount | Linear Fluorescent | 2 | T-12 | 1 | 20 | 231061 | Closet | 0.4984%
23106 | 1 | 1 | 2 | Manual | 1 | Chandelier (Hanging) | Incandescent |  | Decorative | 5 | 25 | 231061 | Closet | 0.4984%
23106 | 1 | 1 | 3 | Manual | 1 | Table | Halogen |  | Quartz Tube | 1 | 60 | 231061 | Closet | 0.4984%
23106 | 1 | 2 | 1 | Manual | 2 | Recessed Can | Incandescent |  | Reflector | 1 | 65 | 231061 | Closet | 0.4984%
23106 | 1 | 2 | 2 | Manual | 2 | Ceiling Fixture | Incandescent |  | Standard A Lamp | 2 | 40 | 231061 | Closet | 0.4984%
23106 | 1 | 2 | 3 | Manual | 2 | Wall Mount | Incandescent |  | Decorative | 1 | 60 | 231061 | Closet | 0.4984%
23106 | 1 | 3 | 1 | Manual | 4 | Recessed Can | Incandescent |  | Reflector | 1 | 65 | 231061 | Closet | 0.4984%
23106 | 1 | 3 | 2 | Manual | 1 | Other | Other |  | Other | 19 | 18 | 231061 | Closet | 0.4984%
23106 | 1 | 3 | 3 | Manual | 2 | Table | Compact Fluorescent |  | Twist | 1 | 13 | 231061 | Closet | 0.4984%
23106 | 1 | 3 | 4 | Manual | 2 | Table | Compact Fluorescent |  | Twist | 1 | 10 | 231061 | Closet | 0.4984%
23106 | 1 | 3 | 5 | Manual | 1 | Chandelier (Hanging) | Incandescent |  | Decorative | 6 | 40 | 231061 | Closet | 0.4984%
23106 | 1 | 4 | 1 | Dimmer | 2 | Ceiling Fixture | Incandescent |  | Decorative | 3 | 40 | 231061 | Closet | 0.4984%
23106 | 1 | 4 | 2 | Manual | 1 | Other | Other |  | Other | 12 | 18 | 231061 | Closet | 0.4984%
23106 | 1 | 5 | 1 | Manual | 4 | Recessed Can | Incandescent |  | Reflector | 1 | 65 | 231061 | Closet | 0.4984%
23106 | 1 | 5 | 2 | Manual | 2 | Recessed - other | Halogen |  | PAR | 1 | 80 | 231061 | Closet | 0.4984%
23106 | 1 | 5 | 3 | Manual | 1 | Floor lamp | Incandescent |  | Decorative | 1 | 60 | 231061 | Closet | 0.4984%
23106 | 1 | 6 | 1 | Motion | 2 | Wall Mount | Incandescent |  | Standard A Lamp | 2 | 40 | 231061 | Closet | 0.4984%
23106 | 1 | 6 | 2 | Manual | 1 | Recessed Can | Incandescent |  | Reflector | 1 | 65 | 231061 | Closet | 0.4984%
23106 | 1 | 6 | 3 | Manual | 2 | Table | Incandescent |  | Decorative | 1 | 40 | 231061 | Closet | 0.4984%
23106 | 1 | 7 | 1 | Manual | 2 | Table | Incandescent |  | Standard A Lamp | 1 | 40 | 231061 | Closet | 0.4984%
23106 | 1 | 7 | 2 | Manual | 1 | Chandelier (Hanging) | Incandescent |  | Decorative | 6 | 40 | 231061 | Closet | 0.4984%
23106 | 1 | 8 | 1 | Manual | 2 | Table | Incandescent |  | Standard A Lamp | 1 | 150 | 231061 | Closet | 0.4984%
23106 | 1 | 8 | 2 | Manual | 1 | Table | Compact Fluorescent |  | Twist | 1 | 13 | 231061 | Closet | 0.4984%
23106 | 1 | 8 | 3 | Dimmer | 1 | Chandelier (Hanging) | Incandescent |  | Decorative | 5 | 40 | 231061 | Closet | 0.4984%
23106 | 2 | 1 | 1 | Motion | 1 | Wall Mount | Incandescent |  | Standard A Lamp | 2 | 60 | 231062 | Bathroom | 0.4984%
23106 | 2 | 2 | 1 | Motion | 2 | Ceiling Fixture | Incandescent |  | Standard A Lamp | 2 | 60 | 231062 | Bathroom | 0.4984%
23106 | 2 | 3 | 1 | Manual | 1 | Ceiling Fixture | Incandescent |  | Standard A Lamp | 1 | 60 | 231062 | Bathroom | 0.4984%
23106 | 2 | 3 | 2 | Dimmer | 3 | Recessed Can | Incandescent |  | Reflector | 1 | 65 | 231062 | Bathroom | 0.4984%
23106 | 2 | 3 | 3 | Dimmer | 1 | Ceiling Fixture | Halogen |  | Quartz Tube | 3 | 75 | 231062 | Bathroom | 0.4984%
23106 | 2 | 4 | 1 | Dimmer | 4 | Recessed Can | Halogen |  | PAR | 1 | 50 | 231062 | Bathroom | 0.4984%
23106 | 2 | 4 | 2 | Dimmer | 2 | Chandelier (Hanging) | Halogen |  | MR | 1 | 60 | 231062 | Bathroom | 0.4984%
23106 | 2 | 4 | 3 | Dimmer | 1 | Other | Other |  | Other | 23 | 18 | 231062 | Bathroom | 0.4984%
23106 | 2 | 4 | 4 | Dimmer | 1 | Ceiling Fixture | Halogen |  | PAR | 4 | 50 | 231062 | Bathroom | 0.4984%
23106 | 2 | 5 | 1 | Motion | 6 | Recessed Can | Incandescent |  | Reflector | 2 | 45 | 231062 | Bathroom | 0.4984%
23106 | 2 | 5 | 2 | Motion | 1 | Ceiling Fixture | Compact Fluorescent |  | Twist | 3 | 9 | 231062 | Bathroom | 0.4984%
23106 | 2 | 6 | 1 | Dimmer | 4 | Ceiling Fixture | Halogen |  | PAR | 1 | 50 | 231062 | Bathroom | 0.4984%
23106 | 2 | 6 | 2 | Manual | 2 | Table | Incandescent |  | Standard A Lamp | 1 | 40 | 231062 | Bathroom | 0.4984%
23106 | 2 | 7 | 1 | Manual | 3 | Wall Mount | Compact Fluorescent |  | Twist | 2 | 13 | 231062 | Bathroom | 0.4984%
23106 | 2 | 7 | 2 | Manual | 2 | Recessed Can | Incandescent |  | Reflector | 1 | 65 | 231062 | Bathroom | 0.4984%
23106 | 2 | 8 | 1 | Manual | 1 | Ceiling Fixture | Incandescent |  | Standard A Lamp | 3 | 60 | 231062 | Bathroom | 0.4984%
23106 | 2 | 8 | 2 | Manual | 1 | Floor lamp | Halogen |  | Quartz Tube | 1 | 300 | 231062 | Bathroom | 0.4984%
23106 | 2 | 8 | 3 | Manual | 2 | Table | Halogen |  | Quartz Tube | 1 | 80 | 231062 | Bathroom | 0.4984%
23106 | 2 | 9 | 1 | Motion | 1 | Ceiling Fixture | Incandescent |  | Standard A Lamp | 3 | 40 | 231062 | Bathroom | 0.4984%
23106 | 2 | 9 | 2 | Manual | 1 | Wall Mount | Halogen |  | Quartz Tube | 2 | 80 | 231062 | Bathroom | 0.4984%
23425 | 1 | 1 | 1 | Manual | 1 | Wall Mount | Compact Fluorescent |  | Twist | 2 | 28 | 234251 | Bathroom | 0.3323%
23425 | 1 | 1 | 2 | Manual | 1 | Ceiling Fixture | Compact Fluorescent |  | Twist | 1 | 28 | 234251 | Bathroom | 0.3323%
23425 | 1 | 2 | 1 | Manual | 1 | Ceiling Fixture | Compact Fluorescent |  | Twist | 2 | 15 | 234251 | Bathroom | 0.3323%
23425 | 1 | 3 | 1 | Manual | 1 | Ceiling Fixture | Compact Fluorescent |  | Twist | 2 | 28 | 234251 | Bathroom | 0.3323%
23425 | 1 | 4 | 1 | Manual | 2 | Ceiling Fixture | Compact Fluorescent |  | Twist | 2 | 28 | 234251 | Bathroom | 0.3323%
23425 | 1 | 4 | 2 | Manual | 1 | Wall Mount | Incandescent |  | Standard A Lamp | 1 | 40 | 234251 | Bathroom | 0.3323%
23425 | 1 | 5 | 1 | Manual | 1 | Floor lamp | Incandescent |  | Standard A Lamp | 3 | 60 | 234251 | Bathroom | 0.3323%
23425 | 1 | 5 | 2 | Manual | 1 | Ceiling Fixture | Incandescent |  | Standard A Lamp | 1 | 60 | 234251 | Bathroom | 0.3323%
23425 | 2 | 1 | 1 | Manual | 1 | Ceiling Fixture | Compact Fluorescent |  | Pin base | 2 | 22 | 234252 | Bathroom | 0.3323%
23425 | 2 | 1 | 2 | Manual | 1 | Wall Mount | Compact Fluorescent |  | Twist | 4 | 22 | 234252 | Bathroom | 0.3323%
23425 | 2 | 2 | 1 | Manual | 1 | Ceiling Fixture | Compact Fluorescent |  | Twist | 2 | 28 | 234252 | Bathroom | 0.3323%
23425 | 2 | 2 | 2 | Manual | 1 | Floor lamp | Incandescent |  | Standard A Lamp | 2 | 60 | 234252 | Bathroom | 0.3323%
23425 | 2 | 3 | 1 | Manual | 1 | Ceiling Fixture | Compact Fluorescent |  | Twist | 2 | 22 | 234252 | Bathroom | 0.3323%
23425 | 2 | 3 | 2 | Manual | 1 | Chandelier (Hanging) | Compact Fluorescent |  | Twist | 3 | 22 | 234252 | Bathroom | 0.3323%
23425 | 2 | 3 | 3 | Manual | 1 | Wall Mount | Compact Fluorescent |  | Twist | 1 | 8 | 234252 | Bathroom | 0.3323%
23425 | 3 | 1 | 1 | Manual | 1 | Ceiling Fixture | Compact Fluorescent |  | Pin base | 2 | 22 | 234253 | Bathroom | 0.3323%
23425 | 3 | 1 | 2 | Manual | 1 | Wall Mount | Compact Fluorescent |  | Twist | 4 | 22 | 234253 | Bathroom | 0.3323%
23425 | 3 | 2 | 1 | Manual | 1 | Ceiling Fixture |  |  | Twist | 1 | 15 | 234253 | Bathroom | 0.3323%
23425 | 3 | 2 | 2 | Manual | 1 | Table |  |  | Standard A Lamp | 1 | 60 | 234253 | Bathroom | 0.3323%
23425 | 3 | 3 | 1 | Manual | 1 | Ceiling Fixture | Compact Fluorescent |  | Twist | 2 | 22 | 234253 | Bathroom | 0.3323%
23425 | 3 | 3 | 2 | Manual | 1 | Chandelier (Hanging) | Compact Fluorescent |  | Twist | 3 | 22 | 234253 | Bathroom | 0.3323%
23425 | 3 | 3 | 3 | Manual | 1 | Wall Mount | Incandescent |  | Standard A Lamp | 1 | 60 | 234253 | Bathroom | 0.3323%
23425 | 3 | 4 | 1 | Manual | 1 | Table | Incandescent |  | Standard A Lamp | 1 | 60 | 234253 | Bathroom | 0.3323%
23531 | 1 | 1 | 1 | Manual | 1 | Wall Mount | Incandescent |  | Standard A Lamp | 3 | 75 | 235311 | Bathroom | 0.4984%
23531 | 1 | 2 | 1 | Manual | 1 | Ceiling Fixture | Incandescent |  | Standard A Lamp | 1 | 75 | 235311 | Bathroom | 0.4984%
23531 | 1 | 2 | 2 | Manual | 1 | Table | Compact Fluorescent |  | Twist | 1 | 15 | 235311 | Bathroom | 0.4984%
23531 | 1 | 3 | 1 | Manual | 1 | Ceiling Fixture | Compact Fluorescent |  | Twist | 1 | 15 | 235311 | Bathroom | 0.4984%
23531 | 1 | 4 | 1 | Manual | 3 | Ceiling Fixture | Incandescent |  | Standard A Lamp | 1 | 75 | 235311 | Bathroom | 0.4984%
23531 | 1 | 4 | 2 | Manual | 2 | Ceiling Fixture | Compact Fluorescent |  | Twist | 1 | 15 | 235311 | Bathroom | 0.4984%
23531 | 1 | 4 | 3 | Manual | 1 | Table | Compact Fluorescent |  | Twist | 1 | 15 | 235311 | Bathroom | 0.4984%
23531 | 1 | 4 | 4 | Manual | 1 | Ceiling Fan | Compact Fluorescent |  | Twist | 4 | 15 | 235311 | Bathroom | 0.4984%
23531 | 1 | 4 | 5 | Manual | 1 | Wall Mount | Incandescent |  | Standard A Lamp | 2 | 40 | 235311 | Bathroom | 0.4984%
23531 | 2 | 1 | 1 | Manual | 1 | Wall Mount | Incandescent |  | Standard A Lamp | 4 | 60 | 235312 | Bathroom | 0.4984%
23531 | 2 | 2 | 1 | Manual | 1 | Ceiling Fixture | Compact Fluorescent |  | Twist | 1 | 15 | 235312 | Bathroom | 0.4984%
23531 | 2 | 2 | 2 | Manual | 1 | Table | Compact Fluorescent |  | Twist | 1 | 15 | 235312 | Bathroom | 0.4984%
23531 | 2 | 2 | 3 | Manual | 1 | Floor lamp | Compact Fluorescent |  | Twist | 1 | 15 | 235312 | Bathroom | 0.4984%
23531 | 2 | 3 | 1 | Manual | 1 | Ceiling Fixture | Compact Fluorescent |  | Twist | 1 | 15 | 235312 | Bathroom | 0.4984%
23531 | 2 | 4 | 1 | Manual | 1 | Ceiling Fixture | Compact Fluorescent |  | Twist | 1 | 22 | 235312 | Bathroom | 0.4984%
23531 | 2 | 4 | 2 | Manual | 2 | Ceiling Fixture | Compact Fluorescent |  | Twist | 1 | 15 | 235312 | Bathroom | 0.4984%
23531 | 2 | 4 | 3 | Manual | 1 | Chandelier (Hanging) | Compact Fluorescent |  | Twist | 1 | 15 | 235312 | Bathroom | 0.4984%
23531 | 2 | 4 | 4 | Manual | 1 | Ceiling Fan | Compact Fluorescent |  | Twist | 4 | 15 | 235312 | Bathroom | 0.4984%
23531 | 2 | 4 | 5 | Manual | 4 | Ceiling Fixture | Compact Fluorescent |  | Twist | 1 | 15 | 235312 | Bathroom | 0.4984%
23531 | 2 | 4 | 6 | Manual | 1 | Wall Mount | Incandescent |  | Standard A Lamp | 2 | 40 | 235312 | Bathroom | 0.4984%
23623 | 1 | 1 | 1 | Manual | 1 | Wall Mount | Incandescent |  | Standard A Lamp | 4 | 40 | 236231 | Bathroom | 0.3323%
23623 | 1 | 1 | 2 | Manual | 1 | Ceiling Fixture | Incandescent |  | Reflector | 2 | 250 | 236231 | Bathroom | 0.3323%
23623 | 1 | 2 | 1 | Manual | 1 | Ceiling Fixture | Incandescent |  | Standard A Lamp | 2 | 60 | 236231 | Bathroom | 0.3323%
23623 | 1 | 2 | 2 | Manual | 1 | Table | Incandescent |  | Decorative | 1 | 15 | 236231 | Bathroom | 0.3323%
23623 | 1 | 3 | 1 | Manual | 1 | Ceiling Fixture | Incandescent |  | Standard A Lamp | 1 | 75 | 236231 | Bathroom | 0.3323%
23623 | 1 | 3 | 2 | Manual | 1 | Ceiling Fixture | Incandescent |  | Standard A Lamp | 2 | 60 | 236231 | Bathroom | 0.3323%
23623 | 1 | 3 | 3 | Manual | 1 | Wall Mount | Incandescent |  | Standard A Lamp | 1 | 25 | 236231 | Bathroom | 0.3323%
23623 | 1 | 3 | 4 | Manual | 1 | Wall Mount | Linear Fluorescent | 2 | T-8 | 1 | 16 | 236231 | Bathroom | 0.3323%
23623 | 1 | 3 | 5 | Manual | 1 | Table | Incandescent |  | Standard A Lamp | 1 | 25 | 236231 | Bathroom | 0.3323%
23623 | 1 | 3 | 6 | Manual | 1 | Table | Compact Fluorescent |  | Twist | 1 | 15 | 236231 | Bathroom | 0.3323%
23623 | 2 | 1 | 1 | Manual | 1 | Wall Mount | Incandescent |  | Standard A Lamp | 4 | 75 | 236232 | Bathroom | 0.3323%
23623 | 2 | 1 | 2 | Manual | 1 | Ceiling Fixture | Incandescent |  | Reflector | 2 | 250 | 236232 | Bathroom | 0.3323%
23623 | 2 | 2 | 1 | Manual | 1 | Ceiling Fixture | Incandescent |  | Standard A Lamp | 2 | 75 | 236232 | Bathroom | 0.3323%
23623 | 2 | 3 | 1 | Manual | 1 | Ceiling Fixture | Incandescent |  | Standard A Lamp | 1 | 75 | 236232 | Bathroom | 0.3323%
23623 | 2 | 3 | 2 | Manual | 1 | Ceiling Fixture | Incandescent |  | Standard A Lamp | 1 | 60 | 236232 | Bathroom | 0.3323%
23623 | 2 | 3 | 3 | Manual | 1 | Ceiling Fixture | Incandescent |  | Standard A Lamp | 2 | 75 | 236232 | Bathroom | 0.3323%
23623 | 2 | 3 | 4 | Manual | 1 | Wall Mount | Incandescent |  | Standard A Lamp | 1 | 100 | 236232 | Bathroom | 0.3323%
23623 | 2 | 3 | 5 | Manual | 1 | Table | Incandescent |  | Standard A Lamp | 1 | 60 | 236232 | Bathroom | 0.3323%
23623 | 2 | 3 | 6 | Other | 1 | Table | Incandescent |  | 3-Way Incandescent | 1 | 100 | 236232 | Bathroom | 0.3323%
23623 | 3 | 1 | 1 | Manual | 1 | Wall Mount | Incandescent |  | Standard A Lamp | 4 | 60 | 236233 | Bathroom | 0.3323%
23623 | 3 | 1 | 2 | Manual | 1 | Ceiling Fixture | Incandescent |  | Reflector | 2 | 250 | 236233 | Bathroom | 0.3323%
23623 | 3 | 2 | 1 | Manual | 1 | Ceiling Fan | Compact Fluorescent |  | Twist | 4 | 15 | 236233 | Bathroom | 0.3323%
23623 | 3 | 3 | 1 | Manual | 1 | Ceiling Fixture | Incandescent |  | Standard A Lamp | 1 | 75 | 236233 | Bathroom | 0.3323%
23623 | 3 | 3 | 2 | Manual | 1 | Ceiling Fixture | Incandescent |  | Standard A Lamp | 2 | 60 | 236233 | Bathroom | 0.3323%
23623 | 3 | 3 | 3 | Manual | 1 | Wall Mount | Incandescent |  | Standard A Lamp | 1 | 100 | 236233 | Bathroom | 0.3323%
23681 | 1 | 1 | 1 | Manual | 1 | Wall Mount | Incandescent |  | Globe | 6 | 40 | 236811 | Bathroom | 0.3323%
23681 | 1 | 1 | 2 | Manual | 1 | Ceiling Fixture | Incandescent |  | Reflector | 1 | 250 | 236811 | Bathroom | 0.3323%
23681 | 1 | 2 | 1 | Manual | 1 | Ceiling Fixture | Incandescent |  | Standard A Lamp | 2 | 60 | 236811 | Bathroom | 0.3323%
23681 | 1 | 2 | 2 | Manual | 1 | Floor lamp | Incandescent |  | Standard A Lamp | 1 | 71 | 236811 | Bathroom | 0.3323%
23681 | 1 | 2 | 3 | Manual | 1 | Ceiling Fixture | Incandescent |  | Standard A Lamp | 1 | 60 | 236811 | Bathroom | 0.3323%
23681 | 1 | 3 | 1 | Manual | 1 | Ceiling Fixture | Incandescent |  | Standard A Lamp | 2 | 60 | 236811 | Bathroom | 0.3323%
23681 | 1 | 3 | 2 | Manual | 1 | Table | Incandescent |  | Standard A Lamp | 1 | 100 | 236811 | Bathroom | 0.3323%
23681 | 1 | 4 | 1 | Manual | 1 | Ceiling Fixture | Linear Fluorescent | 4 | T-8 | 2 | 32 | 236811 | Bathroom | 0.3323%
23681 | 1 | 4 | 2 | Manual | 3 | Recessed Can | Incandescent |  | Reflector | 1 | 65 | 236811 | Bathroom | 0.3323%
23681 | 1 | 4 | 3 | Manual | 1 | Wall Mount | Incandescent |  | Standard A Lamp | 1 | 60 | 236811 | Bathroom | 0.3323%
23681 | 1 | 4 | 4 | Manual | 1 | Chandelier (Hanging) | Incandescent |  | Standard A Lamp | 1 | 200 | 236811 | Bathroom | 0.3323%
23681 | 1 | 4 | 5 | Manual | 1 | Floor lamp | Compact Fluorescent |  | Twist | 1 | 23 | 236811 | Bathroom | 0.3323%
23681 | 1 | 4 | 6 | Manual | 3 | Ceiling Fixture | Incandescent |  | Standard A Lamp | 1 | 60 | 236811 | Bathroom | 0.3323%
23681 | 1 | 5 | 1 | Manual | 1 | Wall Mount | Incandescent |  | Globe | 8 | 40 | 236811 | Bathroom | 0.3323%
23681 | 1 | 5 | 2 | Manual | 1 | Ceiling Fixture | Incandescent |  | Standard A Lamp | 1 | 60 | 236811 | Bathroom | 0.3323%
23681 | 1 | 5 | 3 | Manual | 1 | Ceiling Fixture | Incandescent |  | Reflector | 1 | 250 | 236811 | Bathroom | 0.3323%
23681 | 2 | 1 | 1 | Manual | 1 | Wall Mount | Incandescent |  | Globe | 8 | 40 | 236812 | Bathroom | 0.3323%
23681 | 2 | 1 | 2 | Manual | 1 | Ceiling Fixture | Incandescent |  | Reflector | 1 | 250 | 236812 | Bathroom | 0.3323%
23681 | 2 | 2 | 1 | Manual | 2 | Ceiling Fixture | Incandescent |  | Standard A Lamp | 1 | 60 | 236812 | Bathroom | 0.3323%
23681 | 2 | 2 | 2 | Manual | 1 | Ceiling Fixture | Incandescent |  | Standard A Lamp | 2 | 60 | 236812 | Bathroom | 0.3323%
23681 | 2 | 2 | 3 | Manual | 1 | Table | Incandescent |  | Standard A Lamp | 2 | 60 | 236812 | Bathroom | 0.3323%
23681 | 2 | 3 | 1 | Manual | 1 | Ceiling Fixture | Incandescent |  | Standard A Lamp | 2 | 60 | 236812 | Bathroom | 0.3323%
23681 | 2 | 4 | 1 | Manual | 1 | Ceiling Fixture | Linear Fluorescent | 4 | T-8 | 2 | 32 | 236812 | Bathroom | 0.3323%
23681 | 2 | 4 | 2 | Manual | 3 | Recessed Can | Incandescent |  | Reflector | 1 | 65 | 236812 | Bathroom | 0.3323%
23681 | 2 | 4 | 3 | Manual | 1 | Wall Mount | Incandescent |  | Standard A Lamp | 1 | 60 | 236812 | Bathroom | 0.3323%
23681 | 2 | 4 | 4 | Manual | 1 | Ceiling Fixture | Incandescent |  | Standard A Lamp | 1 | 60 | 236812 | Bathroom | 0.3323%
23681 | 2 | 4 | 5 | Manual | 1 | Table | Incandescent |  | 3-Way Incandescent | 1 | 150 | 236812 | Bathroom | 0.3323%
23681 | 2 | 4 | 6 | Manual | 1 | Table | Incandescent |  | Standard A Lamp | 1 | 150 | 236812 | Bathroom | 0.3323%
23681 | 2 | 4 | 7 | Manual | 3 | Ceiling Fixture | Incandescent |  | Standard A Lamp | 1 | 60 | 236812 | Bathroom | 0.3323%
23681 | 2 | 5 | 1 | Manual | 1 | Wall Mount | Incandescent |  | Globe | 8 | 40 | 236812 | Bathroom | 0.3323%
23681 | 2 | 5 | 2 | Manual | 1 | Ceiling Fixture | Incandescent |  | Standard A Lamp | 1 | 60 | 236812 | Bathroom | 0.3323%
23681 | 2 | 5 | 3 | Manual | 1 | Ceiling Fixture | Incandescent |  | Reflector | 1 | 250 | 236812 | Bathroom | 0.3323%
23681 | 3 | 1 | 1 | Manual | 1 | Wall Mount | Incandescent |  | Globe | 8 | 40 | 236813 | Bathroom | 0.3323%
23681 | 3 | 1 | 2 | Manual | 1 | Ceiling Fixture | Incandescent |  | Reflector | 1 | 250 | 236813 | Bathroom | 0.3323%
23681 | 3 | 2 | 1 | Manual | 1 | Ceiling Fan | Incandescent |  | Decorative | 4 | 40 | 236813 | Bathroom | 0.3323%
23681 | 3 | 2 | 2 | Manual | 1 | Ceiling Fixture | Incandescent |  | Standard A Lamp | 1 | 100 | 236813 | Bathroom | 0.3323%
23681 | 3 | 2 | 3 | Manual | 1 | Table | Other |  | LED Interior | 1 | 17 | 236813 | Bathroom | 0.3323%
23681 | 3 | 2 | 4 | Manual | 1 | Floor lamp | Incandescent |  | Decorative | 9 | 5 | 236813 | Bathroom | 0.3323%
23681 | 3 | 2 | 5 | Manual | 1 | Table | Incandescent |  | Decorative | 2 | 40 | 236813 | Bathroom | 0.3323%
23681 | 3 | 3 | 1 | Manual | 1 | Ceiling Fan | Incandescent |  | Decorative | 2 | 40 | 236813 | Bathroom | 0.3323%
23681 | 3 | 4 | 1 | Manual | 1 | Ceiling Fixture | Linear Fluorescent | 4 | T-8 | 2 | 32 | 236813 | Bathroom | 0.3323%
23681 | 3 | 4 | 2 | Manual | 3 | Recessed Can | Incandescent |  | Reflector | 1 | 65 | 236813 | Bathroom | 0.3323%
23681 | 3 | 4 | 3 | Manual | 1 | Wall Mount | Incandescent |  | Standard A Lamp | 1 | 40 | 236813 | Bathroom | 0.3323%
23681 | 3 | 4 | 4 | Manual | 1 | Ceiling Fixture | Incandescent |  | Standard A Lamp | 2 | 100 | 236813 | Bathroom | 0.3323%
23681 | 3 | 4 | 5 | Manual | 1 | Floor lamp | Incandescent |  | Decorative | 9 | 5 | 236813 | Bathroom | 0.3323%
23681 | 3 | 4 | 6 | Manual | 2 | Ceiling Fixture | Incandescent |  | Standard A Lamp | 1 | 100 | 236813 | Bathroom | 0.3323%
23681 | 3 | 4 | 7 | Manual | 1 | Ceiling Fan | Incandescent |  | Decorative | 4 | 40 | 236813 | Bathroom | 0.3323%
23681 | 3 | 5 | 1 | Manual | 1 | Wall Mount | Incandescent |  | Globe | 8 | 40 | 236813 | Bathroom | 0.3323%
23681 | 3 | 5 | 2 | Manual | 1 | Ceiling Fixture | Incandescent |  | Standard A Lamp | 1 | 60 | 236813 | Bathroom | 0.3323%
23681 | 3 | 5 | 3 | Manual | 1 | Ceiling Fixture | Incandescent |  | Reflector | 1 | 250 | 236813 | Bathroom | 0.3323%
23685 | 1 | 1 | 1 | Manual | 1 | Wall Mount | Incandescent |  | Globe | 3 | 40 | 236851 | Bathroom | 0.4984%
23685 | 1 | 1 | 2 | Timer | 1 | Ceiling Fixture | Incandescent |  | Reflector | 1 | 250 | 236851 | Bathroom | 0.4984%
23685 | 1 | 2 | 1 | Manual | 1 | Ceiling Fixture | Compact Fluorescent |  | Twist | 2 | 13 | 236851 | Bathroom | 0.4984%
23685 | 1 | 3 | 1 | Manual | 1 | Ceiling Fixture | Compact Fluorescent |  | Twist | 2 | 13 | 236851 | Bathroom | 0.4984%
23685 | 1 | 4 | 1 | Manual | 1 | Ceiling Fan | Compact Fluorescent |  | Twist | 1 | 13 | 236851 | Bathroom | 0.4984%
23685 | 1 | 4 | 2 | Manual | 1 | Ceiling Fixture | Compact Fluorescent |  | Twist | 2 | 13 | 236851 | Bathroom | 0.4984%
23685 | 1 | 4 | 3 | Manual | 2 | Wall Mount | Compact Fluorescent |  | Twist | 1 | 13 | 236851 | Bathroom | 0.4984%
23685 | 1 | 4 | 4 | Manual | 1 | Ceiling Fixture | Linear Fluorescent | 4 | T-12 | 4 | 40 | 236851 | Bathroom | 0.4984%
23685 | 1 | 4 | 5 | Manual | 1 | Wall Mount | Compact Fluorescent |  | Twist | 1 | 19 | 236851 | Bathroom | 0.4984%
23685 | 1 | 4 | 6 | Manual | 1 | Ceiling Fixture | Incandescent |  | Standard A Lamp | 1 | 60 | 236851 | Bathroom | 0.4984%
23685 | 2 | 1 | 1 | Manual | 1 | Wall Mount | Incandescent |  | Globe | 3 | 40 | 236852 | Bathroom | 0.4984%
23685 | 2 | 1 | 2 | Timer | 1 | Ceiling Fixture | Incandescent |  | Reflector | 1 | 250 | 236852 | Bathroom | 0.4984%
23685 | 2 | 2 | 1 | Manual | 1 | Ceiling Fixture | Compact Fluorescent |  | Twist | 1 | 13 | 236852 | Bathroom | 0.4984%
23685 | 2 | 3 | 1 | Manual | 1 | Ceiling Fixture | Compact Fluorescent |  | Twist | 1 | 13 | 236852 | Bathroom | 0.4984%
23685 | 2 | 3 | 2 | Manual | 1 | Table | Incandescent |  | Decorative | 1 | 60 | 236852 | Bathroom | 0.4984%
23685 | 2 | 4 | 1 | Manual | 1 | Ceiling Fan | Compact Fluorescent |  | Twist | 1 | 13 | 236852 | Bathroom | 0.4984%
23685 | 2 | 4 | 2 | Manual | 1 | Ceiling Fixture | Compact Fluorescent |  | Twist | 2 | 13 | 236852 | Bathroom | 0.4984%
23685 | 2 | 4 | 3 | Manual | 3 | Wall Mount | Compact Fluorescent |  | Twist | 1 | 13 | 236852 | Bathroom | 0.4984%
23685 | 2 | 4 | 4 | Manual | 1 | Ceiling Fixture | Linear Fluorescent | 4 | T-12 | 4 | 40 | 236852 | Bathroom | 0.4984%
23685 | 2 | 4 | 5 | Manual | 1 | Ceiling Fixture | Incandescent |  | Standard A Lamp | 1 | 60 | 236852 | Bathroom | 0.4984%
23685 | 2 | 4 | 6 | Other | 1 | Table | Incandescent |  | Decorative | 1 | 60 | 236852 | Bathroom | 0.4984%
23800 | 1 | 1 | 1 | Manual | 1 | Wall Mount | Incandescent |  | Decorative | 2 | 60 | 238001 | Bathroom | 0.3323%
23800 | 1 | 2 | 1 | Manual | 1 | Ceiling Fixture | Incandescent |  | Standard A Lamp | 2 | 60 | 238001 | Bathroom | 0.3323%
23800 | 1 | 2 | 2 | Manual | 1 | Table | Incandescent |  | 3-Way Incandescent | 1 | 100 | 238001 | Bathroom | 0.3323%
23800 | 1 | 4 | 1 | Manual | 1 | Ceiling Fixture | Incandescent |  | Standard A Lamp | 1 | 60 | 238001 | Bathroom | 0.3323%
23800 | 1 | 5 | 1 | Manual | 1 | Recessed Can | Incandescent |  | Reflector | 1 | 65 | 238001 | Bathroom | 0.3323%
23800 | 1 | 5 | 2 | Manual | 1 | Ceiling Fixture | Incandescent |  | Standard A Lamp | 1 | 60 | 238001 | Bathroom | 0.3323%
23800 | 1 | 5 | 3 | Manual | 1 | Wall Mount | Incandescent |  | Clear | 2 | 40 | 238001 | Bathroom | 0.3323%
23800 | 1 | 6 | 1 | Manual | 1 | Table | Compact Fluorescent |  | Twist | 1 | 22 | 238001 | Bathroom | 0.3323%
23800 | 2 | 1 | 1 | Manual | 1 | Wall Mount | Incandescent |  | Standard A Lamp | 4 | 60 | 238002 | Bathroom | 0.3323%
23800 | 2 | 2 | 1 | Manual | 1 | Ceiling Fixture | Incandescent |  | Standard A Lamp | 1 | 60 | 238002 | Bathroom | 0.3323%
23800 | 2 | 2 | 2 | Manual | 1 | Table | Incandescent |  | Standard A Lamp | 1 | 75 | 238002 | Bathroom | 0.3323%
23800 | 2 | 4 | 1 | Manual | 1 | Ceiling Fixture | Incandescent |  | Standard A Lamp | 1 | 60 | 238002 | Bathroom | 0.3323%
23800 | 2 | 5 | 1 | Manual | 1 | Ceiling Fixture | Incandescent |  | Standard A Lamp | 1 | 60 | 238002 | Bathroom | 0.3323%
23800 | 2 | 5 | 2 | Manual | 1 | Table | Incandescent |  | Decorative | 1 | 20 | 238002 | Bathroom | 0.3323%
23800 | 2 | 5 | 3 | Manual | 1 | Ceiling Fixture | Incandescent |  | Standard A Lamp | 1 | 60 | 238002 | Bathroom | 0.3323%
23800 | 2 | 5 | 4 | Manual | 1 | Recessed Can | Incandescent |  | Reflector | 1 | 65 | 238002 | Bathroom | 0.3323%
23800 | 2 | 6 | 1 | Manual | 1 | Table | Incandescent |  | 3-Way Incandescent | 1 | 100 | 238002 | Bathroom | 0.3323%
23800 | 2 | 6 | 2 | Manual | 1 | Table | Compact Fluorescent |  | Twist | 1 | 22 | 238002 | Bathroom | 0.3323%
23800 | 3 | 1 | 1 | Manual | 1 | Wall Mount | Halogen |  | PAR | 4 | 50 | 238003 | Bathroom | 0.3323%
23800 | 3 | 2 | 1 | Manual | 1 | Ceiling Fixture | Compact Fluorescent |  | Twist | 2 | 22 | 238003 | Bathroom | 0.3323%
23800 | 3 | 3 | 1 | Manual | 1 | Ceiling Fixture | Compact Fluorescent |  | Twist | 2 | 22 | 238003 | Bathroom | 0.3323%
23800 | 3 | 3 | 2 | Manual | 3 | Table | Compact Fluorescent |  | Twist | 1 | 22 | 238003 | Bathroom | 0.3323%
23800 | 3 | 4 | 1 | Manual | 1 | Ceiling Fixture | Incandescent |  | Standard A Lamp | 2 | 60 | 238003 | Bathroom | 0.3323%
23800 | 3 | 5 | 1 | Manual | 1 | Ceiling Fixture | Halogen |  | PAR | 4 | 50 | 238003 | Bathroom | 0.3323%
23800 | 3 | 5 | 2 | Manual | 1 | Ceiling Fixture | Halogen |  | PAR | 4 | 50 | 238003 | Bathroom | 0.3323%
23800 | 3 | 5 | 3 | Manual | 1 | Ceiling Fixture | Compact Fluorescent |  | Twist | 2 | 22 | 238003 | Bathroom | 0.3323%
23800 | 3 | 6 | 1 | Manual | 1 | Table | Incandescent |  | Standard A Lamp | 2 | 60 | 238003 | Bathroom | 0.3323%
23800 | 3 | 6 | 2 | Manual | 1 | Floor lamp | Compact Fluorescent |  | Twist | 1 | 22 | 238003 | Bathroom | 0.3323%
23800 | 3 | 6 | 3 | Manual | 1 | Ceiling Fixture | Incandescent |  | Standard A Lamp | 2 | 60 | 238003 | Bathroom | 0.3323%
23899 | 1 | 1 | 1 | Manual | 1 | Wall Mount | Incandescent |  | Standard A Lamp | 3 | 40 | 238991 | Bathroom | 0.3323%
23899 | 1 | 1 | 2 | Manual | 1 | Table | Compact Fluorescent |  | Twist | 1 | 7 | 238991 | Bathroom | 0.3323%
23899 | 1 | 1 | 3 | Timer | 1 | Ceiling Fixture | Incandescent |  | Reflector | 1 | 250 | 238991 | Bathroom | 0.3323%
23899 | 1 | 1 | 4 | Manual | 1 | Ceiling Fixture | Incandescent |  | Reflector | 1 | 120 | 238991 | Bathroom | 0.3323%
23899 | 1 | 2 | 1 | Manual | 1 | Table | Halogen |  | Quartz Tube | 1 | 100 | 238991 | Bathroom | 0.3323%
23899 | 1 | 2 | 2 | Manual | 1 | Table | Compact Fluorescent |  | Twist | 1 | 14 | 238991 | Bathroom | 0.3323%
23899 | 1 | 2 | 3 | Manual | 1 | Ceiling Fixture | Incandescent |  | Standard A Lamp | 3 | 60 | 238991 | Bathroom | 0.3323%
23899 | 1 | 3 | 1 | Manual | 2 | Ceiling Fixture | Incandescent |  | Standard A Lamp | 3 | 60 | 238991 | Bathroom | 0.3323%
23899 | 1 | 3 | 2 | Manual | 1 | Torchiere | Halogen |  | Quartz Tube | 1 | 20 | 238991 | Bathroom | 0.3323%
23899 | 1 | 3 | 3 | Manual | 1 | Wall Mount | Linear Fluorescent | 2 | T-8 | 1 | 16 | 238991 | Bathroom | 0.3323%
23899 | 1 | 3 | 4 | Manual | 1 | Wall Mount | Compact Fluorescent |  | Twist | 1 | 15 | 238991 | Bathroom | 0.3323%
23899 | 1 | 3 | 5 | Manual | 1 | Ceiling Fixture | Linear Fluorescent | 4 | T-8 | 2 | 32 | 238991 | Bathroom | 0.3323%
23899 | 1 | 3 | 6 | Manual | 2 | Torchiere | Compact Fluorescent |  | Twist | 1 | 15 | 238991 | Bathroom | 0.3323%
23899 | 1 | 3 | 7 | Manual | 1 | Torchiere | Incandescent |  | Standard A Lamp | 3 | 40 | 238991 | Bathroom | 0.3323%
23899 | 1 | 3 | 8 | Manual | 1 | Table | Incandescent |  | Standard A Lamp | 1 | 20 | 238991 | Bathroom | 0.3323%
23899 | 1 | 3 | 9 | Manual | 3 | Table | Compact Fluorescent |  | Twist | 1 | 7 | 238991 | Bathroom | 0.3323%
23899 | 1 | 3 | 10 | Manual | 1 | Table | Halogen |  | MR | 1 | 50 | 238991 | Bathroom | 0.3323%
23899 | 2 | 1 | 1 | Manual | 1 | Wall Mount | Incandescent |  | Standard A Lamp | 3 | 40 | 238992 | Bathroom | 0.3323%
23899 | 2 | 1 | 2 | Manual | 1 | Ceiling Fixture | Incandescent |  | Reflector | 1 | 120 | 238992 | Bathroom | 0.3323%
23899 | 2 | 1 | 3 | Timer | 1 | Ceiling Fixture | Incandescent |  | Reflector | 1 | 250 | 238992 | Bathroom | 0.3323%
23899 | 2 | 2 | 1 | Manual | 2 | Table | Incandescent |  | Standard A Lamp | 2 | 40 | 238992 | Bathroom | 0.3323%
23899 | 2 | 2 | 2 | Manual | 1 | Table | Compact Fluorescent |  | Twist | 1 | 14 | 238992 | Bathroom | 0.3323%
23899 | 2 | 2 | 3 | Manual | 1 | Ceiling Fixture | Incandescent |  | Standard A Lamp | 3 | 60 | 238992 | Bathroom | 0.3323%
23899 | 2 | 3 | 1 | Manual | 2 | Ceiling Fixture | Incandescent |  | Standard A Lamp | 3 | 60 | 238992 | Bathroom | 0.3323%
23899 | 2 | 3 | 2 | Manual | 1 | Wall Mount | Incandescent |  | Standard A Lamp | 1 | 25 | 238992 | Bathroom | 0.3323%
23899 | 2 | 3 | 3 | Manual | 1 | Wall Mount | Linear Fluorescent | 2 | T-8 | 1 | 16 | 238992 | Bathroom | 0.3323%
23899 | 2 | 3 | 4 | Manual | 1 | Ceiling Fixture | Linear Fluorescent | 4 | T-8 | 2 | 32 | 238992 | Bathroom | 0.3323%
23899 | 2 | 3 | 5 | Manual | 2 | Table | Incandescent |  | Standard A Lamp | 1 | 60 | 238992 | Bathroom | 0.3323%
23899 | 3 | 1 | 1 | Manual | 1 | Wall Mount | Incandescent |  | Standard A Lamp | 3 | 40 | 238993 | Bathroom | 0.3323%
23899 | 3 | 1 | 2 | Manual | 1 | Ceiling Fixture | Incandescent |  | Reflector | 1 | 120 | 238993 | Bathroom | 0.3323%
23899 | 3 | 1 | 3 | Timer | 1 | Ceiling Fixture | Incandescent |  | Reflector | 1 | 250 | 238993 | Bathroom | 0.3323%
23899 | 3 | 2 | 1 | Manual | 1 | Ceiling Fixture | Incandescent |  | Standard A Lamp | 3 | 60 | 238993 | Bathroom | 0.3323%
23899 | 3 | 2 | 2 | Manual | 1 | Table | Incandescent |  | Standard A Lamp | 1 | 40 | 238993 | Bathroom | 0.3323%
23899 | 3 | 3 | 1 | Manual | 2 | Ceiling Fixture | Incandescent |  | Standard A Lamp | 3 | 60 | 238993 | Bathroom | 0.3323%
23899 | 3 | 3 | 2 | Manual | 1 | Ceiling Fixture | Linear Fluorescent | 4 | T-8 | 2 | 32 | 238993 | Bathroom | 0.3323%
23899 | 3 | 3 | 3 | Manual | 1 | Table | Incandescent |  | Standard A Lamp | 1 | 60 | 238993 | Bathroom | 0.3323%
23899 | 3 | 3 | 4 | Manual | 1 | Wall Mount | Incandescent |  | Standard A Lamp | 1 | 40 | 238993 | Bathroom | 0.3323%
23899 | 3 | 3 | 5 | Manual | 1 | Wall Mount | Linear Fluorescent | 2 | T-8 | 1 | 14 | 238993 | Bathroom | 0.3323%
23996 | 1 | 1 | 1 | Manual | 1 | Wall Mount | Compact Fluorescent |  | Twist | 2 | 20 | 239961 | Bathroom | 0.4984%
23996 | 1 | 1 | 2 | Manual | 1 | Wall Mount | Compact Fluorescent |  | Twist | 1 | 20 | 239961 | Bathroom | 0.4984%
23996 | 1 | 2 | 1 | Manual | 1 | Wall Mount | Compact Fluorescent |  | Twist | 1 | 20 | 239961 | Bathroom | 0.4984%
23996 | 1 | 3 | 1 | Manual | 1 | Wall Mount | Compact Fluorescent |  | Twist | 1 | 20 | 239961 | Bathroom | 0.4984%
23996 | 1 | 4 | 1 | Manual | 1 | Ceiling Fixture | Compact Fluorescent |  | Twist | 1 | 20 | 239961 | Bathroom | 0.4984%
23996 | 1 | 4 | 2 | Manual | 2 | Wall Mount | Compact Fluorescent |  | Twist | 1 | 20 | 239961 | Bathroom | 0.4984%
23996 | 1 | 4 | 3 | Manual | 1 | Ceiling Fixture | Linear Fluorescent | 4 | T-8 | 2 | 32 | 239961 | Bathroom | 0.4984%
23996 | 1 | 4 | 4 | Manual | 1 | Wall Mount | Incandescent |  | Standard A Lamp | 1 | 60 | 239961 | Bathroom | 0.4984%
23996 | 1 | 4 | 5 | Manual | 1 | Floor lamp | Compact Fluorescent |  | Twist | 1 | 20 | 239961 | Bathroom | 0.4984%
23996 | 1 | 5 | 1 | Manual | 1 | Floor lamp | Compact Fluorescent |  | Twist | 3 | 20 | 239961 | Bathroom | 0.4984%
23996 | 1 | 5 | 2 | Manual | 1 | Floor lamp | Compact Fluorescent |  | Twist | 1 | 12 | 239961 | Bathroom | 0.4984%
23996 | 1 | 5 | 3 | Manual | 1 | Floor lamp | Compact Fluorescent |  | Twist | 1 | 20 | 239961 | Bathroom | 0.4984%
23996 | 2 | 1 | 1 | Manual | 1 | Wall Mount | Compact Fluorescent |  | Twist | 2 | 20 | 239962 | Bathroom | 0.4984%
23996 | 2 | 2 | 1 | Manual | 1 | Wall Mount | Compact Fluorescent |  | Twist | 1 | 20 | 239962 | Bathroom | 0.4984%
23996 | 2 | 3 | 1 | Manual | 1 | Ceiling Fan | Compact Fluorescent |  | Twist | 1 | 20 | 239962 | Bathroom | 0.4984%
23996 | 2 | 3 | 2 | Manual | 1 | Ceiling Fixture | Linear Fluorescent | 4 | T-8 | 2 | 32 | 239962 | Bathroom | 0.4984%
23996 | 2 | 3 | 3 | Manual | 1 | Wall Mount | Incandescent |  | Standard A Lamp | 1 | 60 | 239962 | Bathroom | 0.4984%
23996 | 2 | 4 | 1 | Manual | 1 | Wall Mount | Compact Fluorescent |  | Twist | 1 | 20 | 239962 | Bathroom | 0.4984%
23996 | 2 | 4 | 2 | Manual | 1 | Floor lamp | Compact Fluorescent |  | Twist | 1 | 20 | 239962 | Bathroom | 0.4984%
24009 | 1 | 1 | 1 | Manual | 1 | Wall Mount | Incandescent |  | Globe | 4 | 40 | 240091 | Bathroom | 0.3323%
24009 | 1 | 2 | 1 | Manual | 1 | Ceiling Fixture | Incandescent |  | Standard A Lamp | 1 | 60 | 240091 | Bathroom | 0.3323%
24009 | 1 | 3 | 1 | Manual | 1 | Table | Compact Fluorescent |  | Twist | 1 | 22 | 240091 | Bathroom | 0.3323%
24009 | 1 | 4 | 1 | Manual | 1 | Ceiling Fixture | Linear Fluorescent | 4 | T-12 | 4 | 40 | 240091 | Bathroom | 0.3323%
24009 | 1 | 5 | 1 | Manual | 2 | Table | Compact Fluorescent |  | Twist | 1 | 22 | 240091 | Bathroom | 0.3323%
24009 | 1 | 6 | 1 | Manual | 1 | Ceiling Fixture | Incandescent |  | Standard A Lamp | 2 | 60 | 240091 | Bathroom | 0.3323%
24009 | 2 | 1 | 1 | Manual | 1 | Wall Mount | Incandescent |  | Globe | 4 | 40 | 240092 | Bathroom | 0.3323%
24009 | 2 | 2 | 1 | Manual | 1 | Ceiling Fixture | Incandescent |  | Standard A Lamp | 1 | 60 | 240092 | Bathroom | 0.3323%
24009 | 2 | 3 | 1 | Manual | 1 | Table | Incandescent |  | Standard A Lamp | 1 | 75 | 240092 | Bathroom | 0.3323%
24009 | 2 | 4 | 1 | Manual | 1 | Ceiling Fixture | Linear Fluorescent | 4 | T-12 | 4 | 40 | 240092 | Bathroom | 0.3323%
24009 | 2 | 5 | 1 | Manual | 1 | Table | Compact Fluorescent |  | Twist | 1 | 15 | 240092 | Bathroom | 0.3323%
24009 | 2 | 5 | 2 | Manual | 1 | Table | Incandescent |  | Standard A Lamp | 1 | 60 | 240092 | Bathroom | 0.3323%
24009 | 2 | 6 | 1 | Manual | 1 | Ceiling Fixture | Incandescent |  | Standard A Lamp | 1 | 60 | 240092 | Bathroom | 0.3323%
24009 | 3 | 1 | 1 | Manual | 1 | Wall Mount | Incandescent |  | Globe | 4 | 40 | 240093 | Bathroom | 0.3323%
24009 | 3 | 2 | 1 | Manual | 1 | Ceiling Fixture | Incandescent |  | Standard A Lamp | 1 | 60 | 240093 | Bathroom | 0.3323%
24009 | 3 | 3 | 1 | Manual | 1 | Table | Incandescent |  | Standard A Lamp | 1 | 75 | 240093 | Bathroom | 0.3323%
24009 | 3 | 4 | 1 | Manual | 1 | Ceiling Fixture | Linear Fluorescent | 4 | T-12 | 4 | 40 | 240093 | Bathroom | 0.3323%
24009 | 3 | 5 | 1 | Manual | 2 | Table | Compact Fluorescent |  | Twist | 1 | 15 | 240093 | Bathroom | 0.3323%
24009 | 3 | 6 | 1 | Manual | 1 | Ceiling Fixture | Incandescent |  | Standard A Lamp | 2 | 60 | 240093 | Bathroom | 0.3323%
24123 | 1 | 1 | 1 | Manual | 1 | Wall Mount | Incandescent |  | Standard A Lamp | 3 | 40 | 241231 | Bathroom | 0.4984%
24123 | 1 | 2 | 1 | Manual | 2 | Ceiling Fixture | Incandescent |  | Standard A Lamp | 2 | 60 | 241231 | Bathroom | 0.4984%
24123 | 1 | 2 | 2 | Manual | 2 | Table | Incandescent |  | Standard A Lamp | 1 | 40 | 241231 | Bathroom | 0.4984%
24123 | 1 | 3 | 1 | Manual | 1 | Ceiling Fixture | Incandescent |  | Standard A Lamp | 2 | 60 | 241231 | Bathroom | 0.4984%
24123 | 2 | 1 | 1 | Manual | 1 | Ceiling Fan | Incandescent |  | Standard A Lamp | 1 | 60 | 241232 | Bathroom | 0.4984%
24123 | 2 | 2 | 1 | Manual | 2 | Ceiling Fixture | Incandescent |  | Standard A Lamp | 2 | 75 | 241232 | Bathroom | 0.4984%
24123 | 2 | 3 | 1 | Dimmer | 1 | Ceiling Fixture | Incandescent |  | Standard A Lamp | 2 | 60 | 241232 | Bathroom | 0.4984%
24123 | 2 | 3 | 2 | Manual | 1 | Table | Incandescent |  | Standard A Lamp | 1 | 60 | 241232 | Bathroom | 0.4984%
24123 | 2 | 4 | 1 | Manual | 1 | Ceiling Fixture | Incandescent |  | Standard A Lamp | 1 | 60 | 241232 | Bathroom | 0.4984%
24139 | 1 | 1 | 1 | Manual | 1 | Wall Mount | Incandescent |  | Standard A Lamp | 4 | 60 | 241391 | Bathroom | 0.4984%
24139 | 1 | 1 | 2 | Manual | 1 | Ceiling Fixture | Incandescent |  | Heat Lamp | 2 | 250 | 241391 | Bathroom | 0.4984%
24139 | 1 | 2 | 1 | Manual | 1 | Table | Incandescent |  | Standard A Lamp | 1 | 60 | 241391 | Bathroom | 0.4984%
24139 | 1 | 2 | 2 | Manual | 1 | Table | Compact Fluorescent |  | Twist | 1 | 27 | 241391 | Bathroom | 0.4984%
24139 | 1 | 3 | 1 | Manual | 1 | Floor lamp | Halogen |  | Quartz Tube | 1 | 300 | 241391 | Bathroom | 0.4984%
24139 | 1 | 3 | 2 | Manual | 1 | Ceiling Fixture | Incandescent |  | Standard A Lamp | 1 | 60 | 241391 | Bathroom | 0.4984%
24139 | 1 | 4 | 1 | Manual | 2 | Ceiling Fixture | Compact Fluorescent |  | Twist | 1 | 27 | 241391 | Bathroom | 0.4984%
24139 | 1 | 4 | 2 | Manual | 1 | Ceiling Fixture | Compact Fluorescent |  | Twist | 2 | 27 | 241391 | Bathroom | 0.4984%
24139 | 1 | 4 | 3 | Manual | 1 | Wall Mount | Incandescent |  | Standard A Lamp | 1 | 60 | 241391 | Bathroom | 0.4984%
24139 | 1 | 5 | 1 | Manual | 1 | Ceiling Fixture | Compact Fluorescent |  | Twist | 3 | 15 | 241391 | Bathroom | 0.4984%
24139 | 1 | 5 | 2 | Manual | 1 | Ceiling Fixture | Compact Fluorescent |  | Twist | 1 | 27 | 241391 | Bathroom | 0.4984%
24139 | 1 | 5 | 3 | Manual | 1 | Floor lamp | Compact Fluorescent |  | Twist | 1 | 15 | 241391 | Bathroom | 0.4984%
24139 | 2 | 1 | 1 | Manual | 1 | Ceiling Fixture | Incandescent |  | Heat Lamp | 2 | 250 | 241392 | Bathroom | 0.4984%
24139 | 2 | 1 | 2 | Manual | 1 | Chandelier (Hanging) | Incandescent |  | Standard A Lamp | 2 | 60 | 241392 | Bathroom | 0.4984%
24139 | 2 | 2 | 1 | Manual | 1 | Table | Compact Fluorescent |  | A shape bulb | 1 | 15 | 241392 | Bathroom | 0.4984%
24139 | 2 | 2 | 2 | Manual | 1 | Floor lamp | Incandescent |  | Standard A Lamp | 3 | 40 | 241392 | Bathroom | 0.4984%
24139 | 2 | 3 | 1 | Manual | 1 | Table | Compact Fluorescent |  | Twist | 1 | 15 | 241392 | Bathroom | 0.4984%
24139 | 2 | 3 | 2 | Manual | 1 | Ceiling Fixture | Incandescent |  | Standard A Lamp | 1 | 60 | 241392 | Bathroom | 0.4984%
24139 | 2 | 4 | 1 | Manual | 2 | Ceiling Fixture | Incandescent |  | Standard A Lamp | 1 | 60 | 241392 | Bathroom | 0.4984%
24139 | 2 | 4 | 2 | Manual | 1 | Ceiling Fixture | Incandescent |  | Standard A Lamp | 1 | 15 | 241392 | Bathroom | 0.4984%
24139 | 2 | 4 | 3 | Manual | 1 | Wall Mount | Incandescent |  | Standard A Lamp | 1 | 40 | 241392 | Bathroom | 0.4984%
24139 | 2 | 4 | 4 | Manual | 1 | Ceiling Fixture | Linear Fluorescent | 2 | T-8 | 1 | 22 | 241392 | Bathroom | 0.4984%
24139 | 2 | 5 | 1 | Manual | 1 | Chandelier (Hanging) | Compact Fluorescent |  | Twist | 5 | 15 | 241392 | Bathroom | 0.4984%
24139 | 2 | 5 | 2 | Manual | 2 | Ceiling Fixture | Incandescent |  | Standard A Lamp | 1 | 60 | 241392 | Bathroom | 0.4984%
24139 | 2 | 5 | 3 | Manual | 1 | Floor lamp | Compact Fluorescent |  | Twist | 1 | 15 | 241392 | Bathroom | 0.4984%
24637 | 1 | 1 | 1 | Manual | 1 | Wall Mount | Incandescent |  | Standard A Lamp | 3 | 60 | 246371 | Bathroom | 0.3323%
24637 | 1 | 1 | 2 | Manual | 1 | Ceiling Fixture | Incandescent |  | Heat Lamp | 1 | 250 | 246371 | Bathroom | 0.3323%
24637 | 1 | 2 | 1 | Manual | 1 | Ceiling Fixture | Incandescent |  | Standard A Lamp | 2 | 60 | 246371 | Bathroom | 0.3323%
24637 | 1 | 2 | 2 | Manual | 2 | Table | Incandescent |  | Standard A Lamp | 1 | 60 | 246371 | Bathroom | 0.3323%
24637 | 1 | 3 | 1 | Manual | 1 | Ceiling Fixture | Incandescent |  | Standard A Lamp | 2 | 60 | 246371 | Bathroom | 0.3323%
24637 | 1 | 3 | 2 | Manual | 1 | Table | Incandescent |  | Standard A Lamp | 1 | 60 | 246371 | Bathroom | 0.3323%
24637 | 1 | 4 | 1 | Manual | 1 | Ceiling Fixture | Incandescent |  | Standard A Lamp | 1 | 60 | 246371 | Bathroom | 0.3323%
24637 | 1 | 5 | 1 | Manual | 1 | Ceiling Fixture | Incandescent |  | Standard A Lamp | 1 | 60 | 246371 | Bathroom | 0.3323%
24637 | 1 | 6 | 1 | Manual | 4 | Ceiling Fixture | Linear Fluorescent | 4 | T-8 | 1 | 32 | 246371 | Bathroom | 0.3323%
24637 | 1 | 7 | 1 | Manual | 1 | Ceiling Fixture | Incandescent |  | Standard A Lamp | 1 | 60 | 246371 | Bathroom | 0.3323%
24637 | 1 | 8 | 1 | Manual | 2 | Table | Incandescent |  | 3-Way Incandescent | 1 | 200 | 246371 | Bathroom | 0.3323%
24637 | 2 | 1 | 1 | Manual | 1 | Ceiling Fan | Linear Fluorescent | 1 | Fluorescent Other | 1 | 32 | 246372 | Dining Room | 0.3323%
24637 | 2 | 2 | 1 | Manual | 1 | Ceiling Fixture | Incandescent |  | Standard A Lamp | 1 | 60 | 246372 | Dining Room | 0.3323%
24637 | 2 | 3 | 1 | Manual | 4 | Ceiling Fixture | Linear Fluorescent | 4 | T-8 | 1 | 32 | 246372 | Dining Room | 0.3323%
24637 | 2 | 4 | 1 | Manual | 1 | Ceiling Fixture | Incandescent |  | Standard A Lamp | 1 | 60 | 246372 | Dining Room | 0.3323%
24637 | 2 | 5 | 1 | Manual | 2 | Table | Compact Fluorescent |  | Twist | 1 | 22 | 246372 | Dining Room | 0.3323%
24637 | 2 | 6 | 1 | Manual | 1 | Wall Mount | Incandescent |  | Standard A Lamp | 3 | 60 | 246372 | Dining Room | 0.3323%
24637 | 2 | 6 | 2 | Manual | 1 | Ceiling Fixture | Incandescent |  | Heat Lamp | 1 | 250 | 246372 | Dining Room | 0.3323%
24637 | 2 | 7 | 1 | Manual | 2 | Ceiling Fixture | Incandescent |  | Standard A Lamp | 2 | 60 | 246372 | Dining Room | 0.3323%
24637 | 3 | 1 | 1 | Manual | 2 | Ceiling Fixture | Incandescent |  | Standard A Lamp | 2 | 60 | 246373 | Bedroom | 0.3323%
24637 | 3 | 1 | 2 | Manual | 1 | Table | Compact Fluorescent |  | Twist | 1 | 22 | 246373 | Bedroom | 0.3323%
24637 | 3 | 2 | 1 | Manual | 1 | Ceiling Fan | Incandescent |  | Standard A Lamp | 3 | 60 | 246373 | Bedroom | 0.3323%
24637 | 3 | 3 | 1 | Manual | 1 | Ceiling Fixture | Incandescent |  | Standard A Lamp | 1 | 60 | 246373 | Bedroom | 0.3323%
24637 | 3 | 4 | 1 | Manual | 1 | Ceiling Fixture | Incandescent |  | Standard A Lamp | 1 | 100 | 246373 | Bedroom | 0.3323%
24637 | 3 | 5 | 1 | Manual | 4 | Ceiling Fixture | Linear Fluorescent | 4 | T-8 | 1 | 32 | 246373 | Bedroom | 0.3323%
24637 | 3 | 6 | 1 | Manual | 1 | Ceiling Fixture | Compact Fluorescent |  | Twist | 1 | 15 | 246373 | Bedroom | 0.3323%
24637 | 3 | 7 | 1 | Manual | 2 | Table | Incandescent |  | Standard A Lamp | 1 | 75 | 246373 | Bedroom | 0.3323%
24637 | 3 | 8 | 1 | Manual | 1 | Wall Mount | Incandescent |  | Clear | 6 | 40 | 246373 | Bedroom | 0.3323%
24637 | 3 | 8 | 2 | Manual | 1 | Ceiling Fixture | Incandescent |  | Heat Lamp | 1 | 250 | 246373 | Bedroom | 0.3323%
24637 | 3 | 9 | 1 | Manual | 1 | Wall Mount | Incandescent |  | Standard A Lamp | 3 | 60 | 246373 | Bedroom | 0.3323%
24637 | 3 | 10 | 1 | Manual | 1 | Ceiling Fan | Incandescent |  | Standard A Lamp | 3 | 75 | 246373 | Bedroom | 0.3323%
24637 | 3 | 10 | 2 | Manual | 1 | Table | Incandescent |  | 3-Way Incandescent | 4 | 40 | 246373 | Bedroom | 0.3323%
24637 | 3 | 10 | 3 | Manual | 1 | Table | Compact Fluorescent |  | 3-Way CFL | 4 | 15 | 246373 | Bedroom | 0.3323%
24637 | 3 | 11 | 1 | Manual | 1 | Ceiling Fixture | Incandescent |  | Standard A Lamp | 1 | 60 | 246373 | Bedroom | 0.3323%
24802 | 1 | 1 | 1 | Manual | 1 | Wall Mount | Compact Fluorescent |  | Twist | 3 | 28 | 248021 | Bathroom | 0.3323%
24802 | 1 | 2 | 1 | Manual | 1 | Ceiling Fixture | Incandescent |  | Standard A Lamp | 1 | 60 | 248021 | Bathroom | 0.3323%
24802 | 1 | 3 | 1 | Manual | 1 | Ceiling Fixture | Incandescent |  | Standard A Lamp | 1 | 60 | 248021 | Bathroom | 0.3323%
24802 | 1 | 4 | 1 | Manual | 1 | Chandelier (Hanging) | Incandescent |  | Standard A Lamp | 1 | 60 | 248021 | Bathroom | 0.3323%
24802 | 1 | 4 | 2 | Manual | 1 | Ceiling Fixture | Incandescent |  | Standard A Lamp | 2 | 60 | 248021 | Bathroom | 0.3323%
24802 | 1 | 4 | 3 | Manual | 1 | Wall Mount | Incandescent |  | Standard A Lamp | 1 | 60 | 248021 | Bathroom | 0.3323%
24802 | 1 | 5 | 1 | Manual | 2 | Ceiling Fixture | Incandescent |  | Standard A Lamp | 2 | 60 | 248021 | Bathroom | 0.3323%
24802 | 2 | 1 | 1 | Manual | 1 | Wall Mount | Incandescent |  | Standard A Lamp | 4 | 60 | 248022 | Bathroom | 0.3323%
24802 | 2 | 2 | 1 | Manual | 1 | Ceiling Fixture | Incandescent |  | Standard A Lamp | 1 | 60 | 248022 | Bathroom | 0.3323%
24802 | 2 | 3 | 1 | Manual | 1 | Ceiling Fixture | Incandescent |  | Standard A Lamp | 1 | 60 | 248022 | Bathroom | 0.3323%
24802 | 2 | 4 | 1 | Manual | 1 | Chandelier (Hanging) | Compact Fluorescent |  | Twist | 1 | 28 | 248022 | Bathroom | 0.3323%
24802 | 2 | 4 | 2 | Manual | 1 | Ceiling Fixture | Linear Fluorescent | 4 | T-8 | 2 | 40 | 248022 | Bathroom | 0.3323%
24802 | 2 | 5 | 1 | Manual | 2 | Ceiling Fixture | Compact Fluorescent |  | Twist | 1 | 28 | 248022 | Bathroom | 0.3323%
24802 | 2 | 5 | 2 | Manual | 1 | Table | Compact Fluorescent |  | Twist | 1 | 15 | 248022 | Bathroom | 0.3323%
24802 | 3 | 1 | 1 | Manual | 1 | Wall Mount | Compact Fluorescent |  | Twist | 3 | 28 | 248023 | Bathroom | 0.3323%
24802 | 3 | 2 | 1 | Manual | 1 | Ceiling Fixture | Compact Fluorescent |  | Twist | 1 | 28 | 248023 | Bathroom | 0.3323%
24802 | 3 | 2 | 2 | Manual | 2 | Table | Incandescent |  | Standard A Lamp | 1 | 40 | 248023 | Bathroom | 0.3323%
24802 | 3 | 3 | 1 | Manual | 1 | Chandelier (Hanging) | Compact Fluorescent |  | Twist | 1 | 28 | 248023 | Bathroom | 0.3323%
24802 | 3 | 3 | 2 | Manual | 1 | Wall Mount | Compact Fluorescent |  | Twist | 1 | 28 | 248023 | Bathroom | 0.3323%
24802 | 3 | 3 | 3 | Manual | 1 | Ceiling Fixture | Compact Fluorescent |  | Twist | 2 | 28 | 248023 | Bathroom | 0.3323%
24802 | 3 | 4 | 1 | Manual | 1 | Floor lamp | Incandescent |  | Standard A Lamp | 2 | 40 | 248023 | Bathroom | 0.3323%
24802 | 3 | 4 | 2 | Manual | 1 | Ceiling Fixture | Compact Fluorescent |  | Twist | 1 | 28 | 248023 | Bathroom | 0.3323%
29940 | 1 | 1 | 1 | Manual | 1 | Wall Mount | Incandescent |  | Globe | 6 | 40 | 299401 | Bathroom | 0.07236%
29940 | 1 | 1 | 2 | Manual | 1 | Recessed - other | Incandescent |  | Heat Lamp | 1 | 250 | 299401 | Bathroom | 0.07236%
29940 | 1 | 2 | 1 | Manual | 1 | Chandelier (Hanging) | Compact Fluorescent |  | Twist | 3 | 13 | 299401 | Bathroom | 0.07236%
29940 | 1 | 3 | 1 | Manual | 4 | Recessed Can | Incandescent |  | Reflector | 1 | 120 | 299401 | Bathroom | 0.07236%
29940 | 1 | 4 | 1 | Manual | 1 | Ceiling Fixture | Compact Fluorescent |  | Twist | 1 | 23 | 299401 | Bathroom | 0.07236%
29940 | 1 | 4 | 2 | Manual | 1 | Ceiling Fixture | Linear Fluorescent | 4 | T-12 | 4 | 40 | 299401 | Bathroom | 0.07236%
29940 | 1 | 4 | 3 | None | 1 | Other | Incandescent |  | Standard A Lamp | 1 | 40 | 299401 | Bathroom | 0.07236%
29940 | 1 | 5 | 1 | Dimmer | 1 | Table | Incandescent |  | Standard A Lamp | 1 | 100 | 299401 | Bathroom | 0.07236%
29940 | 1 | 5 | 2 | Manual | 1 | Floor lamp | Incandescent |  | Standard A Lamp | 2 | 60 | 299401 | Bathroom | 0.07236%
29940 | 1 | 5 | 3 | Manual | 1 | Recessed Can | Incandescent |  | Standard A Lamp | 1 | 100 | 299401 | Bathroom | 0.07236%
29940 | 1 | 6 | 1 | Manual | 1 | Wall Mount | Incandescent |  | Globe | 11 | 40 | 299401 | Bathroom | 0.07236%
29940 | 1 | 6 | 2 | Manual | 1 | Recessed Can | Incandescent |  | Heat Lamp | 1 | 250 | 299401 | Bathroom | 0.07236%
29940 | 1 | 6 | 3 | Manual | 1 | Recessed - other | Incandescent |  | Reflector | 1 | 75 | 299401 | Bathroom | 0.07236%
29940 | 1 | 7 | 1 | Manual | 2 | Recessed Can | Incandescent |  | Reflector | 1 | 65 | 299401 | Bathroom | 0.07236%
29940 | 1 | 7 | 2 | Manual | 2 | Table | Compact Fluorescent |  | Twist | 1 | 13 | 299401 | Bathroom | 0.07236%
29940 | 1 | 7 | 3 | Manual | 1 | Table | Incandescent |  | Standard A Lamp | 1 | 75 | 299401 | Bathroom | 0.07236%
29940 | 1 | 8 | 1 | Manual | 1 | Recessed Can | Compact Fluorescent |  | Twist | 1 | 15 | 299401 | Bathroom | 0.07236%
29940 | 1 | 8 | 2 | Manual | 1 | Table | Compact Fluorescent |  | Twist | 1 | 20 | 299401 | Bathroom | 0.07236%
29940 | 1 | 8 | 3 | Manual | 1 | Table | Incandescent |  | Standard A Lamp | 1 | 60 | 299401 | Bathroom | 0.07236%
29940 | 2 | 1 | 1 | Dimmer | 1 | Wall Mount | Halogen |  | Quartz Tube | 3 | 100 | 299402 | Bathroom | 0.07236%
29940 | 2 | 1 | 2 | Manual | 1 | Recessed Can | Incandescent |  | Reflector | 1 | 75 | 299402 | Bathroom | 0.07236%
29940 | 2 | 2 | 1 | Manual | 1 | Table | Incandescent |  | Standard A Lamp | 1 | 60 | 299402 | Bathroom | 0.07236%
29940 | 2 | 2 | 2 | Manual | 1 | Recessed Can | Compact Fluorescent |  | Reflector | 1 | 15 | 299402 | Bathroom | 0.07236%
29940 | 2 | 3 | 1 | Manual | 1 | Table | Incandescent |  | Standard A Lamp | 1 | 60 | 299402 | Bathroom | 0.07236%
29940 | 2 | 3 | 2 | Manual | 1 | Ceiling Fixture | Incandescent |  | Standard A Lamp | 1 | 75 | 299402 | Bathroom | 0.07236%
29940 | 2 | 4 | 1 | Manual | 4 | Recessed Can | Compact Fluorescent |  | Reflector | 1 | 15 | 299402 | Bathroom | 0.07236%
29940 | 2 | 5 | 1 | Dimmer | 1 | Ceiling Fixture | Halogen |  | Quartz Tube | 3 | 50 | 299402 | Bathroom | 0.07236%
29940 | 2 | 5 | 2 | Manual | 1 | Track | Halogen |  | MR | 4 | 50 | 299402 | Bathroom | 0.07236%
29940 | 2 | 5 | 3 | Manual | 1 | Other | Incandescent |  | Standard A Lamp | 2 | 25 | 299402 | Bathroom | 0.07236%
29940 | 2 | 6 | 1 | Manual | 1 | Table | Incandescent |  | 3-Way Incandescent | 1 | 150 | 299402 | Bathroom | 0.07236%
29940 | 2 | 6 | 2 | Dimmer | 1 | Floor lamp | Halogen |  | Quartz Tube | 2 | 100 | 299402 | Bathroom | 0.07236%
29940 | 2 | 6 | 3 | Manual | 1 | Recessed Can | Compact Fluorescent |  | Reflector | 1 | 15 | 299402 | Bathroom | 0.07236%
29940 | 2 | 7 | 1 | Dimmer | 1 | Wall Mount | Halogen |  | Quartz Tube | 7 | 50 | 299402 | Bathroom | 0.07236%
29940 | 2 | 7 | 2 | Manual | 1 | Recessed Can | Incandescent |  | Heat Lamp | 1 | 150 | 299402 | Bathroom | 0.07236%
29940 | 2 | 7 | 3 | Manual | 1 | Recessed - other | Incandescent |  | Heat Lamp | 1 | 250 | 299402 | Bathroom | 0.07236%
29940 | 2 | 8 | 1 | Manual | 2 | Recessed Can | Compact Fluorescent |  | Reflector | 1 | 15 | 299402 | Bathroom | 0.07236%
29940 | 2 | 8 | 2 | Manual | 1 | Table | Incandescent |  | 3-Way Incandescent | 1 | 100 | 299402 | Bathroom | 0.07236%
29940 | 2 | 8 | 3 | Manual | 1 | Floor lamp | Incandescent |  | Standard A Lamp | 1 | 60 | 299402 | Bathroom | 0.07236%
29940 | 2 | 8 | 4 | Manual | 1 | Table | Incandescent |  | Standard A Lamp | 1 | 40 | 299402 | Bathroom | 0.07236%
60022 | 1 | 1 | 1 | Manual | 1 | Wall Mount | Incandescent |  | Globe | 4 | 40 | 600221 | Bathroom | 0.3174%
60022 | 1 | 2 | 1 | Manual | 1 | Ceiling Fixture | Incandescent |  | Standard A Lamp | 1 | 60 | 600221 | Bathroom | 0.3174%
60022 | 1 | 3 | 1 | Manual | 1 | Ceiling Fixture | Incandescent |  | Standard A Lamp | 1 | 60 | 600221 | Bathroom | 0.3174%
60022 | 1 | 4 | 1 | Manual | 1 | Ceiling Fixture | Incandescent |  | Standard A Lamp | 2 | 60 | 600221 | Bathroom | 0.3174%
60022 | 1 | 5 | 1 | Manual | 1 | Ceiling Fixture | Incandescent |  | Standard A Lamp | 1 | 60 | 600221 | Bathroom | 0.3174%
60022 | 1 | 6 | 1 | Manual | 1 | Ceiling Fixture | Incandescent |  | Standard A Lamp | 2 | 60 | 600221 | Bathroom | 0.3174%
60022 | 1 | 6 | 2 | Manual | 1 | Other | Incandescent |  | Standard A Lamp | 1 | 40 | 600221 | Bathroom | 0.3174%
60022 | 1 | 7 | 1 | Manual | 1 | Floor lamp | Halogen |  | Quartz Tube | 1 | 300 | 600221 | Bathroom | 0.3174%
60022 | 2 | 1 | 1 | Manual | 1 | Wall Mount | Compact Fluorescent |  | Globe | 4 | 15 | 600222 | Bathroom | 0.3174%
60022 | 2 | 2 | 1 | Manual | 1 | Ceiling Fixture | Compact Fluorescent |  | Twist | 1 | 13 | 600222 | Bathroom | 0.3174%
60022 | 2 | 2 | 2 | Manual | 1 | Table | Compact Fluorescent |  | Twist | 1 | 13 | 600222 | Bathroom | 0.3174%
60022 | 2 | 3 | 1 | Manual | 1 | Ceiling Fixture | Incandescent |  | Standard A Lamp | 1 | 60 | 600222 | Bathroom | 0.3174%
60022 | 2 | 4 | 1 | Manual | 1 | Ceiling Fixture | Compact Fluorescent |  | Twist | 2 | 13 | 600222 | Bathroom | 0.3174%
60022 | 2 | 5 | 1 | Manual | 1 | Ceiling Fixture | Compact Fluorescent |  | Twist | 1 | 13 | 600222 | Bathroom | 0.3174%
60022 | 2 | 6 | 1 | Manual | 1 | Ceiling Fixture | Compact Fluorescent |  | Twist | 2 | 13 | 600222 | Bathroom | 0.3174%
60022 | 2 | 6 | 2 | Manual | 1 | Other | Incandescent |  | Standard A Lamp | 1 | 34 | 600222 | Bathroom | 0.3174%
60022 | 2 | 7 | 1 | Manual | 1 | Table | Compact Fluorescent |  | Twist | 1 | 13 | 600222 | Bathroom | 0.3174%
60022 | 2 | 7 | 2 | Manual | 1 | Floor lamp | Compact Fluorescent |  | Twist | 1 | 13 | 600222 | Bathroom | 0.3174%
60051 | 1 | 1 | 1 | Manual | 1 | Wall Mount | Halogen |  | PAR | 5 | 50 | 600511 | Bathroom | 0.2116%
60051 | 1 | 1 | 2 | Manual | 1 | Recessed Can | Incandescent |  | Heat Lamp | 5 | 50 | 600511 | Bathroom | 0.2116%
60051 | 1 | 2 | 1 | Manual | 1 | Table | Compact Fluorescent |  | Twist | 1 | 13 | 600511 | Bathroom | 0.2116%
60051 | 1 | 2 | 2 | Manual | 1 | Floor lamp | Incandescent |  | Standard A Lamp | 1 | 100 | 600511 | Bathroom | 0.2116%
60051 | 1 | 2 | 3 | Manual | 1 | Table | Compact Fluorescent |  | Pin base | 1 | 13 | 600511 | Bathroom | 0.2116%
60051 | 1 | 2 | 4 | Manual | 1 | Table | Incandescent |  | Mini base | 1 | 25 | 600511 | Bathroom | 0.2116%
60051 | 1 | 2 | 5 | Manual | 1 | Ceiling Fan | Incandescent |  | Decorative | 4 | 60 | 600511 | Bathroom | 0.2116%
60051 | 1 | 2 | 6 | Manual | 1 | Table | Compact Fluorescent |  | Twist | 1 | 15 | 600511 | Bathroom | 0.2116%
60051 | 1 | 3 | 1 | Manual | 1 | Recessed Can | Incandescent |  | Reflector | 1 | 40 | 600511 | Bathroom | 0.2116%
60051 | 1 | 3 | 2 | Manual | 1 | Ceiling Fixture | Incandescent |  | Standard A Lamp | 3 | 40 | 600511 | Bathroom | 0.2116%
60051 | 1 | 3 | 3 | Manual | 1 | Ceiling Fixture | Incandescent |  | Clear | 1 | 60 | 600511 | Bathroom | 0.2116%
60051 | 1 | 3 | 4 | Manual | 1 | Ceiling Fixture | Incandescent |  | Standard A Lamp | 1 | 60 | 600511 | Bathroom | 0.2116%
60051 | 1 | 4 | 1 | Manual | 1 | Floor lamp | Other |  | LED Interior | 1 | 1 | 600511 | Bathroom | 0.2116%
60051 | 1 | 4 | 2 | Manual | 1 | Chandelier (Hanging) | Compact Fluorescent |  | Twist | 2 | 23 | 600511 | Bathroom | 0.2116%
60051 | 1 | 4 | 3 | Manual | 1 | Floor lamp | Incandescent |  | Standard A Lamp | 1 | 100 | 600511 | Bathroom | 0.2116%
60051 | 1 | 4 | 4 | Manual | 1 | Floor lamp | Incandescent |  | Standard A Lamp | 1 | 150 | 600511 | Bathroom | 0.2116%
60051 | 1 | 4 | 5 | Manual | 1 | Floor lamp | Compact Fluorescent |  | Twist | 1 | 23 | 600511 | Bathroom | 0.2116%
60051 | 1 | 4 | 6 | Manual | 1 | Table | Incandescent |  | Decorative | 1 | 57 | 600511 | Bathroom | 0.2116%
60051 | 1 | 4 | 7 | Manual | 3 | Table | Incandescent |  | Mini base | 1 | 25 | 600511 | Bathroom | 0.2116%
60051 | 1 | 4 | 8 | Manual | 1 | Table | Incandescent |  | Mini base | 3 | 25 | 600511 | Bathroom | 0.2116%
60051 | 1 | 4 | 9 | Manual | 1 | Table | Compact Fluorescent |  | Twist | 2 | 7 | 600511 | Bathroom | 0.2116%
60051 | 1 | 4 | 10 | Manual | 1 | Chandelier (Hanging) | Incandescent |  | Decorative | 5 | 60 | 600511 | Bathroom | 0.2116%
60051 | 1 | 5 | 1 | Manual | 1 | Wall Mount | Incandescent |  | Clear | 5 | 40 | 600511 | Bathroom | 0.2116%
60051 | 1 | 5 | 2 | Manual | 1 | Recessed Can | Incandescent |  | Heat Lamp | 1 | 250 | 600511 | Bathroom | 0.2116%
60051 | 1 | 6 | 1 | Manual | 1 | Recessed Can | Incandescent |  | Reflector | 1 | 65 | 600511 | Bathroom | 0.2116%
60051 | 1 | 6 | 2 | Manual | 2 | Table | Incandescent |  | Standard A Lamp | 1 | 40 | 600511 | Bathroom | 0.2116%
60051 | 1 | 6 | 3 | Manual | 1 | Table | Incandescent |  | Standard A Lamp | 1 | 100 | 600511 | Bathroom | 0.2116%
60051 | 1 | 7 | 1 | Manual | 1 | Floor lamp | Incandescent |  | Globe | 1 | 100 | 600511 | Bathroom | 0.2116%
60051 | 1 | 7 | 2 | Manual | 1 | Recessed Can | Halogen |  | PAR | 1 | 65 | 600511 | Bathroom | 0.2116%
60051 | 1 | 8 | 1 | Manual | 1 | Ceiling Fixture | Incandescent |  | Standard A Lamp | 1 | 60 | 600511 | Bathroom | 0.2116%
60051 | 1 | 8 | 2 | Manual | 1 | Ceiling Fixture | Incandescent |  | Standard A Lamp | 1 | 40 | 600511 | Bathroom | 0.2116%
60051 | 2 | 1 | 1 | Manual | 1 | Wall Mount | Compact Fluorescent |  | Twist | 5 | 13 | 600512 | Bathroom | 0.2116%
60051 | 2 | 1 | 2 | Manual | 1 | Recessed - other | Incandescent |  | Heat Lamp | 1 | 250 | 600512 | Bathroom | 0.2116%
60051 | 2 | 2 | 1 | Manual | 1 | Recessed Can | Compact Fluorescent |  | Twist | 1 | 40 | 600512 | Bathroom | 0.2116%
60051 | 2 | 2 | 2 | Manual | 1 | Wall Mount | Compact Fluorescent |  | Twist | 2 | 13 | 600512 | Bathroom | 0.2116%
60051 | 2 | 3 | 1 | Manual | 2 | Ceiling Fixture | Compact Fluorescent |  | Twist | 1 | 23 | 600512 | Bathroom | 0.2116%
60051 | 2 | 3 | 2 | Manual | 2 | Wall Mount | Compact Fluorescent |  | Twist | 1 | 13 | 600512 | Bathroom | 0.2116%
60051 | 2 | 5 | 1 | Manual | 1 | Table | Incandescent |  | Standard A Lamp | 1 | 120 | 600512 | Bathroom | 0.2116%
60051 | 2 | 5 | 2 | Manual | 1 | Table | Incandescent |  | Decorative | 2 | 40 | 600512 | Bathroom | 0.2116%
60051 | 2 | 5 | 3 | Manual | 1 | Table | Compact Fluorescent |  | Twist | 1 | 23 | 600512 | Bathroom | 0.2116%
60051 | 2 | 5 | 4 | Dimmer | 1 | Recessed Can | Incandescent |  | Reflector | 1 | 65 | 600512 | Bathroom | 0.2116%
60051 | 2 | 6 | 1 | Manual | 1 | Wall Mount | Compact Fluorescent |  | Twist | 3 | 13 | 600512 | Bathroom | 0.2116%
60051 | 2 | 6 | 2 | Manual | 1 | Recessed - other | Incandescent |  | Heat Lamp | 1 | 250 | 600512 | Bathroom | 0.2116%
60051 | 2 | 7 | 1 | Manual | 1 | Table | Compact Fluorescent |  | Twist | 1 | 23 | 600512 | Bathroom | 0.2116%
60051 | 2 | 7 | 2 | Manual | 1 | Table | Incandescent |  | Standard A Lamp | 1 | 120 | 600512 | Bathroom | 0.2116%
60051 | 2 | 7 | 3 | Manual | 1 | Recessed Can | Compact Fluorescent |  | Reflector | 1 | 23 | 600512 | Bathroom | 0.2116%
60051 | 2 | 7 | 4 | Manual | 1 | Table | Other |  | LED Interior | 1 | 4 | 600512 | Bathroom | 0.2116%
60051 | 2 | 7 | 5 | Manual | 1 | Table | Other |  | LED Interior | 1 | 4 | 600512 | Bathroom | 0.2116%
60051 | 2 | 7 | 6 | Manual | 1 | Floor lamp | Compact Fluorescent |  | Pin base | 1 | 27 | 600512 | Bathroom | 0.2116%
60051 | 2 | 8 | 1 | Manual | 1 | Recessed Can | Compact Fluorescent |  | Twist | 1 | 16 | 600512 | Bathroom | 0.2116%
60051 | 2 | 8 | 2 | Manual | 1 | Floor lamp | Compact Fluorescent |  | Twist | 3 | 13 | 600512 | Bathroom | 0.2116%
60051 | 2 | 8 | 3 | Manual | 1 | Table | Incandescent |  | Standard A Lamp | 1 | 120 | 600512 | Bathroom | 0.2116%
60051 | 2 | 8 | 4 | Manual | 1 | Table | Compact Fluorescent |  | Twist | 1 | 13 | 600512 | Bathroom | 0.2116%
60051 | 2 | 8 | 5 | Manual | 1 | Table | Compact Fluorescent |  | Twist | 2 | 13 | 600512 | Bathroom | 0.2116%
60051 | 2 | 8 | 6 | Manual | 1 | Recessed - other | Compact Fluorescent |  | Twist | 1 | 13 | 600512 | Bathroom | 0.2116%
60051 | 2 | 8 | 7 | Dimmer | 1 | Chandelier (Hanging) | Incandescent |  | Decorative | 3 | 40 | 600512 | Bathroom | 0.2116%
60051 | 2 | 9 | 1 | Manual | 2 | Ceiling Fixture | Compact Fluorescent |  | Twist | 1 | 23 | 600512 | Bathroom | 0.2116%
60051 | 2 | 9 | 2 | Manual | 1 | Ceiling Fixture | Compact Fluorescent |  | Twist | 2 | 13 | 600512 | Bathroom | 0.2116%
60051 | 2 | 9 | 3 | Manual | 1 | Recessed - other | Incandescent |  | Mini base | 2 | 40 | 600512 | Bathroom | 0.2116%
60051 | 3 | 1 | 1 | Manual | 1 | Wall Mount | Incandescent |  | Standard A Lamp | 2 | 40 | 600513 | Bathroom | 0.2116%
60051 | 3 | 1 | 2 | Manual | 1 | Recessed Can | Incandescent |  | Heat Lamp | 1 | 250 | 600513 | Bathroom | 0.2116%
60051 | 3 | 2 | 1 | Manual | 1 | Wall Mount | Incandescent |  | Decorative | 2 | 40 | 600513 | Bathroom | 0.2116%
60051 | 3 | 2 | 2 | Manual | 1 | Recessed Can | Compact Fluorescent |  | Reflector | 1 | 23 | 600513 | Bathroom | 0.2116%
60051 | 3 | 3 | 1 | Dimmer | 1 | Recessed Can | Incandescent |  | Reflector | 1 | 65 | 600513 | Bathroom | 0.2116%
60051 | 3 | 3 | 2 | Manual | 1 | Table | Incandescent |  | Standard A Lamp | 1 | 150 | 600513 | Bathroom | 0.2116%
60051 | 3 | 3 | 3 | Manual | 1 | Floor lamp | Incandescent |  | Standard A Lamp | 2 | 100 | 600513 | Bathroom | 0.2116%
60051 | 3 | 4 | 1 | Manual | 1 | Ceiling Fixture | Incandescent |  | Decorative | 2 | 40 | 600513 | Bathroom | 0.2116%
60051 | 3 | 4 | 2 | Manual | 1 | Chandelier (Hanging) | Compact Fluorescent |  | Reflector | 1 | 11 | 600513 | Bathroom | 0.2116%
60051 | 3 | 4 | 3 | Manual | 1 | Recessed - other | Incandescent |  | Decorative | 1 | 40 | 600513 | Bathroom | 0.2116%
60051 | 3 | 4 | 4 | Manual | 1 | Ceiling Fixture | Incandescent |  | Standard A Lamp | 2 | 60 | 600513 | Bathroom | 0.2116%
60051 | 3 | 6 | 1 | Dimmer | 1 | Chandelier (Hanging) | Incandescent |  | Standard A Lamp | 3 | 40 | 600513 | Bathroom | 0.2116%
60051 | 3 | 6 | 2 | Manual | 1 | Recessed Can | Incandescent |  | Reflector | 1 | 65 | 600513 | Bathroom | 0.2116%
60051 | 3 | 6 | 3 | Manual | 1 | Table | Incandescent |  | Decorative | 1 | 40 | 600513 | Bathroom | 0.2116%
60051 | 3 | 6 | 4 | Manual | 1 | Floor lamp | Incandescent |  | Standard A Lamp | 1 | 150 | 600513 | Bathroom | 0.2116%
60051 | 3 | 6 | 5 | Manual | 1 | Table | Compact Fluorescent |  | Twist | 1 | 23 | 600513 | Bathroom | 0.2116%
60051 | 3 | 7 | 1 | Manual | 1 | Wall Mount | Compact Fluorescent |  | Twist | 3 | 13 | 600513 | Bathroom | 0.2116%
60051 | 3 | 7 | 2 | Manual | 1 | Recessed Can | Incandescent |  | Heat Lamp | 1 | 250 | 600513 | Bathroom | 0.2116%
60051 | 3 | 8 | 1 | Manual | 1 | Recessed Can | Incandescent |  | Reflector | 1 | 65 | 600513 | Bathroom | 0.2116%
60051 | 3 | 8 | 2 | Manual | 1 | Table | Halogen |  | PAR | 1 | 50 | 600513 | Bathroom | 0.2116%
60051 | 3 | 8 | 3 | Manual | 1 | Floor lamp | Incandescent |  | Standard A Lamp | 1 | 150 | 600513 | Bathroom | 0.2116%
60051 | 3 | 8 | 4 | Manual | 1 | Table | Incandescent |  | Standard A Lamp | 1 | 75 | 600513 | Bathroom | 0.2116%
60051 | 3 | 9 | 1 | Manual | 2 | Ceiling Fixture | Incandescent |  | Standard A Lamp | 2 | 40 | 600513 | Bathroom | 0.2116%
60051 | 3 | 9 | 2 | Dimmer | 1 | Wall Mount | Incandescent |  | Standard A Lamp | 1 | 60 | 600513 | Bathroom | 0.2116%
60051 | 3 | 9 | 3 | Manual | 1 | Ceiling Fixture | Incandescent |  | Standard A Lamp | 2 | 60 | 600513 | Bathroom | 0.2116%
60051 | 3 | 9 | 4 | Manual | 1 | Wall Mount | Incandescent |  | Standard A Lamp | 1 | 40 | 600513 | Bathroom | 0.2116%
60071 | 1 | 1 | 1 | Manual | 1 | Wall Mount | Incandescent |  | Globe | 8 | 40 | 600711 | Bathroom | 0.3174%
60071 | 1 | 2 | 1 | Manual | 1 | Ceiling Fixture | Compact Fluorescent |  | Twist | 1 | 14 | 600711 | Bathroom | 0.3174%
60071 | 1 | 2 | 2 | Manual | 1 | Table | Incandescent |  | Standard A Lamp | 1 | 60 | 600711 | Bathroom | 0.3174%
60071 | 1 | 3 | 1 | Manual | 2 | Ceiling Fixture | Compact Fluorescent |  | Twist | 2 | 14 | 600711 | Bathroom | 0.3174%
60071 | 1 | 4 | 1 | Manual | 1 | Ceiling Fixture | Linear Fluorescent | 4 | T-8 | 2 | 32 | 600711 | Bathroom | 0.3174%
60071 | 1 | 4 | 2 | Manual | 1 | Other | Incandescent |  | Standard A Lamp | 1 | 60 | 600711 | Bathroom | 0.3174%
60071 | 1 | 5 | 1 | Manual | 1 | Ceiling Fixture | Incandescent |  | Standard A Lamp | 1 | 60 | 600711 | Bathroom | 0.3174%
60071 | 1 | 6 | 1 | Manual | 1 | Floor lamp | Incandescent |  | Standard A Lamp | 1 | 40 | 600711 | Bathroom | 0.3174%
60071 | 1 | 6 | 2 | Manual | 1 | Floor lamp | Incandescent |  | Standard A Lamp | 1 | 60 | 600711 | Bathroom | 0.3174%
60071 | 1 | 6 | 3 | Manual | 1 | Table | Incandescent |  | Standard A Lamp | 1 | 40 | 600711 | Bathroom | 0.3174%
60071 | 1 | 6 | 4 | Manual | 1 | Table | Compact Fluorescent |  | Twist | 1 | 11 | 600711 | Bathroom | 0.3174%
60071 | 1 | 6 | 5 | Manual | 1 | Chandelier (Hanging) | Compact Fluorescent |  | Twist | 1 | 14 | 600711 | Bathroom | 0.3174%
60071 | 2 | 1 | 1 | Manual | 1 | Wall Mount | Compact Fluorescent |  | Globe | 8 | 9 | 600712 | Bathroom | 0.3174%
60071 | 2 | 1 | 2 | Manual | 1 | Recessed - other | Incandescent |  | Heat Lamp | 1 | 250 | 600712 | Bathroom | 0.3174%
60071 | 2 | 1 | 3 | Manual | 1 | Table | Incandescent |  | Standard A Lamp | 1 | 60 | 600712 | Bathroom | 0.3174%
60071 | 2 | 2 | 1 | Manual | 2 | Table | Incandescent |  | Standard A Lamp | 2 | 60 | 600712 | Bathroom | 0.3174%
60071 | 2 | 2 | 2 | Manual | 1 | Table | Compact Fluorescent |  | Twist | 1 | 28 | 600712 | Bathroom | 0.3174%
60071 | 2 | 3 | 1 | Manual | 3 | Ceiling Fixture | Compact Fluorescent |  | Twist | 2 | 13 | 600712 | Bathroom | 0.3174%
60071 | 2 | 4 | 1 | Manual | 1 | Ceiling Fixture | Linear Fluorescent | 4 | T-8 | 2 | 32 | 600712 | Bathroom | 0.3174%
60071 | 2 | 4 | 2 | Manual | 1 | Other | Incandescent |  | Standard A Lamp | 1 | 40 | 600712 | Bathroom | 0.3174%
60071 | 2 | 5 | 1 | Manual | 1 | Ceiling Fixture | Compact Fluorescent |  | Twist | 1 | 15 | 600712 | Bathroom | 0.3174%
60071 | 2 | 5 | 2 | Manual | 1 | Ceiling Fixture | Incandescent |  | Standard A Lamp | 1 | 75 | 600712 | Bathroom | 0.3174%
60071 | 2 | 5 | 3 | Manual | 2 | Table | Compact Fluorescent |  | Twist | 2 | 13 | 600712 | Bathroom | 0.3174%
60099 | 1 | 1 | 1 | Manual | 1 | Wall Mount | Compact Fluorescent |  | Globe | 4 | 15 | 600991 | Bathroom | 0.2116%
60099 | 1 | 1 | 2 | Manual | 1 | Ceiling Fixture | Compact Fluorescent |  | Twist | 2 | 13 | 600991 | Bathroom | 0.2116%
60099 | 1 | 2 | 1 | Manual | 1 | Floor lamp | Incandescent |  | Standard A Lamp | 1 | 40 | 600991 | Bathroom | 0.2116%
60099 | 1 | 3 | 1 | Manual | 1 | Ceiling Fixture | Incandescent |  | Standard A Lamp | 1 | 75 | 600991 | Bathroom | 0.2116%
60099 | 1 | 4 | 1 | Manual | 1 | Ceiling Fan | Compact Fluorescent |  | Twist | 4 | 13 | 600991 | Bathroom | 0.2116%
60099 | 1 | 5 | 1 | Manual | 1 | Ceiling Fixture | Linear Fluorescent | 4 | T-8 | 2 | 32 | 600991 | Bathroom | 0.2116%
60099 | 1 | 5 | 2 | Manual | 1 | Other | Compact Fluorescent |  | Twist | 1 | 13 | 600991 | Bathroom | 0.2116%
60099 | 1 | 6 | 1 | Manual | 1 | Ceiling Fixture | Incandescent |  | Standard A Lamp | 1 | 60 | 600991 | Bathroom | 0.2116%
60099 | 1 | 7 | 1 | Manual | 1 | Floor lamp | Compact Fluorescent |  | Twist | 2 | 13 | 600991 | Bathroom | 0.2116%
60099 | 2 | 1 | 1 | Manual | 1 | Wall Mount | Compact Fluorescent |  | Globe | 4 | 15 | 600992 | Bathroom | 0.2116%
60099 | 2 | 2 | 1 | Manual | 1 | Floor lamp | Compact Fluorescent |  | Twist | 2 | 21 | 600992 | Bathroom | 0.2116%
60099 | 2 | 3 | 1 | Manual | 1 | Ceiling Fixture | Compact Fluorescent |  | Twist | 1 | 13 | 600992 | Bathroom | 0.2116%
60099 | 2 | 4 | 1 | Manual | 1 | Ceiling Fan | Compact Fluorescent |  | Twist | 4 | 26 | 600992 | Bathroom | 0.2116%
60099 | 2 | 5 | 1 | Manual | 1 | Ceiling Fixture | Compact Fluorescent |  | Twist | 1 | 13 | 600992 | Bathroom | 0.2116%
60099 | 2 | 6 | 1 | Manual | 1 | Ceiling Fixture | Linear Fluorescent | 4 | T-8 | 2 | 32 | 600992 | Bathroom | 0.2116%
60099 | 2 | 6 | 2 | Manual | 1 | Other | Compact Fluorescent |  | Twist | 1 | 20 | 600992 | Bathroom | 0.2116%
60099 | 2 | 7 | 1 | Manual | 1 | Ceiling Fixture | Incandescent |  | Standard A Lamp | 1 | 60 | 600992 | Bathroom | 0.2116%
60099 | 2 | 8 | 1 | Manual | 1 | Floor lamp | Compact Fluorescent |  | Twist | 1 | 20 | 600992 | Bathroom | 0.2116%
60099 | 2 | 8 | 2 | Manual | 1 | Wall Mount | Compact Fluorescent |  | Twist | 1 | 13 | 600992 | Bathroom | 0.2116%
60099 | 3 | 1 | 1 | Manual | 1 | Wall Mount | Compact Fluorescent |  | Twist | 4 | 15 | 600993 | Bathroom | 0.2116%
60099 | 3 | 2 | 1 | Manual | 1 | Floor lamp | Compact Fluorescent |  | Twist | 1 | 19 | 600993 | Bathroom | 0.2116%
60099 | 3 | 2 | 2 | Manual | 1 | Table | Compact Fluorescent |  | Twist | 1 | 13 | 600993 | Bathroom | 0.2116%
60099 | 3 | 3 | 1 | Manual | 1 | Ceiling Fixture | Compact Fluorescent |  | Twist | 1 | 13 | 600993 | Bathroom | 0.2116%
60099 | 3 | 4 | 1 | Manual | 1 | Ceiling Fan | Compact Fluorescent |  | Twist | 4 | 13 | 600993 | Bathroom | 0.2116%
60099 | 3 | 5 | 1 | Manual | 1 | Ceiling Fixture | Compact Fluorescent |  | Twist | 1 | 13 | 600993 | Bathroom | 0.2116%
60099 | 3 | 6 | 1 | Manual | 1 | Ceiling Fixture | Linear Fluorescent | 4 | T-8 | 2 | 32 | 600993 | Bathroom | 0.2116%
60099 | 3 | 7 | 1 | Manual | 1 | Ceiling Fixture | Incandescent |  | Standard A Lamp | 1 | 60 | 600993 | Bathroom | 0.2116%
60099 | 3 | 8 | 1 | Manual | 1 | Floor lamp | Compact Fluorescent |  | Twist | 2 | 20 | 600993 | Bathroom | 0.2116%
60099 | 3 | 8 | 2 | Manual | 1 | Wall Mount | Compact Fluorescent |  | Twist | 1 | 13 | 600993 | Bathroom | 0.2116%
71001 | 1 | 1 | 1 | Manual | 1 | Wall Mount | Incandescent |  | Standard A Lamp | 1 | 150 | 710011 | Bathroom | 0.07236%
71001 | 1 | 2 | 1 | Manual | 1 | Ceiling Fan | Compact Fluorescent |  | Twist | 1 | 20 | 710011 | Bathroom | 0.07236%
71001 | 1 | 2 | 2 | Manual | 2 | Table | Incandescent |  | Clear | 1 | 60 | 710011 | Bathroom | 0.07236%
71001 | 1 | 3 | 1 | Manual | 1 | Ceiling Fixture | Compact Fluorescent |  | Twist | 1 | 20 | 710011 | Bathroom | 0.07236%
71001 | 1 | 4 | 1 | Manual | 1 | Floor lamp | Halogen |  | Quartz Tube | 1 | 300 | 710011 | Bathroom | 0.07236%
71001 | 2 | 1 | 1 | Manual | 1 | Wall Mount | Compact Fluorescent |  | Twist | 1 | 13 | 710012 | Bathroom | 0.07236%
71001 | 2 | 2 | 1 | Manual | 1 | Ceiling Fixture | Incandescent |  | Standard A Lamp | 2 | 75 | 710012 | Bathroom | 0.07236%
71001 | 2 | 2 | 2 | Manual | 1 | Table | Incandescent |  | Standard A Lamp | 1 | 75 | 710012 | Bathroom | 0.07236%
71001 | 2 | 2 | 3 | Manual | 1 | Table | Incandescent |  | Other | 1 | 60 | 710012 | Bathroom | 0.07236%
71001 | 2 | 3 | 1 | Manual | 1 | Track | Halogen |  | PAR | 5 | 35 | 710012 | Bathroom | 0.07236%
71001 | 2 | 4 | 1 | Manual | 1 | Floor lamp | Incandescent |  | Standard A Lamp | 1 | 60 | 710012 | Bathroom | 0.07236%
71001 | 2 | 4 | 2 | Manual | 1 | Other | Incandescent |  | Other | 2 | 60 | 710012 | Bathroom | 0.07236%
71002 | 1 | 1 | 1 | Manual | 1 | Wall Mount | Incandescent |  | Standard A Lamp | 3 | 40 | 710021 | Bathroom | 0.07236%
71002 | 1 | 1 | 2 | Manual | 1 | Recessed - other | Incandescent |  | Heat Lamp | 1 | 150 | 710021 | Bathroom | 0.07236%
71002 | 1 | 2 | 1 | Manual | 1 | Recessed Can | Incandescent |  | Reflector | 1 | 65 | 710021 | Bathroom | 0.07236%
71002 | 1 | 2 | 2 | Manual | 1 | Architectural | Halogen |  | Other | 1 | 20 | 710021 | Bathroom | 0.07236%
71002 | 1 | 3 | 1 | Manual | 1 | Recessed Can | Compact Fluorescent |  | Flood | 1 | 15 | 710021 | Bathroom | 0.07236%
71002 | 1 | 3 | 2 | Manual | 1 | Table | Compact Fluorescent |  | Twist | 1 | 13 | 710021 | Bathroom | 0.07236%
71002 | 1 | 3 | 3 | Manual | 1 | Torchiere | Halogen |  | Other | 1 | 50 | 710021 | Bathroom | 0.07236%
71002 | 1 | 3 | 4 | Manual | 1 | Table | Incandescent |  | Mini base | 1 | 40 | 710021 | Bathroom | 0.07236%
71002 | 1 | 4 | 1 | Manual | 4 | Recessed Can | Compact Fluorescent |  | Flood | 1 | 15 | 710021 | Bathroom | 0.07236%
71002 | 1 | 5 | 1 | Dimmer | 4 | Recessed Can | Compact Fluorescent |  | A shape bulb | 1 | 22 | 710021 | Bathroom | 0.07236%
71002 | 1 | 5 | 2 | Manual | 3 | Recessed Can | Compact Fluorescent |  | A shape bulb | 1 | 15 | 710021 | Bathroom | 0.07236%
71002 | 1 | 5 | 3 | Manual | 2 | Recessed Can | Incandescent |  | Other | 1 | 65 | 710021 | Bathroom | 0.07236%
71002 | 1 | 5 | 4 | Manual | 1 | Other | Halogen |  | Other | 2 | 50 | 710021 | Bathroom | 0.07236%
71002 | 1 | 6 | 1 | Manual | 2 | Table | Incandescent |  | 3-Way Incandescent | 1 | 150 | 710021 | Bathroom | 0.07236%
71002 | 1 | 6 | 2 | Manual | 1 | Floor lamp | Incandescent |  | 3-Way Incandescent | 1 | 150 | 710021 | Bathroom | 0.07236%
71002 | 1 | 6 | 3 | Manual | 1 | Floor lamp | Incandescent |  | Decorative | 2 | 500 | 710021 | Bathroom | 0.07236%
71002 | 1 | 6 | 4 | Manual | 1 | Recessed - other |  |  |  | 1 |  | 710021 | Bathroom | 0.07236%
71002 | 1 | 7 | 1 | Manual | 2 | Recessed Can | Compact Fluorescent |  | A shape bulb | 1 | 15 | 710021 | Bathroom | 0.07236%
71002 | 1 | 7 | 2 | Manual | 1 | Recessed - other | Incandescent |  | Heat Lamp | 2 | 150 | 710021 | Bathroom | 0.07236%
71002 | 1 | 7 | 3 | Manual | 1 | Wall Mount | Compact Fluorescent |  | Twist | 3 | 13 | 710021 | Bathroom | 0.07236%
71002 | 1 | 8 | 1 | Manual | 1 | Wall Mount | Compact Fluorescent |  | Twist | 3 | 13 | 710021 | Bathroom | 0.07236%
71002 | 1 | 8 | 2 | Manual | 1 | Table | Compact Fluorescent |  | Twist | 1 | 19 | 710021 | Bathroom | 0.07236%
71002 | 1 | 8 | 3 | Manual | 1 | Table | Incandescent |  | Standard A Lamp | 1 | 40 | 710021 | Bathroom | 0.07236%
71002 | 1 | 8 | 4 | Manual | 2 | Ceiling Fixture | Incandescent |  | Standard A Lamp | 2 | 60 | 710021 | Bathroom | 0.07236%
71002 | 2 | 1 | 1 | Manual | 1 | Wall Mount | Incandescent |  | Standard A Lamp | 3 | 52 | 710022 | Bathroom | 0.07236%
71002 | 2 | 1 | 2 | Manual | 1 | Recessed - other | Incandescent |  | Heat Lamp | 1 | 250 | 710022 | Bathroom | 0.07236%
71002 | 2 | 2 | 1 | Manual | 1 | Recessed Can | Halogen |  | PAR | 1 | 40 | 710022 | Bathroom | 0.07236%
71002 | 2 | 2 | 2 | Manual | 1 | Table | Halogen |  | Other | 1 | 35 | 710022 | Bathroom | 0.07236%
71002 | 2 | 3 | 1 | Manual | 1 | Recessed Can | Halogen |  | PAR | 1 | 40 | 710022 | Bathroom | 0.07236%
71002 | 2 | 3 | 2 | Manual | 1 | Floor lamp | Incandescent |  | Standard A Lamp | 1 | 25 | 710022 | Bathroom | 0.07236%
71002 | 2 | 4 | 1 | Dimmer | 4 | Recessed Can | Halogen |  | PAR | 1 | 40 | 710022 | Bathroom | 0.07236%
71002 | 2 | 5 | 1 | Dimmer | 1 | Chandelier (Hanging) | Incandescent |  | Standard A Lamp | 1 | 100 | 710022 | Bathroom | 0.07236%
71002 | 2 | 5 | 2 | Dimmer | 8 | Recessed Can | Halogen |  | PAR | 1 | 40 | 710022 | Bathroom | 0.07236%
71002 | 2 | 5 | 3 | Manual | 1 | Other | Halogen |  | MR | 2 | 20 | 710022 | Bathroom | 0.07236%
71002 | 2 | 6 | 1 | Manual | 1 | Ceiling Fixture | Incandescent |  | Standard A Lamp | 1 | 60 | 710022 | Bathroom | 0.07236%
71002 | 2 | 7 | 1 | Manual | 1 | Floor lamp | Incandescent |  | Standard A Lamp | 1 | 75 | 710022 | Bathroom | 0.07236%
71002 | 2 | 7 | 2 | Manual | 1 | Recessed Can | Halogen |  | PAR | 1 | 40 | 710022 | Bathroom | 0.07236%
71002 | 2 | 8 | 1 | Manual | 2 | Recessed Can | Halogen |  | PAR | 1 | 40 | 710022 | Bathroom | 0.07236%
71002 | 2 | 8 | 2 | Manual | 1 | Recessed - other | Incandescent |  | Heat Lamp | 2 | 150 | 710022 | Bathroom | 0.07236%
71002 | 2 | 8 | 3 | Manual | 1 | Wall Mount | Incandescent |  | Decorative | 1 | 25 | 710022 | Bathroom | 0.07236%
71002 | 2 | 9 | 1 | Manual | 1 | Wall Mount | Halogen |  | Other | 2 | 35 | 710022 | Bathroom | 0.07236%
71002 | 2 | 9 | 2 | Manual | 2 | Table | Halogen |  | Other | 1 | 35 | 710022 | Bathroom | 0.07236%
71002 | 2 | 9 | 3 | Manual | 1 | Ceiling Fixture | Halogen |  | PAR | 1 | 50 | 710022 | Bathroom | 0.07236%
71003 | 1 | 1 | 1 | Manual | 2 | Table | Incandescent |  | Standard A Lamp | 1 | 40 | 710031 | Bedroom | 0.07236%
71003 | 1 | 2 | 1 | Manual | 1 | Wall Mount | Incandescent |  | Standard A Lamp | 1 | 60 | 710031 | Bedroom | 0.07236%
71003 | 1 | 2 | 2 | Manual | 1 | Table | Incandescent |  | Standard A Lamp | 1 | 60 | 710031 | Bedroom | 0.07236%
71003 | 1 | 3 | 1 | Manual | 1 | Ceiling Fixture | Incandescent |  | Standard A Lamp | 1 | 60 | 710031 | Bedroom | 0.07236%
71003 | 1 | 3 | 2 | Manual | 1 | Ceiling Fixture | Incandescent |  | Standard A Lamp | 1 | 100 | 710031 | Bedroom | 0.07236%
71003 | 1 | 4 | 1 | Dimmer | 1 | Chandelier (Hanging) | Incandescent |  | Standard A Lamp | 5 | 75 | 710031 | Bedroom | 0.07236%
71003 | 1 | 5 | 1 | Manual | 1 | Wall Mount | Incandescent |  | Standard A Lamp | 4 | 40 | 710031 | Bedroom | 0.07236%
71003 | 1 | 6 | 1 | Manual | 1 | Ceiling Fixture | Incandescent |  | Standard A Lamp | 3 | 60 | 710031 | Bedroom | 0.07236%
71003 | 1 | 6 | 2 | Manual | 1 | Other | Incandescent |  | Standard A Lamp | 1 | 75 | 710031 | Bedroom | 0.07236%
71003 | 1 | 6 | 3 | Manual | 1 | Other | Linear Fluorescent | 1 | T-5 | 1 | 8 | 710031 | Bedroom | 0.07236%
71003 | 2 | 1 | 1 | Manual | 1 | Torchiere | Halogen |  | Quartz Tube | 1 | 50 | 710032 | Bedroom | 0.07236%
71003 | 2 | 2 | 1 | Manual | 1 | Table | Compact Fluorescent |  | Circline (Screw Base) | 1 | 22 | 710032 | Bedroom | 0.07236%
71003 | 2 | 2 | 2 | Manual | 1 | Torchiere | Incandescent |  | Standard A Lamp | 1 | 100 | 710032 | Bedroom | 0.07236%
71003 | 2 | 3 | 1 | Manual | 1 | Ceiling Fixture | Incandescent |  | Standard A Lamp | 1 | 60 | 710032 | Bedroom | 0.07236%
71003 | 2 | 3 | 2 | Manual | 1 | Ceiling Fixture | Incandescent |  | Standard A Lamp | 1 | 40 | 710032 | Bedroom | 0.07236%
71003 | 2 | 4 | 1 | Manual | 1 | Table | Compact Fluorescent |  | Twist | 1 | 23 | 710032 | Bedroom | 0.07236%
71003 | 2 | 4 | 2 | Dimmer | 1 | Ceiling Fixture | Incandescent |  | Standard A Lamp | 2 | 60 | 710032 | Bedroom | 0.07236%
71003 | 2 | 4 | 3 | Manual | 1 | Floor lamp | Compact Fluorescent |  | Twist | 1 | 23 | 710032 | Bedroom | 0.07236%
71003 | 2 | 5 | 1 | Manual | 1 | Wall Mount | Incandescent |  | Globe | 6 | 60 | 710032 | Bedroom | 0.07236%
71003 | 2 | 6 | 1 | Manual | 1 | Ceiling Fixture | Compact Fluorescent |  | Pin base | 1 | 13 | 710032 | Bedroom | 0.07236%
71003 | 2 | 6 | 2 | Manual | 1 | Other | Incandescent |  | Globe | 1 | 40 | 710032 | Bedroom | 0.07236%
71004 | 1 | 1 | 1 | Manual | 1 | Wall Mount | Incandescent |  | Globe | 6 | 40 | 710041 | Bathroom | 0.07236%
71004 | 1 | 1 | 2 | Manual | 1 | Recessed - other | Incandescent |  | Heat Lamp | 1 | 250 | 710041 | Bathroom | 0.07236%
71004 | 1 | 2 | 1 | Manual | 1 | Ceiling Fixture | Compact Fluorescent |  | Twist | 2 | 14 | 710041 | Bathroom | 0.07236%
71004 | 1 | 2 | 2 | Manual | 2 | Table | Compact Fluorescent |  | Twist | 1 | 14 | 710041 | Bathroom | 0.07236%
71004 | 1 | 2 | 3 | Manual | 1 | Ceiling Fixture | Compact Fluorescent |  | Twist | 1 | 14 | 710041 | Bathroom | 0.07236%
71004 | 1 | 3 | 1 | Manual | 1 | Ceiling Fixture | Compact Fluorescent |  | Twist | 2 | 14 | 710041 | Bathroom | 0.07236%
71004 | 1 | 4 | 1 | Manual | 2 | Ceiling Fixture | Compact Fluorescent |  | Twist | 2 | 14 | 710041 | Bathroom | 0.07236%
71004 | 1 | 4 | 2 | Manual | 1 | Recessed Can | Incandescent |  | Reflector | 1 | 65 | 710041 | Bathroom | 0.07236%
71004 | 1 | 4 | 3 | Manual | 1 | Other | Incandescent |  | Standard A Lamp | 1 | 25 | 710041 | Bathroom | 0.07236%
71004 | 1 | 5 | 1 | Manual | 1 | Ceiling Fixture | Compact Fluorescent |  | Twist | 2 | 14 | 710041 | Bathroom | 0.07236%
71004 | 1 | 5 | 2 | Manual | 1 | Floor lamp | Compact Fluorescent |  | Twist | 1 | 14 | 710041 | Bathroom | 0.07236%
71004 | 2 | 1 | 1 | Manual | 1 | Wall Mount | Incandescent |  | Globe | 8 | 60 | 710042 | Bathroom | 0.07236%
71004 | 2 | 1 | 2 | Manual | 1 | Recessed - other | Incandescent |  | Heat Lamp | 1 | 250 | 710042 | Bathroom | 0.07236%
71004 | 2 | 2 | 1 | Manual | 1 | Ceiling Fixture | Compact Fluorescent |  | Twist | 2 | 13 | 710042 | Bathroom | 0.07236%
71004 | 2 | 2 | 2 | Manual | 1 | Table | Compact Fluorescent |  | Twist | 1 | 23 | 710042 | Bathroom | 0.07236%
71004 | 2 | 3 | 1 | Manual | 1 | Ceiling Fixture | Incandescent |  | Standard A Lamp | 2 | 60 | 710042 | Bathroom | 0.07236%
71004 | 2 | 3 | 2 | Manual | 1 | Ceiling Fixture | Compact Fluorescent |  | Twist | 1 | 13 | 710042 | Bathroom | 0.07236%
71004 | 2 | 4 | 1 | Manual | 2 | Ceiling Fixture | Incandescent |  | Standard A Lamp | 2 | 60 | 710042 | Bathroom | 0.07236%
71004 | 2 | 5 | 1 | Manual | 1 | Ceiling Fixture | Compact Fluorescent |  | Twist | 2 | 13 | 710042 | Bathroom | 0.07236%
71004 | 2 | 5 | 2 | Manual | 1 | Ceiling Fixture | Incandescent |  | Standard A Lamp | 2 | 60 | 710042 | Bathroom | 0.07236%
71004 | 2 | 5 | 3 | Manual | 1 | Recessed Can | Incandescent |  | Reflector | 1 | 65 | 710042 | Bathroom | 0.07236%
71004 | 2 | 5 | 4 | Manual | 1 | Other | Incandescent |  | Standard A Lamp | 1 | 40 | 710042 | Bathroom | 0.07236%
71004 | 2 | 6 | 1 | Manual | 1 | Ceiling Fixture | Incandescent |  | Standard A Lamp | 2 | 60 | 710042 | Bathroom | 0.07236%
71004 | 2 | 6 | 2 | Manual | 1 | Floor lamp | Compact Fluorescent |  | Twist | 2 | 9 | 710042 | Bathroom | 0.07236%
71004 | 2 | 6 | 3 | Manual | 1 | Floor lamp | Compact Fluorescent |  | Twist | 1 | 13 | 710042 | Bathroom | 0.07236%
71005 | 1 | 1 | 1 | Manual | 1 | Wall Mount | Incandescent |  | Clear | 6 | 60 | 710051 | Bathroom | 0.07236%
71005 | 1 | 1 | 2 | Manual | 1 | Recessed Can | Incandescent |  | Heat Lamp | 1 | 250 | 710051 | Bathroom | 0.07236%
71005 | 1 | 2 | 1 | Manual | 1 | Ceiling Fixture | Compact Fluorescent |  | Twist | 2 | 13 | 710051 | Bathroom | 0.07236%
71005 | 1 | 3 | 1 | Manual | 1 | Ceiling Fixture | Incandescent |  | Standard A Lamp | 1 | 60 | 710051 | Bathroom | 0.07236%
71005 | 1 | 3 | 2 | Manual | 1 | Ceiling Fixture | Incandescent |  | Standard A Lamp | 2 | 60 | 710051 | Bathroom | 0.07236%
71005 | 1 | 4 | 1 | Manual | 1 | Ceiling Fixture | Linear Fluorescent | 4 | T-8 | 1 | 32 | 710051 | Bathroom | 0.07236%
71005 | 1 | 4 | 2 | Manual | 1 | Ceiling Fixture | Linear Fluorescent | 4 | T-12 | 1 | 32 | 710051 | Bathroom | 0.07236%
71005 | 1 | 4 | 3 | Manual | 1 | Other | Incandescent |  | Clear | 1 | 140 | 710051 | Bathroom | 0.07236%
71005 | 1 | 5 | 1 | Manual | 1 | Chandelier (Hanging) | Incandescent |  | Standard A Lamp | 1 | 60 | 710051 | Bathroom | 0.07236%
71005 | 2 | 1 | 1 | Manual | 1 | Wall Mount | Incandescent |  | Clear | 6 | 40 | 710052 | Bathroom | 0.07236%
71005 | 2 | 1 | 2 | Manual | 1 | Recessed Can | Incandescent |  | Heat Lamp | 1 | 250 | 710052 | Bathroom | 0.07236%
71005 | 2 | 2 | 1 | Manual | 1 | Ceiling Fixture | Incandescent |  | Standard A Lamp | 1 | 60 | 710052 | Bathroom | 0.07236%
71005 | 2 | 2 | 2 | Manual | 1 | Table | Incandescent |  | Decorative | 1 | 25 | 710052 | Bathroom | 0.07236%
71005 | 2 | 2 | 3 | Manual | 1 | Table | Incandescent |  | Standard A Lamp | 1 | 150 | 710052 | Bathroom | 0.07236%
71005 | 2 | 3 | 1 | Manual | 2 | Ceiling Fixture | Incandescent |  | Standard A Lamp | 1 | 60 | 710052 | Bathroom | 0.07236%
71005 | 2 | 4 | 1 | Manual | 1 | Ceiling Fixture | Linear Fluorescent | 4 | T-12 | 3 | 40 | 710052 | Bathroom | 0.07236%
71005 | 2 | 5 | 1 | Manual | 1 | Floor lamp | Compact Fluorescent |  | Twist | 1 | 13 | 710052 | Bathroom | 0.07236%
71005 | 2 | 5 | 2 | Manual | 1 | Floor lamp | Compact Fluorescent |  | Twist | 2 | 13 | 710052 | Bathroom | 0.07236%
71006 | 1 | 1 | 1 | Manual | 1 | Recessed - other | Incandescent |  | Reflector | 1 | 65 | 710061 | Bathroom | 0.07236%
71006 | 1 | 1 | 2 | Manual | 1 | Wall Mount | Halogen |  | PAR | 2 | 50 | 710061 | Bathroom | 0.07236%
71006 | 1 | 2 | 1 | Manual | 1 | Floor lamp | Compact Fluorescent |  | Twist | 1 | 30 | 710061 | Bathroom | 0.07236%
71006 | 1 | 2 | 2 | Manual | 1 | Ceiling Fan | Incandescent |  | Decorative | 2 | 40 | 710061 | Bathroom | 0.07236%
71006 | 1 | 3 | 1 | Manual | 1 | Ceiling Fan | Halogen |  | Other | 1 | 100 | 710061 | Bathroom | 0.07236%
71006 | 1 | 3 | 2 | Manual | 1 | Track | Halogen |  | PAR | 4 | 50 | 710061 | Bathroom | 0.07236%
71006 | 1 | 3 | 3 | Manual | 1 | Other | Incandescent |  | Other | 1 | 40 | 710061 | Bathroom | 0.07236%
71006 | 1 | 3 | 4 | Manual | 1 | Ceiling Fixture | Compact Fluorescent |  | Twist | 1 | 13 | 710061 | Bathroom | 0.07236%
71006 | 1 | 3 | 5 | Manual | 1 | Floor lamp | Incandescent |  | Standard A Lamp | 3 | 40 | 710061 | Bathroom | 0.07236%
71006 | 1 | 3 | 6 | Manual | 1 | Floor lamp | Halogen |  | Other | 1 | 25 | 710061 | Bathroom | 0.07236%
71006 | 2 | 1 | 1 | Manual | 1 | Recessed - other | Incandescent |  | Reflector | 1 | 65 | 710062 | Bathroom | 0.07236%
71006 | 2 | 1 | 2 | Manual | 1 | Wall Mount | Halogen |  | PAR | 2 | 50 | 710062 | Bathroom | 0.07236%
71006 | 2 | 2 | 1 | Manual | 1 | Ceiling Fan | Incandescent |  | Decorative | 2 | 40 | 710062 | Bathroom | 0.07236%
71006 | 2 | 3 | 1 | Manual | 1 | Ceiling Fan | Incandescent |  | Decorative | 2 | 40 | 710062 | Bathroom | 0.07236%
71006 | 2 | 4 | 1 | Manual | 1 | Ceiling Fixture | Compact Fluorescent |  | Twist | 1 | 15 | 710062 | Bathroom | 0.07236%
71006 | 2 | 5 | 1 | Manual | 1 | Wall Mount | Incandescent |  | Clear | 2 | 40 | 710062 | Bathroom | 0.07236%
71006 | 2 | 5 | 2 | Manual | 1 | Track | Halogen |  | PAR | 4 | 50 | 710062 | Bathroom | 0.07236%
71006 | 2 | 5 | 3 | Manual | 1 | Other | Incandescent |  | Other | 1 | 40 | 710062 | Bathroom | 0.07236%
71006 | 2 | 6 | 1 | Manual | 1 | Chandelier (Hanging) | Incandescent |  | Standard A Lamp | 1 | 60 | 710062 | Bathroom | 0.07236%
71006 | 2 | 6 | 2 | Manual | 1 | Ceiling Fixture | Compact Fluorescent |  | Twist | 17 | 15 | 710062 | Bathroom | 0.07236%
71006 | 2 | 6 | 3 | Manual | 1 | Ceiling Fan | Halogen |  | Other | 1 | 100 | 710062 | Bathroom | 0.07236%
71007 | 1 | 1 | 1 | Manual | 1 | Wall Mount | Compact Fluorescent |  | Twist | 2 | 19 | 710071 | Bathroom | 0.07236%
71007 | 1 | 2 | 1 | Manual | 1 | Table | Incandescent |  | Standard A Lamp | 1 | 40 | 710071 | Bathroom | 0.07236%
71007 | 1 | 2 | 2 | Manual | 1 | Recessed Can | Compact Fluorescent |  | Twist | 1 | 23 | 710071 | Bathroom | 0.07236%
71007 | 1 | 3 | 1 | Manual | 1 | Ceiling Fan | Incandescent |  | Standard A Lamp | 4 | 40 | 710071 | Bathroom | 0.07236%
71007 | 1 | 4 | 1 | Manual | 2 | Recessed Can | Incandescent |  | Standard A Lamp | 1 | 40 | 710071 | Bathroom | 0.07236%
71007 | 1 | 5 | 1 | Manual | 1 | Other | Compact Fluorescent |  | Twist | 1 | 19 | 710071 | Bathroom | 0.07236%
71007 | 1 | 5 | 2 | Manual | 1 | Recessed - other | Linear Fluorescent | 4 | T-12 | 2 | 40 | 710071 | Bathroom | 0.07236%
71007 | 1 | 5 | 3 | Manual | 1 | Other | Linear Fluorescent | 2 | T-4 | 1 | 18 | 710071 | Bathroom | 0.07236%
71007 | 1 | 6 | 1 | Manual | 1 | Table | Compact Fluorescent |  | Twist | 1 | 23 | 710071 | Bathroom | 0.07236%
71007 | 1 | 6 | 2 | Manual | 1 | Table | Incandescent |  | Standard A Lamp | 1 | 40 | 710071 | Bathroom | 0.07236%
71007 | 1 | 6 | 3 | Manual | 1 | Wall Mount | Incandescent |  | Standard A Lamp | 2 | 50 | 710071 | Bathroom | 0.07236%
71007 | 1 | 6 | 4 | Manual | 1 | Floor lamp | Incandescent |  | Standard A Lamp | 1 | 100 | 710071 | Bathroom | 0.07236%
71007 | 2 | 1 | 1 | Manual | 1 | Wall Mount | Compact Fluorescent |  | Twist | 3 | 13 | 710072 | Bathroom | 0.07236%
71007 | 2 | 2 | 1 | Manual | 1 | Table | Compact Fluorescent |  | Twist | 1 | 13 | 710072 | Bathroom | 0.07236%
71007 | 2 | 2 | 2 | Manual | 1 | Recessed Can | Incandescent |  | Standard A Lamp | 1 | 60 | 710072 | Bathroom | 0.07236%
71007 | 2 | 3 | 1 | Dimmer | 1 | Chandelier (Hanging) | Incandescent |  | Decorative | 5 | 40 | 710072 | Bathroom | 0.07236%
71007 | 2 | 4 | 1 | Manual | 1 | Other | Compact Fluorescent |  | Twist | 1 | 13 | 710072 | Bathroom | 0.07236%
71007 | 2 | 4 | 2 | Manual | 1 | Recessed - other | Linear Fluorescent | 4 | T-12 | 4 | 40 | 710072 | Bathroom | 0.07236%
71007 | 2 | 5 | 1 | Manual | 1 | Table | Compact Fluorescent |  | Twist | 2 | 23 | 710072 | Bathroom | 0.07236%
71007 | 2 | 6 | 1 | Manual | 1 | Wall Mount | Compact Fluorescent |  | Twist | 3 | 13 | 710072 | Bathroom | 0.07236%
71007 | 2 | 6 | 2 | Manual | 1 | Wall Mount | Compact Fluorescent |  | Twist | 3 | 13 | 710072 | Bathroom | 0.07236%
71007 | 2 | 7 | 1 | Manual | 1 | Table | Incandescent |  | Standard A Lamp | 1 | 60 | 710072 | Bathroom | 0.07236%
71007 | 2 | 7 | 2 | Manual | 2 | Recessed Can | Incandescent |  | Standard A Lamp | 1 | 60 | 710072 | Bathroom | 0.07236%
71007 | 2 | 8 | 1 | Manual | 2 | Recessed Can | Incandescent |  | Standard A Lamp | 1 | 60 | 710072 | Bathroom | 0.07236%
71008 | 1 | 1 | 1 | Manual | 1 | Wall Mount | Incandescent |  | Globe | 4 | 40 | 710081 | Bathroom | 0.07236%
71008 | 1 | 1 | 2 | Manual | 1 | Recessed Can | Incandescent |  | Heat Lamp | 1 | 250 | 710081 | Bathroom | 0.07236%
71008 | 1 | 2 | 1 | Manual | 2 | Ceiling Fixture | Incandescent |  | Standard A Lamp | 2 | 60 | 710081 | Bathroom | 0.07236%
71008 | 1 | 3 | 1 | Manual | 1 | Ceiling Fixture | Incandescent |  | Standard A Lamp | 3 | 60 | 710081 | Bathroom | 0.07236%
71008 | 1 | 3 | 2 | Manual | 2 | Chandelier (Hanging) | Incandescent |  | Standard A Lamp | 1 | 60 | 710081 | Bathroom | 0.07236%
71008 | 1 | 3 | 3 | Manual | 1 | Recessed - other | Incandescent |  | Mini base | 1 | 40 | 710081 | Bathroom | 0.07236%
71008 | 1 | 4 | 1 | Manual | 1 | Ceiling Fixture | Incandescent |  | Standard A Lamp | 2 | 60 | 710081 | Bathroom | 0.07236%
71008 | 1 | 5 | 1 | Manual | 1 | Ceiling Fixture | Incandescent |  | Standard A Lamp | 3 | 60 | 710081 | Bathroom | 0.07236%
71008 | 1 | 5 | 2 | Dimmer | 1 | Track | Halogen |  | PAR | 3 | 50 | 710081 | Bathroom | 0.07236%
71008 | 1 | 6 | 1 | Manual | 1 | Ceiling Fixture | Incandescent |  | Standard A Lamp | 2 | 60 | 710081 | Bathroom | 0.07236%
71008 | 2 | 1 | 1 | Manual | 1 | Wall Mount | Incandescent |  | Globe | 4 | 40 | 710082 | Bathroom | 0.07236%
71008 | 2 | 1 | 2 | Manual | 1 | Recessed Can | Incandescent |  | Heat Lamp | 1 | 250 | 710082 | Bathroom | 0.07236%
71008 | 2 | 2 | 1 | Manual | 1 | Table | Incandescent |  | Standard A Lamp | 1 | 100 | 710082 | Bathroom | 0.07236%
71008 | 2 | 2 | 2 | Manual | 1 | Table | Incandescent |  | Standard A Lamp | 1 | 60 | 710082 | Bathroom | 0.07236%
71008 | 2 | 2 | 3 | Manual | 1 | Floor lamp | Incandescent |  | Standard A Lamp | 1 | 150 | 710082 | Bathroom | 0.07236%
71008 | 2 | 3 | 1 | Manual | 1 | Ceiling Fixture | Incandescent |  | Standard A Lamp | 3 | 60 | 710082 | Bathroom | 0.07236%
71008 | 2 | 3 | 2 | Manual | 1 | Recessed - other | Incandescent |  | Mini base | 1 | 40 | 710082 | Bathroom | 0.07236%
71008 | 2 | 3 | 3 | Manual | 2 | Chandelier (Hanging) | Incandescent |  | Standard A Lamp | 1 | 60 | 710082 | Bathroom | 0.07236%
71008 | 2 | 4 | 1 | Manual | 1 | Ceiling Fixture | Incandescent |  | Standard A Lamp | 2 | 60 | 710082 | Bathroom | 0.07236%
71008 | 2 | 5 | 1 | Manual | 1 | Table | Incandescent |  | Standard A Lamp | 1 | 100 | 710082 | Bathroom | 0.07236%
71008 | 2 | 5 | 2 | Manual | 1 | Track | Halogen |  | PAR | 3 | 50 | 710082 | Bathroom | 0.07236%
71008 | 2 | 5 | 3 | Manual | 1 | Ceiling Fixture | Incandescent |  | Standard A Lamp | 3 | 60 | 710082 | Bathroom | 0.07236%
71009 | 1 | 1 | 1 | Manual | 1 | Wall Mount | Incandescent |  | Standard A Lamp | 1 | 60 | 710091 | Bathroom | 0.07236%
71009 | 1 | 2 | 1 | Manual | 1 | Ceiling Fixture | Incandescent |  | Standard A Lamp | 1 | 60 | 710091 | Bathroom | 0.07236%
71009 | 1 | 3 | 1 | Manual | 1 | Ceiling Fixture | Linear Fluorescent | 4 | T-12 | 2 | 40 | 710091 | Bathroom | 0.07236%
71009 | 1 | 3 | 2 | Manual | 1 | Table | Incandescent |  | Decorative | 3 | 25 | 710091 | Bathroom | 0.07236%
71009 | 1 | 4 | 1 | Manual | 1 | Table | Incandescent |  | Standard A Lamp | 2 | 60 | 710091 | Bathroom | 0.07236%
71009 | 1 | 4 | 2 | Manual | 1 | Table | Incandescent |  | Standard A Lamp | 1 | 60 | 710091 | Bathroom | 0.07236%
71009 | 1 | 4 | 3 | Manual | 1 | Torchiere | Incandescent |  | Standard A Lamp | 1 | 60 | 710091 | Bathroom | 0.07236%
71009 | 2 | 1 | 1 | Manual | 1 | Wall Mount | Incandescent |  | Standard A Lamp | 1 | 40 | 710092 | Bathroom | 0.07236%
71009 | 2 | 2 | 1 | Manual | 1 | Torchiere | Incandescent |  | Standard A Lamp | 1 | 40 | 710092 | Bathroom | 0.07236%
71009 | 2 | 2 | 2 | Manual | 1 | Ceiling Fixture | Incandescent |  | Standard A Lamp | 2 | 40 | 710092 | Bathroom | 0.07236%
71009 | 2 | 4 | 1 | Manual | 1 | Ceiling Fixture | Linear Fluorescent | 4 | T-12 | 2 | 40 | 710092 | Bathroom | 0.07236%
71009 | 2 | 5 | 1 | Manual | 1 | Table | Incandescent |  | Standard A Lamp | 1 | 40 | 710092 | Bathroom | 0.07236%
71009 | 2 | 5 | 2 | Manual | 1 | Ceiling Fixture | Incandescent |  | Standard A Lamp | 1 | 40 | 710092 | Bathroom | 0.07236%
71010 | 1 | 1 | 1 | Manual | 1 | Wall Mount | Incandescent |  | Clear | 4 | 40 | 710101 | Bathroom | 0.07236%
71010 | 1 | 1 | 2 | Manual | 1 | Recessed - other | Incandescent |  | Reflector | 1 | 150 | 710101 | Bathroom | 0.07236%
71010 | 1 | 2 | 1 | Manual | 1 | Wall Mount | Incandescent |  | Clear | 4 | 40 | 710101 | Bathroom | 0.07236%
71010 | 1 | 2 | 2 | Manual | 1 | Recessed - other | Incandescent |  | Reflector | 1 | 150 | 710101 | Bathroom | 0.07236%
71010 | 1 | 3 | 1 | Manual | 1 | Table | Incandescent |  | Standard A Lamp | 1 | 100 | 710101 | Bathroom | 0.07236%
71010 | 1 | 3 | 2 | Manual | 1 | Ceiling Fixture | Incandescent |  | Standard A Lamp | 1 | 100 | 710101 | Bathroom | 0.07236%
71010 | 1 | 4 | 1 | Manual | 1 | Table | Incandescent |  | Standard A Lamp | 1 | 60 | 710101 | Bathroom | 0.07236%
71010 | 1 | 4 | 2 | Manual | 1 | Ceiling Fixture | Incandescent |  | Standard A Lamp | 1 | 100 | 710101 | Bathroom | 0.07236%
71010 | 1 | 5 | 1 | Manual | 3 | Ceiling Fixture | Incandescent |  | Standard A Lamp | 1 | 100 | 710101 | Bathroom | 0.07236%
71010 | 1 | 6 | 1 | Manual | 2 | Ceiling Fixture | Incandescent |  | Standard A Lamp | 1 | 100 | 710101 | Bathroom | 0.07236%
71010 | 1 | 6 | 2 | Manual | 1 | Other | Incandescent |  | Standard A Lamp | 1 | 60 | 710101 | Bathroom | 0.07236%
71010 | 1 | 7 | 1 | Manual | 2 | Table | Incandescent |  | Standard A Lamp | 1 | 100 | 710101 | Bathroom | 0.07236%
71010 | 2 | 1 | 1 | Manual | 1 | Wall Mount | Incandescent |  | Clear | 3 | 40 | 710102 | Bathroom | 0.07236%
71010 | 2 | 2 | 1 | Manual | 1 | Wall Mount | Incandescent |  | Clear | 3 | 40 | 710102 | Bathroom | 0.07236%
71010 | 2 | 3 | 1 | Manual | 1 | Table | Incandescent |  | Standard A Lamp | 1 | 60 | 710102 | Bathroom | 0.07236%
71010 | 2 | 3 | 2 | Manual | 1 | Architectural | Compact Fluorescent |  | Twist | 1 | 14 | 710102 | Bathroom | 0.07236%
71010 | 2 | 4 | 1 | Manual | 1 | Ceiling Fixture | Incandescent |  | Standard A Lamp | 1 | 75 | 710102 | Bathroom | 0.07236%
71010 | 2 | 5 | 1 | Manual | 3 | Ceiling Fixture | Incandescent |  | Standard A Lamp | 1 | 60 | 710102 | Bathroom | 0.07236%
71010 | 2 | 6 | 1 | Manual | 2 | Ceiling Fixture | Incandescent |  | Standard A Lamp | 1 | 75 | 710102 | Bathroom | 0.07236%
71010 | 2 | 6 | 2 | Manual | 1 | Other | Incandescent |  | Standard A Lamp | 1 | 60 | 710102 | Bathroom | 0.07236%
71010 | 2 | 7 | 1 | Manual | 1 | Table | Compact Fluorescent |  | Twist | 1 | 13 | 710102 | Bathroom | 0.07236%
71010 | 2 | 7 | 2 | Manual | 1 | Floor lamp | Compact Fluorescent |  | Twist | 1 | 13 | 710102 | Bathroom | 0.07236%
71010 | 2 | 7 | 3 | Manual | 1 | Chandelier (Hanging) | Compact Fluorescent |  | Twist | 1 | 13 | 710102 | Bathroom | 0.07236%
71011 | 1 | 1 | 1 | Manual | 1 | Wall Mount | Incandescent |  | Globe | 6 | 40 | 710111 | Bathroom | 0.07236%
71011 | 1 | 1 | 2 | Manual | 1 | Other | Incandescent |  | Standard A Lamp | 1 | 60 | 710111 | Bathroom | 0.07236%
71011 | 1 | 2 | 1 | Manual | 1 | Ceiling Fixture | Compact Fluorescent |  | Twist | 2 | 23 | 710111 | Bathroom | 0.07236%
71011 | 1 | 2 | 2 | Manual | 1 | Table | Compact Fluorescent |  | Twist | 1 | 13 | 710111 | Bathroom | 0.07236%
71011 | 1 | 3 | 1 | Manual | 2 | Ceiling Fixture | Compact Fluorescent |  | Twist | 1 | 13 | 710111 | Bathroom | 0.07236%
71011 | 1 | 3 | 2 | Manual | 1 | Table | Compact Fluorescent |  | Twist | 1 | 26 | 710111 | Bathroom | 0.07236%
71011 | 1 | 3 | 3 | Manual | 1 | Table | Incandescent |  | Standard A Lamp | 1 | 40 | 710111 | Bathroom | 0.07236%
71011 | 1 | 4 | 1 | Manual | 1 | Wall Mount | Incandescent |  | Standard A Lamp | 1 | 60 | 710111 | Bathroom | 0.07236%
71011 | 1 | 5 | 1 | Manual | 2 | Ceiling Fixture | Compact Fluorescent |  | Twist | 3 | 13 | 710111 | Bathroom | 0.07236%
71011 | 1 | 5 | 2 | Manual | 1 | Ceiling Fixture | Compact Fluorescent |  | Twist | 1 | 13 | 710111 | Bathroom | 0.07236%
71011 | 1 | 5 | 3 | Manual | 1 | Other | Incandescent |  | Standard A Lamp | 2 | 25 | 710111 | Bathroom | 0.07236%
71011 | 1 | 6 | 1 | Manual | 1 | Table | Compact Fluorescent |  | Twist | 1 | 18 | 710111 | Bathroom | 0.07236%
71011 | 1 | 6 | 2 | Manual | 1 | Chandelier (Hanging) | Incandescent |  | Standard A Lamp | 1 | 60 | 710111 | Bathroom | 0.07236%
71011 | 2 | 1 | 1 | Manual | 1 | Ceiling Fixture | Compact Fluorescent |  | Pin base | 1 | 13 | 710112 | Dining Room | 0.07236%
71011 | 2 | 2 | 1 | Manual | 1 | Ceiling Fixture | Compact Fluorescent |  | Twist | 1 | 13 | 710112 | Dining Room | 0.07236%
71011 | 2 | 2 | 2 | Manual | 1 | Other | Compact Fluorescent |  | Twist | 1 | 13 | 710112 | Dining Room | 0.07236%
71011 | 2 | 3 | 1 | Manual | 1 | Ceiling Fan | Compact Fluorescent |  | Twist | 4 | 13 | 710112 | Dining Room | 0.07236%
71011 | 2 | 4 | 1 | Manual | 1 | Wall Mount | Incandescent |  | Globe | 6 | 60 | 710112 | Dining Room | 0.07236%
71012 | 1 | 1 | 1 | Manual | 1 | Recessed Can | Incandescent |  | Standard A Lamp | 1 | 60 | 710121 | Bathroom | 0.07236%
71012 | 1 | 1 | 2 | Manual | 1 | Wall Mount | Incandescent |  | Standard A Lamp | 2 | 40 | 710121 | Bathroom | 0.07236%
71012 | 1 | 2 | 1 | Manual | 1 | Ceiling Fixture | Compact Fluorescent |  | Twist | 1 | 15 | 710121 | Bathroom | 0.07236%
71012 | 1 | 2 | 2 | Manual | 1 | Table | Incandescent |  | Standard A Lamp | 1 | 40 | 710121 | Bathroom | 0.07236%
71012 | 1 | 3 | 1 | Manual | 1 | Ceiling Fixture | Compact Fluorescent |  | Twist | 3 | 13 | 710121 | Bathroom | 0.07236%
71012 | 1 | 4 | 1 | Manual | 1 | Ceiling Fixture | Compact Fluorescent |  | Twist | 1 | 13 | 710121 | Bathroom | 0.07236%
71012 | 1 | 5 | 1 | Manual | 1 | Ceiling Fixture | Compact Fluorescent |  | Twist | 1 | 13 | 710121 | Bathroom | 0.07236%
71012 | 1 | 5 | 2 | Manual | 1 | Other | Incandescent |  | Standard A Lamp | 1 | 25 | 710121 | Bathroom | 0.07236%
71012 | 1 | 6 | 1 | Dimmer | 1 | Floor lamp | Halogen |  | Quartz Tube | 1 | 300 | 710121 | Bathroom | 0.07236%
71012 | 2 | 1 | 1 | Manual | 1 | Recessed Can | Incandescent |  | Heat Lamp | 1 | 150 | 710122 | Bathroom | 0.07236%
71012 | 2 | 1 | 2 | Manual | 1 | Wall Mount | Incandescent |  | Standard A Lamp | 2 | 60 | 710122 | Bathroom | 0.07236%
71012 | 2 | 2 | 1 | Manual | 1 | Ceiling Fixture | Compact Fluorescent |  | Twist | 2 | 13 | 710122 | Bathroom | 0.07236%
71012 | 2 | 2 | 2 | Manual | 1 | Other | Incandescent |  | Standard A Lamp | 1 | 25 | 710122 | Bathroom | 0.07236%
71012 | 2 | 3 | 1 | Manual | 1 | Floor lamp | Compact Fluorescent |  | Twist | 1 | 42 | 710122 | Bathroom | 0.07236%
71012 | 2 | 3 | 2 | Manual | 1 | Table | Compact Fluorescent |  | Twist | 1 | 10 | 710122 | Bathroom | 0.07236%
71013 | 1 | 1 | 1 | Manual | 1 | Wall Mount | Incandescent |  | Standard A Lamp | 2 | 60 | 710131 | Bathroom | 0.07236%
71013 | 1 | 2 | 1 | Manual | 1 | Ceiling Fixture | Incandescent |  | Standard A Lamp | 1 | 40 | 710131 | Bathroom | 0.07236%
71013 | 1 | 2 | 2 | Manual | 1 | Table | Compact Fluorescent |  | Twist | 1 | 13 | 710131 | Bathroom | 0.07236%
71013 | 1 | 4 | 1 | Manual | 1 | Ceiling Fixture | Compact Fluorescent |  | Twist | 2 | 60 | 710131 | Bathroom | 0.07236%
71013 | 1 | 5 | 1 | Manual | 1 | Ceiling Fixture | Compact Fluorescent |  | Twist | 2 | 13 | 710131 | Bathroom | 0.07236%
71013 | 1 | 6 | 1 | Manual | 1 | Floor lamp | Halogen |  | Quartz Tube | 1 | 100 | 710131 | Bathroom | 0.07236%
71013 | 1 | 6 | 2 | Manual | 1 | Table | Halogen |  | Quartz Tube | 1 | 100 | 710131 | Bathroom | 0.07236%
71013 | 1 | 6 | 3 | Manual | 1 | Floor lamp | Incandescent |  | Standard A Lamp | 1 | 120 | 710131 | Bathroom | 0.07236%
71013 | 2 | 1 | 1 | Manual | 1 | Wall Mount | Incandescent |  | Standard A Lamp | 2 | 60 | 710132 | Bathroom | 0.07236%
71013 | 2 | 2 | 1 | Manual | 1 | Ceiling Fixture | Compact Fluorescent |  | Twist | 1 | 13 | 710132 | Bathroom | 0.07236%
71013 | 2 | 3 | 1 | Manual | 1 | Ceiling Fixture | Incandescent |  | Standard A Lamp | 1 | 60 | 710132 | Bathroom | 0.07236%
71013 | 2 | 4 | 1 | Manual | 1 | Ceiling Fixture | Compact Fluorescent |  | Twist | 2 | 13 | 710132 | Bathroom | 0.07236%
71013 | 2 | 5 | 1 | Manual | 1 | Table | Compact Fluorescent |  | Twist | 1 | 13 | 710132 | Bathroom | 0.07236%
71013 | 2 | 6 | 1 | Manual | 1 | Ceiling Fixture | Incandescent |  | Standard A Lamp | 1 | 60 | 710132 | Bathroom | 0.07236%
71014 | 1 | 1 | 1 | Manual | 1 | Wall Mount | Compact Fluorescent |  | Twist | 2 | 15 | 710141 | Bathroom | 0.07236%
71014 | 1 | 2 | 1 | Manual | 1 | Ceiling Fixture | Compact Fluorescent |  | Twist | 2 | 15 | 710141 | Bathroom | 0.07236%
71014 | 1 | 3 | 1 | Manual | 1 | Ceiling Fixture | Compact Fluorescent |  | Twist | 2 | 13 | 710141 | Bathroom | 0.07236%
71014 | 1 | 3 | 2 | Manual | 2 | Other | Halogen |  | Quartz Tube | 1 | 200 | 710141 | Bathroom | 0.07236%
71014 | 1 | 4 | 1 | Manual | 1 | Ceiling Fixture | Compact Fluorescent |  | Twist | 2 | 13 | 710141 | Bathroom | 0.07236%
71014 | 1 | 5 | 1 | Manual | 2 | Ceiling Fixture | Compact Fluorescent |  | Twist | 2 | 13 | 710141 | Bathroom | 0.07236%
71014 | 1 | 6 | 1 | Manual | 2 | Table | Compact Fluorescent |  | Twist | 1 | 20 | 710141 | Bathroom | 0.07236%
71014 | 1 | 6 | 2 | Manual | 1 | Architectural | Compact Fluorescent |  | Twist | 1 | 20 | 710141 | Bathroom | 0.07236%
71014 | 1 | 6 | 3 | Manual | 1 | Table | Compact Fluorescent |  | Twist | 1 | 13 | 710141 | Bathroom | 0.07236%
71014 | 2 | 1 | 1 | Manual | 1 | Wall Mount | Incandescent |  | Standard A Lamp | 4 | 60 | 710142 | Bathroom | 0.07236%
71014 | 2 | 2 | 1 | Manual | 1 | Ceiling Fixture | Compact Fluorescent |  | Twist | 1 | 13 | 710142 | Bathroom | 0.07236%
71014 | 2 | 2 | 2 | Manual | 1 | Torchiere | Incandescent |  | Decorative | 1 | 25 | 710142 | Bathroom | 0.07236%
71014 | 2 | 3 | 1 | Manual | 1 | Floor lamp | Incandescent |  | Standard A Lamp | 2 | 60 | 710142 | Bathroom | 0.07236%
71014 | 2 | 3 | 2 | Manual | 1 | Ceiling Fixture | Incandescent |  | Standard A Lamp | 1 | 60 | 710142 | Bathroom | 0.07236%
71014 | 2 | 3 | 3 | Manual | 1 | Floor lamp | Incandescent |  | Standard A Lamp | 3 | 60 | 710142 | Bathroom | 0.07236%
71014 | 2 | 3 | 4 | Manual | 1 | Ceiling Fixture | Compact Fluorescent |  | Twist | 2 | 19 | 710142 | Bathroom | 0.07236%
71014 | 2 | 3 | 5 | Manual | 1 | Other | Incandescent |  | Standard A Lamp | 1 | 60 | 710142 | Bathroom | 0.07236%
72001 | 1 | 1 | 1 | Manual | 1 | Wall Mount | Compact Fluorescent |  | Globe | 4 | 14 | 720011 | Bathroom | 0.07236%
72001 | 1 | 1 | 2 | Other | 1 | Other | Incandescent |  | Decorative | 1 | 7 | 720011 | Bathroom | 0.07236%
72001 | 1 | 2 | 1 | Manual | 1 | Ceiling Fixture | Compact Fluorescent |  | Twist | 2 | 14 | 720011 | Bathroom | 0.07236%
72001 | 1 | 2 | 2 | Manual | 1 | Ceiling Fixture | Compact Fluorescent |  | Twist | 2 | 14 | 720011 | Bathroom | 0.07236%
72001 | 1 | 3 | 1 | Manual | 1 | Ceiling Fixture | Compact Fluorescent |  | Twist | 1 | 25 | 720011 | Bathroom | 0.07236%
72001 | 1 | 4 | 1 | Manual | 1 | Ceiling Fixture | Compact Fluorescent |  | Circline (Screw Base) | 1 | 55 | 720011 | Bathroom | 0.07236%
72001 | 1 | 4 | 2 | Manual | 1 | Ceiling Fixture | Compact Fluorescent |  | Twist | 1 | 25 | 720011 | Bathroom | 0.07236%
72001 | 1 | 4 | 3 | Manual | 1 | Other | Incandescent |  | Standard A Lamp | 1 | 40 | 720011 | Bathroom | 0.07236%
72001 | 1 | 5 | 1 | Manual | 1 | Floor lamp | Incandescent |  | Globe | 1 | 60 | 720011 | Bathroom | 0.07236%
72001 | 2 | 1 | 1 | Manual | 1 | Wall Mount | Incandescent |  | Globe | 3 | 60 | 720012 | Bathroom | 0.07236%
72001 | 2 | 2 | 1 | Manual | 1 | Ceiling Fixture | Incandescent |  | Standard A Lamp | 3 | 60 | 720012 | Bathroom | 0.07236%
72001 | 2 | 2 | 2 | Manual | 1 | Table | Incandescent |  | 3-Way Incandescent | 3 | 150 | 720012 | Bathroom | 0.07236%
72001 | 2 | 3 | 1 | Manual | 1 | Ceiling Fixture | Incandescent |  | Standard A Lamp | 1 | 75 | 720012 | Bathroom | 0.07236%
72001 | 2 | 4 | 1 | Manual | 1 | Ceiling Fixture | Incandescent |  | Standard A Lamp | 3 | 60 | 720012 | Bathroom | 0.07236%
72001 | 2 | 4 | 2 | Manual | 1 | Ceiling Fixture | Compact Fluorescent |  | A shape bulb | 1 | 20 | 720012 | Bathroom | 0.07236%
72001 | 2 | 4 | 3 | Manual | 1 | Other | Incandescent |  | Standard A Lamp | 1 | 60 | 720012 | Bathroom | 0.07236%
72001 | 2 | 5 | 1 | Manual | 1 | Table | Incandescent |  | Other | 1 | 60 | 720012 | Bathroom | 0.07236%
72001 | 2 | 5 | 2 | Manual | 1 | Floor lamp | Incandescent |  | Standard A Lamp | 2 | 60 | 720012 | Bathroom | 0.07236%
72001 | 2 | 5 | 3 | Manual | 1 | Floor lamp | Incandescent |  | 3-Way Incandescent | 1 | 150 | 720012 | Bathroom | 0.07236%
72002 | 1 | 1 | 1 | Manual | 1 | Wall Mount | Incandescent |  | Clear | 4 | 40 | 720021 | Bathroom | 0.07236%
72002 | 1 | 1 | 2 | Manual | 1 | Recessed - other | Incandescent |  | Heat Lamp | 1 | 150 | 720021 | Bathroom | 0.07236%
72002 | 1 | 2 | 1 | Manual | 1 | Wall Mount | Incandescent |  | Globe | 4 | 40 | 720021 | Bathroom | 0.07236%
72002 | 1 | 2 | 2 | Manual | 1 | Recessed - other | Incandescent |  | Heat Lamp | 1 | 150 | 720021 | Bathroom | 0.07236%
72002 | 1 | 3 | 1 | Manual | 1 | Table | Incandescent |  | Standard A Lamp | 1 | 75 | 720021 | Bathroom | 0.07236%
72002 | 1 | 3 | 2 | Manual | 1 | Table | Incandescent |  | Standard A Lamp | 1 | 60 | 720021 | Bathroom | 0.07236%
72002 | 1 | 3 | 3 | Manual | 1 | Ceiling Fixture | Incandescent |  | Standard A Lamp | 2 | 75 | 720021 | Bathroom | 0.07236%
72002 | 1 | 4 | 1 | Manual | 1 | Other | Linear Fluorescent | 1 | T-4 | 1 | 8 | 720021 | Bathroom | 0.07236%
72002 | 1 | 4 | 2 | Manual | 2 | Recessed Can | Incandescent |  | Reflector | 1 | 65 | 720021 | Bathroom | 0.07236%
72002 | 1 | 4 | 3 | Manual | 1 | Other | Halogen |  | Other | 2 | 20 | 720021 | Bathroom | 0.07236%
72002 | 1 | 5 | 1 | Manual | 1 | Table | Compact Fluorescent |  | Twist | 1 | 13 | 720021 | Bathroom | 0.07236%
72002 | 1 | 5 | 2 | Manual | 1 | Floor lamp | Compact Fluorescent |  | Twist | 1 | 20 | 720021 | Bathroom | 0.07236%
72002 | 1 | 5 | 3 | Manual | 1 | Ceiling Fixture | Incandescent |  | Standard A Lamp | 1 | 40 | 720021 | Bathroom | 0.07236%
72002 | 1 | 5 | 4 | Manual | 1 | Chandelier (Hanging) | Compact Fluorescent |  | Circline (Screw Base) | 1 | 23 | 720021 | Bathroom | 0.07236%
72002 | 1 | 6 | 1 | Manual | 1 | Ceiling Fixture | Incandescent |  | Standard A Lamp | 1 | 75 | 720021 | Bathroom | 0.07236%
72002 | 1 | 6 | 2 | Manual | 1 | Table | Compact Fluorescent |  | Twist | 1 | 13 | 720021 | Bathroom | 0.07236%
72002 | 1 | 6 | 3 | Manual | 1 | Ceiling Fixture | Incandescent |  | Standard A Lamp | 2 | 75 | 720021 | Bathroom | 0.07236%
72002 | 2 | 1 | 1 | Manual | 1 | Wall Mount | Incandescent |  | Globe | 4 | 40 | 720022 | Bathroom | 0.07236%
72002 | 2 | 1 | 2 | Manual | 1 | Recessed - other | Incandescent |  | Heat Lamp | 1 | 150 | 720022 | Bathroom | 0.07236%
72002 | 2 | 2 | 1 | Manual | 1 | Wall Mount | Incandescent |  | Clear | 4 | 40 | 720022 | Bathroom | 0.07236%
72002 | 2 | 2 | 2 | Manual | 1 | Recessed - other | Incandescent |  | Heat Lamp | 1 | 150 | 720022 | Bathroom | 0.07236%
72002 | 2 | 3 | 1 | Manual | 1 | Ceiling Fixture | Incandescent |  | Standard A Lamp | 2 | 60 | 720022 | Bathroom | 0.07236%
72002 | 2 | 3 | 2 | Manual | 1 | Table | Incandescent |  | Decorative | 1 | 40 | 720022 | Bathroom | 0.07236%
72002 | 2 | 4 | 1 | Manual | 1 | Ceiling Fixture | Compact Fluorescent |  | A shape bulb | 1 | 15 | 720022 | Bathroom | 0.07236%
72002 | 2 | 4 | 2 | Manual | 1 | Ceiling Fixture | Incandescent |  | Standard A Lamp | 1 | 60 | 720022 | Bathroom | 0.07236%
72002 | 2 | 4 | 3 | Manual | 1 | Recessed Can | Incandescent |  | Reflector | 1 | 75 | 720022 | Bathroom | 0.07236%
72002 | 2 | 5 | 1 | Manual | 4 | Recessed Can | Compact Fluorescent |  | A shape bulb | 1 | 15 | 720022 | Bathroom | 0.07236%
72002 | 2 | 5 | 2 | Manual | 1 | Other | Halogen |  | Other | 2 | 20 | 720022 | Bathroom | 0.07236%
72002 | 2 | 6 | 1 | Manual | 2 | Table | Compact Fluorescent |  | Twist | 1 | 25 | 720022 | Bathroom | 0.07236%
72002 | 2 | 6 | 2 | Manual | 1 | Ceiling Fixture | Compact Fluorescent |  | A shape bulb | 1 | 15 | 720022 | Bathroom | 0.07236%
72002 | 2 | 6 | 3 | Dimmer | 1 | Chandelier (Hanging) | Incandescent |  | Decorative | 3 | 40 | 720022 | Bathroom | 0.07236%
72002 | 2 | 7 | 1 | Dimmer | 1 | Torchiere | Halogen |  | Other | 1 | 75 | 720022 | Bathroom | 0.07236%
72002 | 2 | 7 | 2 | Manual | 1 | Torchiere | Compact Fluorescent |  | Twist | 1 | 25 | 720022 | Bathroom | 0.07236%
72002 | 2 | 7 | 3 | Manual | 1 | Ceiling Fixture | Incandescent |  | Standard A Lamp | 2 | 60 | 720022 | Bathroom | 0.07236%
72003 | 1 | 1 | 1 | Manual | 1 | Wall Mount | Incandescent |  | Globe | 4 | 60 | 720031 | Bathroom | 0.07236%
72003 | 1 | 1 | 2 | Manual | 1 | Recessed - other | Incandescent |  | Heat Lamp | 1 | 250 | 720031 | Bathroom | 0.07236%
72003 | 1 | 2 | 1 | Manual | 1 | Table | Compact Fluorescent |  | Twist | 1 | 13 | 720031 | Bathroom | 0.07236%
72003 | 1 | 2 | 2 | Manual | 2 | Ceiling Fixture | Compact Fluorescent |  | Twist | 1 | 23 | 720031 | Bathroom | 0.07236%
72003 | 1 | 3 | 1 | Manual | 1 | Ceiling Fan | Incandescent |  | Decorative | 3 | 40 | 720031 | Bathroom | 0.07236%
72003 | 1 | 4 | 1 | Manual | 2 | Ceiling Fixture | Incandescent |  | Standard A Lamp | 1 | 60 | 720031 | Bathroom | 0.07236%
72003 | 1 | 5 | 1 | Manual | 1 | Ceiling Fixture | Compact Fluorescent |  | Twist | 3 | 13 | 720031 | Bathroom | 0.07236%
72003 | 1 | 5 | 2 | Manual | 1 | Other | Incandescent |  | Mini base | 2 | 5 | 720031 | Bathroom | 0.07236%
72003 | 1 | 6 | 1 | Manual | 1 | Floor lamp | Incandescent |  | 3-Way Incandescent | 1 | 150 | 720031 | Bathroom | 0.07236%
72003 | 1 | 6 | 2 | Manual | 1 | Table | Incandescent |  | 3-Way Incandescent | 1 | 150 | 720031 | Bathroom | 0.07236%
72003 | 2 | 1 | 1 | Manual | 1 | Wall Mount | Incandescent |  | Globe | 4 | 60 | 720032 | Bathroom | 0.07236%
72003 | 2 | 1 | 2 | Manual | 1 | Recessed - other | Incandescent |  | Heat Lamp | 1 | 250 | 720032 | Bathroom | 0.07236%
72003 | 2 | 2 | 1 | Manual | 1 | Table | Incandescent |  | 3-Way Incandescent | 1 | 150 | 720032 | Bathroom | 0.07236%
72003 | 2 | 3 | 1 | Manual | 1 | Chandelier (Hanging) | Incandescent |  | Decorative | 5 | 25 | 720032 | Bathroom | 0.07236%
72003 | 2 | 4 | 1 | Manual | 2 | Ceiling Fixture | Incandescent |  | Standard A Lamp | 1 | 60 | 720032 | Bathroom | 0.07236%
72003 | 2 | 5 | 1 | Manual | 1 | Other | Incandescent |  | Decorative | 1 | 40 | 720032 | Bathroom | 0.07236%
72003 | 2 | 5 | 2 | Manual | 1 | Wall Mount | Linear Fluorescent | 2 | T-12 | 1 | 20 | 720032 | Bathroom | 0.07236%
72003 | 2 | 5 | 3 | Manual | 1 | Ceiling Fixture | Compact Fluorescent |  | Twist | 3 | 13 | 720032 | Bathroom | 0.07236%
72003 | 2 | 6 | 1 | Manual | 3 | Table | Incandescent |  | 3-Way Incandescent | 1 | 150 | 720032 | Bathroom | 0.07236%
72004 | 1 | 1 | 1 | Manual | 1 | Recessed - other | Compact Fluorescent |  | Twist | 1 | 13 | 720041 | Bathroom | 0.07236%
72004 | 1 | 1 | 2 | Manual | 1 | Wall Mount | Compact Fluorescent |  | Twist | 1 | 13 | 720041 | Bathroom | 0.07236%
72004 | 1 | 2 | 1 | Manual | 2 | Table | Incandescent |  | Standard A Lamp | 1 | 40 | 720041 | Bathroom | 0.07236%
72004 | 1 | 2 | 2 | Manual | 1 | Ceiling Fixture | Incandescent |  | Standard A Lamp | 2 | 60 | 720041 | Bathroom | 0.07236%
72004 | 1 | 3 | 1 | Dimmer | 1 | Chandelier (Hanging) | Incandescent |  | Decorative | 5 | 40 | 720041 | Bathroom | 0.07236%
72004 | 1 | 4 | 1 | Manual | 1 | Ceiling Fixture | Compact Fluorescent |  | Twist | 1 | 13 | 720041 | Bathroom | 0.07236%
72004 | 1 | 5 | 1 | Manual | 1 | Ceiling Fixture | Compact Fluorescent |  | Twist | 1 | 23 | 720041 | Bathroom | 0.07236%
72004 | 1 | 6 | 1 | Manual | 2 | Table | Incandescent |  | Standard A Lamp | 1 | 75 | 720041 | Bathroom | 0.07236%
72004 | 1 | 6 | 2 | Manual | 1 | Floor lamp | Incandescent |  | Standard A Lamp | 1 | 40 | 720041 | Bathroom | 0.07236%
72004 | 1 | 6 | 3 | Manual | 1 | Torchiere | Halogen |  | Quartz Tube | 1 | 500 | 720041 | Bathroom | 0.07236%
72004 | 2 | 1 | 1 | Dimmer | 1 | Recessed - other | Compact Fluorescent |  | Twist | 1 | 13 | 720042 | Bathroom | 0.07236%
72004 | 2 | 1 | 2 | Manual | 1 | Wall Mount | Compact Fluorescent |  | Twist | 1 | 23 | 720042 | Bathroom | 0.07236%
72004 | 2 | 2 | 1 | Manual | 1 | Table | Compact Fluorescent |  | Straight Tube | 1 | 10 | 720042 | Bathroom | 0.07236%
72004 | 2 | 2 | 2 | Manual | 1 | Ceiling Fixture | Compact Fluorescent |  | Twist | 1 | 19 | 720042 | Bathroom | 0.07236%
72004 | 2 | 3 | 1 | Dimmer | 1 | Chandelier (Hanging) | Incandescent |  | Decorative | 5 | 40 | 720042 | Bathroom | 0.07236%
72004 | 2 | 4 | 1 | Manual | 1 | Ceiling Fixture | Compact Fluorescent |  | Twist | 1 | 13 | 720042 | Bathroom | 0.07236%
72004 | 2 | 5 | 1 | Manual | 1 | Ceiling Fixture | Compact Fluorescent |  | Twist | 1 | 23 | 720042 | Bathroom | 0.07236%
72004 | 2 | 6 | 1 | Manual | 1 | Floor lamp | Incandescent |  | Standard A Lamp | 3 | 60 | 720042 | Bathroom | 0.07236%
72005 | 1 | 1 | 1 | Manual | 1 | Wall Mount | Incandescent |  | Standard A Lamp | 2 | 60 | 720051 | Bathroom | 0.07236%
72005 | 1 | 1 | 2 | Manual | 1 | Recessed Can | Incandescent |  | Heat Lamp | 1 | 120 | 720051 | Bathroom | 0.07236%
72005 | 1 | 2 | 1 | Manual | 1 | Wall Mount | Compact Fluorescent |  | Twist | 2 | 13 | 720051 | Bathroom | 0.07236%
72005 | 1 | 2 | 2 | Manual | 1 | Wall Mount | Incandescent |  | Standard A Lamp | 1 | 60 | 720051 | Bathroom | 0.07236%
72005 | 1 | 2 | 3 | Manual | 1 | Recessed Can | Incandescent |  | Heat Lamp | 1 | 250 | 720051 | Bathroom | 0.07236%
72005 | 1 | 3 | 1 | Manual | 1 | Ceiling Fixture | Compact Fluorescent |  | Twist | 1 | 13 | 720051 | Bathroom | 0.07236%
72005 | 1 | 4 | 1 | Manual | 1 | Floor lamp | Compact Fluorescent |  | Twist | 1 | 23 | 720051 | Bathroom | 0.07236%
72005 | 1 | 4 | 2 | Manual | 1 | Ceiling Fixture | Incandescent |  | Standard A Lamp | 1 | 60 | 720051 | Bathroom | 0.07236%
72005 | 1 | 5 | 1 | Manual | 1 | Ceiling Fixture | Incandescent |  | Standard A Lamp | 1 | 120 | 720051 | Bathroom | 0.07236%
72005 | 1 | 6 | 1 | Manual | 1 | Ceiling Fan | Incandescent |  | Decorative | 4 | 40 | 720051 | Bathroom | 0.07236%
72005 | 1 | 7 | 1 | Manual | 1 | Ceiling Fixture | Compact Fluorescent |  | Twist | 1 | 13 | 720051 | Bathroom | 0.07236%
72005 | 1 | 8 | 1 | Manual | 1 | Ceiling Fixture | Linear Fluorescent |  | Fluorescent Other | 1 | 22 | 720051 | Bathroom | 0.07236%
72005 | 1 | 8 | 2 | Manual | 1 | Recessed - other | Compact Fluorescent |  | Twist | 1 | 13 | 720051 | Bathroom | 0.07236%
72005 | 1 | 9 | 1 | Manual | 1 | Floor lamp | Compact Fluorescent |  | Twist | 3 | 13 | 720051 | Bathroom | 0.07236%
72005 | 1 | 9 | 2 | Manual | 1 | Floor lamp | Incandescent |  | Standard A Lamp | 1 | 40 | 720051 | Bathroom | 0.07236%
72005 | 2 | 1 | 1 | Manual | 1 | Wall Mount | Incandescent |  | Globe | 4 | 40 | 720052 | Bathroom | 0.07236%
72005 | 2 | 2 | 1 | Manual | 1 | Wall Mount | Incandescent |  | Globe | 4 | 40 | 720052 | Bathroom | 0.07236%
72005 | 2 | 3 | 1 | Manual | 1 | Table | Incandescent |  | Clear | 1 | 60 | 720052 | Bathroom | 0.07236%
72005 | 2 | 3 | 2 | Manual | 1 | Floor lamp | Incandescent |  | Standard A Lamp | 1 | 60 | 720052 | Bathroom | 0.07236%
72005 | 2 | 3 | 3 | Manual | 1 | Recessed Can | Incandescent |  | Reflector | 1 | 65 | 720052 | Bathroom | 0.07236%
72005 | 2 | 4 | 1 | Manual | 1 | Floor lamp | Incandescent |  | Standard A Lamp | 1 | 60 | 720052 | Bathroom | 0.07236%
72005 | 2 | 4 | 2 | Manual | 1 | Recessed Can | Incandescent |  | Reflector | 1 | 65 | 720052 | Bathroom | 0.07236%
72005 | 2 | 5 | 1 | Manual | 1 | Ceiling Fan | Incandescent |  | Decorative | 4 | 40 | 720052 | Bathroom | 0.07236%
72005 | 2 | 6 | 1 | Manual | 1 | Ceiling Fixture | Linear Fluorescent | 4 | T-8 | 2 | 32 | 720052 | Bathroom | 0.07236%
72005 | 2 | 7 | 1 | Manual | 1 | Floor lamp | Incandescent |  | Standard A Lamp | 2 | 60 | 720052 | Bathroom | 0.07236%
72005 | 2 | 7 | 2 | Manual | 1 | Torchiere | Incandescent |  | Standard A Lamp | 1 | 60 | 720052 | Bathroom | 0.07236%
72006 | 1 | 1 | 1 | Manual | 1 | Wall Mount | Linear Fluorescent | 2 | T-8 | 2 | 17 | 720061 | Bathroom | 0.07236%
72006 | 1 | 1 | 2 | Manual | 1 | Recessed - other | Incandescent |  | Reflector | 1 | 65 | 720061 | Bathroom | 0.07236%
72006 | 1 | 2 | 1 | Manual | 1 | Table | Compact Fluorescent |  | Twist | 1 | 13 | 720061 | Bathroom | 0.07236%
72006 | 1 | 3 | 1 | Manual | 1 | Chandelier (Hanging) | Compact Fluorescent |  | Twist | 1 | 13 | 720061 | Bathroom | 0.07236%
72006 | 1 | 4 | 1 | Manual | 2 | Ceiling Fixture | Compact Fluorescent |  | Twist | 1 | 13 | 720061 | Bathroom | 0.07236%
72006 | 1 | 5 | 1 | Manual | 1 | Ceiling Fixture | Linear Fluorescent | 4 | T-12 | 2 | 32 | 720061 | Bathroom | 0.07236%
72006 | 1 | 6 | 1 | Manual | 1 | Table | Incandescent |  | Standard A Lamp | 1 | 40 | 720061 | Bathroom | 0.07236%
72006 | 1 | 6 | 2 | Manual | 1 | Torchiere | Compact Fluorescent |  | Twist | 1 | 13 | 720061 | Bathroom | 0.07236%
72006 | 2 | 1 | 1 | Manual | 1 | Wall Mount | Linear Fluorescent | 2 | T-8 | 2 | 17 | 720062 | Bathroom | 0.07236%
72006 | 2 | 1 | 2 | Manual | 1 | Recessed - other | Incandescent |  | Reflector | 1 | 65 | 720062 | Bathroom | 0.07236%
72006 | 2 | 2 | 1 | Manual | 1 | Table | Compact Fluorescent |  | Twist | 1 | 13 | 720062 | Bathroom | 0.07236%
72006 | 2 | 2 | 2 | Manual | 1 | Floor lamp | Compact Fluorescent |  | Twist | 3 | 9 | 720062 | Bathroom | 0.07236%
72006 | 2 | 2 | 3 | Manual | 1 | Ceiling Fixture | Compact Fluorescent |  | Twist | 1 | 9 | 720062 | Bathroom | 0.07236%
72006 | 2 | 3 | 1 | Manual | 1 | Chandelier (Hanging) | Compact Fluorescent |  | Twist | 1 | 9 | 720062 | Bathroom | 0.07236%
72006 | 2 | 3 | 2 | Manual | 1 | Torchiere | Incandescent |  | 3-Way Incandescent | 1 | 100 | 720062 | Bathroom | 0.07236%
72006 | 2 | 4 | 1 | Manual | 2 | Ceiling Fixture | Compact Fluorescent |  | Twist | 1 | 13 | 720062 | Bathroom | 0.07236%
72006 | 2 | 5 | 1 | Manual | 1 | Ceiling Fixture | Linear Fluorescent | 4 | T-12 | 2 | 32 | 720062 | Bathroom | 0.07236%
72006 | 2 | 6 | 1 | Manual | 1 | Table | Incandescent |  | Standard A Lamp | 1 | 75 | 720062 | Bathroom | 0.07236%
72006 | 2 | 6 | 2 | Manual | 3 | Table | Compact Fluorescent |  | Twist | 1 | 9 | 720062 | Bathroom | 0.07236%
72007 | 1 | 1 | 1 | Manual | 1 | Wall Mount | Incandescent |  | Globe | 4 | 40 | 720071 | Bathroom | 0.07236%
72007 | 1 | 2 | 1 | Manual | 1 | Wall Mount | Incandescent |  | Globe | 4 | 40 | 720071 | Bathroom | 0.07236%
72007 | 1 | 2 | 2 | Manual | 1 | Recessed - other | Incandescent |  | Heat Lamp | 1 | 250 | 720071 | Bathroom | 0.07236%
72007 | 1 | 3 | 1 | Manual | 1 | Ceiling Fixture | Incandescent |  | Standard A Lamp | 2 | 40 | 720071 | Bathroom | 0.07236%
72007 | 1 | 4 | 1 | Manual | 1 | Ceiling Fixture | Incandescent |  | Standard A Lamp | 2 | 40 | 720071 | Bathroom | 0.07236%
72007 | 1 | 5 | 1 | Manual | 1 | Ceiling Fixture | Incandescent |  | Standard A Lamp | 1 | 100 | 720071 | Bathroom | 0.07236%
72007 | 1 | 6 | 1 | Manual | 1 | Ceiling Fan | Incandescent |  | Decorative | 4 | 40 | 720071 | Bathroom | 0.07236%
72007 | 1 | 6 | 2 | Manual | 1 | Other | Incandescent |  | Mini base | 1 | 40 | 720071 | Bathroom | 0.07236%
72007 | 1 | 7 | 1 | Manual | 1 | Torchiere | Incandescent |  | Globe | 1 | 40 | 720071 | Bathroom | 0.07236%
72007 | 1 | 8 | 1 | Manual | 1 | Ceiling Fixture | Incandescent |  | Standard A Lamp | 2 | 60 | 720071 | Bathroom | 0.07236%
72007 | 1 | 8 | 2 | Manual | 1 | Table | Compact Fluorescent |  | Twist | 1 | 13 | 720071 | Bathroom | 0.07236%
72007 | 2 | 1 | 1 | Manual | 1 | Wall Mount | Incandescent |  | Globe | 4 | 40 | 720072 | Bathroom | 0.07236%
72007 | 2 | 2 | 1 | Manual | 1 | Wall Mount | Incandescent |  | Globe | 5 | 40 | 720072 | Bathroom | 0.07236%
72007 | 2 | 2 | 2 | Manual | 1 | Recessed - other | Incandescent |  | Heat Lamp | 1 | 250 | 720072 | Bathroom | 0.07236%
72007 | 2 | 3 | 1 | Manual | 1 | Ceiling Fixture | Incandescent |  | Standard A Lamp | 2 | 60 | 720072 | Bathroom | 0.07236%
72007 | 2 | 3 | 2 | Manual | 1 | Torchiere | Compact Fluorescent |  | Twist | 3 | 13 | 720072 | Bathroom | 0.07236%
72007 | 2 | 4 | 1 | Manual | 1 | Ceiling Fixture | Compact Fluorescent |  | Twist | 2 | 13 | 720072 | Bathroom | 0.07236%
72007 | 2 | 5 | 1 | Manual | 1 | Ceiling Fixture | Incandescent |  | Standard A Lamp | 1 | 60 | 720072 | Bathroom | 0.07236%
72007 | 2 | 6 | 1 | Manual | 1 | Ceiling Fan | Incandescent |  | Decorative | 4 | 40 | 720072 | Bathroom | 0.07236%
72007 | 2 | 6 | 2 | Manual | 1 | Other | Incandescent |  | Decorative | 1 | 40 | 720072 | Bathroom | 0.07236%
72007 | 2 | 7 | 1 | Manual | 2 | Wall Mount | Linear Fluorescent | 1 | T-5 | 1 | 8 | 720072 | Bathroom | 0.07236%
72007 | 2 | 7 | 2 | Manual | 1 | Table | Incandescent |  | Decorative | 3 | 40 | 720072 | Bathroom | 0.07236%
72007 | 2 | 8 | 1 | Manual | 1 | Ceiling Fixture | Compact Fluorescent |  | Twist | 2 | 13 | 720072 | Bathroom | 0.07236%
72007 | 2 | 8 | 2 | Manual | 1 | Table | Compact Fluorescent |  | Twist | 1 | 13 | 720072 | Bathroom | 0.07236%
72008 | 1 | 1 | 1 | Manual | 1 | Wall Mount | Incandescent |  | Globe | 4 | 60 | 720081 | Bathroom | 0.07236%
72008 | 1 | 1 | 2 | Manual | 1 | Recessed - other | Incandescent |  | Heat Lamp | 2 | 250 | 720081 | Bathroom | 0.07236%
72008 | 1 | 2 | 1 | Manual | 1 | Ceiling Fan | Incandescent |  | Standard A Lamp | 3 | 60 | 720081 | Bathroom | 0.07236%
72008 | 1 | 2 | 2 | Manual | 1 | Table | Incandescent |  | Standard A Lamp | 1 | 60 | 720081 | Bathroom | 0.07236%
72008 | 1 | 2 | 3 | Manual | 1 | Table | Incandescent |  | Standard A Lamp | 1 | 100 | 720081 | Bathroom | 0.07236%
72008 | 1 | 3 | 1 | Manual | 1 | Ceiling Fixture | Incandescent |  | Standard A Lamp | 1 | 100 | 720081 | Bathroom | 0.07236%
72008 | 1 | 3 | 2 | Manual | 1 | Recessed - other | Linear Fluorescent | 1.5 | T-8 | 1 | 15 | 720081 | Bathroom | 0.07236%
72008 | 1 | 3 | 3 | Manual | 1 | Other | Incandescent |  | Other | 1 | 100 | 720081 | Bathroom | 0.07236%
72008 | 1 | 4 | 1 | Manual | 1 | Floor lamp | Incandescent |  | Standard A Lamp | 1 | 100 | 720081 | Bathroom | 0.07236%
72008 | 1 | 4 | 2 | Manual | 1 | Floor lamp | Incandescent |  | Standard A Lamp | 3 | 60 | 720081 | Bathroom | 0.07236%
72008 | 1 | 4 | 3 | Manual | 1 | Table | Incandescent |  | Standard A Lamp | 1 | 60 | 720081 | Bathroom | 0.07236%
72008 | 1 | 4 | 4 | Manual | 1 | Table | Incandescent |  | Standard A Lamp | 2 | 60 | 720081 | Bathroom | 0.07236%
72008 | 1 | 4 | 5 | Manual | 1 | Table | Compact Fluorescent |  | Twist | 1 | 23 | 720081 | Bathroom | 0.07236%
72008 | 2 | 1 | 1 | Manual | 1 | Wall Mount | Incandescent |  | Standard A Lamp | 3 | 60 | 720082 | Bathroom | 0.07236%
72008 | 2 | 1 | 2 | Manual | 1 | Recessed - other | Incandescent |  | Heat Lamp | 2 | 250 | 720082 | Bathroom | 0.07236%
72008 | 2 | 2 | 1 | Manual | 1 | Ceiling Fan | Incandescent |  | Decorative | 3 | 40 | 720082 | Bathroom | 0.07236%
72008 | 2 | 2 | 2 | Manual | 1 | Table | Incandescent |  | Standard A Lamp | 1 | 60 | 720082 | Bathroom | 0.07236%
72008 | 2 | 3 | 1 | Manual | 1 | Ceiling Fixture | Incandescent |  | Standard A Lamp | 1 | 75 | 720082 | Bathroom | 0.07236%
72008 | 2 | 4 | 1 | Manual | 1 | Ceiling Fixture | Incandescent |  | Standard A Lamp | 1 | 60 | 720082 | Bathroom | 0.07236%
72008 | 2 | 5 | 1 | Manual | 1 | Ceiling Fixture | Incandescent |  | Standard A Lamp | 3 | 60 | 720082 | Bathroom | 0.07236%
72008 | 2 | 6 | 1 | Manual | 1 | Floor lamp | Incandescent |  | Standard A Lamp | 1 | 100 | 720082 | Bathroom | 0.07236%
72008 | 2 | 6 | 2 | Manual | 1 | Ceiling Fixture | Incandescent |  | Decorative | 3 | 40 | 720082 | Bathroom | 0.07236%
72008 | 2 | 7 | 1 | Manual | 1 | Ceiling Fan | Incandescent |  | Decorative | 3 | 60 | 720082 | Bathroom | 0.07236%
72008 | 2 | 7 | 2 | Manual | 2 | Table | Incandescent |  | Standard A Lamp | 1 | 60 | 720082 | Bathroom | 0.07236%
72009 | 1 | 1 | 1 | Manual | 1 | Wall Mount | Incandescent |  | Standard A Lamp | 4 | 60 | 720091 | Bathroom | 0.07236%
72009 | 1 | 1 | 2 | Manual | 1 | Ceiling Fixture | Incandescent |  | Standard A Lamp | 1 | 75 | 720091 | Bathroom | 0.07236%
72009 | 1 | 2 | 1 | Manual | 1 | Ceiling Fixture | Incandescent |  | Standard A Lamp | 1 | 60 | 720091 | Bathroom | 0.07236%
72009 | 1 | 2 | 2 | Manual | 1 | Ceiling Fixture | Incandescent |  | Standard A Lamp | 1 | 75 | 720091 | Bathroom | 0.07236%
72009 | 1 | 2 | 3 | Manual | 1 | Wall Mount | Incandescent |  | Globe | 3 | 40 | 720091 | Bathroom | 0.07236%
72009 | 1 | 3 | 1 | Manual | 1 | Other | Incandescent |  | Decorative | 1 | 40 | 720091 | Bathroom | 0.07236%
72009 | 1 | 3 | 2 | Manual | 1 | Chandelier (Hanging) | Compact Fluorescent |  | Twist | 1 | 15 | 720091 | Bathroom | 0.07236%
72009 | 1 | 3 | 3 | Manual | 1 | Ceiling Fixture | Compact Fluorescent |  | Twist | 1 | 23 | 720091 | Bathroom | 0.07236%
72009 | 1 | 3 | 4 | Timer | 1 | Other | Linear Fluorescent | 2 | T-8 | 1 | 17 | 720091 | Bathroom | 0.07236%
72009 | 1 | 3 | 5 | Manual | 1 | Other | Linear Fluorescent | 1.4 | T-5 | 1 | 17 | 720091 | Bathroom | 0.07236%
72009 | 1 | 4 | 1 | Manual | 1 | Table | Incandescent |  | Decorative | 1 | 40 | 720091 | Bathroom | 0.07236%
72009 | 1 | 4 | 2 | Manual | 1 | Table | Compact Fluorescent |  | Twist | 1 | 42 | 720091 | Bathroom | 0.07236%
72009 | 1 | 4 | 3 | Manual | 1 | Ceiling Fixture | Incandescent |  | Standard A Lamp | 1 | 75 | 720091 | Bathroom | 0.07236%
72009 | 1 | 4 | 4 | Manual | 1 | Floor lamp | Incandescent |  | Standard A Lamp | 1 | 75 | 720091 | Bathroom | 0.07236%
72009 | 2 | 1 | 1 | Manual | 2 | Wall Mount | Compact Fluorescent |  | Twist | 2 | 13 | 720092 | Bathroom | 0.07236%
72009 | 2 | 1 | 2 | Manual | 2 | Ceiling Fixture | Compact Fluorescent |  | Twist | 2 | 13 | 720092 | Bathroom | 0.07236%
72009 | 2 | 2 | 1 | Manual | 1 | Ceiling Fixture | Incandescent |  | Standard A Lamp | 1 | 40 | 720092 | Bathroom | 0.07236%
72009 | 2 | 2 | 2 | Manual | 1 | Wall Mount | Incandescent |  | Globe | 3 | 60 | 720092 | Bathroom | 0.07236%
72009 | 2 | 3 | 1 | Manual | 1 | Ceiling Fixture | Compact Fluorescent |  | Twist | 1 | 23 | 720092 | Bathroom | 0.07236%
72009 | 2 | 3 | 2 | Manual | 1 | Floor lamp | Other |  | LED Interior | 1 | 8 | 720092 | Bathroom | 0.07236%
72009 | 2 | 4 | 1 | Manual | 1 | Ceiling Fixture | Compact Fluorescent |  | Twist | 1 | 15 | 720092 | Bathroom | 0.07236%
72009 | 2 | 4 | 2 | Manual | 1 | Chandelier (Hanging) | Compact Fluorescent |  | Twist | 1 | 15 | 720092 | Bathroom | 0.07236%
72009 | 2 | 5 | 1 | Manual | 1 | Ceiling Fixture | Compact Fluorescent |  | Twist | 2 | 13 | 720092 | Bathroom | 0.07236%
72009 | 2 | 5 | 2 | Manual | 2 | Table | Incandescent |  | Clear | 1 | 13 | 720092 | Bathroom | 0.07236%
72009 | 2 | 5 | 3 | Manual | 1 | Ceiling Fixture | Compact Fluorescent |  | Twist | 1 | 13 | 720092 | Bathroom | 0.07236%
72010 | 1 | 1 | 1 | Manual | 1 | Wall Mount | Incandescent |  | Globe | 4 | 60 | 720101 | Bathroom | 0.07236%
72010 | 1 | 1 | 2 | Manual | 1 | Recessed - other | Incandescent |  | Heat Lamp | 1 | 250 | 720101 | Bathroom | 0.07236%
72010 | 1 | 2 | 1 | Manual | 1 | Ceiling Fixture | Incandescent |  | Standard A Lamp | 1 | 60 | 720101 | Bathroom | 0.07236%
72010 | 1 | 2 | 2 | Manual | 1 | Floor lamp | Incandescent |  | Standard A Lamp | 1 | 60 | 720101 | Bathroom | 0.07236%
72010 | 1 | 3 | 1 | Manual | 1 | Ceiling Fixture | Compact Fluorescent |  | Twist | 1 | 14 | 720101 | Bathroom | 0.07236%
72010 | 1 | 4 | 1 | Dimmer | 2 | Ceiling Fixture | Incandescent |  | Standard A Lamp | 1 | 60 | 720101 | Bathroom | 0.07236%
72010 | 1 | 5 | 1 | Manual | 1 | Ceiling Fixture | Linear Fluorescent | 4 | T-8 | 2 | 32 | 720101 | Bathroom | 0.07236%
72010 | 1 | 6 | 1 | Manual | 1 | Floor lamp | Incandescent |  | Decorative | 2 | 25 | 720101 | Bathroom | 0.07236%
72010 | 1 | 6 | 2 | Manual | 1 | Table | Incandescent |  | Decorative | 5 | 25 | 720101 | Bathroom | 0.07236%
72010 | 1 | 7 | 1 | Manual | 1 | Ceiling Fan | Incandescent |  | Clear | 1 | 60 | 720101 | Bathroom | 0.07236%
72010 | 1 | 7 | 2 | Manual | 1 | Table | Compact Fluorescent |  | Pin base | 1 | 15 | 720101 | Bathroom | 0.07236%
72010 | 1 | 7 | 3 | Manual | 1 | Table | Compact Fluorescent |  | Twist | 1 | 15 | 720101 | Bathroom | 0.07236%
72010 | 1 | 7 | 4 | Manual | 1 | Torchiere | Incandescent |  | Decorative | 1 | 60 | 720101 | Bathroom | 0.07236%
72010 | 1 | 7 | 5 | Manual | 1 | Other | Other |  | Other |  |  | 720101 | Bathroom | 0.07236%
72010 | 2 | 1 | 1 | Manual | 1 | Wall Mount | Incandescent |  | Globe | 4 | 60 | 720102 | Bathroom | 0.07236%
72010 | 2 | 1 | 2 | Manual | 1 | Recessed - other | Incandescent |  | Heat Lamp | 1 | 250 | 720102 | Bathroom | 0.07236%
72010 | 2 | 2 | 1 | Manual | 1 | Ceiling Fixture | Incandescent |  | Standard A Lamp | 2 | 60 | 720102 | Bathroom | 0.07236%
72010 | 2 | 3 | 1 | Manual | 1 | Ceiling Fan | Compact Fluorescent |  | Twist | 1 | 13 | 720102 | Bathroom | 0.07236%
72010 | 2 | 3 | 2 | Manual | 1 | Ceiling Fixture | Linear Fluorescent | 4 | T-8 | 2 | 23 | 720102 | Bathroom | 0.07236%
72010 | 2 | 4 | 1 | Manual | 1 | Torchiere | Compact Fluorescent |  | Twist | 1 | 23 | 720102 | Bathroom | 0.07236%
72010 | 2 | 5 | 1 | Manual | 1 | Ceiling Fixture | Incandescent |  | Standard A Lamp | 2 | 60 | 720102 | Bathroom | 0.07236%
72010 | 2 | 5 | 2 | Manual | 1 | Table | Incandescent |  | Standard A Lamp | 1 | 60 | 720102 | Bathroom | 0.07236%
73001 | 1 | 1 | 1 | Manual | 1 | Wall Mount | Compact Fluorescent |  | Twist | 4 | 11 | 730011 | Bathroom | 0.07236%
73001 | 1 | 1 | 2 | Manual | 1 | Recessed Can | Incandescent |  | Heat Lamp | 1 | 250 | 730011 | Bathroom | 0.07236%
73001 | 1 | 2 | 1 | Manual | 1 | Wall Mount | Compact Fluorescent |  | Twist | 4 | 13 | 730011 | Bathroom | 0.07236%
73001 | 1 | 2 | 2 | Manual | 1 | Recessed Can | Incandescent |  | Heat Lamp | 1 | 250 | 730011 | Bathroom | 0.07236%
73001 | 1 | 3 | 1 | Manual | 1 | Ceiling Fan | Compact Fluorescent |  | Twist | 3 | 13 | 730011 | Bathroom | 0.07236%
73001 | 1 | 3 | 2 | Manual | 2 | Table | Compact Fluorescent |  | Twist | 2 | 13 | 730011 | Bathroom | 0.07236%
73001 | 1 | 3 | 3 | Manual | 1 | Table | Incandescent |  | 3-Way Incandescent | 1 | 75 | 730011 | Bathroom | 0.07236%
73001 | 1 | 4 | 1 | Manual | 1 | Ceiling Fixture | Compact Fluorescent |  | Twist | 2 | 13 | 730011 | Bathroom | 0.07236%
73001 | 1 | 4 | 2 | Manual | 1 | Table | Compact Fluorescent |  | Twist | 1 | 9 | 730011 | Bathroom | 0.07236%
73001 | 1 | 4 | 3 | Manual | 1 | Table | Incandescent |  | Clear | 1 | 40 | 730011 | Bathroom | 0.07236%
73001 | 1 | 5 | 1 | Manual | 1 | Ceiling Fixture | Compact Fluorescent |  | Twist | 2 | 13 | 730011 | Bathroom | 0.07236%
73001 | 1 | 6 | 1 | Dimmer | 1 | Chandelier (Hanging) | Incandescent |  | Standard A Lamp | 3 | 60 | 730011 | Bathroom | 0.07236%
73001 | 1 | 6 | 2 | Manual | 1 | Table | Compact Fluorescent |  | Twist | 1 | 13 | 730011 | Bathroom | 0.07236%
73001 | 1 | 7 | 1 | Manual | 1 | Table | Compact Fluorescent |  | Twist | 2 | 11 | 730011 | Bathroom | 0.07236%
73001 | 1 | 7 | 2 | Manual | 1 | Ceiling Fixture | Incandescent |  | Standard A Lamp | 2 | 40 | 730011 | Bathroom | 0.07236%
73001 | 1 | 7 | 3 | Manual | 1 | Ceiling Fixture | Incandescent |  | Standard A Lamp | 2 | 60 | 730011 | Bathroom | 0.07236%
73001 | 1 | 8 | 1 | Manual | 3 | Ceiling Fixture | Linear Fluorescent | 4 | T-12 | 1 | 40 | 730011 | Bathroom | 0.07236%
73001 | 1 | 9 | 1 | Manual | 1 | Torchiere | Incandescent |  | 3-Way Incandescent | 1 | 100 | 730011 | Bathroom | 0.07236%
73001 | 1 | 9 | 2 | Manual | 2 | Floor lamp | Compact Fluorescent |  | Twist | 3 | 15 | 730011 | Bathroom | 0.07236%
73001 | 1 | 9 | 3 | Manual | 1 | Table | Compact Fluorescent |  | Twist | 2 | 13 | 730011 | Bathroom | 0.07236%
73001 | 1 | 9 | 4 | Manual | 1 | Other | Incandescent |  | Decorative | 1 | 40 | 730011 | Bathroom | 0.07236%
73001 | 1 | 9 | 5 | Manual | 1 | Other | Compact Fluorescent |  | Twist | 1 | 13 | 730011 | Bathroom | 0.07236%
73001 | 2 | 1 | 1 | Manual | 1 | Wall Mount | Incandescent |  | Standard A Lamp | 3 | 40 | 730012 | Bathroom | 0.07236%
73001 | 2 | 1 | 2 | Manual | 1 | Recessed Can | Incandescent |  | Heat Lamp | 1 | 250 | 730012 | Bathroom | 0.07236%
73001 | 2 | 2 | 1 | Manual | 1 | Wall Mount | Incandescent |  | Standard A Lamp | 3 | 60 | 730012 | Bathroom | 0.07236%
73001 | 2 | 2 | 2 | Manual | 1 | Recessed Can | Incandescent |  | Heat Lamp | 1 | 250 | 730012 | Bathroom | 0.07236%
73001 | 2 | 3 | 1 | Manual | 1 | Ceiling Fixture | Incandescent |  | Standard A Lamp | 2 | 60 | 730012 | Bathroom | 0.07236%
73001 | 2 | 3 | 2 | Manual | 1 | Table | Incandescent |  | Decorative | 2 | 40 | 730012 | Bathroom | 0.07236%
73001 | 2 | 4 | 1 | Manual | 1 | Ceiling Fixture | Incandescent |  | Clear | 4 | 25 | 730012 | Bathroom | 0.07236%
73001 | 2 | 4 | 2 | Manual | 1 | Floor lamp | Incandescent |  | 3-Way Incandescent | 1 | 100 | 730012 | Bathroom | 0.07236%
73001 | 2 | 5 | 1 | Manual | 1 | Ceiling Fixture | Incandescent |  | Standard A Lamp | 1 | 75 | 730012 | Bathroom | 0.07236%
73001 | 2 | 6 | 1 | Manual | 1 | Chandelier (Hanging) | Incandescent |  | Decorative | 5 | 25 | 730012 | Bathroom | 0.07236%
73001 | 2 | 7 | 1 | Manual | 2 | Ceiling Fixture | Incandescent |  | Standard A Lamp | 1 | 60 | 730012 | Bathroom | 0.07236%
73001 | 2 | 8 | 1 | Manual | 3 | Ceiling Fixture | Linear Fluorescent | 4 | T-12 | 1 | 40 | 730012 | Bathroom | 0.07236%
73001 | 2 | 8 | 2 | Manual | 1 | Other | Incandescent |  | Other | 2 | 25 | 730012 | Bathroom | 0.07236%
73001 | 2 | 9 | 1 | Manual | 1 | Table | Incandescent |  | 3-Way Incandescent | 1 | 100 | 730012 | Bathroom | 0.07236%
73001 | 2 | 9 | 2 | Manual | 1 | Floor lamp | Incandescent |  | 3-Way Incandescent | 1 | 200 | 730012 | Bathroom | 0.07236%
73002 | 1 | 1 | 1 | Manual | 1 | Wall Mount | Compact Fluorescent |  | Twist | 3 | 13 | 730021 | Bathroom | 0.07236%
73002 | 1 | 3 | 1 | Manual | 2 | Ceiling Fixture | Compact Fluorescent |  | Twist | 1 | 13 | 730021 | Bathroom | 0.07236%
73002 | 1 | 4 | 1 | Manual | 1 | Ceiling Fixture | Linear Fluorescent | 4 | T-12 | 2 | 25 | 730021 | Bathroom | 0.07236%
73002 | 1 | 5 | 1 | Manual | 1 | Table | Compact Fluorescent |  | Twist | 1 | 7 | 730021 | Bathroom | 0.07236%
73002 | 1 | 5 | 2 | Manual | 1 | Floor lamp | Incandescent |  | Standard A Lamp | 2 | 60 | 730021 | Bathroom | 0.07236%
73002 | 1 | 7 | 1 | Manual | 1 | Ceiling Fixture | Compact Fluorescent |  | Twist | 1 | 13 | 730021 | Bathroom | 0.07236%
73002 | 2 | 1 | 1 | Manual | 1 | Wall Mount | Incandescent |  | Standard A Lamp | 2 | 57 | 730022 | Bathroom | 0.07236%
73002 | 2 | 2 | 1 | Manual | 1 | Ceiling Fixture | Incandescent |  | Standard A Lamp | 2 | 57 | 730022 | Bathroom | 0.07236%
73002 | 2 | 3 | 1 | Manual | 1 | Ceiling Fixture | Incandescent |  | Standard A Lamp | 1 | 57 | 730022 | Bathroom | 0.07236%
73002 | 2 | 4 | 1 | Manual | 1 | Ceiling Fixture | Incandescent |  | Standard A Lamp | 1 | 57 | 730022 | Bathroom | 0.07236%
73002 | 2 | 5 | 1 | Manual | 1 | Ceiling Fixture | Incandescent |  | Standard A Lamp | 1 | 57 | 730022 | Bathroom | 0.07236%
73002 | 2 | 7 | 1 | Manual | 1 | Ceiling Fixture | Incandescent |  | Standard A Lamp | 1 | 75 | 730022 | Bathroom | 0.07236%
73003 | 1 | 1 | 1 | Manual | 1 | Wall Mount | Compact Fluorescent |  | Twist | 4 | 13 | 730031 | Bathroom | 0.07236%
73003 | 1 | 1 | 2 | Manual | 1 | Recessed Can | Incandescent |  | Heat Lamp | 1 | 250 | 730031 | Bathroom | 0.07236%
73003 | 1 | 2 | 1 | Manual | 1 | Wall Mount | Compact Fluorescent |  | Twist | 4 | 13 | 730031 | Bathroom | 0.07236%
73003 | 1 | 3 | 1 | Manual | 1 | Ceiling Fixture | Compact Fluorescent |  | Twist | 1 | 13 | 730031 | Bathroom | 0.07236%
73003 | 1 | 4 | 1 | Manual | 1 | Ceiling Fixture | Compact Fluorescent |  | Twist | 1 | 13 | 730031 | Bathroom | 0.07236%
73003 | 1 | 4 | 2 | Manual | 1 | Ceiling Fixture | Incandescent |  | Standard A Lamp | 1 | 60 | 730031 | Bathroom | 0.07236%
73003 | 1 | 4 | 3 | Manual | 1 | Table | Incandescent |  | Mini base | 1 | 25 | 730031 | Bathroom | 0.07236%
73003 | 1 | 5 | 1 | Manual | 1 | Ceiling Fixture | Incandescent |  | Standard A Lamp | 1 | 60 | 730031 | Bathroom | 0.07236%
73003 | 1 | 5 | 2 | Manual | 1 | Ceiling Fixture | Compact Fluorescent |  | Twist | 1 | 13 | 730031 | Bathroom | 0.07236%
73003 | 1 | 6 | 1 | Manual | 1 | Ceiling Fixture | Linear Fluorescent | 4 | T-12 | 2 | 40 | 730031 | Bathroom | 0.07236%
73003 | 1 | 6 | 2 | Manual | 1 | Recessed - other | Incandescent |  | Mini base | 1 | 40 | 730031 | Bathroom | 0.07236%
73003 | 1 | 7 | 1 | Manual | 1 | Ceiling Fixture | Compact Fluorescent |  | Twist | 1 | 13 | 730031 | Bathroom | 0.07236%
73003 | 1 | 8 | 1 | Manual | 1 | Ceiling Fixture | Incandescent |  | Standard A Lamp | 1 | 60 | 730031 | Bathroom | 0.07236%
73003 | 2 | 1 | 1 | Manual | 1 | Wall Mount | Compact Fluorescent |  | Twist | 4 | 13 | 730032 | Bathroom | 0.07236%
73003 | 2 | 1 | 2 | Manual | 1 | Recessed Can | Incandescent |  | Heat Lamp | 1 | 250 | 730032 | Bathroom | 0.07236%
73003 | 2 | 2 | 1 | Manual | 1 | Ceiling Fixture | Incandescent |  | Standard A Lamp | 1 | 60 | 730032 | Bathroom | 0.07236%
73003 | 2 | 2 | 2 | Manual | 2 | Table | Compact Fluorescent |  | Twist | 1 | 28 | 730032 | Bathroom | 0.07236%
73003 | 2 | 3 | 1 | Manual | 1 | Ceiling Fixture | Incandescent |  | Standard A Lamp | 3 | 60 | 730032 | Bathroom | 0.07236%
73003 | 2 | 4 | 1 | Manual | 1 | Ceiling Fixture | Compact Fluorescent |  | Twist | 1 | 13 | 730032 | Bathroom | 0.07236%
73003 | 2 | 5 | 1 | Manual | 1 | Ceiling Fixture | Linear Fluorescent | 4 | T-12 | 2 | 40 | 730032 | Bathroom | 0.07236%
73003 | 2 | 5 | 2 | Manual | 1 | Recessed - other | Incandescent |  | Mini base | 1 | 40 | 730032 | Bathroom | 0.07236%
73003 | 2 | 6 | 1 | Manual | 1 | Ceiling Fixture | Compact Fluorescent |  | Twist | 1 | 13 | 730032 | Bathroom | 0.07236%
73003 | 2 | 6 | 2 | Manual | 1 | Ceiling Fixture | Incandescent |  | Standard A Lamp | 1 | 60 | 730032 | Bathroom | 0.07236%
73004 | 1 | 1 | 1 | Manual | 1 | Wall Mount | Incandescent |  | Globe | 4 | 60 | 730041 | Bathroom | 0.07236%
73004 | 1 | 1 | 2 | Manual | 1 | Recessed - other | Incandescent |  | Heat Lamp | 1 | 250 | 730041 | Bathroom | 0.07236%
73004 | 1 | 2 | 1 | Manual | 1 | Ceiling Fixture | Compact Fluorescent |  | Pin base | 2 | 13 | 730041 | Bathroom | 0.07236%
73004 | 1 | 3 | 1 | Manual | 1 | Ceiling Fixture | Incandescent |  | Standard A Lamp | 3 | 75 | 730041 | Bathroom | 0.07236%
73004 | 1 | 4 | 1 | Manual | 1 | Ceiling Fixture | Incandescent |  | Standard A Lamp | 1 | 60 | 730041 | Bathroom | 0.07236%
73004 | 1 | 5 | 1 | Manual | 1 | Ceiling Fixture | Linear Fluorescent | 4 | T-8 | 2 | 32 | 730041 | Bathroom | 0.07236%
73004 | 1 | 5 | 2 | Manual | 1 | Other | Incandescent |  | Standard A Lamp | 1 | 40 | 730041 | Bathroom | 0.07236%
73004 | 1 | 6 | 1 | Manual | 1 | Floor lamp | Compact Fluorescent |  | Twist | 1 | 13 | 730041 | Bathroom | 0.07236%
73004 | 2 | 1 | 1 | Manual | 1 | Wall Mount | Incandescent |  | Globe | 4 | 60 | 730042 | Bathroom | 0.07236%
73004 | 2 | 1 | 2 | Manual | 1 | Recessed Can | Incandescent |  | Heat Lamp | 1 | 250 | 730042 | Bathroom | 0.07236%
73004 | 2 | 2 | 1 | Manual | 1 | Ceiling Fixture | Compact Fluorescent |  | Pin base | 2 | 13 | 730042 | Bathroom | 0.07236%
73004 | 2 | 2 | 2 | Manual | 1 | Table | Compact Fluorescent |  | Twist | 1 | 10 | 730042 | Bathroom | 0.07236%
73004 | 2 | 3 | 1 | Manual | 1 | Ceiling Fixture | Compact Fluorescent |  | Circline (Screw Base) | 2 | 32 | 730042 | Bathroom | 0.07236%
73004 | 2 | 4 | 1 | Manual | 1 | Ceiling Fixture | Incandescent |  | Standard A Lamp | 1 | 60 | 730042 | Bathroom | 0.07236%
73004 | 2 | 5 | 1 | Manual | 1 | Ceiling Fixture | Linear Fluorescent | 4 | T-8 | 2 | 32 | 730042 | Bathroom | 0.07236%
73004 | 2 | 5 | 2 | Manual | 1 | Other | Incandescent |  | Standard A Lamp | 1 | 40 | 730042 | Bathroom | 0.07236%
73004 | 2 | 6 | 1 | Manual | 1 | Table | Compact Fluorescent |  | Twist | 1 | 10 | 730042 | Bathroom | 0.07236%
73005 | 1 | 1 | 1 | Manual | 1 | Wall Mount | Incandescent |  | Standard A Lamp | 3 | 60 | 730051 | Bathroom | 0.07236%
73005 | 1 | 1 | 2 | Manual | 1 | Recessed - other | Incandescent |  | Standard A Lamp | 1 | 100 | 730051 | Bathroom | 0.07236%
73005 | 1 | 2 | 1 | Manual | 1 | Table | Incandescent |  | 3-Way Incandescent | 1 | 150 | 730051 | Bathroom | 0.07236%
73005 | 1 | 2 | 2 | Manual | 1 | Table | Incandescent |  | 3-Way Incandescent | 1 | 250 | 730051 | Bathroom | 0.07236%
73005 | 1 | 3 | 1 | Manual | 1 | Ceiling Fixture | Incandescent |  | Standard A Lamp | 2 | 60 | 730051 | Bathroom | 0.07236%
73005 | 1 | 4 | 1 | Manual | 1 | Ceiling Fixture | Compact Fluorescent |  | Twist | 2 | 27 | 730051 | Bathroom | 0.07236%
73005 | 1 | 4 | 2 | Manual | 1 | Other | Incandescent |  | Standard A Lamp | 1 | 40 | 730051 | Bathroom | 0.07236%
73005 | 1 | 5 | 1 | Manual | 1 | Ceiling Fan | Incandescent |  | Mini base | 4 | 40 | 730051 | Bathroom | 0.07236%
73005 | 1 | 5 | 2 | Manual | 1 | Table | Incandescent |  | 3-Way Incandescent | 1 | 250 | 730051 | Bathroom | 0.07236%
73005 | 1 | 5 | 3 | Manual | 1 | Ceiling Fixture | Halogen |  | MR | 1 | 50 | 730051 | Bathroom | 0.07236%
73005 | 2 | 1 | 1 | Manual | 1 | Wall Mount | Incandescent |  | Standard A Lamp | 3 | 60 | 730052 | Bathroom | 0.07236%
73005 | 2 | 1 | 2 | Manual | 1 | Recessed - other | Incandescent |  | Standard A Lamp | 1 | 100 | 730052 | Bathroom | 0.07236%
73005 | 2 | 2 | 1 | Manual | 1 | Table | Compact Fluorescent |  | Twist | 1 | 13 | 730052 | Bathroom | 0.07236%
73005 | 2 | 2 | 2 | Manual | 1 | Table | Incandescent |  | Standard A Lamp | 1 | 60 | 730052 | Bathroom | 0.07236%
73005 | 2 | 2 | 3 | Manual | 1 | Table | Compact Fluorescent |  | Twist | 1 | 23 | 730052 | Bathroom | 0.07236%
73005 | 2 | 2 | 4 | Manual | 1 | Table | Compact Fluorescent |  | Twist | 1 | 7 | 730052 | Bathroom | 0.07236%
73005 | 2 | 3 | 1 | Manual | 1 | Table | Compact Fluorescent |  | Twist | 1 | 23 | 730052 | Bathroom | 0.07236%
73005 | 2 | 3 | 2 | Manual | 1 | Table | Compact Fluorescent |  | Circline (Screw Base) | 1 | 18 | 730052 | Bathroom | 0.07236%
73005 | 2 | 3 | 3 | Manual | 1 | Floor lamp | Compact Fluorescent |  | Twist | 1 | 23 | 730052 | Bathroom | 0.07236%
73005 | 2 | 3 | 4 | Manual | 1 | Other | Other |  | LED Interior | 1 | 1 | 730052 | Bathroom | 0.07236%
73005 | 2 | 4 | 1 | Manual | 1 | Ceiling Fan | Incandescent |  | Mini base | 4 | 40 | 730052 | Bathroom | 0.07236%
73005 | 2 | 5 | 1 | Manual | 2 | Ceiling Fixture | Incandescent |  | Standard A Lamp | 2 | 60 | 730052 | Bathroom | 0.07236%
73005 | 2 | 5 | 2 | Manual | 1 | Other | Compact Fluorescent |  | Straight Tube | 1 | 20 | 730052 | Bathroom | 0.07236%
73005 | 2 | 6 | 1 | Manual | 1 | Ceiling Fixture | Compact Fluorescent |  | Twist | 2 | 27 | 730052 | Bathroom | 0.07236%
73005 | 2 | 6 | 2 | Manual | 1 | Other | Compact Fluorescent |  | Twist | 1 | 23 | 730052 | Bathroom | 0.07236%
73005 | 2 | 6 | 3 | Manual | 1 | Other | Linear Fluorescent | 1.5 | T-5 | 1 | 17 | 730052 | Bathroom | 0.07236%
73005 | 2 | 6 | 4 | Manual | 1 | Other | Linear Fluorescent | 1 | T-5 | 1 | 8 | 730052 | Bathroom | 0.07236%
73005 | 2 | 7 | 1 | Manual | 1 | Table | Compact Fluorescent |  | Twist | 1 | 23 | 730052 | Bathroom | 0.07236%
73005 | 2 | 7 | 2 | Manual | 1 | Table | Incandescent |  | 3-Way Incandescent | 1 | 150 | 730052 | Bathroom | 0.07236%
73006 | 1 | 1 | 1 | Manual | 1 | Wall Mount | Incandescent |  | Standard A Lamp | 1 | 75 | 730061 | Bathroom | 0.07236%
73006 | 1 | 2 | 1 | Manual | 1 | Ceiling Fixture | Incandescent |  | Standard A Lamp | 1 | 100 | 730061 | Bathroom | 0.07236%
73006 | 1 | 3 | 1 | Manual | 1 | Ceiling Fixture | Incandescent |  | Standard A Lamp | 2 | 40 | 730061 | Bathroom | 0.07236%
73006 | 1 | 3 | 2 | Manual | 1 | Other | Incandescent |  | Standard A Lamp | 1 | 40 | 730061 | Bathroom | 0.07236%
73006 | 1 | 3 | 3 | Manual | 1 | Ceiling Fixture | Incandescent |  | Standard A Lamp | 1 | 75 | 730061 | Bathroom | 0.07236%
73006 | 1 | 4 | 1 | Manual | 2 | Floor lamp | Compact Fluorescent |  | Twist | 1 | 14 | 730061 | Bathroom | 0.07236%
73006 | 1 | 4 | 2 | Manual | 1 | Floor lamp | Incandescent |  | Decorative | 5 | 25 | 730061 | Bathroom | 0.07236%
73006 | 1 | 5 | 1 | Manual | 1 | Ceiling Fixture | Incandescent |  | Standard A Lamp | 1 | 100 | 730061 | Bathroom | 0.07236%
73006 | 2 | 1 | 1 | Manual | 1 | Wall Mount | Incandescent |  | Standard A Lamp | 3 | 40 | 730062 | Bathroom | 0.07236%
73006 | 2 | 2 | 1 | Manual | 1 | Ceiling Fixture | Incandescent |  | Standard A Lamp | 1 | 100 | 730062 | Bathroom | 0.07236%
73006 | 2 | 2 | 2 | Manual | 1 | Floor lamp | Incandescent |  | Standard A Lamp | 1 | 40 | 730062 | Bathroom | 0.07236%
73006 | 2 | 3 | 1 | Manual | 1 | Chandelier (Hanging) | Incandescent |  | Standard A Lamp | 1 | 60 | 730062 | Bathroom | 0.07236%
73006 | 2 | 4 | 1 | Manual | 1 | Ceiling Fixture | Incandescent |  | Standard A Lamp | 1 | 60 | 730062 | Bathroom | 0.07236%
73006 | 2 | 5 | 1 | Manual | 1 | Ceiling Fixture | Incandescent |  | Standard A Lamp | 2 | 75 | 730062 | Bathroom | 0.07236%
73006 | 2 | 5 | 2 | Manual | 1 | Other | Incandescent |  | Standard A Lamp | 1 | 40 | 730062 | Bathroom | 0.07236%
73006 | 2 | 6 | 1 | Manual | 1 | Floor lamp | Compact Fluorescent |  | Twist | 1 | 13 | 730062 | Bathroom | 0.07236%
73006 | 2 | 6 | 2 | Dimmer | 4 | Recessed Can | Incandescent |  | Other | 1 | 65 | 730062 | Bathroom | 0.07236%
73006 | 2 | 7 | 1 | Manual | 1 | Ceiling Fixture | Incandescent |  | Standard A Lamp | 1 | 60 | 730062 | Bathroom | 0.07236%
73007 | 1 | 1 | 1 | Manual | 1 | Wall Mount | Incandescent |  | Standard A Lamp | 4 | 60 | 730071 | Bathroom | 0.07236%
73007 | 1 | 2 | 1 | Manual | 1 | Ceiling Fixture | Incandescent |  | Standard A Lamp | 1 | 60 | 730071 | Bathroom | 0.07236%
73007 | 1 | 3 | 1 | Manual | 2 | Ceiling Fixture | Incandescent |  | Standard A Lamp | 1 | 75 | 730071 | Bathroom | 0.07236%
73007 | 1 | 3 | 2 | Manual | 1 | Wall Mount | Incandescent |  | Standard A Lamp | 1 | 60 | 730071 | Bathroom | 0.07236%
73007 | 1 | 4 | 1 | Manual | 1 | Track | Incandescent |  | Standard A Lamp | 3 | 60 | 730071 | Bathroom | 0.07236%
73007 | 1 | 4 | 2 | Manual | 1 | Table | Incandescent |  | Standard A Lamp | 1 | 60 | 730071 | Bathroom | 0.07236%
73007 | 1 | 5 | 1 | Manual | 1 | Ceiling Fixture | Incandescent |  | Standard A Lamp | 1 | 60 | 730071 | Bathroom | 0.07236%
73007 | 2 | 1 | 1 | Manual | 1 | Wall Mount | Incandescent |  | Standard A Lamp | 2 | 60 | 730072 | Bathroom | 0.07236%
73007 | 2 | 1 | 2 | Manual | 1 | Recessed Can | Incandescent |  | Standard A Lamp | 1 | 60 | 730072 | Bathroom | 0.07236%
73007 | 2 | 2 | 1 | Manual | 1 | Ceiling Fixture | Compact Fluorescent |  | Twist | 2 | 13 | 730072 | Bathroom | 0.07236%
73007 | 2 | 3 | 1 | Manual | 2 | Ceiling Fixture | Compact Fluorescent |  | Twist | 2 | 13 | 730072 | Bathroom | 0.07236%
73007 | 2 | 4 | 1 | Manual | 1 | Ceiling Fixture | Compact Fluorescent |  | Twist | 2 | 13 | 730072 | Bathroom | 0.07236%
73007 | 2 | 4 | 2 | Manual | 1 | Wall Mount | Compact Fluorescent |  | Twist | 1 | 13 | 730072 | Bathroom | 0.07236%
73007 | 2 | 4 | 3 | Manual | 1 | Recessed - other | Incandescent |  | Mini base | 1 | 40 | 730072 | Bathroom | 0.07236%
73007 | 2 | 5 | 1 | Manual | 1 | Chandelier (Hanging) | Incandescent |  | Decorative | 5 | 40 | 730072 | Bathroom | 0.07236%
73007 | 2 | 5 | 2 | Manual | 1 | Floor lamp | Compact Fluorescent |  | Pin base | 1 | 11 | 730072 | Bathroom | 0.07236%
73007 | 2 | 6 | 1 | Manual | 1 | Ceiling Fixture | Compact Fluorescent |  | Twist | 2 | 13 | 730072 | Bathroom | 0.07236%
73008 | 1 | 1 | 1 | Manual | 1 | Wall Mount | Incandescent |  | Globe | 3 | 40 | 730081 | Bathroom | 0.07236%
73008 | 1 | 2 | 1 | Manual | 1 | Ceiling Fixture | Compact Fluorescent |  | Twist | 2 | 15 | 730081 | Bathroom | 0.07236%
73008 | 1 | 3 | 1 | Manual | 1 | Ceiling Fixture | Compact Fluorescent |  | Twist | 2 | 13 | 730081 | Bathroom | 0.07236%
73008 | 1 | 3 | 2 | Manual | 1 | Other | Incandescent |  | Standard A Lamp | 1 | 25 | 730081 | Bathroom | 0.07236%
73008 | 1 | 4 | 1 | Manual | 1 | Floor lamp | Halogen |  | Quartz Tube | 1 | 300 | 730081 | Bathroom | 0.07236%
73008 | 2 | 1 | 1 | Manual | 1 | Wall Mount | Compact Fluorescent |  | Twist | 2 | 13 | 730082 | Bathroom | 0.07236%
73008 | 2 | 2 | 1 | Manual | 1 | Ceiling Fixture | Incandescent |  | Standard A Lamp | 3 | 60 | 730082 | Bathroom | 0.07236%
73008 | 2 | 3 | 1 | Manual | 1 | Ceiling Fixture | Compact Fluorescent |  | Twist | 2 | 13 | 730082 | Bathroom | 0.07236%
73008 | 2 | 3 | 2 | Manual | 1 | Other | Compact Fluorescent |  | Twist | 1 | 13 | 730082 | Bathroom | 0.07236%
73008 | 2 | 4 | 1 | Manual | 1 | Floor lamp | Compact Fluorescent |  | Twist | 3 | 26 | 730082 | Bathroom | 0.07236%
73009 | 1 | 1 | 1 | Manual | 1 | Recessed - other | Incandescent |  | Heat Lamp | 1 | 250 | 730091 | Bathroom | 0.07236%
73009 | 1 | 1 | 2 | Manual | 1 | Wall Mount | Compact Fluorescent |  | Twist | 2 | 18 | 730091 | Bathroom | 0.07236%
73009 | 1 | 2 | 1 | Manual | 1 | Ceiling Fixture | Compact Fluorescent |  | Twist | 2 | 18 | 730091 | Bathroom | 0.07236%
73009 | 1 | 2 | 2 | Manual | 1 | Table | Compact Fluorescent |  | Twist | 1 | 18 | 730091 | Bathroom | 0.07236%
73009 | 1 | 3 | 1 | Manual | 1 | Ceiling Fixture | Compact Fluorescent |  | Twist | 2 | 18 | 730091 | Bathroom | 0.07236%
73009 | 1 | 3 | 2 | Manual | 1 | Other | Incandescent |  | Standard A Lamp | 1 | 40 | 730091 | Bathroom | 0.07236%
73009 | 1 | 4 | 1 | Manual | 1 | Floor lamp | Halogen |  | Quartz Tube | 1 | 300 | 730091 | Bathroom | 0.07236%
73009 | 1 | 4 | 2 | Manual | 1 | Ceiling Fixture | Compact Fluorescent |  | Twist | 2 | 13 | 730091 | Bathroom | 0.07236%
73009 | 2 | 1 | 1 | Manual | 1 | Wall Mount | Compact Fluorescent |  | Twist | 2 | 13 | 730092 | Bathroom | 0.07236%
73009 | 2 | 1 | 2 | Manual | 1 | Recessed - other | Incandescent |  | Heat Lamp | 1 | 250 | 730092 | Bathroom | 0.07236%
73009 | 2 | 2 | 1 | Manual | 1 | Ceiling Fixture | Compact Fluorescent |  | Twist | 2 | 13 | 730092 | Bathroom | 0.07236%
73009 | 2 | 3 | 1 | Manual | 1 | Ceiling Fixture | Compact Fluorescent |  | Twist | 2 | 18 | 730092 | Bathroom | 0.07236%
73009 | 2 | 4 | 1 | Manual | 1 | Ceiling Fixture | Compact Fluorescent |  | Twist | 3 | 13 | 730092 | Bathroom | 0.07236%
73009 | 2 | 5 | 1 | Manual | 1 | Wall Mount | Incandescent |  | Globe | 5 | 60 | 730092 | Bathroom | 0.07236%
73009 | 2 | 5 | 2 | Manual | 1 | Recessed - other | Incandescent |  | Heat Lamp | 1 | 250 | 730092 | Bathroom | 0.07236%
73009 | 2 | 6 | 1 | Manual | 1 | Ceiling Fixture | Compact Fluorescent |  | Circline (Screw Base) | 1 | 22 | 730092 | Bathroom | 0.07236%
73009 | 2 | 6 | 2 | Manual | 3 | Ceiling Fixture | Compact Fluorescent |  | Twist | 1 | 9 | 730092 | Bathroom | 0.07236%
73009 | 2 | 6 | 3 | Manual | 1 | Ceiling Fixture | Compact Fluorescent |  | Twist | 1 | 14 | 730092 | Bathroom | 0.07236%
73009 | 2 | 7 | 1 | Manual | 1 | Ceiling Fixture | Compact Fluorescent |  | Twist | 2 | 13 | 730092 | Bathroom | 0.07236%
73009 | 2 | 7 | 2 | Manual | 1 | Other | Incandescent |  | Standard A Lamp | 1 | 40 | 730092 | Bathroom | 0.07236%
73009 | 2 | 7 | 3 | Manual | 1 | Wall Mount | Incandescent |  | Standard A Lamp | 1 | 25 | 730092 | Bathroom | 0.07236%
73009 | 2 | 8 | 1 | Manual | 1 | Chandelier (Hanging) | Compact Fluorescent |  | Twist | 2 | 18 | 730092 | Bathroom | 0.07236%
73009 | 2 | 8 | 2 | Manual | 1 | Floor lamp | Compact Fluorescent |  | Twist | 1 | 18 | 730092 | Bathroom | 0.07236%
73009 | 2 | 8 | 3 | Manual | 1 | Table | Compact Fluorescent |  | Twist | 1 | 23 | 730092 | Bathroom | 0.07236%
73009 | 2 | 9 | 1 | Manual | 1 | Ceiling Fixture | Compact Fluorescent |  | Twist | 2 | 14 | 730092 | Bathroom | 0.07236%
73009 | 2 | 9 | 2 | Manual | 1 | Torchiere | Incandescent |  | Standard A Lamp | 1 | 25 | 730092 | Bathroom | 0.07236%
73009 | 2 | 9 | 3 | Manual | 1 | Table | Compact Fluorescent |  | Twist | 1 | 18 | 730092 | Bathroom | 0.07236%
73010 | 1 | 1 | 1 | Manual | 1 | Wall Mount | Incandescent |  | Decorative | 1 | 60 | 730101 | Bathroom | 0.07236%
73010 | 1 | 2 | 1 | Manual | 1 | Ceiling Fixture | Incandescent |  | Standard A Lamp | 1 | 60 | 730101 | Bathroom | 0.07236%
73010 | 1 | 3 | 1 | Manual | 1 | Ceiling Fixture | Compact Fluorescent |  | Twist | 1 | 20 | 730101 | Bathroom | 0.07236%
73010 | 1 | 4 | 1 | Manual | 1 | Ceiling Fixture | Incandescent |  | Standard A Lamp | 2 | 60 | 730101 | Bathroom | 0.07236%
73010 | 1 | 4 | 2 | Manual | 1 | Table | Incandescent |  | Standard A Lamp | 1 | 100 | 730101 | Bathroom | 0.07236%
73010 | 1 | 4 | 3 | Manual | 1 | Table | Compact Fluorescent |  | Twist | 1 | 20 | 730101 | Bathroom | 0.07236%
73010 | 1 | 5 | 1 | Manual | 2 | Chandelier (Hanging) | Compact Fluorescent |  | Twist | 1 | 14 | 730101 | Bathroom | 0.07236%
73010 | 2 | 1 | 1 | Manual | 1 | Wall Mount | Incandescent |  | Standard A Lamp | 1 | 100 | 730102 | Bathroom | 0.07236%
73010 | 2 | 2 | 1 | Dimmer | 1 | Ceiling Fixture | Incandescent |  | Standard A Lamp | 1 | 60 | 730102 | Bathroom | 0.07236%
73010 | 2 | 2 | 2 | Manual | 1 | Table | Compact Fluorescent |  | Twist | 1 | 13 | 730102 | Bathroom | 0.07236%
73010 | 2 | 3 | 1 | Manual | 1 | Ceiling Fixture | Incandescent |  | Clear | 1 | 60 | 730102 | Bathroom | 0.07236%
73010 | 2 | 4 | 1 | Manual | 2 | Ceiling Fixture | Incandescent |  | Standard A Lamp | 1 | 100 | 730102 | Bathroom | 0.07236%
73010 | 2 | 4 | 2 | Manual | 2 | Table | Incandescent |  | Standard A Lamp | 1 | 60 | 730102 | Bathroom | 0.07236%
73010 | 2 | 5 | 1 | Manual | 1 | Floor lamp | Incandescent |  | Standard A Lamp | 1 | 100 | 730102 | Bathroom | 0.07236%
73010 | 2 | 5 | 2 | Manual | 1 | Floor lamp | Incandescent |  | Clear | 1 | 500 | 730102 | Bathroom | 0.07236%
73010 | 2 | 5 | 3 | Manual | 1 | Table | Incandescent |  | Clear | 1 | 50 | 730102 | Bathroom | 0.07236%
73010 | 2 | 5 | 4 | Manual | 1 | Table | Incandescent |  | Standard A Lamp | 1 | 100 | 730102 | Bathroom | 0.07236%
74001 | 1 | 1 | 1 | Manual | 1 | Wall Mount | Incandescent |  | Standard A Lamp | 1 | 60 | 740011 | Bathroom | 0.07236%
74001 | 1 | 1 | 2 | Manual | 1 | Chandelier (Hanging) | Incandescent |  | Standard A Lamp | 2 | 60 | 740011 | Bathroom | 0.07236%
74001 | 1 | 2 | 1 | Manual | 1 | Ceiling Fixture | Incandescent |  | Standard A Lamp | 1 | 60 | 740011 | Bathroom | 0.07236%
74001 | 1 | 3 | 1 | Manual | 2 | Ceiling Fixture | Incandescent |  | Standard A Lamp | 1 | 60 | 740011 | Bathroom | 0.07236%
74001 | 1 | 4 | 1 | Manual | 2 | Recessed - other | Halogen |  | Other | 1 | 50 | 740011 | Bathroom | 0.07236%
74001 | 1 | 4 | 2 | Manual | 1 | Table | Incandescent |  | Standard A Lamp | 1 | 60 | 740011 | Bathroom | 0.07236%
74001 | 1 | 4 | 3 | Dimmer | 1 | Chandelier (Hanging) | Incandescent |  | Standard A Lamp | 1 | 60 | 740011 | Bathroom | 0.07236%
74001 | 1 | 5 | 1 | Manual | 1 | Floor lamp | Incandescent |  | Standard A Lamp | 1 | 60 | 740011 | Bathroom | 0.07236%
74001 | 1 | 5 | 2 | Manual | 1 | Table | Incandescent |  | Standard A Lamp | 1 | 60 | 740011 | Bathroom | 0.07236%
74001 | 1 | 6 | 1 | Manual | 1 | Floor lamp | Incandescent |  | Standard A Lamp | 1 | 60 | 740011 | Bathroom | 0.07236%
74001 | 1 | 7 | 1 | Dimmer | 1 | Track | Halogen |  | PAR | 7 | 25 | 740011 | Bathroom | 0.07236%
74001 | 1 | 7 | 2 | Dimmer | 1 | Ceiling Fixture | Incandescent |  | Standard A Lamp | 2 | 60 | 740011 | Bathroom | 0.07236%
74001 | 1 | 8 | 1 | Manual | 1 | Track | Compact Fluorescent |  | Twist | 5 | 19 | 740011 | Bathroom | 0.07236%
74001 | 1 | 8 | 2 | Manual | 1 | Table | Incandescent |  | 3-Way Incandescent | 1 | 100 | 740011 | Bathroom | 0.07236%
74001 | 1 | 8 | 3 | Manual | 1 | Other | Incandescent |  | Decorative | 2 | 40 | 740011 | Bathroom | 0.07236%
74001 | 1 | 9 | 1 | Manual | 1 | Ceiling Fixture | Incandescent |  | Standard A Lamp | 2 | 60 | 740011 | Bathroom | 0.07236%
74001 | 1 | 10 | 1 | Manual | 1 | Floor lamp | Incandescent |  | 3-Way Incandescent | 1 | 150 | 740011 | Bathroom | 0.07236%
74001 | 1 | 10 | 2 | Manual | 1 | Table | Compact Fluorescent |  | Twist | 1 | 23 | 740011 | Bathroom | 0.07236%
74001 | 2 | 1 | 1 | Manual | 1 | Wall Mount | Compact Fluorescent |  | Twist | 6 | 19 | 740012 | Bathroom | 0.07236%
74001 | 2 | 2 | 1 | Manual | 1 | Ceiling Fixture | Compact Fluorescent |  | Twist | 1 | 13 | 740012 | Bathroom | 0.07236%
74001 | 2 | 2 | 2 | Manual | 1 | Table | Compact Fluorescent |  | Twist | 1 | 19 | 740012 | Bathroom | 0.07236%
74001 | 2 | 3 | 1 | Manual | 1 | Floor lamp | Incandescent |  | Standard A Lamp | 3 | 60 | 740012 | Bathroom | 0.07236%
74001 | 2 | 3 | 2 | Manual | 1 | Track | Compact Fluorescent |  | Twist | 5 | 19 | 740012 | Bathroom | 0.07236%
74001 | 2 | 3 | 3 | Manual | 1 | Other | Compact Fluorescent |  | Twist | 1 | 19 | 740012 | Bathroom | 0.07236%
74001 | 2 | 4 | 1 | Manual | 1 | Ceiling Fixture | Linear Fluorescent | 4 | T-8 | 1 | 32 | 740012 | Bathroom | 0.07236%
74001 | 2 | 4 | 2 | Manual | 1 | Chandelier (Hanging) | Incandescent |  | Standard A Lamp | 1 | 60 | 740012 | Bathroom | 0.07236%
74001 | 2 | 4 | 3 | Manual | 1 | Ceiling Fixture | Compact Fluorescent |  | Twist | 1 | 13 | 740012 | Bathroom | 0.07236%
74001 | 2 | 4 | 4 | Manual | 1 | Table | Incandescent |  | Reflector | 1 | 75 | 740012 | Bathroom | 0.07236%
74001 | 2 | 4 | 5 | Manual | 2 | Wall Mount | Linear Fluorescent | 2 | T-4 | 1 | 18 | 740012 | Bathroom | 0.07236%
74001 | 2 | 4 | 6 | Manual | 1 | Torchiere | Compact Fluorescent |  | Twist | 1 | 19 | 740012 | Bathroom | 0.07236%
74001 | 2 | 4 | 7 | Manual | 1 | Wall Mount | Compact Fluorescent |  | Twist | 1 | 19 | 740012 | Bathroom | 0.07236%
74001 | 2 | 4 | 8 | Manual | 1 | Track | Compact Fluorescent |  | Twist | 6 | 19 | 740012 | Bathroom | 0.07236%
74001 | 2 | 4 | 9 | Manual | 1 | Table | Incandescent |  | Standard A Lamp | 1 | 60 | 740012 | Bathroom | 0.07236%
74001 | 2 | 4 | 10 | Manual | 1 | Chandelier (Hanging) | Incandescent |  | Clear | 1 | 40 | 740012 | Bathroom | 0.07236%
74001 | 2 | 5 | 1 | Manual | 1 | Ceiling Fixture | Compact Fluorescent |  | Twist | 2 | 19 | 740012 | Bathroom | 0.07236%
74002 | 1 | 1 | 1 | Manual | 1 | Wall Mount | Incandescent |  | Standard A Lamp | 3 | 100 | 740021 | Bathroom | 0.07236%
74002 | 1 | 1 | 2 | Manual | 1 | Recessed - other | Incandescent |  | Heat Lamp | 1 | 250 | 740021 | Bathroom | 0.07236%
74002 | 1 | 2 | 1 | Manual | 1 | Wall Mount | Incandescent |  | Standard A Lamp | 3 | 100 | 740021 | Bathroom | 0.07236%
74002 | 1 | 2 | 2 | Manual | 1 | Recessed - other | Incandescent |  | Heat Lamp | 1 | 250 | 740021 | Bathroom | 0.07236%
74002 | 1 | 3 | 1 | Manual | 1 | Table | Incandescent |  | Standard A Lamp | 1 | 25 | 740021 | Bathroom | 0.07236%
74002 | 1 | 3 | 2 | Manual | 2 | Ceiling Fixture | Incandescent |  | Standard A Lamp | 2 | 60 | 740021 | Bathroom | 0.07236%
74002 | 1 | 3 | 3 | Manual | 1 | Table | Halogen |  | Quartz Tube | 1 | 100 | 740021 | Bathroom | 0.07236%
74002 | 1 | 4 | 1 | Manual | 2 | Ceiling Fixture | Incandescent |  | Standard A Lamp | 2 | 60 | 740021 | Bathroom | 0.07236%
74002 | 1 | 4 | 2 | Manual | 2 | Floor lamp | Incandescent |  | Standard A Lamp | 2 | 60 | 740021 | Bathroom | 0.07236%
74002 | 1 | 5 | 1 | Manual | 2 | Ceiling Fixture | Incandescent |  | Standard A Lamp | 2 | 60 | 740021 | Bathroom | 0.07236%
74002 | 1 | 6 | 1 | Manual | 4 | Ceiling Fixture | Incandescent |  | Standard A Lamp | 2 | 60 | 740021 | Bathroom | 0.07236%
74002 | 1 | 7 | 1 | Manual | 1 | Track | Incandescent |  | Reflector | 4 | 65 | 740021 | Bathroom | 0.07236%
74002 | 1 | 7 | 2 | Manual | 2 | Other | Halogen |  | PAR | 1 | 50 | 740021 | Bathroom | 0.07236%
74002 | 1 | 8 | 1 | Manual | 2 | Floor lamp | Incandescent |  | Standard A Lamp | 1 | 60 | 740021 | Bathroom | 0.07236%
74002 | 1 | 8 | 2 | Manual | 1 | Recessed Can | Incandescent |  | Reflector | 1 | 65 | 740021 | Bathroom | 0.07236%
74002 | 1 | 9 | 1 | Manual | 1 | Ceiling Fixture | Incandescent |  | Standard A Lamp | 2 | 60 | 740021 | Bathroom | 0.07236%
74002 | 2 | 1 | 1 | Manual | 1 | Wall Mount | Compact Fluorescent |  | Twist | 4 | 13 | 740022 | Bathroom | 0.07236%
74002 | 2 | 1 | 2 | Manual | 1 | Recessed - other | Incandescent |  | Heat Lamp | 1 | 250 | 740022 | Bathroom | 0.07236%
74002 | 2 | 2 | 1 | Manual | 1 | Chandelier (Hanging) | Compact Fluorescent |  | Twist | 6 | 13 | 740022 | Bathroom | 0.07236%
74002 | 2 | 2 | 2 | Manual | 1 | Table | Compact Fluorescent |  | Twist | 1 | 13 | 740022 | Bathroom | 0.07236%
74002 | 2 | 3 | 1 | Manual | 1 | Chandelier (Hanging) | Incandescent |  | Decorative | 12 | 25 | 740022 | Bathroom | 0.07236%
74002 | 2 | 3 | 2 | Manual | 1 | Table | Compact Fluorescent |  | Twist | 1 | 23 | 740022 | Bathroom | 0.07236%
74002 | 2 | 4 | 1 | Manual | 2 | Ceiling Fixture | Compact Fluorescent |  | Twist | 2 | 13 | 740022 | Bathroom | 0.07236%
74002 | 2 | 5 | 1 | Manual | 1 | Track | Compact Fluorescent |  | Reflector | 4 | 13 | 740022 | Bathroom | 0.07236%
74002 | 2 | 5 | 2 | Manual | 2 | Other | Halogen |  | PAR | 1 | 50 | 740022 | Bathroom | 0.07236%
74002 | 2 | 5 | 3 | Manual | 1 | Chandelier (Hanging) | Compact Fluorescent |  | Twist | 3 | 15 | 740022 | Bathroom | 0.07236%
74002 | 2 | 5 | 4 | Manual | 1 | Track | Compact Fluorescent |  | Twist | 4 | 13 | 740022 | Bathroom | 0.07236%
74002 | 2 | 6 | 1 | Manual | 1 | Table | Compact Fluorescent |  | Twist | 1 | 23 | 740022 | Bathroom | 0.07236%
74003 | 1 | 1 | 1 | Manual | 1 | Wall Mount | Compact Fluorescent |  | A shape bulb | 3 | 15 | 740031 | Bathroom | 0.07236%
74003 | 1 | 1 | 2 | Manual | 1 | Other | Incandescent |  | Decorative | 1 | 5 | 740031 | Bathroom | 0.07236%
74003 | 1 | 1 | 3 | Manual | 1 | Recessed - other | Incandescent |  | Heat Lamp | 1 | 250 | 740031 | Bathroom | 0.07236%
74003 | 1 | 1 | 4 | Manual | 1 |  | Incandescent |  |  | 1 | 25 | 740031 | Bathroom | 0.07236%
74003 | 1 | 2 | 1 | Manual | 1 | Wall Mount | Incandescent |  | Globe | 4 | 40 | 740031 | Bathroom | 0.07236%
74003 | 1 | 2 | 2 | Manual | 1 | Other | Incandescent |  | Decorative | 1 | 75 | 740031 | Bathroom | 0.07236%
74003 | 1 | 2 | 3 | Manual | 1 | Ceiling Fixture | Compact Fluorescent |  | Twist | 2 | 15 | 740031 | Bathroom | 0.07236%
74003 | 1 | 2 | 4 | Manual | 1 | Table | Incandescent |  | Other | 1 | 36 | 740031 | Bathroom | 0.07236%
74003 | 1 | 2 | 5 | Manual | 1 | Recessed - other | Incandescent |  | Heat Lamp | 1 | 250 | 740031 | Bathroom | 0.07236%
74003 | 1 | 3 | 1 | Manual | 1 | Recessed Can | Incandescent |  | Other | 1 | 100 | 740031 | Bathroom | 0.07236%
74003 | 1 | 3 | 2 | Manual | 1 | Table | Incandescent |  | Other | 1 | 36 | 740031 | Bathroom | 0.07236%
74003 | 1 | 3 | 3 | Manual | 1 | Table | Halogen |  | Other | 1 | 50 | 740031 | Bathroom | 0.07236%
74003 | 1 | 3 | 4 | Manual | 1 | Table | Halogen |  | Quartz Tube | 1 | 60 | 740031 | Bathroom | 0.07236%
74003 | 1 | 4 | 1 | Manual | 1 | Table | Incandescent |  | Standard A Lamp | 1 | 100 | 740031 | Bathroom | 0.07236%
74003 | 1 | 4 | 2 | Manual | 1 | Table | Incandescent |  | Clear | 1 | 40 | 740031 | Bathroom | 0.07236%
74003 | 1 | 4 | 3 | Dimmer | 1 | Torchiere | Halogen |  | Other | 1 | 50 | 740031 | Bathroom | 0.07236%
74003 | 1 | 5 | 1 | Manual | 2 | Ceiling Fixture | Incandescent |  | Clear | 4 | 3 | 740031 | Bathroom | 0.07236%
74003 | 1 | 5 | 2 | Manual | 1 | Torchiere | Incandescent |  | 3-Way Incandescent | 1 | 150 | 740031 | Bathroom | 0.07236%
74003 | 1 | 6 | 1 | Manual | 3 | Recessed Can | Compact Fluorescent |  | A shape bulb | 1 | 15 | 740031 | Bathroom | 0.07236%
74003 | 1 | 6 | 2 | Manual | 1 | Other | Incandescent |  | Standard A Lamp | 1 | 40 | 740031 | Bathroom | 0.07236%
74003 | 1 | 6 | 3 | Manual | 1 | Torchiere | Compact Fluorescent |  | Pin base | 1 | 13 | 740031 | Bathroom | 0.07236%
74003 | 1 | 7 | 1 | Manual | 1 | Recessed Can | Incandescent |  | Other | 1 | 100 | 740031 | Bathroom | 0.07236%
74003 | 1 | 8 | 1 | Manual | 1 | Floor lamp | Incandescent |  | 3-Way Incandescent | 1 | 100 | 740031 | Bathroom | 0.07236%
74003 | 1 | 8 | 2 | Manual | 1 | Torchiere | Compact Fluorescent |  | Twist | 1 | 23 | 740031 | Bathroom | 0.07236%
74003 | 1 | 8 | 3 | Manual | 1 | Floor lamp | Halogen |  | Other | 1 | 50 | 740031 | Bathroom | 0.07236%
74003 | 1 | 8 | 4 | Dimmer | 1 | Chandelier (Hanging) | Compact Fluorescent |  | Decorative | 6 | 7 | 740031 | Bathroom | 0.07236%
74003 | 1 | 8 | 5 | Manual | 1 | Table | Incandescent |  | Decorative | 1 | 7 | 740031 | Bathroom | 0.07236%
74003 | 1 | 8 | 6 | Manual | 1 | Floor lamp | Halogen |  | Other | 1 | 50 | 740031 | Bathroom | 0.07236%
74003 | 1 | 8 | 7 | Manual | 1 | Table | Halogen |  | Quartz Tube | 2 | 40 | 740031 | Bathroom | 0.07236%
74003 | 2 | 1 | 1 | Manual | 1 | Recessed Can | Compact Fluorescent |  | Twist | 1 | 13 | 740032 | Bathroom | 0.07236%
74003 | 2 | 1 | 2 | Manual | 1 | Recessed Can | Incandescent |  | Heat Lamp | 1 | 250 | 740032 | Bathroom | 0.07236%
74003 | 2 | 1 | 3 | Manual | 1 | Wall Mount | Incandescent |  | Globe | 4 | 60 | 740032 | Bathroom | 0.07236%
74003 | 2 | 2 | 1 | Manual | 1 | Wall Mount | Incandescent |  | Clear | 3 | 40 | 740032 | Bathroom | 0.07236%
74003 | 2 | 2 | 2 | Manual | 1 | Recessed Can | Incandescent |  | Heat Lamp | 1 | 250 | 740032 | Bathroom | 0.07236%
74003 | 2 | 3 | 1 | Manual | 1 | Ceiling Fixture | Compact Fluorescent |  | A shape bulb | 1 | 13 | 740032 | Bathroom | 0.07236%
74003 | 2 | 3 | 2 | Manual | 1 | Table | Incandescent |  | Standard A Lamp | 1 | 60 | 740032 | Bathroom | 0.07236%
74003 | 2 | 3 | 3 | Other | 1 | Table | Incandescent |  | Decorative | 1 | 60 | 740032 | Bathroom | 0.07236%
74003 | 2 | 4 | 1 | Manual | 1 | Floor lamp | Incandescent |  | Standard A Lamp | 1 | 100 | 740032 | Bathroom | 0.07236%
74003 | 2 | 4 | 2 | Manual | 1 | Table | Compact Fluorescent |  | A shape bulb | 2 | 13 | 740032 | Bathroom | 0.07236%
74003 | 2 | 5 | 1 | Manual | 3 | Recessed Can | Incandescent |  | Reflector | 1 | 65 | 740032 | Bathroom | 0.07236%
74003 | 2 | 6 | 1 | Manual | 2 | Recessed Can | Compact Fluorescent |  | Straight Tube | 1 | 15 | 740032 | Bathroom | 0.07236%
74003 | 2 | 6 | 2 | Manual | 1 | Chandelier (Hanging) | Incandescent |  | Decorative | 6 | 25 | 740032 | Bathroom | 0.07236%
74003 | 2 | 6 | 3 | Manual | 1 | Other | Incandescent |  | Clear | 1 | 40 | 740032 | Bathroom | 0.07236%
74003 | 2 | 7 | 1 | Manual | 1 | Recessed Can | Incandescent |  | Reflector | 1 | 85 | 740032 | Bathroom | 0.07236%
74003 | 2 | 7 | 2 | Manual | 2 | Table | Compact Fluorescent |  | Twist | 1 | 23 | 740032 | Bathroom | 0.07236%
74003 | 2 | 7 | 3 | Manual | 1 | Floor lamp | Incandescent |  | Standard A Lamp | 3 | 50 | 740032 | Bathroom | 0.07236%
74004 | 1 | 1 | 1 | Manual | 1 | Wall Mount | Incandescent |  | Globe | 3 | 60 | 740041 | Bathroom | 0.07236%
74004 | 1 | 1 | 2 | Manual | 1 | Recessed - other | Incandescent |  | Heat Lamp | 1 | 250 | 740041 | Bathroom | 0.07236%
74004 | 1 | 2 | 1 | Manual | 1 | Ceiling Fixture | Incandescent |  | Clear | 1 | 60 | 740041 | Bathroom | 0.07236%
74004 | 1 | 3 | 1 | Manual | 1 | Ceiling Fixture | Incandescent |  | Clear | 1 | 60 | 740041 | Bathroom | 0.07236%
74004 | 1 | 4 | 1 | Manual | 1 | Ceiling Fixture | Incandescent |  | Standard A Lamp | 1 | 40 | 740041 | Bathroom | 0.07236%
74004 | 1 | 5 | 1 | Manual | 1 | Ceiling Fixture | Incandescent |  | Clear | 2 | 40 | 740041 | Bathroom | 0.07236%
74004 | 1 | 5 | 2 | Manual | 1 | Other | Incandescent |  | Standard A Lamp | 1 | 40 | 740041 | Bathroom | 0.07236%
74004 | 1 | 6 | 1 | Manual | 1 | Table | Incandescent |  | Standard A Lamp | 1 | 100 | 740041 | Bathroom | 0.07236%
74004 | 1 | 6 | 2 | Manual | 1 | Floor lamp | Incandescent |  | Standard A Lamp | 1 | 75 | 740041 | Bathroom | 0.07236%
74004 | 1 | 6 | 3 | Manual | 1 | Ceiling Fan | Incandescent |  | Standard A Lamp | 1 | 40 | 740041 | Bathroom | 0.07236%
74004 | 1 | 6 | 4 | Manual | 1 | Table | Incandescent |  | Standard A Lamp | 1 | 40 | 740041 | Bathroom | 0.07236%
74004 | 2 | 1 | 1 | Manual | 1 | Wall Mount | Compact Fluorescent |  | Twist | 2 | 13 | 740042 | Bathroom | 0.07236%
74004 | 2 | 1 | 2 | Manual | 1 | Recessed - other | Incandescent |  | Heat Lamp | 1 | 250 | 740042 | Bathroom | 0.07236%
74004 | 2 | 2 | 1 | Manual | 1 | Ceiling Fan | Compact Fluorescent |  | Twist | 4 | 13 | 740042 | Bathroom | 0.07236%
74004 | 2 | 3 | 1 | Manual | 3 | Ceiling Fixture | Compact Fluorescent |  | Twist | 1 | 13 | 740042 | Bathroom | 0.07236%
74004 | 2 | 4 | 1 | Manual | 1 | Ceiling Fixture | Compact Fluorescent |  | Twist | 1 | 13 | 740042 | Bathroom | 0.07236%
74004 | 2 | 4 | 2 | Manual | 1 | Other | Incandescent |  | Standard A Lamp | 1 | 40 | 740042 | Bathroom | 0.07236%
74004 | 2 | 5 | 1 | Manual | 1 | Ceiling Fan | Incandescent |  | Standard A Lamp | 1 | 100 | 740042 | Bathroom | 0.07236%
74005 | 1 | 1 | 1 | Manual | 1 | Wall Mount | Compact Fluorescent |  | Twist | 4 | 11 | 740051 | Bathroom | 0.07236%
74005 | 1 | 1 | 2 | Manual | 1 | Recessed - other | Incandescent |  | Heat Lamp | 1 | 250 | 740051 | Bathroom | 0.07236%
74005 | 1 | 2 | 1 | Manual | 1 | Wall Mount | Compact Fluorescent |  | Twist | 4 | 11 | 740051 | Bathroom | 0.07236%
74005 | 1 | 2 | 2 | Manual | 1 | Recessed - other | Incandescent |  | Heat Lamp | 1 | 250 | 740051 | Bathroom | 0.07236%
74005 | 1 | 3 | 1 | Manual | 1 | Ceiling Fan | Compact Fluorescent |  | Twist | 4 | 23 | 740051 | Bathroom | 0.07236%
74005 | 1 | 3 | 2 | Manual | 1 | Ceiling Fixture | Compact Fluorescent |  | Twist | 1 | 23 | 740051 | Bathroom | 0.07236%
74005 | 1 | 3 | 3 | Manual | 1 | Wall Mount | Compact Fluorescent |  | Twist | 1 | 23 | 740051 | Bathroom | 0.07236%
74005 | 1 | 3 | 4 | Manual | 1 | Torchiere | Compact Fluorescent |  | Twist | 1 | 23 | 740051 | Bathroom | 0.07236%
74005 | 1 | 4 | 1 | Manual | 1 | Chandelier (Hanging) | Compact Fluorescent |  | Twist | 3 | 13 | 740051 | Bathroom | 0.07236%
74005 | 1 | 5 | 1 | Manual | 1 | Ceiling Fixture | Compact Fluorescent |  | Twist | 1 | 13 | 740051 | Bathroom | 0.07236%
74005 | 1 | 5 | 2 | Manual | 1 | Ceiling Fixture | Compact Fluorescent |  | Circline (Screw Base) | 2 | 32 | 740051 | Bathroom | 0.07236%
74005 | 1 | 5 | 3 | Manual | 1 | Other | Compact Fluorescent |  | Twist | 1 | 13 | 740051 | Bathroom | 0.07236%
74005 | 1 | 6 | 1 | Manual | 1 | Chandelier (Hanging) | Incandescent |  | Clear | 3 | 45 | 740051 | Bathroom | 0.07236%
74005 | 1 | 6 | 2 | Manual | 1 | Table | Incandescent |  | Clear | 1 | 40 | 740051 | Bathroom | 0.07236%
74005 | 1 | 6 | 3 | Manual | 2 | Track | Halogen |  | PAR | 4 | 50 | 740051 | Bathroom | 0.07236%
74005 | 2 | 1 | 1 | Manual | 1 | Wall Mount | Incandescent |  | Standard A Lamp | 2 | 60 | 740052 | Bathroom | 0.07236%
74005 | 2 | 2 | 1 | Manual | 1 | Floor lamp | Incandescent |  | Clear | 2 | 40 | 740052 | Bathroom | 0.07236%
74005 | 2 | 2 | 2 | Manual | 1 | Ceiling Fixture | Compact Fluorescent |  | Twist | 1 | 26 | 740052 | Bathroom | 0.07236%
74005 | 2 | 3 | 1 | Manual | 1 | Ceiling Fixture | Compact Fluorescent |  | Twist | 1 | 26 | 740052 | Bathroom | 0.07236%
74005 | 2 | 4 | 1 | Manual | 2 | Ceiling Fixture | Compact Fluorescent |  | Twist | 1 | 13 | 740052 | Bathroom | 0.07236%
74005 | 2 | 5 | 1 | Manual | 1 | Ceiling Fixture | Compact Fluorescent |  | Circline (Screw Base) | 2 | 32 | 740052 | Bathroom | 0.07236%
74005 | 2 | 5 | 2 | Manual | 1 | Chandelier (Hanging) | Incandescent |  | Decorative | 5 | 40 | 740052 | Bathroom | 0.07236%
74005 | 2 | 5 | 3 | Manual | 1 | Other | Compact Fluorescent |  | Twist | 1 | 13 | 740052 | Bathroom | 0.07236%
74005 | 2 | 6 | 1 | Manual | 1 | Torchiere | Compact Fluorescent |  | Twist | 1 | 23 | 740052 | Bathroom | 0.07236%
74005 | 2 | 6 | 2 | Manual | 1 | Floor lamp | Compact Fluorescent |  | Twist | 1 | 23 | 740052 | Bathroom | 0.07236%
74006 | 1 | 1 | 1 | Manual | 1 | Wall Mount | Incandescent |  | Standard A Lamp | 2 | 60 | 740061 | Bathroom | 0.07236%
74006 | 1 | 1 | 2 | Manual | 1 | Recessed Can | Incandescent |  | Heat Lamp | 1 | 250 | 740061 | Bathroom | 0.07236%
74006 | 1 | 2 | 1 | Manual | 1 | Ceiling Fixture | Incandescent |  | Standard A Lamp | 1 | 60 | 740061 | Bathroom | 0.07236%
74006 | 1 | 3 | 1 | Manual | 1 | Ceiling Fixture | Incandescent |  | Standard A Lamp | 1 | 60 | 740061 | Bathroom | 0.07236%
74006 | 1 | 3 | 2 | Manual | 1 | Recessed - other | Incandescent |  | Mini base | 1 | 40 | 740061 | Bathroom | 0.07236%
74006 | 1 | 4 | 1 | Manual | 2 | Ceiling Fixture | Incandescent |  | Clear | 1 | 60 | 740061 | Bathroom | 0.07236%
74006 | 1 | 5 | 1 | Manual | 1 | Table | Incandescent |  | Standard A Lamp | 1 | 60 | 740061 | Bathroom | 0.07236%
74006 | 2 | 1 | 1 | Manual | 1 | Wall Mount | Incandescent |  | Clear | 4 | 40 | 740062 | Bathroom | 0.07236%
74006 | 2 | 1 | 2 | Manual | 1 | Recessed Can | Incandescent |  | Heat Lamp | 1 | 250 | 740062 | Bathroom | 0.07236%
74006 | 2 | 2 | 1 | Manual | 1 | Ceiling Fixture | Incandescent |  | Standard A Lamp | 1 | 60 | 740062 | Bathroom | 0.07236%
74006 | 2 | 3 | 1 | Manual | 1 | Ceiling Fixture | Incandescent |  | Standard A Lamp | 1 | 60 | 740062 | Bathroom | 0.07236%
74006 | 2 | 4 | 1 | Manual | 1 | Ceiling Fixture | Incandescent |  | Standard A Lamp | 1 | 60 | 740062 | Bathroom | 0.07236%
74006 | 2 | 4 | 2 | Manual | 1 | Recessed - other | Incandescent |  | Clear | 1 | 40 | 740062 | Bathroom | 0.07236%
74006 | 2 | 5 | 1 | Manual | 2 | Ceiling Fixture | Incandescent |  | Clear | 1 | 60 | 740062 | Bathroom | 0.07236%
74006 | 2 | 6 | 1 | Manual | 1 | Ceiling Fixture | Incandescent |  | Standard A Lamp | 1 | 60 | 740062 | Bathroom | 0.07236%
74006 | 2 | 6 | 2 | Manual | 1 | Table | Incandescent |  | Standard A Lamp | 1 | 40 | 740062 | Bathroom | 0.07236%
74007 | 1 | 1 | 1 | Manual | 3 | Wall Mount | Incandescent |  | Globe | 3 | 60 | 740071 | Bathroom | 0.07236%
74007 | 1 | 1 | 2 | Manual | 1 | Wall Mount | Incandescent |  | Globe | 6 | 20 | 740071 | Bathroom | 0.07236%
74007 | 1 | 1 | 3 | Manual | 4 | Recessed Can | Incandescent |  | Reflector | 1 | 75 | 740071 | Bathroom | 0.07236%
74007 | 1 | 1 | 4 | Manual | 1 | Recessed Can | Incandescent |  | Heat Lamp | 1 | 250 | 740071 | Bathroom | 0.07236%
74007 | 1 | 2 | 1 | Manual | 2 | Recessed Can | Incandescent |  | Reflector | 1 | 100 | 740071 | Bathroom | 0.07236%
74007 | 1 | 2 | 2 | Manual | 1 | Chandelier (Hanging) | Incandescent |  | Decorative | 8 | 40 | 740071 | Bathroom | 0.07236%
74007 | 1 | 3 | 1 | Manual | 2 | Recessed Can | Incandescent |  | Standard A Lamp | 1 | 100 | 740071 | Bathroom | 0.07236%
74007 | 1 | 3 | 2 | Manual | 1 | Chandelier (Hanging) | Incandescent |  | Decorative | 8 | 40 | 740071 | Bathroom | 0.07236%
74007 | 1 | 4 | 1 | Manual | 3 | Ceiling Fixture | Incandescent |  | Mini base | 4 | 40 | 740071 | Bathroom | 0.07236%
74007 | 1 | 4 | 2 | Manual | 4 | Ceiling Fixture | Linear Fluorescent | 4 | T-12 | 2 | 13 | 740071 | Bathroom | 0.07236%
74007 | 1 | 5 | 1 | Manual | 3 | Recessed - other | Linear Fluorescent | 4 | T-12 | 2 | 40 | 740071 | Bathroom | 0.07236%
74007 | 1 | 5 | 2 | Manual | 1 | Recessed - other | Incandescent |  | Mini base | 2 | 40 | 740071 | Bathroom | 0.07236%
74007 | 1 | 6 | 1 | Manual | 3 | Ceiling Fixture | Incandescent |  | Standard A Lamp | 1 | 60 | 740071 | Bathroom | 0.07236%
74007 | 1 | 7 | 1 | Manual | 4 | Ceiling Fixture | Incandescent |  | Reflector | 4 | 75 | 740071 | Bathroom | 0.07236%
74007 | 1 | 8 | 1 | Manual | 4 | Recessed Can | Incandescent |  | Standard A Lamp | 1 | 60 | 740071 | Bathroom | 0.07236%
74007 | 1 | 8 | 2 | Manual | 6 | Wall Mount | Incandescent |  | Globe | 1 | 60 | 740071 | Bathroom | 0.07236%
74007 | 1 | 8 | 3 | Manual | 3 | Wall Mount | Incandescent |  | Globe | 1 | 90 | 740071 | Bathroom | 0.07236%
74007 | 1 | 8 | 4 | Manual | 1 | Recessed Can | Incandescent |  | Heat Lamp | 1 | 250 | 740071 | Bathroom | 0.07236%
74007 | 1 | 9 | 1 | Manual | 3 | Table | Compact Fluorescent |  | Twist | 1 | 23 | 740071 | Bathroom | 0.07236%
74007 | 1 | 9 | 2 | Manual | 2 | Recessed Can | Incandescent |  | Globe | 1 | 40 | 740071 | Bathroom | 0.07236%
74007 | 1 | 9 | 3 | Manual | 1 | Table | Compact Fluorescent |  | Twist | 1 | 13 | 740071 | Bathroom | 0.07236%
74007 | 1 | 9 | 4 | Manual | 2 | Ceiling Fixture | Linear Fluorescent | 4 | T-12 | 2 | 40 | 740071 | Bathroom | 0.07236%
74007 | 1 | 10 | 1 | Manual | 3 | Table | Compact Fluorescent |  | Twist | 1 | 13 | 740071 | Bathroom | 0.07236%
74007 | 1 | 10 | 2 | Manual | 1 | Table | Incandescent |  | Standard A Lamp | 1 | 40 | 740071 | Bathroom | 0.07236%
74007 | 1 | 10 | 3 | Manual | 1 | Floor lamp | Compact Fluorescent |  | Twist | 1 | 13 | 740071 | Bathroom | 0.07236%
74007 | 2 | 1 | 1 | Manual | 1 | Wall Mount | Incandescent |  | Globe | 6 | 40 | 740072 | Bathroom | 0.07236%
74007 | 2 | 2 | 1 | Manual | 2 | Ceiling Fixture | Incandescent |  | Standard A Lamp | 1 | 60 | 740072 | Bathroom | 0.07236%
74007 | 2 | 3 | 1 | Manual | 1 | Ceiling Fixture | Incandescent |  | Standard A Lamp | 1 | 60 | 740072 | Bathroom | 0.07236%
74007 | 2 | 3 | 2 | Manual | 1 | Ceiling Fixture | Compact Fluorescent |  | Twist | 1 | 13 | 740072 | Bathroom | 0.07236%
74007 | 2 | 3 | 3 | Manual | 1 | Track | Incandescent |  | Standard A Lamp | 4 | 65 | 740072 | Bathroom | 0.07236%
74007 | 2 | 3 | 4 | Manual | 2 | Ceiling Fixture | Compact Fluorescent |  | Twist | 2 | 13 | 740072 | Bathroom | 0.07236%
74007 | 2 | 4 | 1 | Manual | 1 | Chandelier (Hanging) | Incandescent |  | Decorative | 5 | 40 | 740072 | Bathroom | 0.07236%
74007 | 2 | 4 | 2 | Manual | 1 | Recessed Can | Incandescent |  | Reflector | 1 | 65 | 740072 | Bathroom | 0.07236%
74007 | 2 | 5 | 1 | Manual | 3 | Ceiling Fixture | Linear Fluorescent | 4 | T-12 | 2 | 40 | 740072 | Bathroom | 0.07236%
74007 | 2 | 5 | 2 | Manual | 1 | Recessed - other | Incandescent |  | Mini base | 2 | 40 | 740072 | Bathroom | 0.07236%
74007 | 2 | 6 | 1 | Manual | 2 | Floor lamp | Incandescent |  | Mini base | 1 | 4 | 740072 | Bathroom | 0.07236%
74007 | 2 | 6 | 2 | Manual | 1 | Floor lamp | Compact Fluorescent |  | Twist | 1 | 13 | 740072 | Bathroom | 0.07236%
74007 | 2 | 7 | 1 | Manual | 1 | Wall Mount | Incandescent |  | Globe | 6 | 40 | 740072 | Bathroom | 0.07236%
74007 | 2 | 8 | 1 | Manual | 2 | Table | Compact Fluorescent |  | Twist | 1 | 13 | 740072 | Bathroom | 0.07236%
74007 | 2 | 8 | 2 | Manual | 1 | Ceiling Fixture | Compact Fluorescent |  | Twist | 2 | 13 | 740072 | Bathroom | 0.07236%
74007 | 2 | 8 | 3 | Manual | 1 | Track | Incandescent |  | Standard A Lamp | 2 | 65 | 740072 | Bathroom | 0.07236%
74007 | 2 | 8 | 4 | Manual | 1 | Track | Compact Fluorescent |  | Twist | 2 | 13 | 740072 | Bathroom | 0.07236%
74007 | 2 | 9 | 1 | Manual | 2 | Table | Incandescent |  | Standard A Lamp | 1 | 40 | 740072 | Bathroom | 0.07236%
74007 | 2 | 9 | 2 | Manual | 1 | Table | Incandescent |  | Standard A Lamp | 1 | 60 | 740072 | Bathroom | 0.07236%
74007 | 2 | 9 | 3 | Manual | 1 | Ceiling Fan | Incandescent |  | Standard A Lamp | 4 | 60 | 740072 | Bathroom | 0.07236%
74008 | 1 | 1 | 1 | Manual | 1 | Wall Mount | Incandescent |  | Standard A Lamp | 3 | 60 | 740081 | Bathroom | 0.07236%
74008 | 1 | 1 | 2 | Manual | 1 | Recessed Can | Incandescent |  | Heat Lamp | 1 | 125 | 740081 | Bathroom | 0.07236%
74008 | 1 | 2 | 1 | Manual | 1 | Wall Mount | Incandescent |  | Standard A Lamp | 3 | 60 | 740081 | Bathroom | 0.07236%
74008 | 1 | 2 | 2 | Manual | 1 | Recessed Can | Incandescent |  | Heat Lamp | 1 | 125 | 740081 | Bathroom | 0.07236%
74008 | 1 | 3 | 1 | Manual | 2 | Table | Incandescent |  | Standard A Lamp | 1 | 40 | 740081 | Bathroom | 0.07236%
74008 | 1 | 3 | 2 | Manual | 1 | Ceiling Fan | Incandescent |  | Standard A Lamp | 1 | 60 | 740081 | Bathroom | 0.07236%
74008 | 1 | 5 | 1 | Manual | 3 | Ceiling Fixture | Compact Fluorescent |  | Twist | 2 | 13 | 740081 | Bathroom | 0.07236%
74008 | 1 | 6 | 1 | Manual | 1 | Track | Halogen |  | MR | 4 | 50 | 740081 | Bathroom | 0.07236%
74008 | 1 | 7 | 1 | Manual | 1 | Ceiling Fixture | Compact Fluorescent |  | Twist | 2 | 13 | 740081 | Bathroom | 0.07236%
74008 | 1 | 7 | 2 | Manual | 1 | Floor lamp | Incandescent |  | Standard A Lamp | 1 | 100 | 740081 | Bathroom | 0.07236%
74008 | 1 | 7 | 3 | Manual | 1 | Floor lamp | Incandescent |  | Standard A Lamp | 1 | 60 | 740081 | Bathroom | 0.07236%
74008 | 1 | 7 | 4 | Manual | 1 | Table | Incandescent |  | Standard A Lamp | 1 | 100 | 740081 | Bathroom | 0.07236%
74008 | 1 | 8 | 1 | Dimmer | 1 | Torchiere | Halogen |  | Quartz Tube | 1 | 300 | 740081 | Bathroom | 0.07236%
74008 | 1 | 8 | 2 | Manual | 1 | Table | Halogen |  | Quartz Tube | 1 | 35 | 740081 | Bathroom | 0.07236%
74008 | 2 | 1 | 1 | Manual | 1 | Recessed Can | Incandescent |  | Heat Lamp | 1 | 125 | 740082 | Bathroom | 0.07236%
74008 | 2 | 1 | 2 | Manual | 1 | Wall Mount | Incandescent |  | Standard A Lamp | 4 | 60 | 740082 | Bathroom | 0.07236%
74008 | 2 | 2 | 1 | Manual | 1 | Wall Mount | Compact Fluorescent |  | Twist | 4 | 13 | 740082 | Bathroom | 0.07236%
74008 | 2 | 2 | 2 | Manual | 1 | Recessed Can | Incandescent |  | Reflector | 1 | 125 | 740082 | Bathroom | 0.07236%
74008 | 2 | 3 | 1 | Dimmer | 1 | Floor lamp | Compact Fluorescent |  | Twist | 3 | 60 | 740082 | Bathroom | 0.07236%
74008 | 2 | 5 | 1 | Manual | 3 | Ceiling Fixture | Compact Fluorescent |  | Twist | 2 | 13 | 740082 | Bathroom | 0.07236%
74008 | 2 | 6 | 1 | Manual | 1 | Track | Halogen |  | MR | 4 | 50 | 740082 | Bathroom | 0.07236%
74008 | 2 | 6 | 2 | Manual | 1 | Recessed - other | Compact Fluorescent |  | Twist | 1 | 13 | 740082 | Bathroom | 0.07236%
74008 | 2 | 7 | 1 | Manual | 1 | Floor lamp | Incandescent |  | Standard A Lamp | 1 | 75 | 740082 | Bathroom | 0.07236%
74008 | 2 | 7 | 2 | Manual | 1 | Ceiling Fixture | Compact Fluorescent |  | Twist | 2 | 13 | 740082 | Bathroom | 0.07236%
74008 | 2 | 8 | 1 | Manual | 1 | Ceiling Fixture | Compact Fluorescent |  | Twist | 2 | 13 | 740082 | Bathroom | 0.07236%
74009 | 1 | 1 | 1 | Manual | 1 | Wall Mount | Incandescent |  | Globe | 4 | 40 | 740091 | Bathroom | 0.07236%
74009 | 1 | 1 | 2 | Manual | 1 | Recessed - other | Incandescent |  | Heat Lamp | 1 | 250 | 740091 | Bathroom | 0.07236%
74009 | 1 | 2 | 1 | Manual | 1 | Wall Mount | Incandescent |  | Globe | 4 | 40 | 740091 | Bathroom | 0.07236%
74009 | 1 | 2 | 2 | Manual | 1 | Recessed - other | Incandescent |  | Heat Lamp | 1 | 250 | 740091 | Bathroom | 0.07236%
74009 | 1 | 3 | 1 | Manual | 1 | Ceiling Fixture | Incandescent |  | Standard A Lamp | 1 | 60 | 740091 | Bathroom | 0.07236%
74009 | 1 | 3 | 2 | Manual | 1 | Table | Compact Fluorescent |  | Twist | 1 | 13 | 740091 | Bathroom | 0.07236%
74009 | 1 | 3 | 3 | Manual | 1 | Torchiere | Incandescent |  | Standard A Lamp | 1 | 60 | 740091 | Bathroom | 0.07236%
74009 | 1 | 4 | 1 | Manual | 1 | Ceiling Fixture | Incandescent |  | Standard A Lamp | 1 | 60 | 740091 | Bathroom | 0.07236%
74009 | 1 | 5 | 1 | Manual | 1 | Chandelier (Hanging) | Incandescent |  | Standard A Lamp | 5 | 60 | 740091 | Bathroom | 0.07236%
74009 | 1 | 6 | 1 | Manual | 1 | Ceiling Fixture | Compact Fluorescent |  | Twist | 2 | 11 | 740091 | Bathroom | 0.07236%
74009 | 1 | 6 | 2 | Manual | 2 | Ceiling Fixture | Compact Fluorescent |  | Twist | 1 | 11 | 740091 | Bathroom | 0.07236%
74009 | 1 | 7 | 1 | Manual | 1 | Ceiling Fixture | Incandescent |  | Standard A Lamp | 3 | 60 | 740091 | Bathroom | 0.07236%
74009 | 1 | 7 | 2 | Manual | 1 | Other | Incandescent |  | Other | 1 | 40 | 740091 | Bathroom | 0.07236%
74009 | 1 | 8 | 1 | Manual | 1 | Ceiling Fixture | Incandescent |  | Standard A Lamp | 1 | 60 | 740091 | Bathroom | 0.07236%
74009 | 1 | 9 | 1 | Manual | 1 | Table | Compact Fluorescent |  | Twist | 1 | 14 | 740091 | Bathroom | 0.07236%
74009 | 1 | 9 | 2 | Manual | 1 | Floor lamp | Compact Fluorescent |  | Twist | 1 | 11 | 740091 | Bathroom | 0.07236%
74009 | 1 | 10 | 1 | Manual | 1 | Ceiling Fixture | Compact Fluorescent |  | Twist | 1 | 18 | 740091 | Bathroom | 0.07236%
74009 | 2 | 1 | 1 | Manual | 1 | Wall Mount | Incandescent |  | Globe | 4 | 60 | 740092 | Bathroom | 0.07236%
74009 | 2 | 1 | 2 | Manual | 1 | Recessed - other | Incandescent |  | Heat Lamp | 1 | 250 | 740092 | Bathroom | 0.07236%
74009 | 2 | 2 | 1 | Manual | 1 | Wall Mount | Incandescent |  | Globe | 4 | 60 | 740092 | Bathroom | 0.07236%
74009 | 2 | 2 | 2 | Manual | 1 | Recessed - other | Incandescent |  | Heat Lamp | 1 | 250 | 740092 | Bathroom | 0.07236%
74009 | 2 | 3 | 1 | Manual | 1 | Ceiling Fixture | Incandescent |  | Standard A Lamp | 1 | 60 | 740092 | Bathroom | 0.07236%
74009 | 2 | 3 | 2 | Manual | 1 | Table | Incandescent |  | 3-Way Incandescent | 1 | 100 | 740092 | Bathroom | 0.07236%
74009 | 2 | 4 | 1 | Manual | 1 | Ceiling Fixture | Incandescent |  | Standard A Lamp | 1 | 60 | 740092 | Bathroom | 0.07236%
74009 | 2 | 5 | 1 | Manual | 1 | Ceiling Fan | Compact Fluorescent |  | Mini base | 3 | 7 | 740092 | Bathroom | 0.07236%
74009 | 2 | 6 | 1 | Manual | 1 | Ceiling Fixture | Incandescent |  | Standard A Lamp | 1 | 40 | 740092 | Bathroom | 0.07236%
74009 | 2 | 6 | 2 | Manual | 1 | Ceiling Fixture | Compact Fluorescent |  | Twist | 1 | 13 | 740092 | Bathroom | 0.07236%
74009 | 2 | 7 | 1 | Manual | 1 | Ceiling Fixture | Compact Fluorescent |  | Twist | 3 | 13 | 740092 | Bathroom | 0.07236%
74009 | 2 | 7 | 2 | Manual | 1 | Other | Incandescent |  | Standard A Lamp | 1 | 40 | 740092 | Bathroom | 0.07236%
74009 | 2 | 8 | 1 | Manual | 1 | Ceiling Fixture | Incandescent |  | Standard A Lamp | 1 | 60 | 740092 | Bathroom | 0.07236%
74009 | 2 | 9 | 1 | Manual | 1 | Floor lamp | Compact Fluorescent |  | Twist | 1 | 11 | 740092 | Bathroom | 0.07236%
74009 | 2 | 10 | 1 | Manual | 1 | Ceiling Fan | Compact Fluorescent |  | Mini base | 3 | 7 | 740092 | Bathroom | 0.07236%
74010 | 1 | 1 | 1 | Manual | 1 | Wall Mount | Incandescent |  | Globe | 4 | 25 | 740101 | Bathroom | 0.07236%
74010 | 1 | 1 | 2 | Manual | 1 | Recessed Can | Incandescent |  | Heat Lamp | 1 | 250 | 740101 | Bathroom | 0.07236%
74010 | 1 | 2 | 1 | Manual | 1 | Table | Incandescent |  | Standard A Lamp | 1 | 100 | 740101 | Bathroom | 0.07236%
74010 | 1 | 2 | 2 | Manual | 1 | Ceiling Fixture | Incandescent |  | Standard A Lamp | 1 | 100 | 740101 | Bathroom | 0.07236%
74010 | 1 | 2 | 3 | Manual | 1 | Other | Compact Fluorescent |  | Pin base | 1 | 13 | 740101 | Bathroom | 0.07236%
74010 | 1 | 3 | 1 | Manual | 1 | Ceiling Fixture | Incandescent |  | Standard A Lamp | 1 | 100 | 740101 | Bathroom | 0.07236%
74010 | 1 | 4 | 1 | Manual | 1 | Ceiling Fixture | Linear Fluorescent | 4 | T-12 | 2 | 40 | 740101 | Bathroom | 0.07236%
74010 | 1 | 4 | 2 | Manual | 1 | Other | Incandescent |  | Standard A Lamp | 1 | 25 | 740101 | Bathroom | 0.07236%
74010 | 1 | 5 | 1 | Manual | 1 | Floor lamp | Incandescent |  | Decorative | 3 | 75 | 740101 | Bathroom | 0.07236%
74010 | 1 | 5 | 2 | Dimmer | 1 | Table | Incandescent |  | Standard A Lamp | 1 | 100 | 740101 | Bathroom | 0.07236%
74010 | 1 | 5 | 3 | Manual | 1 | Ceiling Fan | Incandescent |  | Mini base | 3 | 40 | 740101 | Bathroom | 0.07236%
74010 | 2 | 1 | 1 | Manual | 1 | Wall Mount | Compact Fluorescent |  | Twist | 2 | 13 | 740102 | Bathroom | 0.07236%
74010 | 2 | 1 | 2 | Manual | 1 | Recessed - other | Incandescent |  | Heat Lamp | 1 | 250 | 740102 | Bathroom | 0.07236%
74010 | 2 | 2 | 1 | Manual | 1 | Ceiling Fixture | Compact Fluorescent |  | Twist | 1 | 13 | 740102 | Bathroom | 0.07236%
74010 | 2 | 3 | 1 | Manual | 1 | Ceiling Fixture | Incandescent |  | Mini base | 3 | 25 | 740102 | Bathroom | 0.07236%
74010 | 2 | 4 | 1 | Manual | 1 | Ceiling Fixture | Linear Fluorescent | 4 | T-12 | 2 | 40 | 740102 | Bathroom | 0.07236%
74010 | 2 | 4 | 2 | Manual | 1 | Other | Incandescent |  | Standard A Lamp | 1 | 40 | 740102 | Bathroom | 0.07236%
74010 | 2 | 5 | 1 | Manual | 1 | Floor lamp | Compact Fluorescent |  | Twist | 3 | 13 | 740102 | Bathroom | 0.07236%
74010 | 2 | 5 | 2 | Manual | 1 | Ceiling Fan | Incandescent |  | Standard A Lamp | 1 | 60 | 740102 | Bathroom | 0.07236%
74010 | 2 | 5 | 3 | Manual | 1 | Table | Compact Fluorescent |  | Twist | 1 | 13 | 740102 | Bathroom | 0.07236%
74011 | 1 | 1 | 1 | Manual | 1 | Wall Mount | Incandescent |  | Globe | 4 | 40 | 740111 | Bathroom | 0.07236%
74011 | 1 | 1 | 2 | Manual | 1 | Recessed - other | Incandescent |  | Reflector | 1 | 150 | 740111 | Bathroom | 0.07236%
74011 | 1 | 2 | 1 | Manual | 1 | Ceiling Fixture | Incandescent |  | Standard A Lamp | 3 | 60 | 740111 | Bathroom | 0.07236%
74011 | 1 | 3 | 1 | Manual | 1 | Ceiling Fixture | Incandescent |  | Standard A Lamp | 2 | 60 | 740111 | Bathroom | 0.07236%
74011 | 1 | 4 | 1 | Manual | 1 | Ceiling Fixture | Linear Fluorescent | 4 | T-8 | 2 | 32 | 740111 | Bathroom | 0.07236%
74011 | 1 | 4 | 2 | Manual | 1 | Other | Incandescent |  | Standard A Lamp | 1 | 40 | 740111 | Bathroom | 0.07236%
74011 | 1 | 5 | 1 | Manual | 1 | Table | Incandescent |  | Standard A Lamp | 1 | 100 | 740111 | Bathroom | 0.07236%
74011 | 1 | 5 | 2 | Manual | 1 | Wall Mount | Incandescent |  | Standard A Lamp | 1 | 40 | 740111 | Bathroom | 0.07236%
74011 | 1 | 5 | 3 | Manual | 1 | Table | Incandescent |  | Standard A Lamp | 1 | 60 | 740111 | Bathroom | 0.07236%
74011 | 2 | 1 | 1 | Manual | 1 | Wall Mount | Incandescent |  | Globe | 4 | 40 | 740112 | Bathroom | 0.07236%
74011 | 2 | 1 | 2 | Manual | 1 | Recessed - other | Incandescent |  | Reflector | 1 | 150 | 740112 | Bathroom | 0.07236%
74011 | 2 | 2 | 1 | Manual | 1 | Ceiling Fixture | Incandescent |  | Standard A Lamp | 3 | 60 | 740112 | Bathroom | 0.07236%
74011 | 2 | 3 | 1 | Manual | 2 | Ceiling Fixture | Incandescent |  | Standard A Lamp | 2 | 60 | 740112 | Bathroom | 0.07236%
74011 | 2 | 4 | 1 | Manual | 1 | Other | Incandescent |  | Standard A Lamp | 1 | 40 | 740112 | Bathroom | 0.07236%
74011 | 2 | 4 | 2 | Manual | 1 | Ceiling Fixture | Linear Fluorescent | 4 | T-8 | 2 | 32 | 740112 | Bathroom | 0.07236%
74011 | 2 | 5 | 1 | Manual | 1 | Floor lamp | Incandescent |  | Decorative | 4 | 40 | 740112 | Bathroom | 0.07236%
74011 | 2 | 5 | 2 | Manual | 1 | Wall Mount | Incandescent |  | Standard A Lamp | 1 | 40 | 740112 | Bathroom | 0.07236%
74012 | 1 | 1 | 1 | Manual | 1 | Wall Mount | Incandescent |  | Globe | 5 | 40 | 740121 | Bathroom | 0.07236%
74012 | 1 | 2 | 1 | Manual | 1 | Ceiling Fixture | Incandescent |  | Standard A Lamp | 2 | 75 | 740121 | Bathroom | 0.07236%
74012 | 1 | 2 | 2 | Manual | 1 | Table | Incandescent |  | Standard A Lamp | 1 | 60 | 740121 | Bathroom | 0.07236%
74012 | 1 | 3 | 1 | Manual | 1 | Ceiling Fixture | Compact Fluorescent |  | Twist | 2 | 15 | 740121 | Bathroom | 0.07236%
74012 | 1 | 4 | 1 | Manual | 2 | Ceiling Fixture | Incandescent |  | Standard A Lamp | 2 | 75 | 740121 | Bathroom | 0.07236%
74012 | 1 | 4 | 2 | Manual | 1 | Ceiling Fixture | Compact Fluorescent |  | Twist | 2 | 15 | 740121 | Bathroom | 0.07236%
74012 | 1 | 5 | 1 | Manual | 2 | Ceiling Fixture | Linear Fluorescent | 4 | T-12 | 2 | 40 | 740121 | Bathroom | 0.07236%
74012 | 1 | 5 | 2 | Manual | 1 | Wall Mount | Incandescent |  | Standard A Lamp | 1 | 60 | 740121 | Bathroom | 0.07236%
74012 | 1 | 5 | 3 | Manual | 1 | Other | Incandescent |  | Standard A Lamp | 1 | 60 | 740121 | Bathroom | 0.07236%
74012 | 1 | 6 | 1 | Manual | 1 | Torchiere | Incandescent |  | 3-Way Incandescent | 1 | 150 | 740121 | Bathroom | 0.07236%
74012 | 1 | 6 | 2 | Dimmer | 1 | Chandelier (Hanging) | Incandescent |  | Decorative | 3 | 40 | 740121 | Bathroom | 0.07236%
74012 | 2 | 1 | 1 | Manual | 1 | Wall Mount | Incandescent |  | Globe | 5 | 60 | 740122 | Bathroom | 0.07236%
74012 | 2 | 2 | 1 | Manual | 1 | Ceiling Fixture | Compact Fluorescent |  | Twist | 2 | 15 | 740122 | Bathroom | 0.07236%
74012 | 2 | 2 | 2 | Manual | 2 | Table | Compact Fluorescent |  | Twist | 1 | 10 | 740122 | Bathroom | 0.07236%
74012 | 2 | 3 | 1 | Manual | 1 | Ceiling Fixture | Compact Fluorescent |  | Twist | 2 | 15 | 740122 | Bathroom | 0.07236%
74012 | 2 | 3 | 2 | Other | 1 | Floor lamp | Compact Fluorescent |  | 3-Way CFL | 2 | 23 | 740122 | Bathroom | 0.07236%
74012 | 2 | 4 | 1 | Manual | 3 | Ceiling Fixture | Incandescent |  | Standard A Lamp | 1 | 60 | 740122 | Bathroom | 0.07236%
74012 | 2 | 5 | 1 | Manual | 2 | Ceiling Fixture | Linear Fluorescent | 4 | T-12 | 2 | 40 | 740122 | Bathroom | 0.07236%
74012 | 2 | 5 | 2 | Manual | 1 | Wall Mount | Incandescent |  | Standard A Lamp | 1 | 60 | 740122 | Bathroom | 0.07236%
74012 | 2 | 5 | 3 | Manual | 1 | Other | Incandescent |  | Standard A Lamp | 1 | 60 | 740122 | Bathroom | 0.07236%
74012 | 2 | 6 | 1 | Manual | 1 | Chandelier (Hanging) | Incandescent |  | Clear | 3 | 40 | 740122 | Bathroom | 0.07236%
74012 | 2 | 6 | 2 | Manual | 1 | Table | Other |  | LED Interior | 2 | 90 | 740122 | Bathroom | 0.07236%
74012 | 2 | 6 | 3 | Manual | 1 | Floor lamp | Compact Fluorescent |  | Twist | 1 | 23 | 740122 | Bathroom | 0.07236%
74013 | 1 | 1 | 1 | Manual | 1 | Wall Mount | Halogen |  | PAR | 1 | 100 | 740131 | Bathroom | 0.07236%
74013 | 1 | 1 | 2 | Manual | 2 | Recessed - other | Incandescent |  | Heat Lamp | 1 | 250 | 740131 | Bathroom | 0.07236%
74013 | 1 | 2 | 1 | Manual | 2 | Table | Compact Fluorescent |  | Twist | 1 | 23 | 740131 | Bathroom | 0.07236%
74013 | 1 | 2 | 2 | Manual | 1 | Table | Incandescent |  | Standard A Lamp | 1 | 60 | 740131 | Bathroom | 0.07236%
74013 | 1 | 3 | 1 | Manual | 2 | Ceiling Fixture | Compact Fluorescent |  | Twist | 2 | 13 | 740131 | Bathroom | 0.07236%
74013 | 1 | 4 | 1 | Manual | 1 | Chandelier (Hanging) | Compact Fluorescent |  | Twist | 1 | 13 | 740131 | Bathroom | 0.07236%
74013 | 1 | 4 | 2 | Manual | 1 | Ceiling Fixture | Linear Fluorescent | 2 | T-5 | 2 | 13 | 740131 | Bathroom | 0.07236%
74013 | 1 | 5 | 1 | Manual | 1 | Torchiere | Incandescent |  | 3-Way Incandescent | 1 | 100 | 740131 | Bathroom | 0.07236%
74013 | 1 | 5 | 2 | Manual | 1 | Table | Incandescent |  | Decorative | 1 | 40 | 740131 | Bathroom | 0.07236%
74013 | 2 | 1 | 1 | Manual | 1 | Wall Mount | Incandescent |  | Standard A Lamp | 2 | 100 | 740132 | Bathroom | 0.07236%
74013 | 2 | 1 | 2 | Manual | 1 | Table | Compact Fluorescent |  | Twist | 1 | 13 | 740132 | Bathroom | 0.07236%
74013 | 2 | 2 | 1 | Manual | 1 | Wall Mount | Compact Fluorescent |  | Twist | 4 | 23 | 740132 | Bathroom | 0.07236%
74013 | 2 | 2 | 2 | Manual | 1 | Table | Incandescent |  | 3-Way Incandescent | 1 | 100 | 740132 | Bathroom | 0.07236%
74013 | 2 | 2 | 3 | Manual | 1 | Recessed - other | Incandescent |  | Heat Lamp | 1 | 250 | 740132 | Bathroom | 0.07236%
74013 | 2 | 2 | 4 | Manual | 1 | Other | Incandescent |  | Decorative | 1 | 9 | 740132 | Bathroom | 0.07236%
74013 | 2 | 3 | 1 | Manual | 1 | Ceiling Fixture |  |  |  | 3 |  | 740132 | Bathroom | 0.07236%
74013 | 2 | 4 | 1 | Manual | 2 | Wall Mount | Incandescent |  | Standard A Lamp | 1 | 100 | 740132 | Bathroom | 0.07236%
74013 | 2 | 4 | 2 | Manual | 2 | Table | Incandescent |  | Standard A Lamp | 1 | 100 | 740132 | Bathroom | 0.07236%
74013 | 2 | 5 | 1 | Manual | 2 | Ceiling Fixture | Linear Fluorescent | 3 | T-8 | 2 | 32 | 740132 | Bathroom | 0.07236%
74013 | 2 | 6 | 1 | Manual | 2 | Ceiling Fixture | Incandescent |  | Standard A Lamp | 1 | 60 | 740132 | Bathroom | 0.07236%
74013 | 2 | 6 | 2 | Manual | 1 | Wall Mount | Linear Fluorescent | 2 | T-5 | 1 | 17 | 740132 | Bathroom | 0.07236%
74013 | 2 | 7 | 1 | Manual | 3 | Chandelier (Hanging) | Halogen |  | PAR | 1 | 50 | 740132 | Bathroom | 0.07236%
74013 | 2 | 7 | 2 | Manual | 1 | Other | Incandescent |  | Reflector | 3 | 50 | 740132 | Bathroom | 0.07236%
74013 | 2 | 7 | 3 | Manual | 1 | Other | Incandescent |  | Heat Lamp | 1 | 250 | 740132 | Bathroom | 0.07236%
74013 | 2 | 7 | 4 | Manual | 5 | Recessed Can | Incandescent |  | Reflector | 1 | 120 | 740132 | Bathroom | 0.07236%
74013 | 2 | 7 | 5 | Manual | 2 | Recessed Can | Compact Fluorescent |  | Twist | 1 | 13 | 740132 | Bathroom | 0.07236%
74013 | 2 | 8 | 1 | Manual | 1 | Ceiling Fixture | Compact Fluorescent |  | Twist | 2 | 13 | 740132 | Bathroom | 0.07236%
74013 | 2 | 9 | 1 | Manual | 1 | Chandelier (Hanging) | Incandescent |  | Decorative | 6 | 25 | 740132 | Bathroom | 0.07236%
74013 | 2 | 9 | 2 | Manual | 1 | Table | Incandescent |  | Standard A Lamp | 1 | 100 | 740132 | Bathroom | 0.07236%
74013 | 2 | 9 | 3 | Manual | 1 | Table | Compact Fluorescent |  | Twist | 1 | 13 | 740132 | Bathroom | 0.07236%
74013 | 2 | 9 | 4 | Manual | 1 | Ceiling Fixture |  |  |  | 1 |  | 740132 | Bathroom | 0.07236%
74014 | 1 | 1 | 1 | Manual | 1 | Ceiling Fixture | Compact Fluorescent |  | Twist | 1 | 13 | 740141 | Kitchen | 0.07236%
74014 | 1 | 1 | 2 | Manual | 1 | Other | Linear Fluorescent | 2 | T-12 | 1 | 15 | 740141 | Kitchen | 0.07236%
74014 | 1 | 1 | 3 | Manual | 1 | Other | Incandescent |  | Standard A Lamp | 1 | 60 | 740141 | Kitchen | 0.07236%
74014 | 1 | 2 | 1 | Manual | 1 | Wall Mount | Incandescent |  | Standard A Lamp | 2 | 60 | 740141 | Kitchen | 0.07236%
74014 | 1 | 2 | 2 | Manual | 1 | Recessed - other | Incandescent |  | Heat Lamp | 2 | 250 | 740141 | Kitchen | 0.07236%
74014 | 1 | 3 | 1 | Manual | 1 | Floor lamp | Compact Fluorescent |  | Twist | 1 | 13 | 740141 | Kitchen | 0.07236%
74014 | 1 | 3 | 2 | Manual | 1 | Table | Incandescent |  | Decorative | 1 | 40 | 740141 | Kitchen | 0.07236%
74014 | 1 | 3 | 3 | Manual | 1 | Recessed Can | Compact Fluorescent |  | Twist | 1 | 13 | 740141 | Kitchen | 0.07236%
74014 | 1 | 4 | 1 | Dimmer | 1 | Chandelier (Hanging) | Incandescent |  | Standard A Lamp | 1 | 60 | 740141 | Kitchen | 0.07236%
74014 | 1 | 5 | 1 | Manual | 1 | Ceiling Fixture | Compact Fluorescent |  | Twist | 2 | 13 | 740141 | Kitchen | 0.07236%
74014 | 1 | 6 | 1 | Manual | 1 | Floor lamp | Compact Fluorescent |  | Twist | 1 | 13 | 740141 | Kitchen | 0.07236%
74014 | 2 | 1 | 1 | Manual | 1 | Wall Mount | Compact Fluorescent |  | Reflector | 4 | 15 | 740142 | Bathroom | 0.07236%
74014 | 2 | 1 | 2 | Manual | 1 | Recessed - other | Incandescent |  | Heat Lamp | 2 | 250 | 740142 | Bathroom | 0.07236%
74014 | 2 | 2 | 1 | Manual | 2 | Recessed Can | Incandescent |  | Standard A Lamp | 1 | 65 | 740142 | Bathroom | 0.07236%
74014 | 2 | 3 | 1 | Dimmer | 1 | Ceiling Fixture | Incandescent |  | Standard A Lamp | 3 | 100 | 740142 | Bathroom | 0.07236%
74014 | 2 | 3 | 2 | Manual | 1 | Track | Halogen |  | MR | 3 | 50 | 740142 | Bathroom | 0.07236%
74014 | 2 | 4 | 1 | Manual | 1 | Ceiling Fixture | Compact Fluorescent |  | Twist | 2 | 13 | 740142 | Bathroom | 0.07236%
74014 | 2 | 5 | 1 | Manual | 1 | Ceiling Fixture | Compact Fluorescent |  | Twist | 3 | 14 | 740142 | Bathroom | 0.07236%
74014 | 2 | 5 | 2 | Manual | 1 | Other | Incandescent |  | Standard A Lamp | 1 | 40 | 740142 | Bathroom | 0.07236%
74014 | 2 | 5 | 3 | Manual | 1 | Other | Linear Fluorescent | 2 | T-12 | 1 | 15 | 740142 | Bathroom | 0.07236%
74014 | 2 | 6 | 1 | Manual | 1 | Table | Compact Fluorescent |  | Twist | 1 | 13 | 740142 | Bathroom | 0.07236%
74015 | 1 | 1 | 1 | Manual | 1 | Wall Mount | Incandescent |  | Globe | 4 | 40 | 740151 | Bathroom | 0.07236%
74015 | 1 | 1 | 2 | Manual | 1 | Recessed - other | Incandescent |  | Heat Lamp | 1 | 150 | 740151 | Bathroom | 0.07236%
74015 | 1 | 3 | 1 | Manual | 1 | Ceiling Fixture | Incandescent |  | Standard A Lamp | 1 | 60 | 740151 | Bathroom | 0.07236%
74015 | 1 | 4 | 1 | Manual | 1 | Ceiling Fixture | Incandescent |  | Standard A Lamp | 1 | 60 | 740151 | Bathroom | 0.07236%
74015 | 1 | 5 | 1 | Manual | 1 | Ceiling Fixture | Linear Fluorescent | 4 | T-12 | 2 | 34 | 740151 | Bathroom | 0.07236%
74015 | 1 | 5 | 2 | Manual | 1 | Other | Compact Fluorescent |  | Twist | 1 | 13 | 740151 | Bathroom | 0.07236%
74015 | 1 | 6 | 1 | Manual | 1 | Floor lamp | Compact Fluorescent |  | Twist | 1 | 9 | 740151 | Bathroom | 0.07236%
74015 | 1 | 6 | 2 | Manual | 1 | Ceiling Fan | Incandescent |  | Mini base | 2 | 40 | 740151 | Bathroom | 0.07236%
74015 | 1 | 7 | 1 | Manual | 1 | Floor lamp | Compact Fluorescent |  | Twist | 2 | 9 | 740151 | Bathroom | 0.07236%
74015 | 1 | 7 | 2 | Manual | 3 | Other | Incandescent |  | Decorative | 1 | 9 | 740151 | Bathroom | 0.07236%
74015 | 2 | 1 | 1 | Manual | 1 | Wall Mount | Halogen |  | Other | 1 | 150 | 740152 | Bathroom | 0.07236%
74015 | 2 | 1 | 2 | Manual | 1 | Recessed - other | Incandescent |  | Heat Lamp | 1 | 150 | 740152 | Bathroom | 0.07236%
74015 | 2 | 1 | 3 | Manual | 1 | Architectural | Incandescent |  | Other |  |  | 740152 | Bathroom | 0.07236%
74015 | 2 | 2 | 1 | Manual | 1 | Wall Mount | Compact Fluorescent |  | Twist | 1 | 9 | 740152 | Bathroom | 0.07236%
74015 | 2 | 2 | 2 | Manual | 1 | Chandelier (Hanging) | Compact Fluorescent |  | Twist | 1 | 19 | 740152 | Bathroom | 0.07236%
74015 | 2 | 3 | 1 | Manual | 1 | Ceiling Fixture | Compact Fluorescent |  | Twist | 1 | 9 | 740152 | Bathroom | 0.07236%
74015 | 2 | 4 | 1 | Manual | 1 | Ceiling Fixture | Compact Fluorescent |  | Twist | 1 | 13 | 740152 | Bathroom | 0.07236%
74015 | 2 | 5 | 1 | Manual | 2 | Other | Linear Fluorescent | 1.5 | T-8 | 1 | 15 | 740152 | Bathroom | 0.07236%
74015 | 2 | 5 | 2 | Manual | 1 | Ceiling Fixture | Linear Fluorescent | 4 | T-12 | 2 | 34 | 740152 | Bathroom | 0.07236%
74015 | 2 | 5 | 3 | Manual | 1 | Other | Compact Fluorescent |  | Twist | 1 | 9 | 740152 | Bathroom | 0.07236%
74015 | 2 | 6 | 1 | Manual | 1 | Table | Compact Fluorescent |  | Twist | 1 | 9 | 740152 | Bathroom | 0.07236%
74015 | 2 | 6 | 2 | Manual | 1 | Table | Incandescent |  | Standard A Lamp | 1 | 40 | 740152 | Bathroom | 0.07236%
74015 | 2 | 6 | 3 | Manual | 1 | Architectural | Incandescent |  | Decorative | 1 | 5 | 740152 | Bathroom | 0.07236%
74015 | 2 | 6 | 4 | Manual | 1 | Table | Incandescent |  | Decorative | 1 | 25 | 740152 | Bathroom | 0.07236%
74015 | 2 | 6 | 5 | Manual | 1 | Chandelier (Hanging) | Compact Fluorescent |  | Twist | 1 | 9 | 740152 | Bathroom | 0.07236%
74015 | 2 | 6 | 6 | Manual | 2 | Other | Incandescent |  | Heat Lamp | 1 | 100 | 740152 | Bathroom | 0.07236%
74015 | 2 | 7 | 1 | Manual | 1 | Table | Compact Fluorescent |  | Decorative | 2 | 15 | 740152 | Bathroom | 0.07236%
74015 | 2 | 7 | 2 | Manual | 1 | Table | Incandescent |  | Decorative | 1 | 90 | 740152 | Bathroom | 0.07236%
74015 | 2 | 7 | 3 | Manual | 1 | Chandelier (Hanging) | Compact Fluorescent |  | Twist | 1 | 9 | 740152 | Bathroom | 0.07236%
75001 | 1 | 1 | 1 | Manual | 1 | Wall Mount | Incandescent |  | Standard A Lamp | 2 | 60 | 750011 | Bathroom | 0.04824%
75001 | 1 | 1 | 2 | Manual | 1 | Recessed - other | Compact Fluorescent |  | Reflector | 2 | 150 | 750011 | Bathroom | 0.04824%
75001 | 1 | 1 | 3 | Manual | 1 | Other | Incandescent |  | Decorative | 1 | 75 | 750011 | Bathroom | 0.04824%
75001 | 1 | 2 | 1 | Manual | 1 | Ceiling Fixture | Incandescent |  | Standard A Lamp | 2 | 60 | 750011 | Bathroom | 0.04824%
75001 | 1 | 2 | 2 | Other | 1 | Table | Incandescent |  | Standard A Lamp | 1 | 60 | 750011 | Bathroom | 0.04824%
75001 | 1 | 3 | 1 | Manual | 1 | Ceiling Fixture | Incandescent |  | Standard A Lamp | 1 | 60 | 750011 | Bathroom | 0.04824%
75001 | 1 | 4 | 1 | Manual | 1 | Ceiling Fixture | Linear Fluorescent | 4 | T-8 | 2 | 32 | 750011 | Bathroom | 0.04824%
75001 | 1 | 4 | 2 | Manual | 1 | Other | Linear Fluorescent | 2 | T-5 | 1 | 13 | 750011 | Bathroom | 0.04824%
75001 | 1 | 4 | 3 | Manual | 1 | Other | Incandescent |  | Standard A Lamp | 1 | 40 | 750011 | Bathroom | 0.04824%
75001 | 1 | 5 | 1 | Manual | 1 | Floor lamp | Incandescent |  | Standard A Lamp | 2 | 75 | 750011 | Bathroom | 0.04824%
75001 | 1 | 5 | 2 | Manual | 1 | Floor lamp | Compact Fluorescent |  | Pin base | 1 | 28 | 750011 | Bathroom | 0.04824%
75001 | 1 | 5 | 3 | Manual | 1 | Table | Compact Fluorescent |  | Twist | 1 | 15 | 750011 | Bathroom | 0.04824%
75001 | 1 | 5 | 4 | Manual | 1 | Ceiling Fan | Compact Fluorescent |  | Twist | 1 | 23 | 750011 | Bathroom | 0.04824%
75001 | 2 | 1 | 1 | Manual | 1 | Ceiling Fixture | Incandescent |  | Reflector | 2 | 200 | 750012 | Bathroom | 0.04824%
75001 | 2 | 1 | 2 | Manual | 1 | Wall Mount | Incandescent |  | Standard A Lamp | 2 | 100 | 750012 | Bathroom | 0.04824%
75001 | 2 | 2 | 1 | Manual | 1 | Ceiling Fixture | Compact Fluorescent |  | Twist | 2 | 14 | 750012 | Bathroom | 0.04824%
75001 | 2 | 2 | 2 | Manual | 1 | Floor lamp | Compact Fluorescent |  | Pin base | 1 | 27 | 750012 | Bathroom | 0.04824%
75001 | 2 | 3 | 1 | Manual | 2 | Ceiling Fixture | Incandescent |  | Standard A Lamp | 1 | 60 | 750012 | Bathroom | 0.04824%
75001 | 2 | 4 | 1 | Manual | 1 | Ceiling Fixture | Linear Fluorescent | 4 | T-8 | 2 | 32 | 750012 | Bathroom | 0.04824%
75001 | 2 | 4 | 2 | Manual | 1 | Other | Incandescent |  | Standard A Lamp | 1 | 60 | 750012 | Bathroom | 0.04824%
75001 | 2 | 4 | 3 | Manual | 1 | Other | Linear Fluorescent | 4 | T-5 | 1 | 13 | 750012 | Bathroom | 0.04824%
75001 | 2 | 5 | 1 | Manual | 1 | Table | Incandescent |  | Standard A Lamp | 1 | 75 | 750012 | Bathroom | 0.04824%
75001 | 2 | 5 | 2 | Manual | 1 | Table | Incandescent |  | Standard A Lamp | 1 | 60 | 750012 | Bathroom | 0.04824%
75001 | 2 | 5 | 3 | Manual | 1 | Ceiling Fan | Incandescent |  | Standard A Lamp | 1 | 60 | 750012 | Bathroom | 0.04824%
75001 | 3 | 1 | 1 | Manual | 1 | Wall Mount | Incandescent |  | Standard A Lamp | 2 | 60 | 750013 | Bathroom | 0.04824%
75001 | 3 | 1 | 2 | Manual | 1 | Recessed - other | Incandescent |  | Reflector | 2 | 150 | 750013 | Bathroom | 0.04824%
75001 | 3 | 2 | 1 | Manual | 1 | Table | Compact Fluorescent |  | Twist | 1 | 13 | 750013 | Bathroom | 0.04824%
75001 | 3 | 2 | 2 | Manual | 1 | Table | Compact Fluorescent |  | Twist | 1 | 15 | 750013 | Bathroom | 0.04824%
75001 | 3 | 2 | 3 | Manual | 1 | Ceiling Fixture | Incandescent |  | Standard A Lamp | 2 | 60 | 750013 | Bathroom | 0.04824%
75001 | 3 | 3 | 1 | Manual | 1 | Ceiling Fixture | Incandescent |  | Standard A Lamp | 1 | 60 | 750013 | Bathroom | 0.04824%
75001 | 3 | 3 | 2 | Manual | 1 | Ceiling Fixture | Incandescent |  | Standard A Lamp | 1 | 40 | 750013 | Bathroom | 0.04824%
75001 | 3 | 4 | 1 | Manual | 1 | Ceiling Fixture | Linear Fluorescent | 4 | T-8 | 2 | 32 | 750013 | Bathroom | 0.04824%
75001 | 3 | 4 | 2 | Manual | 1 | Other | Incandescent |  | Standard A Lamp | 1 | 25 | 750013 | Bathroom | 0.04824%
75001 | 3 | 4 | 3 | Manual | 1 | Other | Linear Fluorescent | 2 | T-5 | 1 | 13 | 750013 | Bathroom | 0.04824%
75001 | 3 | 5 | 1 | Manual | 1 | Ceiling Fan | Incandescent |  | Standard A Lamp | 1 | 60 | 750013 | Bathroom | 0.04824%
75001 | 3 | 5 | 2 | Manual | 1 | Floor lamp | Compact Fluorescent |  | Twist | 1 | 23 | 750013 | Bathroom | 0.04824%
75001 | 3 | 5 | 3 | Manual | 1 | Floor lamp | Compact Fluorescent |  | Twist | 1 | 23 | 750013 | Bathroom | 0.04824%
75002 | 1 | 1 | 1 | Manual | 1 | Wall Mount | Compact Fluorescent |  | Twist | 3 | 13 | 750021 | Bathroom | 0.07236%
75002 | 1 | 1 | 2 | Manual | 1 | Recessed - other | Incandescent |  | Heat Lamp | 2 | 250 | 750021 | Bathroom | 0.07236%
75002 | 1 | 2 | 1 | Manual | 1 | Ceiling Fixture | Compact Fluorescent |  | Twist | 1 | 23 | 750021 | Bathroom | 0.07236%
75002 | 1 | 2 | 2 | Manual | 2 | Table | Incandescent |  | Standard A Lamp | 1 | 40 | 750021 | Bathroom | 0.07236%
75002 | 1 | 3 | 1 | Dimmer | 1 | Chandelier (Hanging) | Compact Fluorescent |  | Twist | 3 | 23 | 750021 | Bathroom | 0.07236%
75002 | 1 | 4 | 1 | Manual | 2 | Ceiling Fixture | Compact Fluorescent |  | Circline (Screw Base) | 1 | 40 | 750021 | Bathroom | 0.07236%
75002 | 1 | 4 | 2 | Manual | 1 | Ceiling Fixture | Linear Fluorescent | 2 | T-12 | 1 | 20 | 750021 | Bathroom | 0.07236%
75002 | 1 | 5 | 1 | Manual | 1 | Floor lamp | Halogen |  | Other | 1 | 60 | 750021 | Bathroom | 0.07236%
75002 | 1 | 5 | 2 | Manual | 2 | Table | Linear Fluorescent | 1 | Fluorescent Other | 1 | 16 | 750021 | Bathroom | 0.07236%
75002 | 1 | 5 | 3 | Manual | 1 | Table | Incandescent |  | Decorative | 1 | 25 | 750021 | Bathroom | 0.07236%
75002 | 1 | 5 | 4 | Manual | 1 | Table | Compact Fluorescent |  | Twist | 1 | 23 | 750021 | Bathroom | 0.07236%
75002 | 1 | 5 | 5 | Manual | 1 | Floor lamp | Compact Fluorescent |  | Twist | 1 | 23 | 750021 | Bathroom | 0.07236%
75002 | 1 | 6 | 1 | Manual | 1 | Wall Mount | Other |  | LED Interior | 3 | 2 | 750021 | Bathroom | 0.07236%
75002 | 1 | 6 | 2 | Manual | 1 | Recessed - other | Compact Fluorescent |  | Flood | 2 | 15 | 750021 | Bathroom | 0.07236%
75002 | 1 | 7 | 1 | Manual | 1 | Table | Compact Fluorescent |  | Twist | 1 | 23 | 750021 | Bathroom | 0.07236%
75002 | 1 | 7 | 2 | Manual | 1 | Table | Compact Fluorescent |  | Twist | 1 | 14 | 750021 | Bathroom | 0.07236%
75002 | 1 | 7 | 3 | Manual | 1 | Torchiere | Incandescent |  | Decorative | 1 | 40 | 750021 | Bathroom | 0.07236%
75002 | 1 | 7 | 4 | Manual | 1 | Ceiling Fixture | Incandescent |  | Standard A Lamp | 1 | 100 | 750021 | Bathroom | 0.07236%
75002 | 2 | 1 | 1 | Dimmer | 3 | Recessed - other | Halogen |  | MR | 1 | 50 | 750022 | Bathroom | 0.07236%
75002 | 2 | 1 | 2 | Dimmer | 1 | Wall Mount | Incandescent |  | Decorative | 1 | 60 | 750022 | Bathroom | 0.07236%
75002 | 2 | 1 | 3 | Manual | 1 | Other | Incandescent |  | Decorative | 1 | 6 | 750022 | Bathroom | 0.07236%
75002 | 2 | 2 | 1 | Manual | 1 | Table | Incandescent |  | Standard A Lamp | 1 | 75 | 750022 | Bathroom | 0.07236%
75002 | 2 | 2 | 2 | Manual | 1 | Table | Incandescent |  | Standard A Lamp | 1 | 60 | 750022 | Bathroom | 0.07236%
75002 | 2 | 2 | 3 | Manual | 1 | Ceiling Fixture | Incandescent |  | Standard A Lamp | 1 | 60 | 750022 | Bathroom | 0.07236%
75002 | 2 | 3 | 1 | Manual | 1 | Table | Incandescent |  | Standard A Lamp | 1 | 75 | 750022 | Bathroom | 0.07236%
75002 | 2 | 3 | 2 | Manual | 1 | Floor lamp | Incandescent |  | Standard A Lamp | 1 | 60 | 750022 | Bathroom | 0.07236%
75002 | 2 | 3 | 3 | Manual | 1 | Ceiling Fixture | Incandescent |  | Standard A Lamp | 1 | 75 | 750022 | Bathroom | 0.07236%
75002 | 2 | 3 | 4 | Manual | 1 | Table | Incandescent |  | Standard A Lamp | 1 | 60 | 750022 | Bathroom | 0.07236%
75002 | 2 | 4 | 1 | Manual | 4 | Ceiling Fixture | Incandescent |  | Standard A Lamp | 2 | 60 | 750022 | Bathroom | 0.07236%
75002 | 2 | 4 | 2 | Manual | 1 | Ceiling Fixture | Incandescent |  | Mini base | 3 | 40 | 750022 | Bathroom | 0.07236%
75002 | 2 | 4 | 3 | Manual | 1 | Table | Incandescent |  | Standard A Lamp | 1 | 75 | 750022 | Bathroom | 0.07236%
75002 | 2 | 5 | 1 | Manual | 2 | Ceiling Fixture | Incandescent |  | Standard A Lamp | 4 | 75 | 750022 | Bathroom | 0.07236%
75002 | 2 | 5 | 2 | Manual | 2 | Other | Halogen |  | MR | 1 | 20 | 750022 | Bathroom | 0.07236%
75002 | 2 | 5 | 3 | Manual | 3 | Other | Halogen |  | Other | 4 | 50 | 750022 | Bathroom | 0.07236%
75002 | 2 | 5 | 4 | Manual | 1 | Other | Halogen |  | Other | 3 | 50 | 750022 | Bathroom | 0.07236%
75002 | 2 | 5 | 5 | Manual | 2 | Other | Halogen |  | Other | 2 | 50 | 750022 | Bathroom | 0.07236%
75002 | 2 | 5 | 6 | Manual | 1 | Other | Halogen |  | Other | 1 | 50 | 750022 | Bathroom | 0.07236%
75002 | 2 | 6 | 1 | Manual | 1 | Ceiling Fixture | Incandescent |  | Standard A Lamp | 1 | 60 | 750022 | Bathroom | 0.07236%
75002 | 2 | 7 | 1 | Dimmer | 1 | Chandelier (Hanging) | Incandescent |  | Decorative | 6 | 40 | 750022 | Bathroom | 0.07236%
75002 | 2 | 7 | 2 | Manual | 1 | Torchiere | Incandescent |  | 3-Way Incandescent | 1 | 150 | 750022 | Bathroom | 0.07236%
75002 | 2 | 7 | 3 | Manual | 1 | Floor lamp | Incandescent |  | Globe | 4 | 300 | 750022 | Bathroom | 0.07236%
75002 | 2 | 7 | 4 | Manual | 2 | Table | Incandescent |  | Standard A Lamp | 1 | 75 | 750022 | Bathroom | 0.07236%
75002 | 2 | 7 | 5 | Manual | 2 | Table | Incandescent |  | Decorative | 1 | 40 | 750022 | Bathroom | 0.07236%
75002 | 2 | 8 | 1 | Manual | 3 | Recessed - other | Halogen |  | MR | 1 | 50 | 750022 | Bathroom | 0.07236%
75002 | 2 | 8 | 2 | Manual | 1 | Wall Mount | Incandescent |  | Decorative | 2 | 40 | 750022 | Bathroom | 0.07236%
75002 | 2 | 9 | 1 | Manual | 1 | Table | Incandescent |  | Standard A Lamp | 1 | 60 | 750022 | Bathroom | 0.07236%
75003 | 1 | 1 | 1 | Manual | 1 | Wall Mount | Compact Fluorescent |  | Twist | 2 | 13 | 750031 | Bathroom | 0.07236%
75003 | 1 | 1 | 2 | Manual | 1 | Recessed - other | Incandescent |  | Heat Lamp | 1 | 250 | 750031 | Bathroom | 0.07236%
75003 | 1 | 2 | 1 | Manual | 1 | Table | Compact Fluorescent |  | Twist | 1 | 13 | 750031 | Bathroom | 0.07236%
75003 | 1 | 2 | 2 | Manual | 1 | Floor lamp | Incandescent |  | 3-Way Incandescent | 1 | 100 | 750031 | Bathroom | 0.07236%
75003 | 1 | 3 | 1 | Manual | 2 | Ceiling Fixture | Compact Fluorescent |  | Twist | 1 | 13 | 750031 | Bathroom | 0.07236%
75003 | 1 | 4 | 1 | Manual | 1 | Other | Compact Fluorescent |  | Twist | 1 | 13 | 750031 | Bathroom | 0.07236%
75003 | 1 | 4 | 2 | Manual | 1 | Ceiling Fixture | Linear Fluorescent | 4 | T-12 | 2 | 34 | 750031 | Bathroom | 0.07236%
75003 | 1 | 5 | 1 | Manual | 1 | Ceiling Fixture | Compact Fluorescent |  | Twist | 1 | 13 | 750031 | Bathroom | 0.07236%
75003 | 1 | 5 | 2 | Manual | 1 | Ceiling Fan | Compact Fluorescent |  | Twist | 1 | 13 | 750031 | Bathroom | 0.07236%
75003 | 2 | 1 | 1 | Manual | 1 | Wall Mount | Incandescent |  | Globe | 4 | 40 | 750032 | Bathroom | 0.07236%
75003 | 2 | 1 | 2 | Manual | 1 | Recessed - other | Incandescent |  | Heat Lamp | 1 | 250 | 750032 | Bathroom | 0.07236%
75003 | 2 | 2 | 1 | Manual | 1 | Table | Halogen |  | Other | 1 | 35 | 750032 | Bathroom | 0.07236%
75003 | 2 | 2 | 2 | Manual | 1 | Table | Halogen |  | Other | 1 | 20 | 750032 | Bathroom | 0.07236%
75003 | 2 | 3 | 1 | Manual | 1 | Ceiling Fixture | Incandescent |  | Standard A Lamp | 1 | 60 | 750032 | Bathroom | 0.07236%
75003 | 2 | 3 | 2 | Manual | 1 | Ceiling Fixture | Incandescent |  | Standard A Lamp | 1 | 40 | 750032 | Bathroom | 0.07236%
75003 | 2 | 4 | 1 | Manual | 1 | Ceiling Fixture | Linear Fluorescent | 4 | T-12 | 2 | 34 | 750032 | Bathroom | 0.07236%
75003 | 2 | 4 | 2 | Manual | 1 | Other | Incandescent |  | Clear | 1 | 60 | 750032 | Bathroom | 0.07236%
75003 | 2 | 5 | 1 | Manual | 1 | Table | Halogen |  | Other | 1 | 20 | 750032 | Bathroom | 0.07236%
75003 | 2 | 5 | 2 | Manual | 1 | Table | Incandescent |  | Mini base | 1 | 40 | 750032 | Bathroom | 0.07236%
75003 | 2 | 5 | 3 | Manual | 1 | Ceiling Fixture | Incandescent |  | Standard A Lamp | 1 | 60 | 750032 | Bathroom | 0.07236%
75003 | 2 | 5 | 4 | Manual | 1 | Chandelier (Hanging) | Compact Fluorescent |  | Twist | 1 | 18 | 750032 | Bathroom | 0.07236%
75004 | 1 | 1 | 1 | Manual | 1 | Wall Mount | Incandescent |  | Standard A Lamp | 2 | 60 | 750041 | Bathroom | 0.07236%
75004 | 1 | 2 | 1 | Manual | 1 | Ceiling Fixture | Incandescent |  | Standard A Lamp | 1 | 60 | 750041 | Bathroom | 0.07236%
75004 | 1 | 2 | 2 | Manual | 1 | Table | Incandescent |  | Standard A Lamp | 1 | 60 | 750041 | Bathroom | 0.07236%
75004 | 1 | 3 | 1 | Manual | 1 | Ceiling Fixture | Incandescent |  | Decorative | 2 | 60 | 750041 | Bathroom | 0.07236%
75004 | 1 | 4 | 1 | Manual | 2 | Ceiling Fixture | Compact Fluorescent |  | Twist | 2 | 14 | 750041 | Bathroom | 0.07236%
75004 | 1 | 5 | 1 | Manual | 1 | Table | Incandescent |  | Standard A Lamp | 1 | 60 | 750041 | Bathroom | 0.07236%
75004 | 1 | 5 | 2 | Manual | 1 | Floor lamp | Incandescent |  | Standard A Lamp | 1 | 60 | 750041 | Bathroom | 0.07236%
75004 | 2 | 1 | 1 | Manual | 1 | Wall Mount | Incandescent |  | Standard A Lamp | 2 | 60 | 750042 | Bathroom | 0.07236%
75004 | 2 | 2 | 1 | Manual | 1 | Ceiling Fixture | Compact Fluorescent |  | Twist | 2 | 9 | 750042 | Bathroom | 0.07236%
75004 | 2 | 2 | 2 | Manual | 1 | Table | Incandescent |  | 3-Way Incandescent | 1 | 150 | 750042 | Bathroom | 0.07236%
75004 | 2 | 3 | 1 | Manual | 1 | Ceiling Fixture | Compact Fluorescent |  | Twist | 3 | 9 | 750042 | Bathroom | 0.07236%
75004 | 2 | 4 | 1 | Manual | 2 | Ceiling Fixture | Compact Fluorescent |  | Twist | 1 | 26 | 750042 | Bathroom | 0.07236%
75004 | 2 | 4 | 2 | Manual | 1 | Table | Incandescent |  | 3-Way Incandescent | 1 | 100 | 750042 | Bathroom | 0.07236%
75004 | 2 | 5 | 1 | Manual | 1 | Table | Incandescent |  | 3-Way Incandescent | 1 | 150 | 750042 | Bathroom | 0.07236%
75004 | 2 | 5 | 2 | Manual | 1 | Floor lamp | Incandescent |  | 3-Way Incandescent | 1 | 100 | 750042 | Bathroom | 0.07236%
75004 | 2 | 5 | 3 | Manual | 1 | Table | Incandescent |  | Decorative | 1 | 25 | 750042 | Bathroom | 0.07236%
75005 | 1 | 1 | 1 | Manual | 1 | Wall Mount | Linear Fluorescent | 2 | T-8 | 2 | 17 | 750051 | Bathroom | 0.07236%
75005 | 1 | 1 | 2 | Manual | 1 | Recessed Can | Incandescent |  | Heat Lamp | 1 | 250 | 750051 | Bathroom | 0.07236%
75005 | 1 | 2 | 1 | Manual | 1 | Ceiling Fixture | Compact Fluorescent |  | Twist | 4 | 11 | 750051 | Bathroom | 0.07236%
75005 | 1 | 2 | 2 | Manual | 1 | Floor lamp | Incandescent |  | 3-Way Incandescent | 1 | 100 | 750051 | Bathroom | 0.07236%
75005 | 1 | 2 | 3 | Manual | 1 | Table | Compact Fluorescent |  | Twist | 1 | 100 | 750051 | Bathroom | 0.07236%
75005 | 1 | 3 | 1 | Manual | 1 | Ceiling Fixture | Incandescent |  | Standard A Lamp | 1 | 75 | 750051 | Bathroom | 0.07236%
75005 | 1 | 4 | 1 | Manual | 1 | Ceiling Fixture | Linear Fluorescent | 4 | T-8 | 2 | 32 | 750051 | Bathroom | 0.07236%
75005 | 1 | 4 | 2 | Manual | 1 | Recessed - other | Compact Fluorescent |  | Twist | 1 | 7 | 750051 | Bathroom | 0.07236%
75005 | 1 | 5 | 1 | Manual | 1 | Ceiling Fixture | Incandescent |  | Standard A Lamp | 4 | 75 | 750051 | Bathroom | 0.07236%
75005 | 1 | 5 | 2 | Manual | 1 | Floor lamp | Compact Fluorescent |  | Twist | 1 | 32 | 750051 | Bathroom | 0.07236%
75005 | 1 | 5 | 3 | Manual | 1 | Floor lamp | Compact Fluorescent |  | Twist | 1 | 10 | 750051 | Bathroom | 0.07236%
75005 | 2 | 1 | 1 | Manual | 1 | Wall Mount | Linear Fluorescent | 2 | T-8 | 2 | 17 | 750052 | Bathroom | 0.07236%
75005 | 2 | 1 | 2 | Manual | 1 | Recessed Can | Incandescent |  | Heat Lamp | 1 | 250 | 750052 | Bathroom | 0.07236%
75005 | 2 | 2 | 1 | Manual | 1 | Ceiling Fixture | Incandescent |  | Standard A Lamp | 4 | 60 | 750052 | Bathroom | 0.07236%
75005 | 2 | 2 | 2 | Manual | 2 | Table | Incandescent |  | Standard A Lamp | 1 | 60 | 750052 | Bathroom | 0.07236%
75005 | 2 | 3 | 1 | Manual | 1 | Ceiling Fixture | Incandescent |  | Standard A Lamp | 1 | 100 | 750052 | Bathroom | 0.07236%
75005 | 2 | 4 | 1 | Manual | 1 | Ceiling Fixture | Linear Fluorescent | 4 | T-8 | 2 | 32 | 750052 | Bathroom | 0.07236%
75005 | 2 | 5 | 1 | Manual | 1 | Ceiling Fixture | Incandescent |  | Standard A Lamp | 2 | 60 | 750052 | Bathroom | 0.07236%
75005 | 2 | 5 | 2 | Manual | 2 | Table | Incandescent |  | Standard A Lamp | 1 | 60 | 750052 | Bathroom | 0.07236%
75005 | 2 | 5 | 3 | Manual | 1 | Floor lamp | Incandescent |  | Decorative | 8 | 5 | 750052 | Bathroom | 0.07236%
75006 | 1 | 1 | 1 | Manual | 1 | Wall Mount | Compact Fluorescent |  | Twist | 4 | 13 | 750061 | Bathroom | 0.07236%
75006 | 1 | 2 | 1 | Manual | 1 | Ceiling Fan | Compact Fluorescent |  | Twist | 1 | 20 | 750061 | Bathroom | 0.07236%
75006 | 1 | 2 | 2 | Manual | 1 | Table | Incandescent |  | Standard A Lamp | 1 | 60 | 750061 | Bathroom | 0.07236%
75006 | 1 | 3 | 1 | Manual | 1 | Ceiling Fixture | Compact Fluorescent |  | Twist | 1 | 20 | 750061 | Bathroom | 0.07236%
75006 | 1 | 4 | 1 | Manual | 1 | Ceiling Fan | Compact Fluorescent |  | Twist | 1 | 20 | 750061 | Bathroom | 0.07236%
75006 | 1 | 4 | 2 | Manual | 1 | Ceiling Fixture | Linear Fluorescent | 4 | T-12 | 2 | 40 | 750061 | Bathroom | 0.07236%
75006 | 1 | 5 | 1 | Manual | 1 | Table | Incandescent |  | Standard A Lamp | 1 | 150 | 750061 | Bathroom | 0.07236%
75006 | 1 | 5 | 2 | Manual | 1 | Floor lamp | Incandescent |  | Decorative | 3 | 40 | 750061 | Bathroom | 0.07236%
75006 | 2 | 1 | 1 | Manual | 1 | Wall Mount | Incandescent |  | Globe | 5 | 60 | 750062 | Bathroom | 0.07236%
75006 | 2 | 2 | 1 | Manual | 1 | Table | Incandescent |  | Standard A Lamp | 1 | 40 | 750062 | Bathroom | 0.07236%
75006 | 2 | 2 | 2 | Manual | 1 | Ceiling Fixture | Incandescent |  | Standard A Lamp | 2 | 60 | 750062 | Bathroom | 0.07236%
75006 | 2 | 3 | 1 | Manual | 1 | Ceiling Fixture | Incandescent |  | Standard A Lamp | 1 | 100 | 750062 | Bathroom | 0.07236%
75006 | 2 | 4 | 1 | Manual | 1 | Track | Halogen |  | MR | 3 | 35 | 750062 | Bathroom | 0.07236%
75006 | 2 | 5 | 1 | Manual | 1 | Ceiling Fixture | Incandescent |  | Standard A Lamp | 1 | 60 | 750062 | Bathroom | 0.07236%
75006 | 2 | 5 | 2 | Manual | 1 | Track | Halogen |  | MR | 5 | 35 | 750062 | Bathroom | 0.07236%
75006 | 2 | 5 | 3 | Manual | 1 | Other | Incandescent |  | Standard A Lamp | 1 | 25 | 750062 | Bathroom | 0.07236%
75006 | 2 | 6 | 1 | Manual | 1 | Ceiling Fixture | Incandescent |  | Standard A Lamp | 2 | 60 | 750062 | Bathroom | 0.07236%
75006 | 2 | 6 | 2 | Manual | 1 | Table | Compact Fluorescent |  | Twist | 1 | 18 | 750062 | Bathroom | 0.07236%
75007 | 1 | 1 | 1 | Manual | 1 | Wall Mount | Linear Fluorescent | 2 | T-8 | 1 | 17 | 750071 | Bathroom | 0.07236%
75007 | 1 | 2 | 1 | Manual | 1 | Wall Mount | Linear Fluorescent | 2 | T-8 | 1 | 17 | 750071 | Bathroom | 0.07236%
75007 | 1 | 3 | 1 | Manual | 1 | Ceiling Fixture | Compact Fluorescent |  | Twist | 2 | 13 | 750071 | Bathroom | 0.07236%
75007 | 1 | 3 | 2 | Manual | 1 | Table | Incandescent |  | Standard A Lamp | 1 | 100 | 750071 | Bathroom | 0.07236%
75007 | 1 | 4 | 1 | Manual | 2 | Ceiling Fixture | Compact Fluorescent |  | Twist | 2 | 13 | 750071 | Bathroom | 0.07236%
75007 | 1 | 5 | 1 | Manual | 1 | Ceiling Fixture | Linear Fluorescent | 4 | T-8 | 2 | 32 | 750071 | Bathroom | 0.07236%
75007 | 1 | 5 | 2 | Manual | 1 | Recessed - other | Compact Fluorescent |  | Twist | 1 | 13 | 750071 | Bathroom | 0.07236%
75007 | 1 | 6 | 1 | Manual | 1 | Ceiling Fan | Compact Fluorescent |  | Twist | 2 | 13 | 750071 | Bathroom | 0.07236%
75007 | 1 | 7 | 1 | Manual | 1 | Floor lamp | Compact Fluorescent |  | Twist | 1 | 13 | 750071 | Bathroom | 0.07236%
75007 | 1 | 7 | 2 | Manual | 1 | Track | Compact Fluorescent |  | Pin base | 2 | 26 | 750071 | Bathroom | 0.07236%
75007 | 1 | 8 | 1 | Manual | 1 | Ceiling Fixture | Compact Fluorescent |  | Twist | 2 | 13 | 750071 | Bathroom | 0.07236%
75007 | 2 | 1 | 1 | Manual | 1 | Wall Mount | Linear Fluorescent | 2 | T-8 | 1 | 17 | 750072 | Bathroom | 0.07236%
75007 | 2 | 2 | 1 | Manual | 1 | Ceiling Fixture | Compact Fluorescent |  | Twist | 2 | 13 | 750072 | Bathroom | 0.07236%
75007 | 2 | 3 | 1 | Manual | 1 | Ceiling Fixture | Linear Fluorescent | 4 | T-8 | 2 | 32 | 750072 | Bathroom | 0.07236%
75007 | 2 | 3 | 2 | Manual | 1 | Recessed - other | Compact Fluorescent |  | Pin base | 1 | 13 | 750072 | Bathroom | 0.07236%
75007 | 2 | 4 | 1 | Manual | 1 | Ceiling Fixture | Compact Fluorescent |  | Twist | 2 | 13 | 750072 | Bathroom | 0.07236%
75007 | 2 | 4 | 2 | Manual | 1 | Track | Compact Fluorescent |  | Pin base | 2 | 26 | 750072 | Bathroom | 0.07236%
75007 | 2 | 5 | 1 | Manual | 1 | Ceiling Fixture | Compact Fluorescent |  | Twist | 2 | 13 | 750072 | Bathroom | 0.07236%
75007 | 2 | 5 | 2 | Manual | 1 | Table | Compact Fluorescent |  | Twist | 1 | 13 | 750072 | Bathroom | 0.07236%
75008 | 1 | 1 | 1 | Manual | 1 | Wall Mount | Incandescent |  | Clear | 4 | 40 | 750081 | Bathroom | 0.07236%
75008 | 1 | 1 | 2 | Manual | 1 | Recessed Can | Incandescent |  | Heat Lamp | 1 | 150 | 750081 | Bathroom | 0.07236%
75008 | 1 | 2 | 1 | Manual | 1 | Wall Mount | Incandescent |  | Clear | 4 | 40 | 750081 | Bathroom | 0.07236%
75008 | 1 | 2 | 2 | Manual | 1 | Recessed Can | Incandescent |  | Heat Lamp | 1 | 150 | 750081 | Bathroom | 0.07236%
75008 | 1 | 3 | 1 | Manual | 1 | Ceiling Fixture | Compact Fluorescent |  | Twist | 2 | 11 | 750081 | Bathroom | 0.07236%
75008 | 1 | 3 | 2 | Manual | 1 | Wall Mount | Incandescent |  | Clear | 1 | 40 | 750081 | Bathroom | 0.07236%
75008 | 1 | 3 | 3 | Manual | 1 | Table | Incandescent |  | Standard A Lamp | 1 | 75 | 750081 | Bathroom | 0.07236%
75008 | 1 | 4 | 1 | Manual | 1 | Ceiling Fixture | Compact Fluorescent |  | Twist | 2 | 13 | 750081 | Bathroom | 0.07236%
75008 | 1 | 5 | 1 | Dimmer | 1 | Other | Incandescent |  | Clear | 1 | 60 | 750081 | Bathroom | 0.07236%
75008 | 1 | 5 | 2 | Manual | 1 | Chandelier (Hanging) | Incandescent |  | Clear | 1 | 13 | 750081 | Bathroom | 0.07236%
75008 | 1 | 6 | 1 | Manual | 1 | Chandelier (Hanging) | Incandescent |  | Clear | 1 | 13 | 750081 | Bathroom | 0.07236%
75008 | 1 | 6 | 2 | Manual | 1 | Table | Incandescent |  | Standard A Lamp | 1 | 75 | 750081 | Bathroom | 0.07236%
75008 | 2 | 1 | 1 | Manual | 1 | Wall Mount | Incandescent |  | Clear | 4 | 40 | 750082 | Bathroom | 0.07236%
75008 | 2 | 1 | 2 | Manual | 1 | Recessed Can | Incandescent |  | Heat Lamp | 1 | 150 | 750082 | Bathroom | 0.07236%
75008 | 2 | 2 | 1 | Manual | 1 | Ceiling Fixture | Incandescent |  | Standard A Lamp | 2 | 60 | 750082 | Bathroom | 0.07236%
75008 | 2 | 3 | 1 | Manual | 1 | Ceiling Fixture | Linear Fluorescent | 4 | T-8 | 2 | 32 | 750082 | Bathroom | 0.07236%
75008 | 2 | 3 | 2 | Manual | 1 | Other | Incandescent |  | Standard A Lamp | 1 | 60 | 750082 | Bathroom | 0.07236%
75008 | 2 | 4 | 1 | Manual | 1 | Ceiling Fixture | Incandescent |  | Standard A Lamp | 2 | 60 | 750082 | Bathroom | 0.07236%
75009 | 1 | 1 | 1 | Manual | 1 | Wall Mount | Incandescent |  | Globe | 2 | 60 | 750091 | Bathroom | 0.07236%
75009 | 1 | 2 | 1 | Manual | 1 | Ceiling Fixture | Incandescent |  | Standard A Lamp | 1 | 40 | 750091 | Bathroom | 0.07236%
75009 | 1 | 3 | 1 | Manual | 1 | Ceiling Fixture | Incandescent |  | Standard A Lamp | 1 | 60 | 750091 | Bathroom | 0.07236%
75009 | 1 | 4 | 1 | Manual | 1 | Ceiling Fixture | Incandescent |  | Standard A Lamp | 1 | 100 | 750091 | Bathroom | 0.07236%
75009 | 1 | 5 | 1 | Manual | 1 | Table | Incandescent |  | Standard A Lamp | 1 | 100 | 750091 | Bathroom | 0.07236%
75009 | 1 | 5 | 2 | Dimmer | 1 | Chandelier (Hanging) | Incandescent |  | Standard A Lamp | 3 | 75 | 750091 | Bathroom | 0.07236%
75009 | 1 | 5 | 3 | Manual | 1 | Ceiling Fixture | Compact Fluorescent |  | Twist | 1 | 11 | 750091 | Bathroom | 0.07236%
75009 | 1 | 5 | 4 | Dimmer | 1 | Table | Halogen |  | Quartz Tube | 1 | 100 | 750091 | Bathroom | 0.07236%
75009 | 2 | 1 | 1 | Manual | 1 | Wall Mount | Incandescent |  | Globe | 3 | 60 | 750092 | Bathroom | 0.07236%
75009 | 2 | 2 | 1 | Manual | 1 | Ceiling Fixture | Incandescent |  | Standard A Lamp | 3 | 75 | 750092 | Bathroom | 0.07236%
75009 | 2 | 2 | 2 | Manual | 1 | Table | Incandescent |  | Mini base | 2 | 25 | 750092 | Bathroom | 0.07236%
75009 | 2 | 2 | 3 | Manual | 1 | Table | Compact Fluorescent |  | Twist | 1 | 23 | 750092 | Bathroom | 0.07236%
75009 | 2 | 3 | 1 | Manual | 1 | Ceiling Fixture | Incandescent |  | Clear | 1 | 40 | 750092 | Bathroom | 0.07236%
75009 | 2 | 4 | 1 | Manual | 1 | Ceiling Fixture | Incandescent |  | Standard A Lamp | 1 | 60 | 750092 | Bathroom | 0.07236%
75009 | 2 | 5 | 1 | Manual | 1 | Ceiling Fixture | Incandescent |  | Standard A Lamp | 1 | 60 | 750092 | Bathroom | 0.07236%
75009 | 2 | 6 | 1 | Manual | 1 | Ceiling Fixture | Incandescent |  | Standard A Lamp | 3 | 75 | 750092 | Bathroom | 0.07236%
75009 | 2 | 6 | 2 | Dimmer | 1 | Floor lamp | Incandescent |  | Standard A Lamp | 2 | 60 | 750092 | Bathroom | 0.07236%
75009 | 2 | 6 | 3 | Manual | 1 | Table | Incandescent |  | Decorative | 1 | 25 | 750092 | Bathroom | 0.07236%
75010 | 1 | 1 | 1 | Manual | 1 | Wall Mount | Incandescent |  | Globe | 5 | 40 | 750101 | Bathroom | 0.07236%
75010 | 1 | 1 | 2 | Timer | 1 | Recessed - other | Incandescent |  | Reflector | 2 | 75 | 750101 | Bathroom | 0.07236%
75010 | 1 | 2 | 1 | Manual | 2 | Floor lamp | Incandescent |  | 3-Way Incandescent | 1 | 150 | 750101 | Bathroom | 0.07236%
75010 | 1 | 3 | 1 | Manual | 1 | Recessed Can | Compact Fluorescent |  | Twist | 1 | 13 | 750101 | Bathroom | 0.07236%
75010 | 1 | 3 | 2 | Manual | 1 | Recessed Can | Incandescent |  | Standard A Lamp | 1 | 75 | 750101 | Bathroom | 0.07236%
75010 | 1 | 4 | 1 | Manual | 4 | Recessed Can | Incandescent |  | Standard A Lamp | 1 | 60 | 750101 | Bathroom | 0.07236%
75010 | 1 | 4 | 2 | Manual | 2 | Recessed Can | Incandescent |  | Standard A Lamp | 1 | 75 | 750101 | Bathroom | 0.07236%
75010 | 1 | 4 | 3 | Manual | 1 | Other | Incandescent |  | Standard A Lamp | 1 | 60 | 750101 | Bathroom | 0.07236%
75010 | 1 | 4 | 4 | Manual | 1 | Ceiling Fixture | Linear Fluorescent | 4 | T-12 | 1 | 40 | 750101 | Bathroom | 0.07236%
75010 | 1 | 5 | 1 | Manual | 2 | Floor lamp | Incandescent |  | 3-Way Incandescent | 1 | 150 | 750101 | Bathroom | 0.07236%
75010 | 1 | 5 | 2 | Manual | 1 | Ceiling Fan | Compact Fluorescent |  | Twist | 1 | 13 | 750101 | Bathroom | 0.07236%
75010 | 2 | 1 | 1 | Manual | 1 | Wall Mount | Compact Fluorescent |  | Twist | 6 | 13 | 750102 | Bathroom | 0.07236%
75010 | 2 | 1 | 2 | Manual | 1 | Recessed - other | Halogen |  | PAR | 1 | 60 | 750102 | Bathroom | 0.07236%
75010 | 2 | 1 | 3 | Timer | 1 | Recessed - other | Incandescent |  | Heat Lamp | 1 | 150 | 750102 | Bathroom | 0.07236%
75010 | 2 | 2 | 1 | Manual | 1 | Table | Compact Fluorescent |  | Twist | 1 | 13 | 750102 | Bathroom | 0.07236%
75010 | 2 | 3 | 1 | Manual | 1 | Recessed Can | Compact Fluorescent |  | Twist | 1 | 23 | 750102 | Bathroom | 0.07236%
75010 | 2 | 4 | 1 | Manual | 1 | Recessed Can | Incandescent |  | Standard A Lamp | 1 | 100 | 750102 | Bathroom | 0.07236%
75010 | 2 | 5 | 1 | Manual | 2 | Recessed Can | Incandescent |  | Standard A Lamp | 1 | 100 | 750102 | Bathroom | 0.07236%
75010 | 2 | 5 | 2 | Manual | 3 | Recessed Can | Compact Fluorescent |  | Twist | 1 | 13 | 750102 | Bathroom | 0.07236%
75010 | 2 | 5 | 3 | Manual | 1 | Other | Incandescent |  | Standard A Lamp | 1 | 100 | 750102 | Bathroom | 0.07236%
75010 | 2 | 5 | 4 | Manual | 1 | Other | Linear Fluorescent | 4 | T-12 | 1 | 40 | 750102 | Bathroom | 0.07236%
75010 | 2 | 6 | 1 | Manual | 1 | Ceiling Fan | Incandescent |  | Standard A Lamp | 4 | 100 | 750102 | Bathroom | 0.07236%
75010 | 2 | 6 | 2 | Manual | 1 | Floor lamp | Compact Fluorescent |  | Twist | 1 | 13 | 750102 | Bathroom | 0.07236%
75011 | 1 | 1 | 1 | Manual | 1 | Wall Mount | Incandescent |  | Globe | 5 | 60 | 750111 | Bathroom | 0.07236%
75011 | 1 | 1 | 2 | Manual | 1 | Recessed - other | Incandescent |  | Heat Lamp | 1 | 250 | 750111 | Bathroom | 0.07236%
75011 | 1 | 2 | 1 | Manual | 1 | Ceiling Fixture | Incandescent |  | Standard A Lamp | 2 | 60 | 750111 | Bathroom | 0.07236%
75011 | 1 | 2 | 2 | Manual | 2 | Table | Incandescent |  | Standard A Lamp | 1 | 60 | 750111 | Bathroom | 0.07236%
75011 | 1 | 3 | 1 | Manual | 1 | Ceiling Fixture | Linear Fluorescent | 4 | T-8 | 2 | 32 | 750111 | Bathroom | 0.07236%
75011 | 1 | 3 | 2 | Manual | 1 | Other | Incandescent |  | Globe | 2 | 30 | 750111 | Bathroom | 0.07236%
75011 | 1 | 4 | 1 | Manual | 1 | Ceiling Fixture | Incandescent |  | Standard A Lamp | 1 | 60 | 750111 | Bathroom | 0.07236%
75011 | 1 | 5 | 1 | Manual | 1 | Floor lamp | Incandescent |  | 3-Way Incandescent | 1 | 150 | 750111 | Bathroom | 0.07236%
75011 | 1 | 5 | 2 | Manual | 1 | Track | Halogen |  | Other | 4 | 40 | 750111 | Bathroom | 0.07236%
75011 | 1 | 5 | 3 | Manual | 1 | Table | Halogen |  | Quartz Tube | 1 | 100 | 750111 | Bathroom | 0.07236%
75011 | 1 | 5 | 4 | Manual | 1 | Ceiling Fixture | Incandescent |  | Standard A Lamp | 2 | 60 | 750111 | Bathroom | 0.07236%
75011 | 1 | 5 | 5 | Manual | 1 | Table | Incandescent |  | Standard A Lamp | 2 | 100 | 750111 | Bathroom | 0.07236%
75011 | 1 | 5 | 6 | Manual | 1 | Table | Incandescent |  | Standard A Lamp | 2 | 60 | 750111 | Bathroom | 0.07236%
75011 | 2 | 1 | 1 | Manual | 1 | Wall Mount | Compact Fluorescent |  | Globe | 5 | 15 | 750112 | Bathroom | 0.07236%
75011 | 2 | 1 | 2 | Manual | 1 | Recessed - other | Incandescent |  | Heat Lamp | 1 | 250 | 750112 | Bathroom | 0.07236%
75011 | 2 | 2 | 1 | Manual | 1 | Recessed - other | Incandescent |  | Heat Lamp | 1 | 250 | 750112 | Bathroom | 0.07236%
75011 | 2 | 2 | 2 | Manual | 1 | Wall Mount | Compact Fluorescent |  | Globe | 3 | 15 | 750112 | Bathroom | 0.07236%
75011 | 2 | 3 | 1 | Manual | 1 | Ceiling Fixture | Incandescent |  | Standard A Lamp | 2 | 60 | 750112 | Bathroom | 0.07236%
75011 | 2 | 4 | 1 | Manual | 1 | Track | Compact Fluorescent |  | Twist | 3 | 14 | 750112 | Bathroom | 0.07236%
75011 | 2 | 5 | 1 | Manual | 1 | Ceiling Fixture | Compact Fluorescent |  | Twist | 1 | 23 | 750112 | Bathroom | 0.07236%
75011 | 2 | 5 | 2 | Manual | 1 | Ceiling Fixture | Compact Fluorescent |  | Twist | 2 | 14 | 750112 | Bathroom | 0.07236%
75011 | 2 | 5 | 3 | Manual | 1 | Ceiling Fixture | Compact Fluorescent |  | Twist | 2 | 13 | 750112 | Bathroom | 0.07236%
75011 | 2 | 6 | 1 | Manual | 1 | Ceiling Fixture | Linear Fluorescent | 4 | T-8 | 2 | 32 | 750112 | Bathroom | 0.07236%
75011 | 2 | 6 | 2 | Manual | 1 | Other | Incandescent |  | Globe | 2 | 30 | 750112 | Bathroom | 0.07236%
75011 | 2 | 7 | 1 | Manual | 1 | Table | Compact Fluorescent |  | Twist | 1 | 14 | 750112 | Bathroom | 0.07236%
75011 | 2 | 8 | 1 | Manual | 1 | Ceiling Fixture | Incandescent |  | Standard A Lamp | 1 | 60 | 750112 | Bathroom | 0.07236%
75011 | 2 | 9 | 1 | Manual | 1 | Ceiling Fixture | Incandescent |  | Standard A Lamp | 1 | 60 | 750112 | Bathroom | 0.07236%
75012 | 1 | 1 | 1 | Manual | 1 | Ceiling Fixture | Linear Fluorescent | 4 | T-12 | 2 | 40 | 750121 | Kitchen | 0.07236%
75012 | 1 | 2 | 1 | Manual | 1 | Floor lamp | Incandescent |  | Standard A Lamp | 2 | 150 | 750121 | Kitchen | 0.07236%
75012 | 1 | 2 | 2 | Manual | 1 | Ceiling Fixture | Linear Fluorescent | 4 | T-12 | 2 | 40 | 750121 | Kitchen | 0.07236%
75012 | 1 | 2 | 3 | Manual | 1 | Floor lamp | Incandescent |  | Standard A Lamp | 1 | 150 | 750121 | Kitchen | 0.07236%
75012 | 2 | 1 | 1 | Manual | 1 | Ceiling Fixture | Linear Fluorescent | 4 | T-12 | 2 | 40 | 750122 | Other | 0.07236%
75013 | 1 | 1 | 1 | Manual | 1 | Recessed Can | Incandescent |  | Heat Lamp | 1 | 250 | 750131 | Bathroom | 0.07236%
75013 | 1 | 1 | 2 | Manual | 1 | Recessed Can | Incandescent |  | Reflector | 1 | 75 | 750131 | Bathroom | 0.07236%
75013 | 1 | 1 | 3 | Manual | 1 | Wall Mount | Incandescent |  | Standard A Lamp | 2 | 60 | 750131 | Bathroom | 0.07236%
75013 | 1 | 2 | 1 | Manual | 2 | Table | Compact Fluorescent |  | Twist | 1 | 13 | 750131 | Bathroom | 0.07236%
75013 | 1 | 3 | 1 | Manual | 1 | Ceiling Fan | Compact Fluorescent |  | Twist | 2 | 7 | 750131 | Bathroom | 0.07236%
75013 | 1 | 3 | 2 | Manual | 1 | Ceiling Fixture | Compact Fluorescent |  | Twist | 2 | 13 | 750131 | Bathroom | 0.07236%
75013 | 1 | 4 | 1 | Manual | 1 | Ceiling Fixture | Other |  | Fluorescent Other | 2 | 40 | 750131 | Bathroom | 0.07236%
75013 | 1 | 5 | 1 | Manual | 2 | Ceiling Fixture | Linear Fluorescent | 8 | T-12 | 2 | 75 | 750131 | Bathroom | 0.07236%
75013 | 1 | 5 | 2 | Manual | 1 | Table | Incandescent |  | Standard A Lamp | 1 | 40 | 750131 | Bathroom | 0.07236%
75013 | 1 | 5 | 3 | Manual | 1 | Table | Compact Fluorescent |  | Twist | 1 | 13 | 750131 | Bathroom | 0.07236%
75013 | 1 | 5 | 4 | Manual | 1 | Floor lamp | Incandescent |  | Standard A Lamp | 1 | 100 | 750131 | Bathroom | 0.07236%
75013 | 1 | 5 | 5 | Manual | 2 | Wall Mount | Compact Fluorescent |  | Twist | 1 | 13 | 750131 | Bathroom | 0.07236%
75013 | 1 | 5 | 6 | Manual | 1 | Wall Mount | Compact Fluorescent |  | Twist | 2 | 13 | 750131 | Bathroom | 0.07236%
75013 | 2 | 1 | 1 | Manual | 2 | Ceiling Fixture | Compact Fluorescent |  | Twist | 1 | 13 | 750132 | Living Room | 0.07236%
75013 | 2 | 2 | 1 | Manual | 1 | Ceiling Fixture | Compact Fluorescent |  | Twist | 1 | 7 | 750132 | Living Room | 0.07236%
75013 | 2 | 3 | 1 | Manual | 1 | Wall Mount | Incandescent |  | Globe | 3 | 40 | 750132 | Living Room | 0.07236%
75013 | 2 | 3 | 2 | Manual | 1 | Recessed Can | Incandescent |  | Heat Lamp | 1 | 250 | 750132 | Living Room | 0.07236%
76001 | 1 | 1 | 1 | Manual | 1 | Wall Mount | Incandescent |  | Standard A Lamp | 2 | 60 | 760011 | Bathroom | 0.07236%
76001 | 1 | 2 | 1 | Manual | 1 | Ceiling Fixture | Incandescent |  | Standard A Lamp | 2 | 60 | 760011 | Bathroom | 0.07236%
76001 | 1 | 2 | 2 | Manual | 1 | Table | Incandescent |  | Mini base | 1 | 40 | 760011 | Bathroom | 0.07236%
76001 | 1 | 3 | 1 | Manual | 1 | Ceiling Fixture | Incandescent |  | Decorative | 1 | 60 | 760011 | Bathroom | 0.07236%
76001 | 1 | 4 | 1 | Manual | 2 | Ceiling Fixture | Incandescent |  | Standard A Lamp | 1 | 60 | 760011 | Bathroom | 0.07236%
76001 | 1 | 5 | 1 | Manual | 1 | Floor lamp | Incandescent |  | 3-Way Incandescent | 1 | 100 | 760011 | Bathroom | 0.07236%
76001 | 1 | 5 | 2 | Manual | 1 | Table | Compact Fluorescent |  | A shape bulb | 1 | 7 | 760011 | Bathroom | 0.07236%
76001 | 1 | 5 | 3 | Manual | 1 | Floor lamp | Incandescent |  | Standard A Lamp | 1 | 40 | 760011 | Bathroom | 0.07236%
76001 | 1 | 6 | 1 | Manual | 1 | Ceiling Fixture | Compact Fluorescent |  | Twist | 1 | 26 | 760011 | Bathroom | 0.07236%
76001 | 1 | 6 | 2 | Manual | 1 | Table | Halogen |  | MR | 1 | 50 | 760011 | Bathroom | 0.07236%
76001 | 2 | 1 | 1 | Manual | 1 | Wall Mount | Compact Fluorescent |  | Twist | 2 | 26 | 760012 | Bathroom | 0.07236%
76001 | 2 | 2 | 1 | Manual | 1 | Wall Mount | Incandescent |  | Standard A Lamp | 2 | 60 | 760012 | Bathroom | 0.07236%
76001 | 2 | 3 | 1 | Manual | 2 | Ceiling Fixture | Incandescent |  | Standard A Lamp | 1 | 60 | 760012 | Bathroom | 0.07236%
76001 | 2 | 3 | 2 | Manual | 1 | Table | Compact Fluorescent |  | Twist | 1 | 26 | 760012 | Bathroom | 0.07236%
76001 | 2 | 4 | 1 | Manual | 2 | Table | Compact Fluorescent |  | Twist | 1 | 26 | 760012 | Bathroom | 0.07236%
76001 | 2 | 4 | 2 | Manual | 1 | Ceiling Fixture | Incandescent |  | Standard A Lamp | 1 | 60 | 760012 | Bathroom | 0.07236%
76001 | 2 | 5 | 1 | Manual | 2 | Ceiling Fixture | Incandescent |  | Standard A Lamp | 1 | 60 | 760012 | Bathroom | 0.07236%
76001 | 2 | 6 | 1 | Dimmer | 2 | Chandelier (Hanging) | Incandescent |  | Standard A Lamp | 1 | 60 | 760012 | Bathroom | 0.07236%
76001 | 2 | 7 | 1 | Manual | 1 | Floor lamp | Incandescent |  | Standard A Lamp | 1 | 60 | 760012 | Bathroom | 0.07236%
76001 | 2 | 7 | 2 | Manual | 1 | Floor lamp | Compact Fluorescent |  | Twist | 1 | 26 | 760012 | Bathroom | 0.07236%
76001 | 2 | 7 | 3 | Manual | 1 | Floor lamp | Incandescent |  | Standard A Lamp | 1 | 150 | 760012 | Bathroom | 0.07236%
76002 | 1 | 1 | 1 | Dimmer | 2 | Recessed Can | Halogen |  | PAR | 1 | 75 | 760021 | Bedroom | 0.07236%
76002 | 1 | 1 | 2 | Manual | 1 | Table | Compact Fluorescent |  | Twist | 1 | 23 | 760021 | Bedroom | 0.07236%
76002 | 1 | 2 | 1 | Dimmer | 2 | Recessed Can | Halogen |  | PAR | 1 | 75 | 760021 | Bedroom | 0.07236%
76002 | 1 | 2 | 2 | Dimmer | 1 | Recessed Can | Halogen |  | PAR | 1 | 90 | 760021 | Bedroom | 0.07236%
76002 | 1 | 3 | 1 | Manual | 1 | Recessed Can | Halogen |  | PAR | 1 | 75 | 760021 | Bedroom | 0.07236%
76002 | 1 | 3 | 2 | Manual | 2 | Recessed Can | Incandescent |  | Reflector | 1 | 45 | 760021 | Bedroom | 0.07236%
76002 | 1 | 4 | 1 | Manual | 1 | Ceiling Fixture | Linear Fluorescent | 4 | T-12 | 1 | 40 | 760021 | Bedroom | 0.07236%
76002 | 1 | 5 | 1 | Manual | 3 | Recessed Can | Incandescent |  | Reflector | 1 | 65 | 760021 | Bedroom | 0.07236%
76002 | 1 | 6 | 1 | Manual | 1 | Ceiling Fixture | Linear Fluorescent | 1 | T-5 | 1 | 8 | 760021 | Bedroom | 0.07236%
76002 | 1 | 7 | 1 | Dimmer | 3 | Recessed Can | Halogen |  | PAR | 1 | 75 | 760021 | Bedroom | 0.07236%
76002 | 1 | 7 | 2 | Dimmer | 4 | Recessed Can | Halogen |  | MR | 1 | 50 | 760021 | Bedroom | 0.07236%
76002 | 1 | 8 | 1 | Manual | 1 | Recessed Can | Incandescent |  | Reflector | 1 | 65 | 760021 | Bedroom | 0.07236%
76002 | 1 | 8 | 2 | Manual | 1 | Recessed Can | Incandescent |  | Reflector | 1 | 100 | 760021 | Bedroom | 0.07236%
76002 | 1 | 8 | 3 | Manual | 1 | Recessed Can | Halogen |  | PAR | 1 | 90 | 760021 | Bedroom | 0.07236%
76002 | 1 | 9 | 1 | Manual | 2 | Table | Incandescent |  | Clear | 1 | 53 | 760021 | Bedroom | 0.07236%
76002 | 1 | 9 | 2 | Dimmer | 1 | Recessed Can | Halogen |  | PAR | 1 | 75 | 760021 | Bedroom | 0.07236%
76002 | 1 | 10 | 1 | Manual | 1 | Ceiling Fixture | Linear Fluorescent | 4 | T-12 | 1 | 40 | 760021 | Bedroom | 0.07236%
76002 | 2 | 1 | 1 | Dimmer | 1 | Recessed Can | Incandescent |  | Reflector | 1 | 120 | 760022 | Bathroom | 0.07236%
76002 | 2 | 1 | 2 | Dimmer | 1 | Recessed Can | Incandescent |  | Standard A Lamp | 3 | 60 | 760022 | Bathroom | 0.07236%
76002 | 2 | 2 | 1 | Manual | 1 | Table | Incandescent |  | Standard A Lamp | 2 | 60 | 760022 | Bathroom | 0.07236%
76002 | 2 | 2 | 2 | Manual | 1 | Torchiere | Incandescent |  | 3-Way Incandescent | 1 | 150 | 760022 | Bathroom | 0.07236%
76002 | 2 | 3 | 1 | Manual | 1 | Wall Mount | Incandescent |  | Decorative | 2 | 60 | 760022 | Bathroom | 0.07236%
76002 | 2 | 3 | 2 | Manual | 1 | Ceiling Fixture | Incandescent |  | Decorative | 3 | 150 | 760022 | Bathroom | 0.07236%
76002 | 2 | 4 | 1 | Manual | 1 | Ceiling Fixture | Incandescent |  | Standard A Lamp | 2 | 75 | 760022 | Bathroom | 0.07236%
76002 | 2 | 4 | 2 | Manual | 1 | Other | Incandescent |  | Standard A Lamp | 1 | 60 | 760022 | Bathroom | 0.07236%
76002 | 2 | 4 | 3 | Manual | 1 | Other | Linear Fluorescent | 3 | T-12 | 1 | 30 | 760022 | Bathroom | 0.07236%
76002 | 2 | 5 | 1 | Manual | 1 | Floor lamp | Incandescent |  | Clear | 1 | 200 | 760022 | Bathroom | 0.07236%
76002 | 2 | 5 | 2 | Dimmer | 1 | Floor lamp | Halogen |  | Quartz Tube | 1 | 300 | 760022 | Bathroom | 0.07236%
76002 | 2 | 5 | 3 | Manual | 1 | Torchiere | Incandescent |  | Standard A Lamp | 2 | 60 | 760022 | Bathroom | 0.07236%
76002 | 2 | 5 | 4 | Manual | 1 | Table | Incandescent |  | 3-Way Incandescent | 1 | 150 | 760022 | Bathroom | 0.07236%
76002 | 2 | 5 | 5 | Manual | 1 | Table | Incandescent |  | Clear | 2 | 60 | 760022 | Bathroom | 0.07236%
76003 | 1 | 1 | 1 | Manual | 1 | Wall Mount | Incandescent |  | Standard A Lamp | 2 | 60 | 760031 | Bathroom | 0.07236%
76003 | 1 | 2 | 1 | Manual | 1 | Ceiling Fixture | Incandescent |  | Standard A Lamp | 2 | 60 | 760031 | Bathroom | 0.07236%
76003 | 1 | 2 | 2 | Manual | 2 | Table | Incandescent |  | 3-Way Incandescent | 1 | 150 | 760031 | Bathroom | 0.07236%
76003 | 1 | 3 | 1 | Manual | 1 | Ceiling Fixture | Incandescent |  | Standard A Lamp | 2 | 60 | 760031 | Bathroom | 0.07236%
76003 | 1 | 4 | 1 | Manual | 1 | Ceiling Fixture | Incandescent |  | Standard A Lamp | 1 | 100 | 760031 | Bathroom | 0.07236%
76003 | 1 | 4 | 2 | Manual | 1 | Ceiling Fixture | Incandescent |  | Standard A Lamp | 2 | 60 | 760031 | Bathroom | 0.07236%
76003 | 1 | 5 | 1 | Manual | 1 | Ceiling Fixture | Compact Fluorescent |  | Twist | 2 | 23 | 760031 | Bathroom | 0.07236%
76003 | 1 | 5 | 2 | Manual | 1 | Other | Incandescent |  | Standard A Lamp | 1 | 60 | 760031 | Bathroom | 0.07236%
76003 | 1 | 6 | 1 | Manual | 1 | Table | Incandescent |  | 3-Way Incandescent | 1 | 250 | 760031 | Bathroom | 0.07236%
76003 | 1 | 6 | 2 | Manual | 1 | Wall Mount | Incandescent |  | Standard A Lamp | 1 | 60 | 760031 | Bathroom | 0.07236%
76003 | 1 | 6 | 3 | Manual | 1 | Wall Mount | Incandescent |  | Standard A Lamp | 1 | 23 | 760031 | Bathroom | 0.07236%
76003 | 2 | 1 | 1 | Manual | 1 | Wall Mount | Incandescent |  | Standard A Lamp | 2 | 60 | 760032 | Bathroom | 0.07236%
76003 | 2 | 2 | 1 | Manual | 1 | Ceiling Fixture | Incandescent |  | Standard A Lamp | 2 | 60 | 760032 | Bathroom | 0.07236%
76003 | 2 | 2 | 2 | Manual | 1 | Table | Compact Fluorescent |  | Twist | 1 | 11 | 760032 | Bathroom | 0.07236%
76003 | 2 | 2 | 3 | Manual | 1 | Table | Halogen |  | Quartz Tube | 1 | 50 | 760032 | Bathroom | 0.07236%
76003 | 2 | 3 | 1 | Manual | 1 | Ceiling Fixture | Incandescent |  | Standard A Lamp | 1 | 60 | 760032 | Bathroom | 0.07236%
76003 | 2 | 4 | 1 | Manual | 1 | Ceiling Fixture | Incandescent |  | Standard A Lamp | 2 | 60 | 760032 | Bathroom | 0.07236%
76003 | 2 | 5 | 1 | Manual | 1 | Ceiling Fan | Incandescent |  | Standard A Lamp | 2 | 60 | 760032 | Bathroom | 0.07236%
76003 | 2 | 6 | 1 | Manual | 1 | Ceiling Fixture | Incandescent |  | Standard A Lamp | 2 | 60 | 760032 | Bathroom | 0.07236%
76003 | 2 | 7 | 1 | Manual | 1 | Ceiling Fixture | Incandescent |  | Standard A Lamp | 2 | 60 | 760032 | Bathroom | 0.07236%
76003 | 2 | 7 | 2 | Manual | 1 | Other | Incandescent |  | Standard A Lamp | 1 | 60 | 760032 | Bathroom | 0.07236%
76003 | 2 | 8 | 1 | Manual | 1 | Table | Compact Fluorescent |  | Twist | 1 | 13 | 760032 | Bathroom | 0.07236%
76003 | 2 | 8 | 2 | Manual | 1 | Table | Halogen |  | Quartz Tube | 1 | 50 | 760032 | Bathroom | 0.07236%
76004 | 1 | 1 | 1 | Manual | 1 | Wall Mount | Compact Fluorescent |  | Pin base | 1 | 13 | 760041 | Bathroom | 0.07236%
76004 | 1 | 2 | 1 | Manual | 1 | Table | Other |  | High Pressure Sodium | 1 | 150 | 760041 | Bathroom | 0.07236%
76004 | 1 | 2 | 2 | Manual | 1 | Table | Other |  | High Pressure Sodium | 1 | 400 | 760041 | Bathroom | 0.07236%
76004 | 1 | 2 | 3 | Manual | 1 | Table | Other |  | Metal Halide | 1 | 400 | 760041 | Bathroom | 0.07236%
76004 | 1 | 2 | 4 | Manual | 1 | Ceiling Fixture | Incandescent |  | Standard A Lamp | 1 | 60 | 760041 | Bathroom | 0.07236%
76004 | 1 | 3 | 1 | Manual | 1 | Ceiling Fixture | Compact Fluorescent |  | Twist | 1 | 13 | 760041 | Bathroom | 0.07236%
76004 | 1 | 4 | 1 | Manual | 1 | Ceiling Fixture | Compact Fluorescent |  | Pin base | 1 | 13 | 760041 | Bathroom | 0.07236%
76004 | 1 | 5 | 1 | Manual | 1 | Track | Other |  | Other | 3 | 60 | 760041 | Bathroom | 0.07236%
76004 | 1 | 5 | 2 | Manual | 1 | Chandelier (Hanging) | Compact Fluorescent |  | Pin base | 1 | 13 | 760041 | Bathroom | 0.07236%
76004 | 1 | 6 | 1 | Manual | 1 | Recessed Can | Halogen |  | MR | 1 | 75 | 760041 | Bathroom | 0.07236%
76004 | 1 | 6 | 2 | Manual | 1 | Table | Incandescent |  | Standard A Lamp | 1 | 60 | 760041 | Bathroom | 0.07236%
76004 | 2 | 1 | 1 | Manual | 1 | Wall Mount | Compact Fluorescent |  | Pin base | 3 | 13 | 760042 | Bathroom | 0.07236%
76004 | 2 | 1 | 2 | Manual | 1 | Ceiling Fixture | Compact Fluorescent |  | Pin base | 1 | 13 | 760042 | Bathroom | 0.07236%
76004 | 2 | 2 | 1 | Manual | 1 | Ceiling Fixture | Compact Fluorescent |  | Pin base | 1 | 13 | 760042 | Bathroom | 0.07236%
76004 | 2 | 2 | 2 | Manual | 1 | Ceiling Fixture | Linear Fluorescent |  | Fluorescent Other | 1 | 32 | 760042 | Bathroom | 0.07236%
76004 | 2 | 3 | 1 | Manual | 1 | Ceiling Fixture | Compact Fluorescent |  | Pin base | 1 | 13 | 760042 | Bathroom | 0.07236%
76004 | 2 | 4 | 1 | Manual | 2 | Ceiling Fixture | Compact Fluorescent |  | Pin base | 2 | 13 | 760042 | Bathroom | 0.07236%
76004 | 2 | 5 | 1 | Manual | 1 | Track | Other |  | Other | 3 | 60 | 760042 | Bathroom | 0.07236%
76004 | 2 | 5 | 2 | Manual | 1 | Ceiling Fixture | Compact Fluorescent |  | Twist | 3 | 15 | 760042 | Bathroom | 0.07236%
76004 | 2 | 6 | 1 | Manual | 1 | Track | Compact Fluorescent |  | Twist | 3 | 15 | 760042 | Bathroom | 0.07236%
76004 | 2 | 6 | 2 | Manual | 1 | Floor lamp | Incandescent |  | Decorative | 1 | 25 | 760042 | Bathroom | 0.07236%
76004 | 2 | 6 | 3 | Manual | 1 | Floor lamp | Compact Fluorescent |  | Twist | 1 | 23 | 760042 | Bathroom | 0.07236%
76005 | 1 | 1 | 1 | Manual | 1 | Wall Mount | Incandescent |  | Decorative | 3 | 40 | 760051 | Bathroom | 0.07236%
76005 | 1 | 1 | 2 | Manual | 1 | Ceiling Fixture | Incandescent |  | Standard A Lamp | 1 | 60 | 760051 | Bathroom | 0.07236%
76005 | 1 | 2 | 1 | Manual | 1 | Table | Compact Fluorescent |  | Pin base | 1 | 20 | 760051 | Bathroom | 0.07236%
76005 | 1 | 3 | 1 | Manual | 1 | Ceiling Fixture | Incandescent |  | Standard A Lamp | 1 | 60 | 760051 | Bathroom | 0.07236%
76005 | 1 | 4 | 1 | Manual | 3 | Ceiling Fixture | Incandescent |  | Standard A Lamp | 2 | 60 | 760051 | Bathroom | 0.07236%
76005 | 1 | 5 | 1 | Manual | 2 | Track | Halogen |  | MR | 3 | 40 | 760051 | Bathroom | 0.07236%
76005 | 1 | 5 | 2 | Manual | 1 | Ceiling Fixture | Incandescent |  | Standard A Lamp | 2 | 60 | 760051 | Bathroom | 0.07236%
76005 | 1 | 5 | 3 | Manual | 1 | Recessed - other | Incandescent |  | Mini base | 1 | 40 | 760051 | Bathroom | 0.07236%
76005 | 1 | 6 | 1 | Manual | 1 | Ceiling Fixture | Incandescent |  | Standard A Lamp | 1 | 60 | 760051 | Bathroom | 0.07236%
76005 | 1 | 7 | 1 | Manual | 1 | Ceiling Fixture | Compact Fluorescent |  | Twist | 2 | 15 | 760051 | Bathroom | 0.07236%
76005 | 1 | 7 | 2 | Manual | 1 | Table | Incandescent |  | Standard A Lamp | 1 | 100 | 760051 | Bathroom | 0.07236%
76005 | 1 | 7 | 3 | Manual | 1 | Floor lamp | Incandescent |  | Standard A Lamp | 1 | 150 | 760051 | Bathroom | 0.07236%
76005 | 1 | 7 | 4 | Manual | 1 | Table | Incandescent |  | Standard A Lamp | 1 | 60 | 760051 | Bathroom | 0.07236%
76005 | 1 | 8 | 1 | Manual | 1 | Wall Mount | Incandescent |  | Decorative | 3 | 40 | 760051 | Bathroom | 0.07236%
76005 | 1 | 8 | 2 | Manual | 1 | Ceiling Fixture | Incandescent |  | Standard A Lamp | 1 | 60 | 760051 | Bathroom | 0.07236%
76005 | 1 | 9 | 1 | Manual | 1 | Table | Incandescent |  | Standard A Lamp | 1 | 60 | 760051 | Bathroom | 0.07236%
76005 | 1 | 9 | 2 | Manual | 1 | Table | Incandescent |  | Standard A Lamp | 1 | 100 | 760051 | Bathroom | 0.07236%
76005 | 2 | 1 | 1 | Manual | 1 | Wall Mount | Incandescent |  | Decorative | 3 | 40 | 760052 | Bathroom | 0.07236%
76005 | 2 | 1 | 2 | Manual | 1 | Ceiling Fixture | Incandescent |  | Standard A Lamp | 1 | 60 | 760052 | Bathroom | 0.07236%
76005 | 2 | 2 | 1 | Manual | 1 | Ceiling Fixture | Incandescent |  | Standard A Lamp | 1 | 60 | 760052 | Bathroom | 0.07236%
76005 | 2 | 3 | 1 | Manual | 1 | Ceiling Fixture | Incandescent |  | Standard A Lamp | 2 | 60 | 760052 | Bathroom | 0.07236%
76005 | 2 | 4 | 1 | Manual | 2 | Track | Halogen |  | MR | 3 | 40 | 760052 | Bathroom | 0.07236%
76005 | 2 | 4 | 2 | Manual | 1 | Recessed - other | Incandescent |  | Mini base | 1 | 40 | 760052 | Bathroom | 0.07236%
76005 | 2 | 5 | 1 | Manual | 1 | Ceiling Fixture | Incandescent |  | Standard A Lamp | 1 | 60 | 760052 | Bathroom | 0.07236%
76005 | 2 | 6 | 1 | Manual | 2 | Floor lamp | Halogen |  | Quartz Tube | 1 | 100 | 760052 | Bathroom | 0.07236%
76005 | 2 | 6 | 2 | Manual | 1 | Ceiling Fixture | Incandescent |  | Standard A Lamp | 2 | 60 | 760052 | Bathroom | 0.07236%
76005 | 2 | 7 | 1 | Manual | 1 | Table | Halogen |  | PAR | 1 | 20 | 760052 | Bathroom | 0.07236%
76005 | 2 | 7 | 2 | Manual | 1 | Table | Incandescent |  | Standard A Lamp | 1 | 150 | 760052 | Bathroom | 0.07236%
76006 | 1 | 1 | 1 | Manual | 1 | Wall Mount | Compact Fluorescent |  | Twist | 2 | 13 | 760061 | Bathroom | 0.07236%
76006 | 1 | 1 | 2 | Manual | 1 | Recessed Can | Incandescent |  | Heat Lamp | 1 | 125 | 760061 | Bathroom | 0.07236%
76006 | 1 | 2 | 1 | Manual | 1 | Wall Mount | Compact Fluorescent |  | Twist | 1 | 7 | 760061 | Bathroom | 0.07236%
76006 | 1 | 2 | 2 | Manual | 1 | Table | Incandescent |  | Standard A Lamp | 1 | 150 | 760061 | Bathroom | 0.07236%
76006 | 1 | 3 | 1 | Manual | 1 | Ceiling Fixture | Linear Fluorescent | 4 | T-8 | 2 | 32 | 760061 | Bathroom | 0.07236%
76006 | 1 | 4 | 1 | Manual | 1 | Table | Compact Fluorescent |  | Twist | 1 | 23 | 760061 | Bathroom | 0.07236%
76006 | 1 | 4 | 2 | Manual | 1 | Floor lamp | Compact Fluorescent |  | Twist | 1 | 13 | 760061 | Bathroom | 0.07236%
76006 | 2 | 1 | 1 | Manual | 1 | Wall Mount | Incandescent |  | Standard A Lamp | 4 | 60 | 760062 | Bathroom | 0.07236%
76006 | 2 | 1 | 2 | Manual | 1 | Recessed Can | Incandescent |  | Heat Lamp | 1 | 125 | 760062 | Bathroom | 0.07236%
76006 | 2 | 2 | 1 | Manual | 1 | Wall Mount | Incandescent |  | Globe | 3 | 30 | 760062 | Bathroom | 0.07236%
76006 | 2 | 3 | 1 | Manual | 1 | Ceiling Fixture | Linear Fluorescent | 4 | T-12 | 2 | 34 | 760062 | Bathroom | 0.07236%
76006 | 2 | 4 | 1 | Manual | 1 | Table | Compact Fluorescent |  | Twist | 1 | 23 | 760062 | Bathroom | 0.07236%
76006 | 2 | 4 | 2 | Manual | 2 | Floor lamp | Compact Fluorescent |  | Twist | 1 | 13 | 760062 | Bathroom | 0.07236%
76007 | 1 | 1 | 1 | Manual | 1 | Ceiling Fixture | Compact Fluorescent |  | Twist | 1 | 13 | 760071 | Bathroom | 0.07236%
76007 | 1 | 2 | 1 | Manual | 2 | Ceiling Fixture | Compact Fluorescent |  | Twist | 2 | 13 | 760071 | Bathroom | 0.07236%
76007 | 1 | 3 | 1 | Manual | 1 | Ceiling Fixture | Compact Fluorescent |  | Twist | 2 | 13 | 760071 | Bathroom | 0.07236%
76007 | 2 | 1 | 1 | Manual | 1 | Ceiling Fixture | Incandescent |  | Standard A Lamp | 2 | 60 | 760072 | Bathroom | 0.07236%
76007 | 2 | 2 | 1 | Manual | 1 | Ceiling Fixture | Incandescent |  | Standard A Lamp | 2 | 40 | 760072 | Bathroom | 0.07236%
76007 | 2 | 3 | 1 | Manual | 1 | Ceiling Fixture | Incandescent |  | Standard A Lamp | 2 | 60 | 760072 | Bathroom | 0.07236%
76007 | 2 | 3 | 2 | Manual | 1 | Other | Incandescent |  | Standard A Lamp | 2 | 60 | 760072 | Bathroom | 0.07236%
76007 | 2 | 4 | 1 | Manual | 2 | Ceiling Fixture | Incandescent |  | Standard A Lamp | 2 | 60 | 760072 | Bathroom | 0.07236%
76008 | 1 | 1 | 1 | Manual | 1 | Wall Mount | Incandescent |  | Globe | 4 | 40 | 760081 | Bathroom | 0.07236%
76008 | 1 | 1 | 2 | Manual | 1 | Recessed - other | Incandescent |  | Heat Lamp | 1 | 250 | 760081 | Bathroom | 0.07236%
76008 | 1 | 2 | 1 | Manual | 2 | Table | Compact Fluorescent |  | A shape bulb | 1 | 13 | 760081 | Bathroom | 0.07236%
76008 | 1 | 2 | 2 | Manual | 1 | Ceiling Fixture | Incandescent |  | Standard A Lamp | 1 | 60 | 760081 | Bathroom | 0.07236%
76008 | 1 | 3 | 1 | Manual | 1 | Recessed - other | Incandescent |  | Standard A Lamp | 1 | 75 | 760081 | Bathroom | 0.07236%
76008 | 1 | 3 | 2 | Manual | 1 | Ceiling Fixture | Incandescent |  | Standard A Lamp | 1 | 60 | 760081 | Bathroom | 0.07236%
76008 | 1 | 4 | 1 | Manual | 1 | Recessed Can | Incandescent |  | Standard A Lamp | 1 | 75 | 760081 | Bathroom | 0.07236%
76008 | 1 | 4 | 2 | Manual | 1 | Table | Incandescent |  | Decorative | 1 | 15 | 760081 | Bathroom | 0.07236%
76008 | 1 | 4 | 3 | Manual | 1 | Floor lamp | Compact Fluorescent |  | Twist | 3 | 14 | 760081 | Bathroom | 0.07236%
76008 | 1 | 4 | 4 | Manual | 1 | Floor lamp | Incandescent |  | Globe | 1 | 60 | 760081 | Bathroom | 0.07236%
76008 | 1 | 4 | 5 | Manual | 1 | Ceiling Fixture | Incandescent |  | Standard A Lamp | 1 | 60 | 760081 | Bathroom | 0.07236%
76008 | 2 | 1 | 1 | Manual | 1 | Wall Mount | Incandescent |  | Globe | 4 | 60 | 760082 | Bathroom | 0.07236%
76008 | 2 | 1 | 2 | Manual | 1 | Recessed - other | Incandescent |  | Heat Lamp | 1 | 250 | 760082 | Bathroom | 0.07236%
76008 | 2 | 2 | 1 | Manual | 1 | Ceiling Fixture | Incandescent |  | Standard A Lamp | 1 | 60 | 760082 | Bathroom | 0.07236%
76008 | 2 | 2 | 2 | Manual | 1 | Ceiling Fixture | Compact Fluorescent |  | Twist | 1 | 23 | 760082 | Bathroom | 0.07236%
76008 | 2 | 2 | 3 | Manual | 2 | Table | Compact Fluorescent |  | Twist | 1 | 13 | 760082 | Bathroom | 0.07236%
76008 | 2 | 2 | 4 | Manual | 1 | Recessed Can | Incandescent |  | Reflector | 1 | 75 | 760082 | Bathroom | 0.07236%
76008 | 2 | 2 | 5 | Manual | 1 | Recessed - other | Incandescent |  | Standard A Lamp | 1 | 60 | 760082 | Bathroom | 0.07236%
76009 | 1 | 1 | 1 | Manual | 1 | Wall Mount | Compact Fluorescent |  | Pin base | 2 | 9 | 760091 | Bathroom | 0.07236%
76009 | 1 | 2 | 1 | Manual | 1 | Table | Compact Fluorescent |  | Twist | 1 | 13 | 760091 | Bathroom | 0.07236%
76009 | 1 | 2 | 2 | Manual | 1 | Wall Mount | Compact Fluorescent |  | Pin base | 2 | 9 | 760091 | Bathroom | 0.07236%
76009 | 1 | 3 | 1 | Manual | 1 | Ceiling Fixture | Compact Fluorescent |  | Pin base | 2 | 13 | 760091 | Bathroom | 0.07236%
76009 | 1 | 4 | 1 | Manual | 1 | Other | Incandescent |  | Standard A Lamp | 2 | 60 | 760091 | Bathroom | 0.07236%
76009 | 1 | 4 | 2 | Manual | 1 | Ceiling Fixture | Linear Fluorescent | 4 | T-8 | 2 | 32 | 760091 | Bathroom | 0.07236%
76009 | 1 | 4 | 3 | Manual | 1 | Ceiling Fixture | Linear Fluorescent | 4 | T-8 | 2 | 32 | 760091 | Bathroom | 0.07236%
76009 | 1 | 5 | 1 | Manual | 1 | Other | Linear Fluorescent | 1.2 | T-8 | 1 | 15 | 760091 | Bathroom | 0.07236%
76009 | 1 | 5 | 2 | Manual | 1 | Table | Compact Fluorescent |  | Twist | 1 | 13 | 760091 | Bathroom | 0.07236%
76009 | 2 | 1 | 1 | Manual | 1 | Wall Mount | Compact Fluorescent |  | Pin base | 2 | 9 | 760092 | Bathroom | 0.07236%
76009 | 2 | 2 | 1 | Manual | 1 | Ceiling Fixture | Compact Fluorescent |  | Pin base | 2 | 13 | 760092 | Bathroom | 0.07236%
76009 | 2 | 3 | 1 | Manual | 1 | Ceiling Fixture | Linear Fluorescent | 4 | T-8 | 2 | 32 | 760092 | Bathroom | 0.07236%
76009 | 2 | 4 | 1 | Manual | 1 | Chandelier (Hanging) | Compact Fluorescent |  | Circline (Screw Base) | 1 | 22 | 760092 | Bathroom | 0.07236%
76009 | 2 | 4 | 2 | Manual | 2 | Table | Incandescent |  | Standard A Lamp | 1 | 75 | 760092 | Bathroom | 0.07236%
76009 | 2 | 4 | 3 | Manual | 1 | Floor lamp | Incandescent |  | Standard A Lamp | 1 | 75 | 760092 | Bathroom | 0.07236%
76010 | 1 | 1 | 1 | Dimmer | 1 | Wall Mount | Incandescent |  | Standard A Lamp | 3 | 75 | 760101 | Bathroom | 0.07236%
76010 | 1 | 2 | 1 | Dimmer | 1 | Track | Halogen |  | MR | 4 | 50 | 760101 | Bathroom | 0.07236%
76010 | 1 | 3 | 1 | Dimmer | 1 | Ceiling Fixture | Halogen |  | MR | 1 | 50 | 760101 | Bathroom | 0.07236%
76010 | 1 | 4 | 1 | Dimmer | 2 | Ceiling Fixture | Halogen |  | MR | 1 | 50 | 760101 | Bathroom | 0.07236%
76010 | 1 | 5 | 1 | Manual | 1 | Ceiling Fixture | Halogen |  | MR | 3 | 50 | 760101 | Bathroom | 0.07236%
76010 | 1 | 6 | 1 | Dimmer | 1 | Track | Halogen |  | MR | 4 | 50 | 760101 | Bathroom | 0.07236%
76010 | 1 | 6 | 2 | Manual | 1 | Floor lamp | Compact Fluorescent |  | Twist | 1 | 23 | 760101 | Bathroom | 0.07236%
76010 | 2 | 1 | 1 | Manual | 1 | Wall Mount | Incandescent |  | Standard A Lamp | 3 | 40 | 760102 | Bathroom | 0.07236%
76010 | 2 | 2 | 1 | Manual | 1 | Table | Incandescent |  | Decorative | 2 | 40 | 760102 | Bathroom | 0.07236%
76010 | 2 | 2 | 2 | Manual | 1 | Ceiling Fixture | Incandescent |  | Standard A Lamp | 2 | 60 | 760102 | Bathroom | 0.07236%
76010 | 2 | 3 | 1 | Manual | 1 | Ceiling Fixture | Incandescent |  | Standard A Lamp | 1 | 60 | 760102 | Bathroom | 0.07236%
76010 | 2 | 4 | 1 | Manual | 2 | Ceiling Fixture | Incandescent |  | Standard A Lamp | 1 | 60 | 760102 | Bathroom | 0.07236%
76010 | 2 | 4 | 2 | Manual | 1 | Table | Incandescent |  | Standard A Lamp | 1 | 40 | 760102 | Bathroom | 0.07236%
76010 | 2 | 5 | 1 | Manual | 1 | Ceiling Fixture | Linear Fluorescent | 4 | T-8 | 2 | 32 | 760102 | Bathroom | 0.07236%
76010 | 2 | 5 | 2 | Manual | 1 | Other | Incandescent |  | Standard A Lamp | 1 | 60 | 760102 | Bathroom | 0.07236%
76010 | 2 | 5 | 3 | Manual | 1 | Low bay | Linear Fluorescent | 1.25 | T-12 | 1 | 15 | 760102 | Bathroom | 0.07236%
76010 | 2 | 6 | 1 | Manual | 2 | Table | Incandescent |  | Standard A Lamp | 1 | 40 | 760102 | Bathroom | 0.07236%
76010 | 2 | 6 | 2 | Manual | 1 | Floor lamp | Incandescent |  | Standard A Lamp | 1 | 40 | 760102 | Bathroom | 0.07236%
76011 | 1 | 1 | 1 | Manual | 1 | Wall Mount | Incandescent |  | Globe | 6 | 60 | 760111 | Bathroom | 0.07236%
76011 | 1 | 1 | 2 | Manual | 1 | Recessed - other | Incandescent |  | Heat Lamp | 1 | 250 | 760111 | Bathroom | 0.07236%
76011 | 1 | 2 | 1 | Manual | 1 | Ceiling Fixture | Compact Fluorescent |  | Circline (Screw Base) | 1 | 30 | 760111 | Bathroom | 0.07236%
76011 | 1 | 3 | 1 | Manual | 1 | Ceiling Fixture | Compact Fluorescent |  | Circline (Screw Base) | 1 | 30 | 760111 | Bathroom | 0.07236%
76011 | 1 | 4 | 1 | Manual | 1 | Ceiling Fixture | Linear Fluorescent | 4 | T-8 | 4 | 32 | 760111 | Bathroom | 0.07236%
76011 | 1 | 4 | 2 | Manual | 1 | Other | Incandescent |  | Other | 1 | 25 | 760111 | Bathroom | 0.07236%
76011 | 1 | 5 | 1 | Manual | 1 | Ceiling Fixture | Compact Fluorescent |  | Circline (Screw Base) | 1 | 36 | 760111 | Bathroom | 0.07236%
76011 | 1 | 5 | 2 | Manual | 1 | Floor lamp | Incandescent |  | 3-Way Incandescent | 2 | 150 | 760111 | Bathroom | 0.07236%
76011 | 1 | 5 | 3 | Manual | 1 | Floor lamp | Compact Fluorescent |  | Twist | 1 | 23 | 760111 | Bathroom | 0.07236%
76011 | 1 | 5 | 4 | Manual | 1 | Floor lamp | Compact Fluorescent |  | Twist | 1 | 14 | 760111 | Bathroom | 0.07236%
76011 | 1 | 5 | 5 | Manual | 1 | Chandelier (Hanging) | Incandescent |  | Mini base | 9 | 25 | 760111 | Bathroom | 0.07236%
76011 | 1 | 5 | 6 | Manual | 1 | Table | Compact Fluorescent |  | Twist | 2 | 26 | 760111 | Bathroom | 0.07236%
76011 | 2 | 1 | 1 | Manual | 1 | Recessed - other | Incandescent |  | Heat Lamp | 1 | 250 | 760112 | Bathroom | 0.07236%
76011 | 2 | 1 | 2 | Manual | 1 | Wall Mount | Incandescent |  | Globe | 6 | 60 | 760112 | Bathroom | 0.07236%
76011 | 2 | 2 | 1 | Manual | 1 | Ceiling Fixture | Compact Fluorescent |  | Circline (Screw Base) | 1 | 30 | 760112 | Bathroom | 0.07236%
76011 | 2 | 2 | 2 | Manual | 1 | Table | Incandescent |  | Standard A Lamp | 1 | 60 | 760112 | Bathroom | 0.07236%
76011 | 2 | 3 | 1 | Manual | 1 | Ceiling Fixture | Compact Fluorescent |  | Circline (Screw Base) | 1 | 30 | 760112 | Bathroom | 0.07236%
76011 | 2 | 4 | 1 | Manual | 1 | Ceiling Fixture | Linear Fluorescent | 4 | T-8 | 4 | 32 | 760112 | Bathroom | 0.07236%
76011 | 2 | 4 | 2 | Manual | 1 | Table | Incandescent |  | Standard A Lamp | 1 | 60 | 760112 | Bathroom | 0.07236%
76011 | 2 | 4 | 3 | Manual | 1 | Other | Incandescent |  | Other | 1 | 25 | 760112 | Bathroom | 0.07236%
76011 | 2 | 5 | 1 | Manual | 1 | Ceiling Fixture | Compact Fluorescent |  | Circline (Screw Base) | 1 | 36 | 760112 | Bathroom | 0.07236%
76012 | 1 | 1 | 1 | Manual | 1 | Wall Mount | Incandescent |  | Globe | 4 | 25 | 760121 | Bathroom | 0.07236%
76012 | 1 | 2 | 1 | Manual | 1 | Wall Mount | Incandescent |  | Globe | 4 | 40 | 760121 | Bathroom | 0.07236%
76012 | 1 | 2 | 2 | Manual | 1 | Recessed - other | Incandescent |  | Heat Lamp | 1 | 250 | 760121 | Bathroom | 0.07236%
76012 | 1 | 3 | 1 | Manual | 2 | Table | Incandescent |  | Standard A Lamp | 1 | 60 | 760121 | Bathroom | 0.07236%
76012 | 1 | 4 | 1 | Manual | 1 | Ceiling Fixture | Compact Fluorescent |  | Twist | 1 | 13 | 760121 | Bathroom | 0.07236%
76012 | 1 | 5 | 1 | Manual | 1 | Floor lamp | Incandescent |  | Decorative | 2 | 40 | 760121 | Bathroom | 0.07236%
76012 | 1 | 5 | 2 | Manual | 1 | Table | Incandescent |  | Decorative | 1 | 40 | 760121 | Bathroom | 0.07236%
76012 | 1 | 6 | 1 | Manual | 1 | Table | Incandescent |  | Standard A Lamp | 1 | 60 | 760121 | Bathroom | 0.07236%
76012 | 1 | 6 | 2 | Manual | 1 | Table | Incandescent |  | Decorative | 2 | 40 | 760121 | Bathroom | 0.07236%
76012 | 1 | 7 | 1 | Manual | 2 | Ceiling Fixture | Compact Fluorescent |  | Twist | 1 | 13 | 760121 | Bathroom | 0.07236%
76012 | 1 | 8 | 1 | Manual | 2 | Ceiling Fixture | Compact Fluorescent |  | Twist | 1 | 23 | 760121 | Bathroom | 0.07236%
76012 | 1 | 8 | 2 | Manual | 1 | Other | Incandescent |  | Reflector | 2 | 45 | 760121 | Bathroom | 0.07236%
76012 | 1 | 9 | 1 | Manual | 1 | Torchiere | Incandescent |  | Standard A Lamp | 2 | 40 | 760121 | Bathroom | 0.07236%
76012 | 1 | 9 | 2 | Manual | 1 | Recessed Can | Incandescent |  | Reflector | 1 | 65 | 760121 | Bathroom | 0.07236%
76012 | 2 | 1 | 1 | Manual | 1 | Wall Mount | Incandescent |  | Globe | 4 | 40 | 760122 | Bathroom | 0.07236%
76012 | 2 | 1 | 2 | Manual | 1 | Recessed - other | Incandescent |  | Reflector | 1 | 250 | 760122 | Bathroom | 0.07236%
76012 | 2 | 2 | 1 | Manual | 1 | Table | Compact Fluorescent |  | Twist | 1 | 13 | 760122 | Bathroom | 0.07236%
76012 | 2 | 2 | 2 | Manual | 1 | Torchiere | Incandescent |  | Standard A Lamp | 2 | 60 | 760122 | Bathroom | 0.07236%
76012 | 2 | 3 | 1 | Manual | 1 | Ceiling Fixture | Compact Fluorescent |  | Twist | 1 | 13 | 760122 | Bathroom | 0.07236%
76012 | 2 | 3 | 2 | Manual | 1 | Table | Incandescent |  | Standard A Lamp | 1 | 60 | 760122 | Bathroom | 0.07236%
76012 | 2 | 4 | 1 | Manual | 3 | Ceiling Fixture | Compact Fluorescent |  | Twist | 1 | 13 | 760122 | Bathroom | 0.07236%
76012 | 2 | 5 | 1 | Manual | 1 | Ceiling Fixture | Compact Fluorescent |  | Twist | 1 | 23 | 760122 | Bathroom | 0.07236%
76012 | 2 | 5 | 2 | Manual | 1 | Other | Incandescent |  | Other | 2 | 45 | 760122 | Bathroom | 0.07236%
76012 | 2 | 6 | 1 | Manual | 1 | Torchiere | Incandescent |  | Standard A Lamp | 1 | 60 | 760122 | Bathroom | 0.07236%
76012 | 2 | 6 | 2 | Manual | 1 | Table | Compact Fluorescent |  | Twist | 1 | 12 | 760122 | Bathroom | 0.07236%
76012 | 2 | 6 | 3 | Manual | 1 | Table | Compact Fluorescent |  | Circline (Screw Base) | 1 | 22 | 760122 | Bathroom | 0.07236%
76012 | 2 | 6 | 4 | Manual | 1 | Table | Compact Fluorescent |  | Twist | 1 | 13 | 760122 | Bathroom | 0.07236%
76012 | 2 | 6 | 5 | Manual | 1 | Chandelier (Hanging) | Incandescent |  | Standard A Lamp | 1 | 60 | 760122 | Bathroom | 0.07236%
76012 | 2 | 6 | 6 | Manual | 1 | Ceiling Fixture | Incandescent |  | Reflector | 1 | 65 | 760122 | Bathroom | 0.07236%
76013 | 1 | 1 | 1 | Manual | 1 | Wall Mount | Incandescent |  | Globe | 4 | 40 | 760131 | Bathroom | 0.07236%
76013 | 1 | 1 | 2 | Manual | 1 | Recessed - other | Incandescent |  | Heat Lamp | 1 | 250 | 760131 | Bathroom | 0.07236%
76013 | 1 | 2 | 1 | Manual | 1 | Ceiling Fixture | Compact Fluorescent |  | Twist | 1 | 13 | 760131 | Bathroom | 0.07236%
76013 | 1 | 3 | 1 | Manual | 3 | Table | Compact Fluorescent |  | Pin base | 1 | 13 | 760131 | Bathroom | 0.07236%
76013 | 1 | 3 | 2 | Manual | 1 | Floor lamp | Compact Fluorescent |  | Pin base | 1 | 13 | 760131 | Bathroom | 0.07236%
76013 | 1 | 4 | 1 | Manual | 1 | Ceiling Fan | Compact Fluorescent |  | Twist | 1 | 13 | 760131 | Bathroom | 0.07236%
76013 | 1 | 5 | 1 | Manual | 1 | Ceiling Fixture | Incandescent |  | Standard A Lamp | 1 | 60 | 760131 | Bathroom | 0.07236%
76013 | 1 | 6 | 1 | Manual | 1 | Ceiling Fixture | Compact Fluorescent |  | Twist | 1 | 13 | 760131 | Bathroom | 0.07236%
76013 | 1 | 7 | 1 | Manual | 1 | Floor lamp | Compact Fluorescent |  | Twist | 1 | 13 | 760131 | Bathroom | 0.07236%
76013 | 1 | 7 | 2 | Manual | 1 | Torchiere | Compact Fluorescent |  | Twist | 2 | 18 | 760131 | Bathroom | 0.07236%
76013 | 1 | 7 | 3 | Manual | 1 | Track | Halogen |  | MR | 3 | 50 | 760131 | Bathroom | 0.07236%
76013 | 2 | 1 | 1 | Manual | 2 | Floor lamp | Compact Fluorescent |  | Twist | 1 | 20 | 760132 | Living Room | 0.07236%
76013 | 2 | 1 | 2 | Manual | 1 | Table | Compact Fluorescent |  | Pin base | 1 | 13 | 760132 | Living Room | 0.07236%
76013 | 2 | 1 | 3 | Manual | 1 | Table | Compact Fluorescent |  | Pin base | 1 | 27 | 760132 | Living Room | 0.07236%
76013 | 2 | 1 | 4 | Manual | 1 | Table | Incandescent |  | Decorative | 1 | 75 | 760132 | Living Room | 0.07236%
76013 | 2 | 2 | 1 | Manual | 1 | Wall Mount | Incandescent |  | Globe | 4 | 40 | 760132 | Living Room | 0.07236%
76013 | 2 | 2 | 2 | Manual | 1 | Recessed - other | Incandescent |  | Heat Lamp | 1 | 250 | 760132 | Living Room | 0.07236%
76013 | 2 | 3 | 1 | Manual | 2 | Track | Halogen |  | MR | 3 | 50 | 760132 | Living Room | 0.07236%
76013 | 2 | 3 | 2 | Manual | 1 | Other | Incandescent |  | Decorative | 1 | 40 | 760132 | Living Room | 0.07236%
77001 | 1 | 1 | 1 | Manual | 1 | Ceiling Fixture | Linear Fluorescent | 4 | T-8 | 2 | 32 | 770011 | Bathroom | 0.07236%
77001 | 1 | 2 | 1 | Manual | 1 | Architectural | Incandescent |  | Standard A Lamp | 1 | 150 | 770011 | Bathroom | 0.07236%
77001 | 1 | 2 | 2 | Manual | 1 | Ceiling Fixture | Incandescent |  | Standard A Lamp | 1 | 60 | 770011 | Bathroom | 0.07236%
77001 | 1 | 3 | 1 | Manual | 1 | Ceiling Fixture | Incandescent |  | Standard A Lamp | 1 | 60 | 770011 | Bathroom | 0.07236%
77001 | 1 | 4 | 1 | Manual | 1 | Ceiling Fixture | Linear Fluorescent | 4 | T-8 | 2 | 32 | 770011 | Bathroom | 0.07236%
77001 | 1 | 4 | 2 | Manual | 2 | Ceiling Fixture | Incandescent |  | Standard A Lamp | 1 | 60 | 770011 | Bathroom | 0.07236%
77001 | 1 | 5 | 1 | Manual | 1 | Floor lamp | Incandescent |  | Standard A Lamp | 1 | 60 | 770011 | Bathroom | 0.07236%
77001 | 1 | 5 | 2 | Manual | 1 | Table | Compact Fluorescent |  | Twist | 1 | 15 | 770011 | Bathroom | 0.07236%
77001 | 1 | 5 | 3 | Manual | 1 | Table | Compact Fluorescent |  | Twist | 1 | 13 | 770011 | Bathroom | 0.07236%
77001 | 1 | 5 | 4 | Manual | 1 | Table | Incandescent |  | Standard A Lamp | 1 | 60 | 770011 | Bathroom | 0.07236%
77001 | 2 | 1 | 1 | Manual | 1 | Wall Mount | Linear Fluorescent | 4 | T-8 | 2 | 32 | 770012 | Bathroom | 0.07236%
77001 | 2 | 2 | 1 | Manual | 1 | Ceiling Fixture | Incandescent |  | Standard A Lamp | 1 | 60 | 770012 | Bathroom | 0.07236%
77001 | 2 | 3 | 1 | Manual | 1 | Ceiling Fixture | Linear Fluorescent | 4 | T-8 | 2 | 32 | 770012 | Bathroom | 0.07236%
77002 | 1 | 1 | 1 | Manual | 2 | Ceiling Fixture | Incandescent |  | Standard A Lamp | 1 | 100 | 770021 | Kitchen | 0.07236%
77002 | 1 | 1 | 2 | Manual | 5 | Other | Linear Fluorescent | 1.5 | T-8 | 1 | 15 | 770021 | Kitchen | 0.07236%
77002 | 1 | 2 | 1 | Manual | 1 | Wall Mount | Incandescent |  | Globe | 6 | 60 | 770021 | Kitchen | 0.07236%
77002 | 1 | 2 | 2 | Manual | 1 | Recessed - other | Incandescent |  | Reflector | 1 | 120 | 770021 | Kitchen | 0.07236%
77002 | 1 | 3 | 1 | Manual | 1 | Wall Mount | Incandescent |  | Globe | 4 | 60 | 770021 | Kitchen | 0.07236%
77002 | 1 | 3 | 2 | Manual | 1 | Recessed - other | Incandescent |  | Heat Lamp | 1 | 250 | 770021 | Kitchen | 0.07236%
77002 | 1 | 4 | 1 | Manual | 1 | Ceiling Fixture | Incandescent |  | Standard A Lamp | 1 | 75 | 770021 | Kitchen | 0.07236%
77002 | 1 | 4 | 2 | Manual | 2 | Table | Incandescent |  | 3-Way Incandescent | 1 | 100 | 770021 | Kitchen | 0.07236%
77002 | 1 | 5 | 1 | Manual | 1 | Table | Compact Fluorescent |  | Pin base | 1 | 13 | 770021 | Kitchen | 0.07236%
77002 | 1 | 5 | 2 | Manual | 1 | Table | Linear Fluorescent | 1.5 | T-5 | 2 | 18 | 770021 | Kitchen | 0.07236%
77002 | 1 | 5 | 3 | Manual | 1 | Table | Incandescent |  | Standard A Lamp | 1 | 100 | 770021 | Kitchen | 0.07236%
77002 | 1 | 6 | 1 | Manual | 1 | Table | Compact Fluorescent |  | Twist | 1 | 23 | 770021 | Kitchen | 0.07236%
77002 | 1 | 6 | 2 | Manual | 2 | Table | Incandescent |  | 3-Way Incandescent | 1 | 100 | 770021 | Kitchen | 0.07236%
77002 | 1 | 7 | 1 | Manual | 3 | Ceiling Fixture | Incandescent |  | Decorative | 2 | 25 | 770021 | Kitchen | 0.07236%
77002 | 1 | 7 | 2 | Manual | 1 | Chandelier (Hanging) | Halogen |  | Quartz Tube | 1 | 50 | 770021 | Kitchen | 0.07236%
77002 | 1 | 8 | 1 | Manual | 1 | Ceiling Fixture | Incandescent |  | Standard A Lamp | 1 | 100 | 770021 | Kitchen | 0.07236%
77002 | 1 | 9 | 1 | Timer | 1 | Table | Compact Fluorescent |  | Twist | 1 | 27 | 770021 | Kitchen | 0.07236%
77002 | 1 | 9 | 2 | Manual | 1 | Table | Incandescent |  | Standard A Lamp | 1 | 100 | 770021 | Kitchen | 0.07236%
77002 | 1 | 9 | 3 | Manual | 1 | Chandelier (Hanging) | Incandescent |  | Standard A Lamp | 1 | 40 | 770021 | Kitchen | 0.07236%
77002 | 1 | 9 | 4 | Dimmer | 1 | Chandelier (Hanging) | Incandescent |  | Clear | 6 | 40 | 770021 | Kitchen | 0.07236%
77002 | 2 | 1 | 1 | Manual | 1 | Wall Mount | Compact Fluorescent |  | Twist | 5 | 11 | 770022 | Bathroom | 0.07236%
77002 | 2 | 1 | 2 | Manual | 1 | Recessed - other | Incandescent |  | Heat Lamp | 1 | 250 | 770022 | Bathroom | 0.07236%
77002 | 2 | 2 | 1 | Manual | 1 | Table | Incandescent |  | Standard A Lamp | 1 | 60 | 770022 | Bathroom | 0.07236%
77002 | 2 | 2 | 2 | Manual | 1 | Table | Compact Fluorescent |  | A shape bulb | 1 | 15 | 770022 | Bathroom | 0.07236%
77002 | 2 | 2 | 3 | Manual | 1 | Chandelier (Hanging) | Compact Fluorescent |  | Twist | 1 | 15 | 770022 | Bathroom | 0.07236%
77002 | 2 | 3 | 1 | Manual | 1 | Ceiling Fixture | Incandescent |  | Standard A Lamp | 1 | 60 | 770022 | Bathroom | 0.07236%
77002 | 2 | 3 | 2 | Manual | 1 | Ceiling Fan | Incandescent |  | Standard A Lamp | 1 | 75 | 770022 | Bathroom | 0.07236%
77002 | 2 | 4 | 1 | Manual | 1 | Ceiling Fixture | Linear Fluorescent | 4 | T-12 | 2 | 40 | 770022 | Bathroom | 0.07236%
77002 | 2 | 4 | 2 | Manual | 1 | Other | Linear Fluorescent | 2 | T-12 | 2 | 32 | 770022 | Bathroom | 0.07236%
77002 | 2 | 4 | 3 | Manual | 2 | Other | Linear Fluorescent | 1.5 | T-8 | 1 | 20 | 770022 | Bathroom | 0.07236%
77002 | 2 | 4 | 4 | Manual | 1 | Recessed - other | Halogen |  | Other | 2 | 20 | 770022 | Bathroom | 0.07236%
77002 | 2 | 5 | 1 | Manual | 2 | Table | Incandescent |  | Standard A Lamp | 1 | 100 | 770022 | Bathroom | 0.07236%
77002 | 2 | 5 | 2 | Manual | 1 | Floor lamp | Compact Fluorescent |  | Twist | 1 | 15 | 770022 | Bathroom | 0.07236%
77002 | 2 | 5 | 3 | Manual | 1 | Chandelier (Hanging) | Incandescent |  | Decorative | 4 | 40 | 770022 | Bathroom | 0.07236%
77003 | 1 | 1 | 1 | Manual | 1 | Wall Mount | Compact Fluorescent |  | Twist | 3 | 13 | 770031 | Bathroom | 0.07236%
77003 | 1 | 1 | 2 | Manual | 1 | Table | Incandescent |  | Standard A Lamp | 1 | 40 | 770031 | Bathroom | 0.07236%
77003 | 1 | 2 | 1 | Manual | 1 | Table | Incandescent |  | Decorative | 1 | 25 | 770031 | Bathroom | 0.07236%
77003 | 1 | 2 | 2 | Manual | 2 | Table | Compact Fluorescent |  | Twist | 1 | 13 | 770031 | Bathroom | 0.07236%
77003 | 1 | 2 | 3 | Manual | 1 | Wall Mount | Incandescent |  | Standard A Lamp | 2 | 60 | 770031 | Bathroom | 0.07236%
77003 | 1 | 3 | 1 | Manual | 2 | Wall Mount | Incandescent |  | Standard A Lamp | 2 | 65 | 770031 | Bathroom | 0.07236%
77003 | 1 | 4 | 1 | Manual | 4 | Ceiling Fixture | Linear Fluorescent | 3 | T-5 | 1 | 22 | 770031 | Bathroom | 0.07236%
77003 | 1 | 5 | 1 | Manual | 1 | Floor lamp | Compact Fluorescent |  | Twist | 1 | 13 | 770031 | Bathroom | 0.07236%
77003 | 1 | 5 | 2 | Manual | 2 | Wall Mount | Linear Fluorescent | 3 | T-5 | 1 | 22 | 770031 | Bathroom | 0.07236%
77003 | 1 | 6 | 1 | Manual | 1 | Ceiling Fixture | Compact Fluorescent |  | Twist | 1 | 23 | 770031 | Bathroom | 0.07236%
77003 | 2 | 1 | 1 | Manual | 1 | Wall Mount | Compact Fluorescent |  | Twist | 2 | 23 | 770032 | Bathroom | 0.07236%
77003 | 2 | 2 | 1 | Manual | 1 | Wall Mount | Compact Fluorescent |  | Twist | 2 | 13 | 770032 | Bathroom | 0.07236%
77003 | 2 | 3 | 1 | Manual | 1 | Floor lamp | Incandescent |  | Decorative | 4 | 25 | 770032 | Bathroom | 0.07236%
77003 | 2 | 4 | 1 | Manual | 4 | Ceiling Fixture | Linear Fluorescent | 3 | T-5 | 1 | 22 | 770032 | Bathroom | 0.07236%
77003 | 2 | 4 | 2 | Manual | 1 | Recessed - other | Compact Fluorescent |  | Twist | 1 | 13 | 770032 | Bathroom | 0.07236%
77003 | 2 | 6 | 1 | Manual | 1 | Wall Mount | Compact Fluorescent |  | Twist | 2 | 23 | 770032 | Bathroom | 0.07236%
77003 | 2 | 7 | 1 | Manual | 1 | Wall Mount | Compact Fluorescent |  | Twist | 2 | 7 | 770032 | Bathroom | 0.07236%
77003 | 2 | 8 | 1 | Manual | 1 | Ceiling Fixture | Compact Fluorescent |  | Twist | 1 | 23 | 770032 | Bathroom | 0.07236%
77004 | 1 | 1 | 1 | Manual | 1 | Wall Mount | Linear Fluorescent | 2 | T-12 | 2 | 20 | 770041 | Bathroom | 0.07236%
77004 | 1 | 1 | 2 | Manual | 1 | Recessed - other | Incandescent |  | Heat Lamp | 1 | 250 | 770041 | Bathroom | 0.07236%
77004 | 1 | 2 | 1 | Manual | 1 | Ceiling Fixture | Compact Fluorescent |  | Pin base | 2 | 13 | 770041 | Bathroom | 0.07236%
77004 | 1 | 2 | 2 | Manual | 3 | Table | Incandescent |  | Standard A Lamp | 1 | 65 | 770041 | Bathroom | 0.07236%
77004 | 1 | 3 | 1 | Manual | 1 | Other | Incandescent |  | Mini base | 1 | 40 | 770041 | Bathroom | 0.07236%
77004 | 1 | 3 | 2 | Manual | 1 | Ceiling Fixture | Compact Fluorescent |  | Pin base | 2 | 13 | 770041 | Bathroom | 0.07236%
77004 | 1 | 4 | 1 | Manual | 1 | Ceiling Fixture | Compact Fluorescent |  | Pin base | 2 | 13 | 770041 | Bathroom | 0.07236%
77004 | 1 | 4 | 2 | Manual | 1 | Table | Incandescent |  | 3-Way Incandescent | 1 | 250 | 770041 | Bathroom | 0.07236%
77004 | 1 | 4 | 3 | Manual | 1 | Floor lamp | Compact Fluorescent |  | Pin base | 1 | 27 | 770041 | Bathroom | 0.07236%
77004 | 1 | 4 | 4 | Manual | 1 | Chandelier (Hanging) | Incandescent |  | Standard A Lamp | 1 | 60 | 770041 | Bathroom | 0.07236%
77004 | 1 | 4 | 5 | Manual | 1 | Floor lamp | Incandescent |  | Standard A Lamp | 1 | 100 | 770041 | Bathroom | 0.07236%
77004 | 1 | 5 | 1 | Manual | 2 | Ceiling Fixture | Compact Fluorescent |  | Pin base | 2 | 13 | 770041 | Bathroom | 0.07236%
77004 | 1 | 6 | 1 | Manual | 2 | Ceiling Fixture | Compact Fluorescent |  | Pin base | 2 | 13 | 770041 | Bathroom | 0.07236%
77004 | 2 | 1 | 1 | Manual | 1 | Recessed - other | Incandescent |  | Heat Lamp | 1 | 250 | 770042 | Bathroom | 0.07236%
77004 | 2 | 1 | 2 | Manual | 1 | Wall Mount | Compact Fluorescent |  | Twist | 5 | 13 | 770042 | Bathroom | 0.07236%
77004 | 2 | 2 | 1 | Manual | 1 | Table | Incandescent |  | Standard A Lamp | 1 | 60 | 770042 | Bathroom | 0.07236%
77004 | 2 | 2 | 2 | Manual | 1 | Table | Incandescent |  | Standard A Lamp | 1 | 75 | 770042 | Bathroom | 0.07236%
77004 | 2 | 3 | 1 | Manual | 3 | Ceiling Fixture | Compact Fluorescent |  | Twist | 1 | 13 | 770042 | Bathroom | 0.07236%
77004 | 2 | 4 | 1 | Manual | 1 | Other | Incandescent |  | Mini base | 1 | 40 | 770042 | Bathroom | 0.07236%
77004 | 2 | 4 | 2 | Manual | 1 | Ceiling Fixture | Linear Fluorescent | 2 | T-8 | 4 | 32 | 770042 | Bathroom | 0.07236%
77004 | 2 | 5 | 1 | Manual | 1 | Torchiere | Incandescent |  | 3-Way Incandescent | 1 | 100 | 770042 | Bathroom | 0.07236%
77004 | 2 | 5 | 2 | Manual | 1 | Table | Incandescent |  | 3-Way Incandescent | 1 | 150 | 770042 | Bathroom | 0.07236%
77004 | 2 | 5 | 3 | Manual | 1 | Chandelier (Hanging) | Compact Fluorescent |  | Twist | 2 | 13 | 770042 | Bathroom | 0.07236%
77005 | 1 | 1 | 1 | Manual | 1 | Recessed Can | Incandescent |  | Reflector | 1 | 100 | 770051 | Bathroom | 0.07236%
77005 | 1 | 1 | 2 | Manual | 1 | Wall Mount | Compact Fluorescent |  | Twist | 5 | 13 | 770051 | Bathroom | 0.07236%
77005 | 1 | 2 | 1 | Manual | 1 | Table | Compact Fluorescent |  | Twist | 1 | 7 | 770051 | Bathroom | 0.07236%
77005 | 1 | 2 | 2 | Manual | 1 | Ceiling Fixture | Compact Fluorescent |  | Twist | 1 | 23 | 770051 | Bathroom | 0.07236%
77005 | 1 | 3 | 1 | Manual | 3 | Ceiling Fixture | Incandescent |  | Reflector | 1 | 65 | 770051 | Bathroom | 0.07236%
77005 | 1 | 4 | 1 | Manual | 2 | Recessed Can | Incandescent |  | Reflector | 2 | 65 | 770051 | Bathroom | 0.07236%
77005 | 1 | 4 | 2 | Manual | 1 | Recessed - other | Incandescent |  | Mini base | 2 | 40 | 770051 | Bathroom | 0.07236%
77005 | 1 | 5 | 1 | Manual | 1 | Floor lamp | Compact Fluorescent |  | Twist | 1 | 13 | 770051 | Bathroom | 0.07236%
77005 | 1 | 5 | 2 | Manual | 1 | Floor lamp | Compact Fluorescent |  | Twist | 1 | 13 | 770051 | Bathroom | 0.07236%
77005 | 1 | 5 | 3 | Manual | 1 | Floor lamp | Compact Fluorescent |  | Twist | 1 | 23 | 770051 | Bathroom | 0.07236%
77005 | 1 | 5 | 4 | Manual | 1 | Table | Halogen |  | MR | 1 | 10 | 770051 | Bathroom | 0.07236%
77005 | 1 | 6 | 1 | Manual | 1 | Wall Mount | Compact Fluorescent |  | Twist | 5 | 13 | 770051 | Bathroom | 0.07236%
77005 | 1 | 6 | 2 | Manual | 1 | Recessed Can | Incandescent |  | Heat Lamp | 1 | 125 | 770051 | Bathroom | 0.07236%
77005 | 1 | 7 | 1 | Manual | 1 | Floor lamp | Compact Fluorescent |  | Twist | 1 | 13 | 770051 | Bathroom | 0.07236%
77005 | 2 | 1 | 1 | Manual | 1 | Recessed Can | Incandescent |  | Reflector | 1 | 120 | 770052 | Bathroom | 0.07236%
77005 | 2 | 1 | 2 | Manual | 1 | Wall Mount | Incandescent |  | Standard A Lamp | 2 | 60 | 770052 | Bathroom | 0.07236%
77005 | 2 | 2 | 1 | Manual | 1 | Wall Mount | Incandescent |  | Standard A Lamp | 2 | 60 | 770052 | Bathroom | 0.07236%
77005 | 2 | 2 | 2 | Manual | 1 | Recessed Can | Incandescent |  | Heat Lamp | 1 | 120 | 770052 | Bathroom | 0.07236%
77005 | 2 | 3 | 1 | Manual | 1 | Table | Compact Fluorescent |  | Twist | 1 | 13 | 770052 | Bathroom | 0.07236%
77005 | 2 | 3 | 2 | Manual | 1 | Table | Compact Fluorescent |  | Pin base | 1 | 7 | 770052 | Bathroom | 0.07236%
77005 | 2 | 4 | 1 | Manual | 1 | Ceiling Fixture | Incandescent |  | Reflector | 1 | 120 | 770052 | Bathroom | 0.07236%
77005 | 2 | 5 | 1 | Manual | 1 | Floor lamp | Incandescent |  | Standard A Lamp | 1 | 75 | 770052 | Bathroom | 0.07236%
77005 | 2 | 5 | 2 | Manual | 1 | Floor lamp | Compact Fluorescent |  | Twist | 2 | 13 | 770052 | Bathroom | 0.07236%
77005 | 2 | 6 | 1 | Manual | 1 | Floor lamp | Halogen |  | MR | 1 | 50 | 770052 | Bathroom | 0.07236%
77005 | 2 | 6 | 2 | Manual | 1 | Floor lamp | Compact Fluorescent |  | Twist | 2 | 13 | 770052 | Bathroom | 0.07236%
77005 | 2 | 7 | 1 | Manual | 3 | Recessed Can | Incandescent |  | Reflector | 1 | 65 | 770052 | Bathroom | 0.07236%
77005 | 2 | 8 | 1 | Manual | 2 | Recessed Can | Incandescent |  | Standard A Lamp | 1 | 65 | 770052 | Bathroom | 0.07236%
77005 | 2 | 9 | 1 | Manual | 1 | Recessed Can | Incandescent |  | Reflector | 1 | 120 | 770052 | Bathroom | 0.07236%
77005 | 2 | 10 | 1 | Manual | 1 | Table | Incandescent |  | Standard A Lamp | 1 | 150 | 770052 | Bathroom | 0.07236%
77005 | 2 | 10 | 2 | Manual | 1 | Floor lamp | Compact Fluorescent |  | Twist | 2 | 22 | 770052 | Bathroom | 0.07236%
77005 | 2 | 10 | 3 | Manual | 1 | Floor lamp | Incandescent |  | Standard A Lamp | 1 | 125 | 770052 | Bathroom | 0.07236%
77005 | 2 | 11 | 1 | Manual | 2 | Table | Incandescent |  | Standard A Lamp | 1 | 60 | 770052 | Bathroom | 0.07236%
77006 | 1 | 1 | 1 | Manual | 1 | Recessed - other | Incandescent |  | Heat Lamp | 1 | 250 | 770061 | Bathroom | 0.07236%
77006 | 1 | 1 | 2 | Manual | 1 | Wall Mount | Compact Fluorescent |  | Twist | 2 | 18 | 770061 | Bathroom | 0.07236%
77006 | 1 | 2 | 1 | Manual | 1 | Recessed - other | Incandescent |  | Heat Lamp | 1 | 250 | 770061 | Bathroom | 0.07236%
77006 | 1 | 2 | 2 | Manual | 1 | Wall Mount | Compact Fluorescent |  | Twist | 2 | 18 | 770061 | Bathroom | 0.07236%
77006 | 1 | 3 | 1 | Manual | 2 | Table | Compact Fluorescent |  | Twist | 2 | 20 | 770061 | Bathroom | 0.07236%
77006 | 1 | 4 | 1 | Manual | 1 | Table | Compact Fluorescent |  | Twist | 1 | 18 | 770061 | Bathroom | 0.07236%
77006 | 1 | 4 | 2 | Manual | 1 | Table | Compact Fluorescent |  | Twist | 2 | 18 | 770061 | Bathroom | 0.07236%
77006 | 1 | 5 | 1 | Manual | 1 | Ceiling Fixture | Compact Fluorescent |  | Twist | 2 | 20 | 770061 | Bathroom | 0.07236%
77006 | 1 | 6 | 1 | Manual | 2 | Ceiling Fixture | Compact Fluorescent |  | Twist | 1 | 23 | 770061 | Bathroom | 0.07236%
77006 | 1 | 6 | 2 | Manual | 1 | Ceiling Fixture | Compact Fluorescent |  | Twist | 1 | 18 | 770061 | Bathroom | 0.07236%
77006 | 1 | 6 | 3 | Manual | 1 | Table | Compact Fluorescent |  | Twist | 1 | 20 | 770061 | Bathroom | 0.07236%
77006 | 1 | 7 | 1 | Manual | 1 | Track | Halogen |  | PAR | 3 | 50 | 770061 | Bathroom | 0.07236%
77006 | 1 | 7 | 2 | Manual | 1 | Table | Compact Fluorescent |  | Twist | 1 | 20 | 770061 | Bathroom | 0.07236%
77006 | 1 | 7 | 3 | Manual | 1 | Other | Incandescent |  | Other | 1 | 40 | 770061 | Bathroom | 0.07236%
77006 | 1 | 8 | 1 | Manual | 1 | Floor lamp | Incandescent |  | Decorative | 3 | 40 | 770061 | Bathroom | 0.07236%
77006 | 2 | 1 | 1 | Manual | 1 | Ceiling Fixture | Incandescent |  | Heat Lamp | 1 | 250 | 770062 | Bathroom | 0.07236%
77006 | 2 | 1 | 2 | Manual | 1 | Wall Mount | Incandescent |  | Standard A Lamp | 2 | 100 | 770062 | Bathroom | 0.07236%
77006 | 2 | 2 | 1 | Manual | 2 | Table | Incandescent |  | Standard A Lamp | 1 | 40 | 770062 | Bathroom | 0.07236%
77006 | 2 | 3 | 1 | Manual | 1 | Ceiling Fixture | Compact Fluorescent |  | Twist | 1 | 18 | 770062 | Bathroom | 0.07236%
77006 | 2 | 3 | 2 | Manual | 1 | Table | Incandescent |  | 3-Way Incandescent | 1 | 100 | 770062 | Bathroom | 0.07236%
77006 | 2 | 4 | 1 | Manual | 1 | Track | Halogen |  | PAR | 3 | 50 | 770062 | Bathroom | 0.07236%
77006 | 2 | 4 | 2 | Manual | 1 | Other | Incandescent |  | Other | 1 | 40 | 770062 | Bathroom | 0.07236%
77006 | 2 | 5 | 1 | Manual | 1 | Table | Incandescent |  | Standard A Lamp | 1 | 40 | 770062 | Bathroom | 0.07236%
77006 | 2 | 5 | 2 | Manual | 1 | Table | Incandescent |  | 3-Way Incandescent | 1 | 150 | 770062 | Bathroom | 0.07236%
77006 | 2 | 5 | 3 | Manual | 1 | Ceiling Fixture | Compact Fluorescent |  | Twist | 1 | 18 | 770062 | Bathroom | 0.07236%
77007 | 1 | 1 | 1 | Manual | 1 | Wall Mount | Incandescent |  | Globe | 6 | 60 | 770071 | Bathroom | 0.07236%
77007 | 1 | 1 | 2 | Manual | 1 | Recessed - other | Incandescent |  | Heat Lamp | 1 | 250 | 770071 | Bathroom | 0.07236%
77007 | 1 | 2 | 1 | Manual | 1 | Ceiling Fixture | Compact Fluorescent |  | Twist | 2 | 13 | 770071 | Bathroom | 0.07236%
77007 | 1 | 3 | 1 | Manual | 1 | Ceiling Fixture | Compact Fluorescent |  | Twist | 2 | 13 | 770071 | Bathroom | 0.07236%
77007 | 1 | 4 | 1 | Manual | 1 | Ceiling Fixture | Compact Fluorescent |  | Twist | 2 | 13 | 770071 | Bathroom | 0.07236%
77007 | 1 | 5 | 1 | Manual | 1 | Ceiling Fixture | Linear Fluorescent | 4 | T-8 | 4 | 32 | 770071 | Bathroom | 0.07236%
77007 | 1 | 5 | 2 | Manual | 1 | Other | Incandescent |  | Standard A Lamp | 1 | 40 | 770071 | Bathroom | 0.07236%
77007 | 1 | 6 | 1 | Manual | 1 | Ceiling Fixture | Compact Fluorescent |  | Twist | 2 | 13 | 770071 | Bathroom | 0.07236%
77007 | 1 | 6 | 2 | Manual | 1 | Table | Compact Fluorescent |  | Twist | 1 | 18 | 770071 | Bathroom | 0.07236%
77007 | 1 | 6 | 3 | Manual | 1 | Floor lamp | Halogen |  | Other | 1 | 72 | 770071 | Bathroom | 0.07236%
77007 | 1 | 7 | 1 | Manual | 1 | Ceiling Fixture | Compact Fluorescent |  | Twist | 2 | 13 | 770071 | Bathroom | 0.07236%
77007 | 2 | 1 | 1 | Manual | 1 | Wall Mount | Incandescent |  | Globe | 6 | 60 | 770072 | Bathroom | 0.07236%
77007 | 2 | 1 | 2 | Manual | 1 | Recessed - other | Incandescent |  | Heat Lamp | 1 | 250 | 770072 | Bathroom | 0.07236%
77007 | 2 | 2 | 1 | Manual | 1 | Floor lamp | Incandescent |  | 3-Way Incandescent | 1 | 250 | 770072 | Bathroom | 0.07236%
77007 | 2 | 3 | 1 | Manual | 1 | Ceiling Fixture | Linear Fluorescent | 4 | T-8 | 4 | 32 | 770072 | Bathroom | 0.07236%
77007 | 2 | 4 | 1 | Manual | 1 | Ceiling Fixture | Compact Fluorescent |  | Twist | 2 | 13 | 770072 | Bathroom | 0.07236%
77007 | 2 | 4 | 2 | Manual | 1 | Table | Incandescent |  | Clear | 2 | 60 | 770072 | Bathroom | 0.07236%
77007 | 2 | 4 | 3 | Manual | 1 | Torchiere | Incandescent |  | Standard A Lamp | 3 | 100 | 770072 | Bathroom | 0.07236%
77008 | 1 | 1 | 1 | Manual | 1 | Wall Mount | Compact Fluorescent |  | Twist | 6 | 11 | 770081 | Bathroom | 0.07236%
77008 | 1 | 2 | 1 | Manual | 1 | Ceiling Fan | Compact Fluorescent |  | Twist | 3 | 11 | 770081 | Bathroom | 0.07236%
77008 | 1 | 2 | 2 | Manual | 1 | Table | Compact Fluorescent |  | Twist | 1 | 11 | 770081 | Bathroom | 0.07236%
77008 | 1 | 3 | 1 | Manual | 1 | Ceiling Fixture | Compact Fluorescent |  | Twist | 2 | 13 | 770081 | Bathroom | 0.07236%
77008 | 1 | 3 | 2 | Manual | 1 | Table | Compact Fluorescent |  | Twist | 1 | 13 | 770081 | Bathroom | 0.07236%
77008 | 1 | 3 | 3 | Manual | 1 | Ceiling Fixture | Incandescent |  | Mini base | 3 | 25 | 770081 | Bathroom | 0.07236%
77008 | 1 | 4 | 1 | Manual | 1 | Ceiling Fixture | Linear Fluorescent | 4 | T-12 | 2 | 40 | 770081 | Bathroom | 0.07236%
77008 | 1 | 4 | 2 | Manual | 1 | Chandelier (Hanging) | Compact Fluorescent |  | Twist | 1 | 20 | 770081 | Bathroom | 0.07236%
77008 | 1 | 4 | 3 | Manual | 1 | Other | Compact Fluorescent |  | Twist | 1 | 11 | 770081 | Bathroom | 0.07236%
77008 | 1 | 5 | 1 | Manual | 1 | Floor lamp | Compact Fluorescent |  | Twist | 1 | 11 | 770081 | Bathroom | 0.07236%
77008 | 1 | 5 | 2 | Manual | 2 | Table | Compact Fluorescent |  | Twist | 1 | 7 | 770081 | Bathroom | 0.07236%
77008 | 1 | 5 | 3 | Manual | 1 | Floor lamp | Compact Fluorescent |  | Twist | 1 | 14 | 770081 | Bathroom | 0.07236%
77008 | 1 | 5 | 4 | Manual | 3 | Table | Compact Fluorescent |  | Twist | 1 | 11 | 770081 | Bathroom | 0.07236%
77008 | 1 | 5 | 5 | Manual | 1 | Ceiling Fan | Compact Fluorescent |  | Twist | 2 | 15 | 770081 | Bathroom | 0.07236%
77008 | 1 | 5 | 6 | Manual | 1 | Ceiling Fixture | Compact Fluorescent |  | Twist | 1 | 13 | 770081 | Bathroom | 0.07236%
77008 | 2 | 1 | 1 | Manual | 1 | Ceiling Fan | Incandescent |  | Standard A Lamp | 2 | 40 | 770082 | Bedroom | 0.07236%
77008 | 2 | 1 | 2 | Manual | 1 | Table | Incandescent |  | Standard A Lamp | 1 | 75 | 770082 | Bedroom | 0.07236%
77008 | 2 | 1 | 3 | Manual | 1 | Table | Compact Fluorescent |  | Twist | 1 | 23 | 770082 | Bedroom | 0.07236%
77008 | 2 | 1 | 4 | Manual | 1 | Table | Halogen |  | Quartz Tube | 1 | 50 | 770082 | Bedroom | 0.07236%
77008 | 2 | 2 | 1 | Manual | 1 | Track | Incandescent |  | Reflector | 4 | 45 | 770082 | Bedroom | 0.07236%
77008 | 2 | 2 | 2 | Manual | 1 | Track | Incandescent |  | Reflector | 3 | 45 | 770082 | Bedroom | 0.07236%
77008 | 2 | 3 | 1 | Manual | 1 | Track | Incandescent |  | Mini base | 3 | 40 | 770082 | Bedroom | 0.07236%
77008 | 2 | 3 | 2 | Manual | 1 | Track | Incandescent |  | Reflector | 3 | 30 | 770082 | Bedroom | 0.07236%
77008 | 2 | 3 | 3 | Manual | 1 | Table | Incandescent |  | Standard A Lamp | 1 | 40 | 770082 | Bedroom | 0.07236%
77008 | 2 | 4 | 1 | Manual | 1 | Floor lamp | Incandescent |  | Standard A Lamp | 1 | 75 | 770082 | Bedroom | 0.07236%
77008 | 2 | 4 | 2 | Manual | 1 | Floor lamp | Compact Fluorescent |  | Pin base | 1 | 18 | 770082 | Bedroom | 0.07236%
77008 | 2 | 4 | 3 | Manual | 1 | Table | Incandescent |  | Standard A Lamp | 1 | 75 | 770082 | Bedroom | 0.07236%
77008 | 2 | 5 | 1 | Manual | 1 | Wall Mount | Incandescent |  | Globe | 6 | 25 | 770082 | Bedroom | 0.07236%
77009 | 1 | 1 | 1 | Manual | 1 | Wall Mount | Linear Fluorescent | 3 | T-4 | 1 | 25 | 770091 | Bathroom | 0.07236%
77009 | 1 | 1 | 2 | Manual | 1 | Recessed - other | Incandescent |  | Heat Lamp | 1 | 250 | 770091 | Bathroom | 0.07236%
77009 | 1 | 2 | 1 | Manual | 1 | Torchiere | Incandescent |  | Standard A Lamp | 1 | 40 | 770091 | Bathroom | 0.07236%
77009 | 1 | 2 | 2 | Manual | 1 | Torchiere | Compact Fluorescent |  | Twist | 1 | 23 | 770091 | Bathroom | 0.07236%
77009 | 1 | 2 | 3 | Manual | 2 | Ceiling Fixture | Compact Fluorescent |  | Twist | 2 | 13 | 770091 | Bathroom | 0.07236%
77009 | 1 | 3 | 1 | Manual | 2 | Recessed Can | Compact Fluorescent |  | Pin base | 1 | 13 | 770091 | Bathroom | 0.07236%
77009 | 1 | 4 | 1 | Manual | 1 | Ceiling Fixture | Compact Fluorescent |  | Pin base | 2 | 25 | 770091 | Bathroom | 0.07236%
77009 | 1 | 4 | 2 | Manual | 1 | Other | Incandescent |  | Standard A Lamp | 1 | 60 | 770091 | Bathroom | 0.07236%
77009 | 1 | 5 | 1 | Manual | 1 | Chandelier (Hanging) | Incandescent |  | Standard A Lamp | 3 | 40 | 770091 | Bathroom | 0.07236%
77009 | 1 | 5 | 2 | Manual | 2 | Floor lamp | Incandescent |  | Other | 1 | 25 | 770091 | Bathroom | 0.07236%
77009 | 1 | 5 | 3 | Manual | 1 | Table | Incandescent |  | Reflector | 1 | 50 | 770091 | Bathroom | 0.07236%
77009 | 2 | 1 | 1 | Manual | 1 | Other | Incandescent |  | Decorative | 1 | 60 | 770092 | Bathroom | 0.07236%
77009 | 2 | 1 | 2 | Manual | 1 | Recessed - other | Incandescent |  | Heat Lamp | 1 | 250 | 770092 | Bathroom | 0.07236%
77009 | 2 | 1 | 3 | Manual | 1 | Wall Mount | Linear Fluorescent | 3 | T-4 | 1 | 25 | 770092 | Bathroom | 0.07236%
77009 | 2 | 2 | 1 | Manual | 1 | Ceiling Fixture | Compact Fluorescent |  | Pin base | 2 | 13 | 770092 | Bathroom | 0.07236%
77009 | 2 | 2 | 2 | Manual | 1 | Table | Incandescent |  | Standard A Lamp | 1 | 100 | 770092 | Bathroom | 0.07236%
77009 | 2 | 3 | 1 | Manual | 1 | Floor lamp | Incandescent |  | Standard A Lamp | 1 | 100 | 770092 | Bathroom | 0.07236%
77009 | 2 | 3 | 2 | Manual | 3 | Table | Incandescent |  | Standard A Lamp | 1 | 60 | 770092 | Bathroom | 0.07236%
77009 | 2 | 4 | 1 | Manual | 1 | Ceiling Fixture | Compact Fluorescent |  | Pin base | 2 | 13 | 770092 | Bathroom | 0.07236%
77009 | 2 | 5 | 1 | Manual | 1 | Ceiling Fixture | Compact Fluorescent |  | Pin base | 2 | 13 | 770092 | Bathroom | 0.07236%
77009 | 2 | 6 | 1 | Manual | 1 | Recessed Can | Compact Fluorescent |  | Pin base | 1 | 13 | 770092 | Bathroom | 0.07236%
77009 | 2 | 6 | 2 | Manual | 1 | Ceiling Fixture | Compact Fluorescent |  | Pin base | 2 | 25 | 770092 | Bathroom | 0.07236%
77009 | 2 | 6 | 3 | Manual | 1 | Other | Incandescent |  | Standard A Lamp | 1 | 60 | 770092 | Bathroom | 0.07236%
77009 | 2 | 7 | 1 | Manual | 1 | Ceiling Fixture | Compact Fluorescent |  | Pin base | 2 | 13 | 770092 | Bathroom | 0.07236%
77009 | 2 | 8 | 1 | Manual | 1 | Table | Incandescent |  | Standard A Lamp | 2 | 60 | 770092 | Bathroom | 0.07236%
77009 | 2 | 8 | 2 | Manual | 3 | Table | Incandescent |  | Standard A Lamp | 1 | 100 | 770092 | Bathroom | 0.07236%
77009 | 2 | 8 | 3 | Manual | 1 | Floor lamp | Incandescent |  | Standard A Lamp | 1 | 100 | 770092 | Bathroom | 0.07236%
77009 | 2 | 8 | 4 | Manual | 1 | Ceiling Fan | Incandescent |  | Standard A Lamp | 3 | 60 | 770092 | Bathroom | 0.07236%
77010 | 1 | 1 | 1 | Manual | 1 | Wall Mount | Halogen |  | Quartz Tube | 2 | 150 | 770101 | Bathroom | 0.07236%
77010 | 1 | 1 | 2 | Manual | 1 | Ceiling Fixture | Incandescent |  | Heat Lamp | 1 | 150 | 770101 | Bathroom | 0.07236%
77010 | 1 | 1 | 3 | Manual | 1 | Ceiling Fixture | Compact Fluorescent |  | Pin base | 1 | 11 | 770101 | Bathroom | 0.07236%
77010 | 1 | 2 | 1 | Manual | 2 | Ceiling Fixture | Compact Fluorescent |  | Pin base | 2 | 13 | 770101 | Bathroom | 0.07236%
77010 | 1 | 3 | 1 | Manual | 1 | Other | Incandescent |  | Other | 2 | 40 | 770101 | Bathroom | 0.07236%
77010 | 1 | 3 | 2 | Manual | 1 | Other | Compact Fluorescent |  | Twist | 2 | 25 | 770101 | Bathroom | 0.07236%
77010 | 1 | 3 | 3 | Manual | 1 | Track | Halogen |  | MR | 3 | 50 | 770101 | Bathroom | 0.07236%
77010 | 1 | 4 | 1 | Manual | 1 | Floor lamp | Incandescent |  | Standard A Lamp | 1 | 40 | 770101 | Bathroom | 0.07236%
77010 | 1 | 4 | 2 | Manual | 1 | Table | Linear Fluorescent | 2 | T-5 | 2 | 24 | 770101 | Bathroom | 0.07236%
77010 | 1 | 4 | 3 | Manual | 2 | Ceiling Fixture | Compact Fluorescent |  | Pin base | 2 | 13 | 770101 | Bathroom | 0.07236%
77010 | 1 | 4 | 4 | Manual | 1 | Other | Linear Fluorescent | 4 | T-8 | 2 | 32 | 770101 | Bathroom | 0.07236%
77010 | 2 | 1 | 1 | Manual | 1 | Wall Mount | Halogen |  | Quartz Tube | 2 | 150 | 770102 | Bathroom | 0.07236%
77010 | 2 | 1 | 2 | Manual | 1 | Ceiling Fixture | Incandescent |  | Heat Lamp | 1 | 150 | 770102 | Bathroom | 0.07236%
77010 | 2 | 1 | 3 | Manual | 1 | Ceiling Fixture | Compact Fluorescent |  | Pin base | 1 | 11 | 770102 | Bathroom | 0.07236%
77010 | 2 | 2 | 1 | Manual | 1 | Chandelier (Hanging) | Compact Fluorescent |  | Pin base | 1 | 11 | 770102 | Bathroom | 0.07236%
77010 | 2 | 2 | 2 | Manual | 1 | Torchiere | Compact Fluorescent |  | Pin base | 1 | 11 | 770102 | Bathroom | 0.07236%
77010 | 2 | 3 | 1 | Manual | 1 | Ceiling Fixture | Compact Fluorescent |  | Pin base | 2 | 13 | 770102 | Bathroom | 0.07236%
77010 | 2 | 3 | 2 | Manual | 1 | Track | Halogen |  | MR | 3 | 25 | 770102 | Bathroom | 0.07236%
77010 | 2 | 3 | 3 | Manual | 1 | Other | Incandescent |  | Other | 2 | 40 | 770102 | Bathroom | 0.07236%
77010 | 2 | 4 | 1 | Manual | 3 | Ceiling Fixture | Compact Fluorescent |  | Pin base | 2 | 13 | 770102 | Bathroom | 0.07236%
77010 | 2 | 4 | 2 | Manual | 1 | Table | Incandescent |  | Clear | 1 | 40 | 770102 | Bathroom | 0.07236%
77011 | 1 | 1 | 1 | Manual | 1 | Wall Mount | Incandescent |  | Globe | 5 | 60 | 770111 | Bathroom | 0.07236%
77011 | 1 | 2 | 1 | Manual | 1 | Wall Mount | Incandescent |  | Globe | 4 | 40 | 770111 | Bathroom | 0.07236%
77011 | 1 | 2 | 2 | Manual | 1 | Wall Mount | Incandescent |  | Standard A Lamp | 3 | 60 | 770111 | Bathroom | 0.07236%
77011 | 1 | 3 | 1 | Manual | 1 | Table | Compact Fluorescent |  | Twist | 1 | 13 | 770111 | Bathroom | 0.07236%
77011 | 1 | 4 | 1 | Manual | 1 | Ceiling Fixture | Compact Fluorescent |  | Circline (Screw Base) | 1 | 36 | 770111 | Bathroom | 0.07236%
77011 | 1 | 5 | 1 | Manual | 1 | Ceiling Fixture | Compact Fluorescent |  | Circline (Screw Base) | 1 | 22 | 770111 | Bathroom | 0.07236%
77011 | 1 | 5 | 2 | Manual | 1 | Ceiling Fixture | Compact Fluorescent |  | Circline (Screw Base) | 1 | 22 | 770111 | Bathroom | 0.07236%
77011 | 1 | 6 | 1 | Manual | 1 | Ceiling Fixture | Linear Fluorescent | 4 | T-12 | 4 | 40 | 770111 | Bathroom | 0.07236%
77011 | 1 | 6 | 2 | Manual | 1 | Other | Linear Fluorescent | 1.5 | T-8 | 1 | 15 | 770111 | Bathroom | 0.07236%
77011 | 1 | 6 | 3 | Manual | 1 | Other | Incandescent |  | Standard A Lamp | 1 | 40 | 770111 | Bathroom | 0.07236%
77011 | 1 | 7 | 1 | Manual | 1 | Table | Compact Fluorescent |  | Twist | 1 | 23 | 770111 | Bathroom | 0.07236%
77011 | 2 | 1 | 1 | Manual | 1 | Wall Mount | Incandescent |  | Globe | 4 | 60 | 770112 | Bathroom | 0.07236%
77011 | 2 | 2 | 1 | Manual | 1 | Floor lamp | Incandescent |  | Standard A Lamp | 1 | 100 | 770112 | Bathroom | 0.07236%
77011 | 2 | 2 | 2 | Manual | 1 | Table | Incandescent |  | Standard A Lamp | 1 | 60 | 770112 | Bathroom | 0.07236%
77011 | 2 | 3 | 1 | Manual | 1 | Ceiling Fixture | Compact Fluorescent |  | Circline (Screw Base) | 1 | 22 | 770112 | Bathroom | 0.07236%
77011 | 2 | 4 | 1 | Manual | 1 | Ceiling Fixture | Compact Fluorescent |  | Circline (Screw Base) | 1 | 36 | 770112 | Bathroom | 0.07236%
77011 | 2 | 5 | 1 | Manual | 1 | Floor lamp | Incandescent |  | Standard A Lamp | 1 | 100 | 770112 | Bathroom | 0.07236%
77011 | 2 | 5 | 2 | Manual | 1 | Table | Incandescent |  | Standard A Lamp | 1 | 60 | 770112 | Bathroom | 0.07236%
77011 | 2 | 5 | 3 | Manual | 1 | Floor lamp | Halogen |  | Quartz Tube | 1 | 50 | 770112 | Bathroom | 0.07236%
78001 | 1 | 1 | 1 | Manual | 1 | Wall Mount | Incandescent |  | Standard A Lamp | 3 | 75 | 780011 | Bathroom | 0.07236%
78001 | 1 | 1 | 2 | Manual | 1 | Recessed - other | Incandescent |  | Standard A Lamp | 1 | 60 | 780011 | Bathroom | 0.07236%
78001 | 1 | 2 | 1 | Manual | 1 | Floor lamp | Incandescent |  | Standard A Lamp | 2 | 125 | 780011 | Bathroom | 0.07236%
78001 | 1 | 3 | 1 | Manual | 1 | Chandelier (Hanging) | Incandescent |  | Decorative | 6 | 60 | 780011 | Bathroom | 0.07236%
78001 | 1 | 4 | 1 | Manual | 2 | Ceiling Fixture | Incandescent |  | Standard A Lamp | 2 | 75 | 780011 | Bathroom | 0.07236%
78001 | 1 | 4 | 2 | Manual | 1 | Table | Incandescent |  | Standard A Lamp | 1 | 75 | 780011 | Bathroom | 0.07236%
78001 | 1 | 5 | 1 | Manual | 8 | Recessed Can | Halogen |  | PAR | 1 | 50 | 780011 | Bathroom | 0.07236%
78001 | 1 | 5 | 2 | Manual | 1 | Other | Halogen |  | MR | 2 | 20 | 780011 | Bathroom | 0.07236%
78001 | 1 | 7 | 1 | Manual | 1 | Floor lamp | Incandescent |  | Standard A Lamp | 2 | 60 | 780011 | Bathroom | 0.07236%
78001 | 1 | 7 | 2 | Manual | 1 | Torchiere | Incandescent |  | Standard A Lamp | 2 | 75 | 780011 | Bathroom | 0.07236%
78001 | 1 | 7 | 3 | Manual | 1 | Table | Incandescent |  | Standard A Lamp | 2 | 60 | 780011 | Bathroom | 0.07236%
78001 | 1 | 8 | 1 | Manual | 1 | Wall Mount | Incandescent |  | Standard A Lamp | 4 | 75 | 780011 | Bathroom | 0.07236%
78001 | 1 | 8 | 2 | Manual | 2 | Recessed Can | Incandescent |  | Standard A Lamp | 1 | 60 | 780011 | Bathroom | 0.07236%
78001 | 1 | 9 | 1 | Manual | 3 | Recessed Can | Halogen |  | PAR | 1 | 50 | 780011 | Bathroom | 0.07236%
78001 | 1 | 9 | 2 | Manual | 2 | Table | Incandescent |  | Standard A Lamp | 1 | 75 | 780011 | Bathroom | 0.07236%
78001 | 1 | 9 | 3 | Manual | 1 | Table | Incandescent |  | Standard A Lamp | 1 | 100 | 780011 | Bathroom | 0.07236%
78001 | 1 | 10 | 1 | Manual | 1 | Wall Mount | Linear Fluorescent | 2 | T-5 | 2 | 13 | 780011 | Bathroom | 0.07236%
78001 | 2 | 1 | 1 | Manual | 1 | Wall Mount | Incandescent |  | Standard A Lamp | 3 | 75 | 780012 | Bathroom | 0.07236%
78001 | 2 | 1 | 2 | Manual | 1 | Recessed - other | Incandescent |  | Standard A Lamp | 1 | 60 | 780012 | Bathroom | 0.07236%
78001 | 2 | 2 | 1 | Manual | 1 | Table | Compact Fluorescent |  | Pin base | 1 | 26 | 780012 | Bathroom | 0.07236%
78001 | 2 | 2 | 2 | Manual | 1 | Table | Incandescent |  | Standard A Lamp | 1 | 75 | 780012 | Bathroom | 0.07236%
78001 | 2 | 3 | 1 | Manual | 1 | Ceiling Fixture | Halogen |  | PAR | 2 | 50 | 780012 | Bathroom | 0.07236%
78001 | 2 | 3 | 2 | Manual | 1 | Ceiling Fixture | Halogen |  | PAR | 1 | 50 | 780012 | Bathroom | 0.07236%
78001 | 2 | 3 | 3 | Manual | 1 | Other | Halogen |  | MR | 2 | 50 | 780012 | Bathroom | 0.07236%
78001 | 2 | 3 | 4 | Manual | 1 | Table | Compact Fluorescent |  | Pin base | 1 | 26 | 780012 | Bathroom | 0.07236%
78001 | 2 | 4 | 1 | Manual | 1 | Ceiling Fixture | Compact Fluorescent |  | Twist | 2 | 19 | 780012 | Bathroom | 0.07236%
78001 | 2 | 4 | 2 | Manual | 1 | Ceiling Fixture | Compact Fluorescent |  | Twist | 2 | 18 | 780012 | Bathroom | 0.07236%
78001 | 2 | 4 | 3 | Manual | 2 | Recessed Can | Halogen |  | PAR | 1 | 50 | 780012 | Bathroom | 0.07236%
78001 | 2 | 5 | 1 | Manual | 8 | Recessed Can | Halogen |  | PAR | 1 | 50 | 780012 | Bathroom | 0.07236%
78001 | 2 | 5 | 2 | Manual | 1 | Ceiling Fixture | Halogen |  | PAR | 1 | 50 | 780012 | Bathroom | 0.07236%
78001 | 2 | 5 | 3 | Manual | 1 | Other | Halogen |  | MR | 2 | 20 | 780012 | Bathroom | 0.07236%
78001 | 2 | 7 | 1 | Manual | 1 | Floor lamp | Incandescent |  | 3-Way Incandescent | 1 | 150 | 780012 | Bathroom | 0.07236%
78001 | 2 | 7 | 2 | Manual | 1 | Floor lamp | Compact Fluorescent |  | Pin base | 1 | 13 | 780012 | Bathroom | 0.07236%
78001 | 2 | 7 | 3 | Manual | 1 | Ceiling Fixture | Incandescent |  | Standard A Lamp | 1 | 60 | 780012 | Bathroom | 0.07236%
78001 | 2 | 8 | 1 | Manual | 1 | Wall Mount | Incandescent |  | Standard A Lamp | 4 | 75 | 780012 | Bathroom | 0.07236%
78001 | 2 | 8 | 2 | Manual | 2 | Recessed Can | Incandescent |  | Standard A Lamp | 1 | 60 | 780012 | Bathroom | 0.07236%
78001 | 2 | 9 | 1 | Manual | 2 | Table | Incandescent |  | 3-Way Incandescent | 1 | 100 | 780012 | Bathroom | 0.07236%
78001 | 2 | 9 | 2 | Manual | 4 | Recessed Can | Halogen |  | PAR | 1 | 50 | 780012 | Bathroom | 0.07236%
78001 | 2 | 10 | 1 | Manual | 1 | Wall Mount | Linear Fluorescent | 2 | T-5 | 2 | 13 | 780012 | Bathroom | 0.07236%
78002 | 1 | 1 | 1 | Manual | 1 | Wall Mount | Incandescent |  | Globe | 6 | 40 | 780021 | Bathroom | 0.07236%
78002 | 1 | 2 | 1 | Manual | 1 | Wall Mount | Incandescent |  | Globe | 6 | 40 | 780021 | Bathroom | 0.07236%
78002 | 1 | 3 | 1 | Manual | 2 | Floor lamp | Incandescent |  | Standard A Lamp | 1 | 25 | 780021 | Bathroom | 0.07236%
78002 | 1 | 3 | 2 | Manual | 1 | Floor lamp | Compact Fluorescent |  | Twist | 1 | 26 | 780021 | Bathroom | 0.07236%
78002 | 1 | 4 | 1 | Manual | 1 | Table | Incandescent |  | Standard A Lamp | 1 | 25 | 780021 | Bathroom | 0.07236%
78002 | 1 | 4 | 2 | Manual | 2 | Table | Incandescent |  | Decorative | 1 | 25 | 780021 | Bathroom | 0.07236%
78002 | 1 | 5 | 1 | Manual | 1 | Recessed Can | Incandescent |  | Standard A Lamp | 1 | 60 | 780021 | Bathroom | 0.07236%
78002 | 1 | 6 | 1 | Manual | 2 | Recessed Can | Incandescent |  | Reflector | 1 | 65 | 780021 | Bathroom | 0.07236%
78002 | 1 | 7 | 1 | Manual | 4 | Recessed Can | Incandescent |  | Reflector | 1 | 65 | 780021 | Bathroom | 0.07236%
78002 | 1 | 7 | 2 | Manual | 1 | Other | Incandescent |  | Other | 1 | 40 | 780021 | Bathroom | 0.07236%
78002 | 1 | 8 | 1 | Manual | 1 | Floor lamp | Compact Fluorescent |  | Twist | 3 | 13 | 780021 | Bathroom | 0.07236%
78002 | 1 | 8 | 2 | Manual | 1 | Ceiling Fixture | Incandescent |  | Standard A Lamp | 3 | 60 | 780021 | Bathroom | 0.07236%
78002 | 2 | 1 | 1 | Manual | 1 | Wall Mount | Incandescent |  | Globe | 6 | 60 | 780022 | Bathroom | 0.07236%
78002 | 2 | 2 | 1 | Manual | 1 | Wall Mount | Incandescent |  | Globe | 6 | 40 | 780022 | Bathroom | 0.07236%
78002 | 2 | 3 | 1 | Manual | 2 | Torchiere | Incandescent |  | Standard A Lamp | 1 | 100 | 780022 | Bathroom | 0.07236%
78002 | 2 | 3 | 2 | Manual | 1 | Table | Incandescent |  | Standard A Lamp | 1 | 25 | 780022 | Bathroom | 0.07236%
78002 | 2 | 5 | 1 | Manual | 1 | Recessed Can | Incandescent |  | Reflector | 1 | 65 | 780022 | Bathroom | 0.07236%
78002 | 2 | 6 | 1 | Manual | 2 | Ceiling Fixture | Incandescent |  | Reflector | 1 | 65 | 780022 | Bathroom | 0.07236%
78002 | 2 | 7 | 1 | Manual | 4 | Recessed Can | Incandescent |  | Reflector | 1 | 65 | 780022 | Bathroom | 0.07236%
78002 | 2 | 7 | 2 | Manual | 1 | Other | Incandescent |  | Standard A Lamp | 2 | 40 | 780022 | Bathroom | 0.07236%
78002 | 2 | 8 | 1 | Manual | 1 | Table | Incandescent |  | 3-Way Incandescent | 1 | 150 | 780022 | Bathroom | 0.07236%
78002 | 2 | 8 | 2 | Manual | 1 | Floor lamp | Compact Fluorescent |  | Twist | 1 | 19 | 780022 | Bathroom | 0.07236%
78002 | 2 | 8 | 3 | Dimmer | 1 | Floor lamp | Halogen |  | Other | 1 | 50 | 780022 | Bathroom | 0.07236%
78002 | 2 | 8 | 4 | Manual | 1 | Floor lamp | Incandescent |  | Standard A Lamp | 1 | 100 | 780022 | Bathroom | 0.07236%
78002 | 2 | 8 | 5 | Manual | 1 | Chandelier (Hanging) | Incandescent |  | Globe | 1 | 40 | 780022 | Bathroom | 0.07236%
78003 | 1 | 1 | 1 | Manual | 1 | Wall Mount | Incandescent |  | Globe | 4 | 40 | 780031 | Bathroom | 0.07236%
78003 | 1 | 1 | 2 | Manual | 1 | Recessed - other | Incandescent |  | Heat Lamp | 1 | 250 | 780031 | Bathroom | 0.07236%
78003 | 1 | 2 | 1 | Manual | 1 | Ceiling Fixture | Compact Fluorescent |  | Twist | 2 | 13 | 780031 | Bathroom | 0.07236%
78003 | 1 | 2 | 2 | Manual | 1 | Table | Compact Fluorescent |  | Twist | 1 | 11 | 780031 | Bathroom | 0.07236%
78003 | 1 | 2 | 3 | Manual | 1 | Floor lamp | Compact Fluorescent |  | Twist | 1 | 13 | 780031 | Bathroom | 0.07236%
78003 | 1 | 3 | 1 | Manual | 1 | Track | Halogen |  | MR | 3 | 50 | 780031 | Bathroom | 0.07236%
78003 | 1 | 4 | 1 | Manual | 2 | Ceiling Fixture | Compact Fluorescent |  | Twist | 2 | 13 | 780031 | Bathroom | 0.07236%
78003 | 1 | 5 | 1 | Manual | 1 | Track | Halogen |  | MR | 3 | 50 | 780031 | Bathroom | 0.07236%
78003 | 1 | 5 | 2 | Manual | 1 | Other | Incandescent |  | Decorative | 2 | 30 | 780031 | Bathroom | 0.07236%
78003 | 1 | 7 | 1 | Manual | 1 | Floor lamp | Incandescent |  | Standard A Lamp | 3 | 75 | 780031 | Bathroom | 0.07236%
78003 | 1 | 8 | 1 | Manual | 1 | Wall Mount | Incandescent |  | Globe | 4 | 40 | 780031 | Bathroom | 0.07236%
78003 | 1 | 8 | 2 | Manual | 1 | Recessed - other | Incandescent |  | Heat Lamp | 1 | 250 | 780031 | Bathroom | 0.07236%
78003 | 1 | 9 | 1 | Manual | 1 | Ceiling Fixture | Compact Fluorescent |  | Twist | 2 | 13 | 780031 | Bathroom | 0.07236%
78003 | 1 | 9 | 2 | Manual | 1 | Table | Incandescent |  | Standard A Lamp | 1 | 75 | 780031 | Bathroom | 0.07236%
78003 | 2 | 1 | 1 | Manual | 1 | Recessed - other | Incandescent |  | Heat Lamp | 1 | 250 | 780032 | Bathroom | 0.07236%
78003 | 2 | 1 | 2 | Manual | 1 | Wall Mount | Incandescent |  | Globe | 6 | 60 | 780032 | Bathroom | 0.07236%
78003 | 2 | 2 | 1 | Manual | 1 | Ceiling Fixture | Incandescent |  | Standard A Lamp | 1 | 60 | 780032 | Bathroom | 0.07236%
78003 | 2 | 3 | 1 | Manual | 1 | Track | Halogen |  | MR | 2 | 50 | 780032 | Bathroom | 0.07236%
78003 | 2 | 3 | 2 | Manual | 1 | Other | Incandescent |  | Decorative | 2 | 30 | 780032 | Bathroom | 0.07236%
78003 | 2 | 4 | 1 | Manual | 1 | Ceiling Fixture | Incandescent |  | Standard A Lamp | 1 | 60 | 780032 | Bathroom | 0.07236%
78003 | 2 | 5 | 1 | Manual | 1 | Torchiere | Compact Fluorescent |  | Twist | 1 | 13 | 780032 | Bathroom | 0.07236%
78003 | 2 | 5 | 2 | Manual | 1 | Torchiere | Incandescent |  | Standard A Lamp | 1 | 60 | 780032 | Bathroom | 0.07236%
78003 | 2 | 5 | 3 | Manual | 1 | Table | Halogen |  | Quartz Tube | 1 | 100 | 780032 | Bathroom | 0.07236%
78003 | 2 | 5 | 4 | Manual | 1 | Track | Halogen |  | MR | 1 | 50 | 780032 | Bathroom | 0.07236%
78003 | 2 | 5 | 5 | Manual | 1 | Table | Compact Fluorescent |  | Pin base | 1 | 27 | 780032 | Bathroom | 0.07236%
78004 | 1 | 1 | 1 | Manual | 1 | Ceiling Fixture | Incandescent |  | Clear | 2 | 60 | 780041 | Hall | 0.07236%
78004 | 1 | 2 | 1 | Manual | 1 | Track | Halogen |  | MR | 3 | 40 | 780041 | Hall | 0.07236%
78004 | 1 | 2 | 2 | Manual | 1 | Recessed - other | Incandescent |  | Mini base | 2 | 40 | 780041 | Hall | 0.07236%
78004 | 1 | 3 | 1 | Manual | 1 | Floor lamp | Incandescent |  | Reflector | 1 | 40 | 780041 | Hall | 0.07236%
78004 | 1 | 3 | 2 | Manual | 1 | Floor lamp | Compact Fluorescent |  | Twist | 1 | 23 | 780041 | Hall | 0.07236%
78004 | 1 | 3 | 3 | Manual | 1 | Table | Compact Fluorescent |  | Twist | 1 | 23 | 780041 | Hall | 0.07236%
78004 | 1 | 3 | 4 | Manual | 1 | Ceiling Fixture | Incandescent |  | Clear | 2 | 60 | 780041 | Hall | 0.07236%
78004 | 1 | 4 | 1 | Manual | 1 | Wall Mount | Halogen |  | Quartz Tube | 2 | 100 | 780041 | Hall | 0.07236%
78004 | 1 | 4 | 2 | Manual | 1 | Recessed Can | Incandescent |  | Heat Lamp | 1 | 250 | 780041 | Hall | 0.07236%
78004 | 2 | 1 | 1 | Manual | 1 | Wall Mount | Halogen |  | Quartz Tube | 2 | 100 | 780042 | Bathroom | 0.07236%
78004 | 2 | 1 | 2 | Manual | 1 | Recessed Can | Incandescent |  | Heat Lamp | 1 | 250 | 780042 | Bathroom | 0.07236%
78004 | 2 | 2 | 1 | Manual | 2 | Ceiling Fixture | Compact Fluorescent |  | Twist | 2 | 13 | 780042 | Bathroom | 0.07236%
78004 | 2 | 3 | 1 | Dimmer | 1 | Track | Halogen |  | MR | 3 | 40 | 780042 | Bathroom | 0.07236%
78004 | 2 | 3 | 2 | Manual | 1 | Recessed - other | Incandescent |  | Mini base | 1 | 40 | 780042 | Bathroom | 0.07236%
78004 | 2 | 4 | 1 | Manual | 1 | Floor lamp | Compact Fluorescent |  | Twist | 1 | 13 | 780042 | Bathroom | 0.07236%
78004 | 2 | 4 | 2 | Manual | 1 | Table | Incandescent |  | Standard A Lamp | 1 | 52 | 780042 | Bathroom | 0.07236%
78005 | 1 | 1 | 1 | Manual | 1 | Wall Mount | Incandescent |  | Standard A Lamp | 3 | 75 | 780051 | Bathroom | 0.07236%
78005 | 1 | 1 | 2 | Manual | 1 | Recessed Can | Incandescent |  | Heat Lamp | 1 | 250 | 780051 | Bathroom | 0.07236%
78005 | 1 | 2 | 1 | Manual | 1 | Floor lamp | Halogen |  | Quartz Tube | 1 | 500 | 780051 | Bathroom | 0.07236%
78005 | 1 | 3 | 1 | Manual | 1 | Track | Halogen |  | Quartz Tube | 4 | 50 | 780051 | Bathroom | 0.07236%
78005 | 1 | 4 | 1 | Manual | 2 | Recessed Can | Incandescent |  | Reflector | 1 | 65 | 780051 | Bathroom | 0.07236%
78005 | 1 | 5 | 1 | Manual | 4 | Recessed Can | Incandescent |  | Reflector | 4 | 65 | 780051 | Bathroom | 0.07236%
78005 | 1 | 5 | 2 | Manual | 1 | Recessed - other | Incandescent |  | Mini base | 2 | 40 | 780051 | Bathroom | 0.07236%
78005 | 1 | 6 | 1 | Manual | 1 | Ceiling Fixture | Incandescent |  | Standard A Lamp | 2 | 75 | 780051 | Bathroom | 0.07236%
78005 | 1 | 7 | 1 | Dimmer | 1 | Floor lamp | Halogen |  | Quartz Tube | 1 | 75 | 780051 | Bathroom | 0.07236%
78005 | 1 | 7 | 2 | Manual | 1 | Table | Incandescent |  | Standard A Lamp | 1 | 100 | 780051 | Bathroom | 0.07236%
78005 | 1 | 7 | 3 | Manual | 1 | Table | Incandescent |  | Decorative | 1 | 25 | 780051 | Bathroom | 0.07236%
78005 | 2 | 1 | 1 | Manual | 1 | Wall Mount | Incandescent |  | Mini base | 6 | 40 | 780052 | Bathroom | 0.07236%
78005 | 2 | 2 | 1 | Manual | 1 | Ceiling Fixture | Incandescent |  | Standard A Lamp | 2 | 60 | 780052 | Bathroom | 0.07236%
78005 | 2 | 3 | 1 | Manual | 2 | Ceiling Fixture | Incandescent |  | Reflector | 1 | 65 | 780052 | Bathroom | 0.07236%
78005 | 2 | 4 | 1 | Manual | 2 | Recessed Can | Compact Fluorescent |  | Reflector | 1 | 23 | 780052 | Bathroom | 0.07236%
78005 | 2 | 4 | 2 | Manual | 2 | Recessed Can | Incandescent |  | Reflector | 1 | 65 | 780052 | Bathroom | 0.07236%
78005 | 2 | 4 | 3 | Manual | 1 | Recessed - other | Incandescent |  | Mini base | 2 | 4 | 780052 | Bathroom | 0.07236%
78005 | 2 | 5 | 1 | Manual | 1 | Track | Halogen |  | PAR | 3 | 50 | 780052 | Bathroom | 0.07236%
78006 | 1 | 1 | 1 | Manual | 1 | Ceiling Fixture | Compact Fluorescent |  | Circline (Screw Base) | 1 | 32 | 780061 | Bathroom | 0.07236%
78006 | 1 | 1 | 2 | Manual | 1 | Wall Mount | Linear Fluorescent | 2 | T-8 | 2 | 17 | 780061 | Bathroom | 0.07236%
78006 | 1 | 2 | 1 | Manual | 1 | Floor lamp | Compact Fluorescent |  | Twist | 1 | 23 | 780061 | Bathroom | 0.07236%
78006 | 1 | 2 | 2 | Manual | 1 | Table | Compact Fluorescent |  | Twist | 1 | 23 | 780061 | Bathroom | 0.07236%
78006 | 1 | 3 | 1 | Manual | 3 | Ceiling Fixture | Compact Fluorescent |  | Circline (Screw Base) | 1 | 32 | 780061 | Bathroom | 0.07236%
78006 | 1 | 4 | 1 | Manual | 1 | Ceiling Fixture | Compact Fluorescent |  | Circline (Screw Base) | 2 | 40 | 780061 | Bathroom | 0.07236%
78006 | 1 | 4 | 2 | Manual | 2 | Ceiling Fixture | Compact Fluorescent |  | Pin base | 1 | 26 | 780061 | Bathroom | 0.07236%
78006 | 1 | 4 | 3 | Manual | 1 | Other | Incandescent |  | Other | 1 | 40 | 780061 | Bathroom | 0.07236%
78006 | 1 | 5 | 1 | Manual | 1 | Table | Compact Fluorescent |  | Twist | 1 | 23 | 780061 | Bathroom | 0.07236%
78006 | 1 | 5 | 2 | Manual | 1 | Table | Compact Fluorescent |  | Twist | 1 | 9 | 780061 | Bathroom | 0.07236%
78006 | 1 | 5 | 3 | Manual | 2 | Table | Other |  | Other | 1 | 3 | 780061 | Bathroom | 0.07236%
78006 | 2 | 1 | 1 | Manual | 1 | Ceiling Fixture | Compact Fluorescent |  | Circline (Screw Base) | 1 | 32 | 780062 | Bathroom | 0.07236%
78006 | 2 | 1 | 2 | Manual | 1 | Wall Mount | Linear Fluorescent | 2 | T-8 | 2 | 17 | 780062 | Bathroom | 0.07236%
78006 | 2 | 2 | 1 | Manual | 1 | Table | Incandescent |  | Standard A Lamp | 1 | 75 | 780062 | Bathroom | 0.07236%
78006 | 2 | 3 | 1 | Manual | 1 | Ceiling Fixture | Compact Fluorescent |  | Circline (Screw Base) | 1 | 32 | 780062 | Bathroom | 0.07236%
78006 | 2 | 4 | 1 | Manual | 2 | Ceiling Fixture | Compact Fluorescent |  | Pin base | 1 | 26 | 780062 | Bathroom | 0.07236%
78006 | 2 | 4 | 2 | Manual | 1 | Ceiling Fixture | Compact Fluorescent |  | Circline (Screw Base) | 2 | 40 | 780062 | Bathroom | 0.07236%
78006 | 2 | 4 | 3 | Manual | 1 | Other | Incandescent |  | Other | 1 | 25 | 780062 | Bathroom | 0.07236%
78006 | 2 | 5 | 1 | Manual | 1 | Table | Incandescent |  | Standard A Lamp | 1 | 75 | 780062 | Bathroom | 0.07236%
78007 | 1 | 1 | 1 | Manual | 1 | Recessed - other | Incandescent |  | Reflector | 1 | 65 | 780071 | Bathroom | 0.07236%
78007 | 1 | 1 | 2 | Manual | 1 | Wall Mount | Incandescent |  | Globe | 6 | 60 | 780071 | Bathroom | 0.07236%
78007 | 1 | 2 | 1 | Manual | 1 | Ceiling Fixture | Compact Fluorescent |  | Twist | 2 | 13 | 780071 | Bathroom | 0.07236%
78007 | 1 | 3 | 1 | Manual | 2 | Ceiling Fixture | Compact Fluorescent |  | Twist | 2 | 13 | 780071 | Bathroom | 0.07236%
78007 | 1 | 4 | 1 | Manual | 1 | Ceiling Fixture | Linear Fluorescent | 4 | T-8 | 4 | 32 | 780071 | Bathroom | 0.07236%
78007 | 1 | 4 | 2 | Manual | 1 | Other | Incandescent |  | Standard A Lamp | 1 | 40 | 780071 | Bathroom | 0.07236%
78007 | 1 | 5 | 1 | Manual | 1 | Ceiling Fixture | Compact Fluorescent |  | Twist | 2 | 13 | 780071 | Bathroom | 0.07236%
78007 | 1 | 6 | 1 | Manual | 2 | Ceiling Fixture | Compact Fluorescent |  | Twist | 2 | 13 | 780071 | Bathroom | 0.07236%
78007 | 1 | 6 | 2 | Manual | 1 | Floor lamp | Incandescent |  | Standard A Lamp | 1 | 60 | 780071 | Bathroom | 0.07236%
78007 | 1 | 7 | 1 | Manual | 1 | Ceiling Fixture | Compact Fluorescent |  | Twist | 2 | 13 | 780071 | Bathroom | 0.07236%
78007 | 1 | 7 | 2 | Manual | 1 | Table | Incandescent |  | Standard A Lamp | 1 | 40 | 780071 | Bathroom | 0.07236%
78007 | 1 | 7 | 3 | Manual | 1 | Table | Incandescent |  | Standard A Lamp | 1 | 60 | 780071 | Bathroom | 0.07236%
78007 | 2 | 1 | 1 | Manual | 1 | Wall Mount | Incandescent |  | Globe | 6 | 60 | 780072 | Bathroom | 0.07236%
78007 | 2 | 1 | 2 | Manual | 1 | Recessed Can | Incandescent |  | Heat Lamp | 1 | 250 | 780072 | Bathroom | 0.07236%
78007 | 2 | 2 | 1 | Manual | 1 | Ceiling Fixture | Compact Fluorescent |  | Twist | 2 | 13 | 780072 | Bathroom | 0.07236%
78007 | 2 | 2 | 2 | Manual | 1 | Table | Incandescent |  | Standard A Lamp | 1 | 60 | 780072 | Bathroom | 0.07236%
78007 | 2 | 3 | 1 | Manual | 1 | Ceiling Fixture | Compact Fluorescent |  | Twist | 2 | 13 | 780072 | Bathroom | 0.07236%
78007 | 2 | 4 | 1 | Manual | 1 | Ceiling Fixture | Linear Fluorescent | 4 | T-8 | 4 | 32 | 780072 | Bathroom | 0.07236%
78007 | 2 | 4 | 2 | Manual | 1 | Other | Incandescent |  | Standard A Lamp | 1 | 40 | 780072 | Bathroom | 0.07236%
78007 | 2 | 5 | 1 | Manual | 1 | Ceiling Fixture | Compact Fluorescent |  | Twist | 2 | 13 | 780072 | Bathroom | 0.07236%
78007 | 2 | 5 | 2 | Manual | 1 | Floor lamp | Incandescent |  | Standard A Lamp | 2 | 75 | 780072 | Bathroom | 0.07236%
78008 | 1 | 1 | 1 | Manual | 1 | Wall Mount | Incandescent |  | Globe | 6 | 40 | 780081 | Bathroom | 0.07236%
78008 | 1 | 1 | 2 | Manual | 1 | Recessed Can | Incandescent |  | Heat Lamp | 1 | 250 | 780081 | Bathroom | 0.07236%
78008 | 1 | 2 | 1 | Manual | 1 | Ceiling Fixture | Compact Fluorescent |  | Pin base | 2 | 13 | 780081 | Bathroom | 0.07236%
78008 | 1 | 3 | 1 | Manual | 1 | Ceiling Fixture | Compact Fluorescent |  | Pin base | 2 | 13 | 780081 | Bathroom | 0.07236%
78008 | 1 | 4 | 1 | Manual | 1 | Ceiling Fixture | Compact Fluorescent |  | Pin base | 2 | 13 | 780081 | Bathroom | 0.07236%
78008 | 1 | 4 | 2 | Manual | 1 | Other | Incandescent |  | Standard A Lamp | 1 | 60 | 780081 | Bathroom | 0.07236%
78008 | 1 | 4 | 3 | Manual | 1 | Ceiling Fixture | Linear Fluorescent | 4 | T-8 | 4 | 32 | 780081 | Bathroom | 0.07236%
78008 | 1 | 5 | 1 | Manual | 2 | Table | Incandescent |  | 3-Way Incandescent | 1 | 150 | 780081 | Bathroom | 0.07236%
78008 | 1 | 5 | 2 | Manual | 3 | Ceiling Fixture | Compact Fluorescent |  | Circline (Screw Base) | 1 | 40 | 780081 | Bathroom | 0.07236%
78008 | 2 | 1 | 1 | Manual | 1 | Wall Mount | Incandescent |  | Clear | 6 | 60 | 780082 | Bathroom | 0.07236%
78008 | 2 | 1 | 2 | Manual | 1 | Recessed Can | Incandescent |  | Heat Lamp | 1 | 250 | 780082 | Bathroom | 0.07236%
78008 | 2 | 2 | 1 | Manual | 1 | Table | Incandescent |  | Reflector | 1 | 50 | 780082 | Bathroom | 0.07236%
78008 | 2 | 2 | 2 | Manual | 2 | Table | Incandescent |  | Globe | 1 | 40 | 780082 | Bathroom | 0.07236%
78008 | 2 | 2 | 3 | Manual | 1 | Ceiling Fixture | Compact Fluorescent |  | Pin base | 2 | 13 | 780082 | Bathroom | 0.07236%
78008 | 2 | 3 | 1 | Manual | 1 | Ceiling Fixture | Compact Fluorescent |  | Pin base | 2 | 13 | 780082 | Bathroom | 0.07236%
78008 | 2 | 3 | 2 | Manual | 1 | Table | Incandescent |  | Standard A Lamp | 1 | 100 | 780082 | Bathroom | 0.07236%
78008 | 2 | 4 | 1 | Manual | 1 | Ceiling Fixture | Compact Fluorescent |  | Pin base | 2 | 13 | 780082 | Bathroom | 0.07236%
78008 | 2 | 4 | 2 | Manual | 1 | Other | Incandescent |  | Standard A Lamp | 1 | 60 | 780082 | Bathroom | 0.07236%
78008 | 2 | 4 | 3 | Manual | 1 | Ceiling Fixture | Linear Fluorescent | 4 | T-8 | 4 | 32 | 780082 | Bathroom | 0.07236%
78008 | 2 | 5 | 1 | Manual | 3 | Ceiling Fixture | Compact Fluorescent |  | Circline (Screw Base) | 1 | 40 | 780082 | Bathroom | 0.07236%
78008 | 2 | 5 | 2 | Manual | 1 | Table | Incandescent |  | Standard A Lamp | 1 | 100 | 780082 | Bathroom | 0.07236%
78008 | 2 | 5 | 3 | Manual | 1 | Floor lamp | Halogen |  | MR | 2 | 35 | 780082 | Bathroom | 0.07236%
78009 | 1 | 1 | 1 | Manual | 1 | Wall Mount | Incandescent |  | Globe | 4 | 40 | 780091 | Bathroom | 0.07236%
78009 | 1 | 2 | 1 | Manual | 1 | Table | Incandescent |  | Decorative | 1 | 60 | 780091 | Bathroom | 0.07236%
78009 | 1 | 2 | 2 | Manual | 1 | Table | Compact Fluorescent |  | Pin base | 1 | 13 | 780091 | Bathroom | 0.07236%
78009 | 1 | 3 | 1 | Manual | 1 | Ceiling Fixture | Incandescent |  | Standard A Lamp | 1 | 60 | 780091 | Bathroom | 0.07236%
78009 | 1 | 4 | 1 | Manual | 2 | Ceiling Fixture | Incandescent |  | Standard A Lamp | 1 | 45 | 780091 | Bathroom | 0.07236%
78009 | 1 | 4 | 2 | Manual | 1 | Ceiling Fixture | Halogen |  | MR | 4 | 50 | 780091 | Bathroom | 0.07236%
78009 | 1 | 4 | 3 | Manual | 1 | Ceiling Fixture | Halogen |  | MR | 3 | 20 | 780091 | Bathroom | 0.07236%
78009 | 1 | 4 | 4 | Manual | 1 | Floor lamp | Incandescent |  | Other | 1 | 60 | 780091 | Bathroom | 0.07236%
78009 | 1 | 4 | 5 | Manual | 1 | Table | Halogen |  | MR | 1 | 75 | 780091 | Bathroom | 0.07236%
78009 | 1 | 4 | 6 | Manual | 1 | Recessed - other | Halogen |  | PAR | 2 | 30 | 780091 | Bathroom | 0.07236%
78009 | 1 | 5 | 1 | Manual | 1 | Ceiling Fixture | Incandescent |  | Standard A Lamp | 1 | 60 | 780091 | Bathroom | 0.07236%
78009 | 2 | 1 | 1 | Manual | 1 | Wall Mount | Incandescent |  | Decorative | 5 | 40 | 780092 | Bathroom | 0.07236%
78009 | 2 | 1 | 2 | Manual | 1 | Ceiling Fixture | Incandescent |  | Standard A Lamp | 1 | 60 | 780092 | Bathroom | 0.07236%
78009 | 2 | 2 | 1 | Manual | 1 | Wall Mount | Incandescent |  | Clear | 4 | 40 | 780092 | Bathroom | 0.07236%
78009 | 2 | 2 | 2 | Manual | 1 | Recessed - other | Compact Fluorescent |  | Pin base | 1 | 13 | 780092 | Bathroom | 0.07236%
78009 | 2 | 3 | 1 | Manual | 1 | Ceiling Fixture | Incandescent |  | Standard A Lamp | 1 | 60 | 780092 | Bathroom | 0.07236%
78009 | 2 | 3 | 2 | Manual | 1 | Floor lamp | Compact Fluorescent |  | Twist | 1 | 20 | 780092 | Bathroom | 0.07236%
78009 | 2 | 4 | 1 | Manual | 1 | Ceiling Fixture | Incandescent |  | Standard A Lamp | 1 | 60 | 780092 | Bathroom | 0.07236%
78009 | 2 | 4 | 2 | Manual | 1 | Ceiling Fixture | Incandescent |  | Standard A Lamp | 1 | 60 | 780092 | Bathroom | 0.07236%
78009 | 2 | 5 | 1 | Manual | 1 | Ceiling Fixture | Incandescent |  | Standard A Lamp | 1 | 60 | 780092 | Bathroom | 0.07236%
78009 | 2 | 6 | 1 | Manual | 1 | Track | Halogen |  | MR | 4 | 50 | 780092 | Bathroom | 0.07236%
78009 | 2 | 6 | 2 | Manual | 1 | Ceiling Fixture | Incandescent |  | Standard A Lamp | 1 | 60 | 780092 | Bathroom | 0.07236%
78009 | 2 | 7 | 1 | Dimmer | 2 | Track | Halogen |  | MR | 4 | 50 | 780092 | Bathroom | 0.07236%
78009 | 2 | 7 | 2 | Dimmer | 2 | Recessed Can | Halogen |  | PAR | 1 | 50 | 780092 | Bathroom | 0.07236%
78009 | 2 | 8 | 1 | Manual | 1 | Ceiling Fixture | Incandescent |  | Standard A Lamp | 1 | 60 | 780092 | Bathroom | 0.07236%
78009 | 2 | 8 | 2 | Manual | 1 | Table | Compact Fluorescent |  | Twist | 2 | 7 | 780092 | Bathroom | 0.07236%
78009 | 2 | 8 | 3 | Manual | 1 | Floor lamp | Compact Fluorescent |  | Twist | 1 | 7 | 780092 | Bathroom | 0.07236%
78009 | 2 | 9 | 1 | Manual | 1 | Ceiling Fixture | Incandescent |  | Standard A Lamp | 1 | 60 | 780092 | Bathroom | 0.07236%
78009 | 2 | 10 | 1 | Manual | 1 | Ceiling Fixture | Incandescent |  | Standard A Lamp | 1 | 60 | 780092 | Bathroom | 0.07236%
78010 | 1 | 1 | 1 | Manual | 1 | Wall Mount | Linear Fluorescent | 2 | T-8 | 2 | 17 | 780101 | Bathroom | 0.07236%
78010 | 1 | 2 | 1 | Manual | 1 | Table | Incandescent |  | Standard A Lamp | 1 | 100 | 780101 | Bathroom | 0.07236%
78010 | 1 | 2 | 2 | Manual | 1 | Table | Incandescent |  | Standard A Lamp | 1 | 150 | 780101 | Bathroom | 0.07236%
78010 | 1 | 2 | 3 | Manual | 1 | Ceiling Fan | Compact Fluorescent |  | Twist | 3 | 13 | 780101 | Bathroom | 0.07236%
78010 | 1 | 3 | 1 | Manual | 1 | Ceiling Fan | Compact Fluorescent |  | Twist | 1 | 13 | 780101 | Bathroom | 0.07236%
78010 | 1 | 4 | 1 | Manual | 1 | Table | Compact Fluorescent |  | Twist | 1 | 13 | 780101 | Bathroom | 0.07236%
78010 | 1 | 4 | 2 | Manual | 1 | Ceiling Fixture | Compact Fluorescent |  | Twist | 2 | 13 | 780101 | Bathroom | 0.07236%
78010 | 1 | 5 | 1 | Manual | 1 | Ceiling Fixture | Linear Fluorescent | 4 | T-8 | 2 | 32 | 780101 | Bathroom | 0.07236%
78010 | 1 | 5 | 2 | Manual | 1 | Recessed - other | Incandescent |  | Clear | 1 | 40 | 780101 | Bathroom | 0.07236%
78010 | 1 | 6 | 1 | Manual | 1 | Table | Incandescent |  | Standard A Lamp | 1 | 150 | 780101 | Bathroom | 0.07236%
78010 | 1 | 6 | 2 | Manual | 1 | Ceiling Fan | Compact Fluorescent |  | Twist | 4 | 13 | 780101 | Bathroom | 0.07236%
78010 | 1 | 6 | 3 | Manual | 2 | Table | Compact Fluorescent |  | Twist | 1 | 13 | 780101 | Bathroom | 0.07236%
78010 | 2 | 1 | 1 | Manual | 1 | Wall Mount | Linear Fluorescent | 2 | T-8 | 2 | 17 | 780102 | Bathroom | 0.07236%
78010 | 2 | 2 | 1 | Manual | 1 | Ceiling Fan | Compact Fluorescent |  | Twist | 3 | 13 | 780102 | Bathroom | 0.07236%
78010 | 2 | 2 | 2 | Manual | 1 | Table | Incandescent |  | Standard A Lamp | 1 | 60 | 780102 | Bathroom | 0.07236%
78010 | 2 | 3 | 1 | Manual | 1 | Table | Incandescent |  | Standard A Lamp | 1 | 60 | 780102 | Bathroom | 0.07236%
78010 | 2 | 3 | 2 | Manual | 1 | Ceiling Fixture | Compact Fluorescent |  | Twist | 2 | 13 | 780102 | Bathroom | 0.07236%
78010 | 2 | 4 | 1 | Manual | 1 | Ceiling Fixture | Linear Fluorescent | 4 | T-8 | 2 | 32 | 780102 | Bathroom | 0.07236%
78010 | 2 | 4 | 2 | Manual | 1 | Recessed - other | Incandescent |  | Clear | 1 | 40 | 780102 | Bathroom | 0.07236%
78010 | 2 | 5 | 1 | Manual | 1 | Ceiling Fan | Compact Fluorescent |  | Twist | 3 | 13 | 780102 | Bathroom | 0.07236%
78010 | 2 | 5 | 2 | Manual | 1 | Table | Incandescent |  | Standard A Lamp | 1 | 150 | 780102 | Bathroom | 0.07236%
78010 | 2 | 5 | 3 | Manual | 1 | Table | Incandescent |  | Standard A Lamp | 1 | 60 | 780102 | Bathroom | 0.07236%
78010 | 2 | 5 | 4 | Manual | 1 | Floor lamp | Incandescent |  | Standard A Lamp | 1 | 60 | 780102 | Bathroom | 0.07236%
78011 | 1 | 1 | 1 | Manual | 1 | Wall Mount | Compact Fluorescent |  | Twist | 2 | 13 | 780111 | Bathroom | 0.07236%
78011 | 1 | 2 | 1 | Manual | 1 | Ceiling Fixture | Compact Fluorescent |  | Twist | 1 | 26 | 780111 | Bathroom | 0.07236%
78011 | 1 | 2 | 2 | Manual | 1 | Floor lamp | Compact Fluorescent |  | Twist | 2 | 13 | 780111 | Bathroom | 0.07236%
78011 | 2 | 1 | 1 | Manual | 1 | Wall Mount | Incandescent |  | Standard A Lamp | 2 | 60 | 780112 | Bathroom | 0.07236%
78011 | 2 | 2 | 1 | Manual | 1 | Ceiling Fixture | Incandescent |  | Standard A Lamp | 1 | 100 | 780112 | Bathroom | 0.07236%
78011 | 2 | 3 | 1 | Manual | 1 | Ceiling Fixture | Incandescent |  | Standard A Lamp | 1 | 100 | 780112 | Bathroom | 0.07236%
78011 | 2 | 4 | 1 | Manual | 1 | Ceiling Fixture | Compact Fluorescent |  | Pin base | 2 | 13 | 780112 | Bathroom | 0.07236%
78011 | 2 | 5 | 1 | Manual | 1 | Floor lamp | Incandescent |  | Standard A Lamp | 1 | 60 | 780112 | Bathroom | 0.07236%
78012 | 1 | 1 | 1 | Manual | 1 | Wall Mount | Incandescent |  | Globe | 6 | 60 | 780121 | Bathroom | 0.07236%
78012 | 1 | 1 | 2 | Manual | 1 | Recessed - other | Incandescent |  | Heat Lamp | 1 | 250 | 780121 | Bathroom | 0.07236%
78012 | 1 | 2 | 1 | Manual | 1 | Ceiling Fixture | Compact Fluorescent |  | Pin base | 2 | 13 | 780121 | Bathroom | 0.07236%
78012 | 1 | 2 | 2 | Manual | 1 | Table | Incandescent |  | Standard A Lamp | 1 | 60 | 780121 | Bathroom | 0.07236%
78012 | 1 | 3 | 1 | Manual | 2 | Ceiling Fixture | Compact Fluorescent |  | Pin base | 2 | 13 | 780121 | Bathroom | 0.07236%
78012 | 1 | 4 | 1 | Manual | 1 | Ceiling Fixture | Linear Fluorescent | 4 | T-8 | 4 | 32 | 780121 | Bathroom | 0.07236%
78012 | 1 | 4 | 2 | Manual | 1 | Other | Incandescent |  | Other | 1 | 25 | 780121 | Bathroom | 0.07236%
78012 | 1 | 5 | 1 | Manual | 2 | Ceiling Fixture | Compact Fluorescent |  | Pin base | 2 | 13 | 780121 | Bathroom | 0.07236%
78012 | 1 | 5 | 2 | Manual | 1 | Floor lamp | Incandescent |  | Standard A Lamp | 1 | 60 | 780121 | Bathroom | 0.07236%
78012 | 2 | 1 | 1 | Manual | 1 | Wall Mount | Incandescent |  | Globe | 6 | 60 | 780122 | Bathroom | 0.07236%
78012 | 2 | 1 | 2 | Manual | 1 | Recessed - other | Incandescent |  | Heat Lamp | 1 | 250 | 780122 | Bathroom | 0.07236%
78012 | 2 | 2 | 1 | Manual | 1 | Ceiling Fixture | Compact Fluorescent |  | Pin base | 2 | 13 | 780122 | Bathroom | 0.07236%
78012 | 2 | 2 | 2 | Manual | 1 | Wall Mount | Incandescent |  | Decorative | 1 | 25 | 780122 | Bathroom | 0.07236%
78012 | 2 | 2 | 3 | Manual | 1 | Table | Incandescent |  | Decorative | 1 | 25 | 780122 | Bathroom | 0.07236%
78012 | 2 | 3 | 1 | Manual | 1 | Ceiling Fixture | Compact Fluorescent |  | Pin base | 2 | 13 | 780122 | Bathroom | 0.07236%
78012 | 2 | 4 | 1 | Manual | 1 | Ceiling Fixture | Linear Fluorescent | 4 | T-8 | 4 | 32 | 780122 | Bathroom | 0.07236%
78012 | 2 | 4 | 2 | Manual | 1 | Other | Incandescent |  | Other | 1 | 25 | 780122 | Bathroom | 0.07236%
78012 | 2 | 5 | 1 | Manual | 1 | Ceiling Fan | Incandescent |  | Standard A Lamp | 1 | 60 | 780122 | Bathroom | 0.07236%
78012 | 2 | 5 | 2 | Manual | 2 | Wall Mount | Incandescent |  | Standard A Lamp | 1 | 40 | 780122 | Bathroom | 0.07236%
78012 | 2 | 5 | 3 | Manual | 1 | Floor lamp | Incandescent |  | Standard A Lamp | 1 | 40 | 780122 | Bathroom | 0.07236%
80061 | 1 | 1 | 1 | Manual | 1 | Wall Mount | Compact Fluorescent |  | Twist | 3 | 13 | 800611 | Bathroom | 0.09076%
80061 | 1 | 1 | 2 | Manual | 1 | Recessed - other | Incandescent |  | Other | 2 | 65 | 800611 | Bathroom | 0.09076%
80061 | 1 | 2 | 1 | Manual | 1 | Ceiling Fixture | Incandescent |  | Clear | 2 | 60 | 800611 | Bathroom | 0.09076%
80061 | 1 | 2 | 2 | Manual | 1 | Table | Compact Fluorescent |  | Twist | 1 | 13 | 800611 | Bathroom | 0.09076%
80061 | 1 | 3 | 1 | Manual | 1 | Ceiling Fixture | Incandescent |  | Clear | 2 | 60 | 800611 | Bathroom | 0.09076%
80061 | 1 | 4 | 1 | Manual | 1 | Ceiling Fixture | Incandescent |  | Standard A Lamp | 2 | 60 | 800611 | Bathroom | 0.09076%
80061 | 1 | 5 | 1 | Manual | 1 | Ceiling Fixture | Linear Fluorescent | 4 | T-5 | 2 | 32 | 800611 | Bathroom | 0.09076%
80061 | 1 | 5 | 2 | Manual | 1 | Other | Incandescent |  | Clear | 1 | 60 | 800611 | Bathroom | 0.09076%
80061 | 1 | 6 | 1 | Manual | 1 | Floor lamp | Compact Fluorescent |  | A shape bulb | 1 | 20 | 800611 | Bathroom | 0.09076%
80061 | 1 | 6 | 2 | Manual | 1 | Ceiling Fan | Incandescent |  | Decorative | 4 | 40 | 800611 | Bathroom | 0.09076%
80061 | 2 | 1 | 1 | Manual | 1 | Wall Mount | Incandescent |  | Clear | 3 | 60 | 800612 | Bathroom | 0.09076%
80061 | 2 | 1 | 2 | Manual | 1 | Recessed - other | Incandescent |  | Heat Lamp | 2 | 250 | 800612 | Bathroom | 0.09076%
80061 | 2 | 2 | 1 | Manual | 1 | Ceiling Fixture | Incandescent |  | Standard A Lamp | 2 | 60 | 800612 | Bathroom | 0.09076%
80061 | 2 | 3 | 1 | Manual | 1 | Ceiling Fixture | Incandescent |  | Standard A Lamp | 2 | 60 | 800612 | Bathroom | 0.09076%
80061 | 2 | 4 | 1 | Manual | 1 | Ceiling Fixture | Incandescent |  | Standard A Lamp | 2 | 60 | 800612 | Bathroom | 0.09076%
80061 | 2 | 5 | 1 | Manual | 1 | Ceiling Fixture | Linear Fluorescent | 4 | T-5 | 2 | 32 | 800612 | Bathroom | 0.09076%
80061 | 2 | 5 | 2 | Manual | 1 | Other | Incandescent |  | Clear | 1 | 40 | 800612 | Bathroom | 0.09076%
80061 | 2 | 6 | 1 | Manual | 1 | Ceiling Fan | Incandescent |  | Standard A Lamp | 1 | 60 | 800612 | Bathroom | 0.09076%
80061 | 3 | 1 | 1 | Manual | 1 | Wall Mount | Incandescent |  | Clear | 4 | 60 | 800613 | Bathroom | 0.09076%
80061 | 3 | 1 | 2 | Manual | 1 | Recessed - other | Incandescent |  | Heat Lamp | 1 | 250 | 800613 | Bathroom | 0.09076%
80061 | 3 | 2 | 1 | Manual | 1 | Ceiling Fixture | Incandescent |  | Standard A Lamp | 2 | 60 | 800613 | Bathroom | 0.09076%
80061 | 3 | 3 | 1 | Manual | 1 | Ceiling Fixture | Incandescent |  | Standard A Lamp | 2 | 60 | 800613 | Bathroom | 0.09076%
80061 | 3 | 4 | 1 | Manual | 1 | Ceiling Fixture | Linear Fluorescent | 4 | T-5 | 2 | 32 | 800613 | Bathroom | 0.09076%
80061 | 3 | 4 | 2 | Manual | 1 | Other | Incandescent |  | Standard A Lamp | 1 | 60 | 800613 | Bathroom | 0.09076%
80061 | 3 | 5 | 1 | Manual | 1 | Floor lamp | Incandescent |  | Standard A Lamp | 2 | 60 | 800613 | Bathroom | 0.09076%
80061 | 3 | 5 | 2 | Manual | 1 | Floor lamp | Incandescent |  | Decorative | 2 | 40 | 800613 | Bathroom | 0.09076%
80061 | 3 | 5 | 3 | Manual | 1 | Ceiling Fan | Incandescent |  | Decorative | 4 | 40 | 800613 | Bathroom | 0.09076%
80073 | 1 | 1 | 1 | Manual | 1 | Wall Mount | Incandescent |  | Standard A Lamp | 3 | 40 | 800731 | Bathroom | 0.09076%
80073 | 1 | 2 | 1 | Manual | 1 | Ceiling Fan | Incandescent |  | Standard A Lamp | 1 | 60 | 800731 | Bathroom | 0.09076%
80073 | 1 | 3 | 1 | Manual | 1 | Ceiling Fan | Incandescent |  | Standard A Lamp | 1 | 40 | 800731 | Bathroom | 0.09076%
80073 | 1 | 4 | 1 | Manual | 1 | Ceiling Fixture | Incandescent |  | Standard A Lamp | 1 | 60 | 800731 | Bathroom | 0.09076%
80073 | 1 | 5 | 1 | Manual | 1 | Ceiling Fixture | Incandescent |  | Standard A Lamp | 1 | 60 | 800731 | Bathroom | 0.09076%
80073 | 1 | 5 | 2 | Manual | 1 | Ceiling Fixture | Incandescent |  | Standard A Lamp | 2 | 60 | 800731 | Bathroom | 0.09076%
80073 | 1 | 5 | 3 | Manual | 1 | Other | Compact Fluorescent |  | Twist | 1 | 20 | 800731 | Bathroom | 0.09076%
80073 | 1 | 6 | 1 | Manual | 1 | Ceiling Fan | Incandescent |  | Standard A Lamp | 4 | 60 | 800731 | Bathroom | 0.09076%
80073 | 1 | 6 | 2 | Manual | 1 | Floor lamp | Compact Fluorescent |  | Twist | 1 | 18 | 800731 | Bathroom | 0.09076%
80073 | 1 | 6 | 3 | Manual | 1 | Table | Incandescent |  | Standard A Lamp | 1 | 25 | 800731 | Bathroom | 0.09076%
80073 | 2 | 1 | 1 | Manual | 1 | Wall Mount | Compact Fluorescent |  | Twist | 3 | 13 | 800732 | Bathroom | 0.09076%
80073 | 2 | 2 | 1 | Manual | 1 | Ceiling Fan | Incandescent |  | Standard A Lamp | 1 | 60 | 800732 | Bathroom | 0.09076%
80073 | 2 | 3 | 1 | Manual | 1 | Ceiling Fixture | Compact Fluorescent |  | Twist | 1 | 13 | 800732 | Bathroom | 0.09076%
80073 | 2 | 4 | 1 | Manual | 1 | Ceiling Fixture | Incandescent |  | Standard A Lamp | 1 | 60 | 800732 | Bathroom | 0.09076%
80073 | 2 | 5 | 1 | Manual | 1 | Ceiling Fixture | Incandescent |  | Standard A Lamp | 2 | 60 | 800732 | Bathroom | 0.09076%
80073 | 2 | 5 | 2 | Manual | 1 | Ceiling Fixture | Incandescent |  | Standard A Lamp | 1 | 60 | 800732 | Bathroom | 0.09076%
80073 | 2 | 5 | 3 | Manual | 1 | Other | Incandescent |  | Standard A Lamp | 1 | 60 | 800732 | Bathroom | 0.09076%
80073 | 2 | 6 | 1 | Manual | 1 | Table | Compact Fluorescent |  | Twist | 1 | 13 | 800732 | Bathroom | 0.09076%
80073 | 2 | 6 | 2 | Manual | 1 | Floor lamp | Compact Fluorescent |  | Twist | 5 | 13 | 800732 | Bathroom | 0.09076%
80073 | 2 | 6 | 3 | Manual | 1 | Ceiling Fan | Compact Fluorescent |  | Twist | 4 | 13 | 800732 | Bathroom | 0.09076%
80073 | 2 | 6 | 4 | Manual | 1 | Ceiling Fixture | Incandescent |  | Standard A Lamp | 1 | 60 | 800732 | Bathroom | 0.09076%
80073 | 3 | 1 | 1 | Manual | 1 | Wall Mount | Compact Fluorescent |  | Twist | 3 | 15 | 800733 | Bathroom | 0.09076%
80073 | 3 | 2 | 1 | Dimmer | 1 | Ceiling Fan | Compact Fluorescent |  | Mini base | 1 | 60 | 800733 | Bathroom | 0.09076%
80073 | 3 | 2 | 2 | Manual | 1 | Table | Incandescent |  | Decorative | 1 | 40 | 800733 | Bathroom | 0.09076%
80073 | 3 | 3 | 1 | Manual | 1 | Ceiling Fan | Incandescent |  | Standard A Lamp | 1 | 60 | 800733 | Bathroom | 0.09076%
80073 | 3 | 4 | 1 | Manual | 1 | Ceiling Fixture | Incandescent |  | Standard A Lamp | 1 | 60 | 800733 | Bathroom | 0.09076%
80073 | 3 | 5 | 1 | Manual | 1 | Ceiling Fixture | Compact Fluorescent |  | Twist | 2 | 20 | 800733 | Bathroom | 0.09076%
80073 | 3 | 5 | 2 | Manual | 1 | Table | Compact Fluorescent |  | Twist | 1 | 13 | 800733 | Bathroom | 0.09076%
80073 | 3 | 5 | 3 | Manual | 1 | Ceiling Fixture | Compact Fluorescent |  | Twist | 1 | 20 | 800733 | Bathroom | 0.09076%
80073 | 3 | 5 | 4 | Manual | 1 | Other | Incandescent |  | Globe | 1 | 40 | 800733 | Bathroom | 0.09076%
80073 | 3 | 6 | 1 | Dimmer | 2 | Table | Compact Fluorescent |  | Twist | 1 | 13 | 800733 | Bathroom | 0.09076%
80073 | 3 | 6 | 2 | Manual | 1 | Ceiling Fan | Compact Fluorescent |  | Twist | 4 | 12 | 800733 | Bathroom | 0.09076%
80073 | 3 | 6 | 3 | Manual | 1 | Ceiling Fixture | Compact Fluorescent |  | Twist | 1 | 13 | 800733 | Bathroom | 0.09076%

## MF Room Type
| siteid | unit_it | room_it | RoomSqFt | RoomType | Room_Conditioned | WindowsPresent
1281 | 128 | 1 | 1 | 288 | Living Room | TRUE | TRUE
1281 | 128 | 1 | 2 | 40 | Bathroom | TRUE | FALSE
1281 | 128 | 1 | 3 | 132 | Bedroom | TRUE | TRUE
1281 | 128 | 1 | 4 | 83 | Hall | TRUE | FALSE
1281 | 128 | 1 | 5 | 60 | Kitchen | TRUE | FALSE
1281 | 128 | 1 | 6 | 180 | Master Bedroom | TRUE | TRUE
1282 | 128 | 2 | 1 | 40 | Bathroom | TRUE | FALSE
1282 | 128 | 2 | 2 | 83 | Hall | TRUE | FALSE
1282 | 128 | 2 | 3 | 50 | Kitchen | TRUE | FALSE
1282 | 128 | 2 | 4 | 260 | Living Room | TRUE | TRUE
1282 | 128 | 2 | 5 | 180 | Master Bedroom | TRUE | TRUE
1282 | 128 | 2 | 6 | 50 | Office | TRUE | TRUE
1283 | 128 | 3 | 1 | 40 | Bathroom | TRUE | FALSE
1283 | 128 | 3 | 2 | 132 | Bedroom | TRUE | TRUE
1283 | 128 | 3 | 3 | 83 | Hall | TRUE | FALSE
1283 | 128 | 3 | 4 | 60 | Kitchen | TRUE | FALSE
1283 | 128 | 3 | 5 | 260 | Living Room | TRUE | TRUE
1283 | 128 | 3 | 6 | 180 | Master Bedroom | TRUE | TRUE
101371 | 10137 | 1 | 1 | 41 | Bathroom | TRUE | FALSE
101371 | 10137 | 1 | 2 | 120 | Bedroom | TRUE | TRUE
101371 | 10137 | 1 | 3 | 38 | Closet | TRUE | FALSE
101371 | 10137 | 1 | 4 | 31 | Hall | TRUE | FALSE
101371 | 10137 | 1 | 5 | 136 | Kitchen | TRUE | FALSE
101371 | 10137 | 1 | 6 | 25 | Laundry Room | TRUE | FALSE
101371 | 10137 | 1 | 7 | 164 | Living Room | TRUE | TRUE
101371 | 10137 | 1 | 8 | 151 | Master Bedroom | TRUE | TRUE
101372 | 10137 | 2 | 1 | 41 | Bathroom | TRUE | FALSE
101372 | 10137 | 2 | 2 | 120 | Bedroom | TRUE | TRUE
101372 | 10137 | 2 | 3 | 38 | Closet | TRUE | FALSE
101372 | 10137 | 2 | 4 | 31 | Hall | TRUE | FALSE
101372 | 10137 | 2 | 5 | 136 | Kitchen | TRUE | FALSE
101372 | 10137 | 2 | 6 | 25 | Laundry Room | TRUE | FALSE
101372 | 10137 | 2 | 7 | 164 | Living Room | TRUE | TRUE
101372 | 10137 | 2 | 8 | 151 | Master Bedroom | TRUE | TRUE
102381 | 10238 | 1 | 1 | 40 | Bathroom | TRUE | FALSE
102381 | 10238 | 1 | 2 | 153 | Bedroom | TRUE | TRUE
102381 | 10238 | 1 | 3 | 70 | Dining Room | TRUE | FALSE
102381 | 10238 | 1 | 4 | 115 | Hall | TRUE | FALSE
102381 | 10238 | 1 | 5 | 70 | Kitchen | TRUE | FALSE
102381 | 10238 | 1 | 6 | 180 | Living Room | TRUE | TRUE
102381 | 10238 | 1 | 7 | 115 | Bathroom | TRUE | FALSE
102381 | 10238 | 1 | 8 | 135 | Master Bedroom | TRUE | TRUE
102382 | 10238 | 2 | 1 | 40 | Bathroom | TRUE | FALSE
102382 | 10238 | 2 | 2 | 120 | Bedroom | TRUE | TRUE
102382 | 10238 | 2 | 3 | 140 | Bedroom | TRUE | TRUE
102382 | 10238 | 2 | 4 | 60 | Dining Room | TRUE | TRUE
102382 | 10238 | 2 | 5 | 50 | Hall | TRUE | FALSE
102382 | 10238 | 2 | 6 | 65 | Kitchen | TRUE | FALSE
102382 | 10238 | 2 | 7 | 45 | Laundry Room | TRUE | FALSE
102382 | 10238 | 2 | 8 | 180 | Living Room | TRUE | TRUE
102382 | 10238 | 2 | 9 | 90 | Bathroom | TRUE | FALSE
102382 | 10238 | 2 | 10 | 135 | Master Bedroom | TRUE | TRUE
102383 | 10238 | 3 | 1 | 40 | Bathroom | TRUE | FALSE
102383 | 10238 | 3 | 2 | 153 | Bedroom | TRUE | TRUE
102383 | 10238 | 3 | 3 | 70 | Dining Room | TRUE | FALSE
102383 | 10238 | 3 | 4 | 115 | Hall | TRUE | FALSE
102383 | 10238 | 3 | 5 | 70 | Kitchen | TRUE | FALSE
102383 | 10238 | 3 | 6 | 180 | Living Room | TRUE | TRUE
102383 | 10238 | 3 | 7 | 115 | Bathroom | TRUE | FALSE
102383 | 10238 | 3 | 8 | 140 | Master Bedroom | TRUE | TRUE
102601 | 10260 | 1 | 1 | 50 | Bathroom | TRUE | FALSE
102601 | 10260 | 1 | 2 | 125 | Bedroom | TRUE | TRUE
102601 | 10260 | 1 | 3 | 90 | Hall | TRUE | TRUE
102601 | 10260 | 1 | 4 | 30 | Hall | TRUE | FALSE
102601 | 10260 | 1 | 5 | 53 | Kitchen | TRUE | FALSE
102601 | 10260 | 1 | 6 | 150 | Living Room | TRUE | TRUE
102601 | 10260 | 1 | 7 | 165 | Master Bedroom | TRUE | TRUE
102601 | 10260 | 1 | 8 | 50 | Bathroom | TRUE | TRUE
102601 | 10260 | 1 | 9 | 60 | Hall | TRUE | TRUE
102602 | 10260 | 2 | 1 | 38 | Bathroom | TRUE | FALSE
102602 | 10260 | 2 | 2 | 100 | Bedroom | TRUE | TRUE
102602 | 10260 | 2 | 3 | 100 | Bedroom | TRUE | TRUE
102602 | 10260 | 2 | 4 | 20 | Hall | TRUE | FALSE
102602 | 10260 | 2 | 5 | 66 | Kitchen | TRUE | TRUE
102602 | 10260 | 2 | 6 | 132 | Living Room | TRUE | TRUE
102603 | 10260 | 3 | 1 | 47 | Bathroom | TRUE | FALSE
102603 | 10260 | 3 | 2 | 125 | Bedroom | TRUE | TRUE
102603 | 10260 | 3 | 3 | 90 | Hall | TRUE | TRUE
102603 | 10260 | 3 | 4 | 27 | Hall | TRUE | FALSE
102603 | 10260 | 3 | 5 | 53 | Kitchen | TRUE | FALSE
102603 | 10260 | 3 | 6 | 146 | Living Room | TRUE | TRUE
102603 | 10260 | 3 | 7 | 50 | Bathroom | TRUE | TRUE
102603 | 10260 | 3 | 8 | 165 | Master Bedroom | TRUE | TRUE
102603 | 10260 | 3 | 9 | 60 | Hall | TRUE | TRUE
103231 | 10323 | 1 | 1 | 45 | Bathroom | TRUE | TRUE
103231 | 10323 | 1 | 2 | 192 | Bedroom | TRUE | TRUE
103231 | 10323 | 1 | 3 | 150 | Bedroom | TRUE | TRUE
103231 | 10323 | 1 | 4 | 80 | Kitchen | TRUE | FALSE
103231 | 10323 | 1 | 5 | 381 | Living Room | TRUE | TRUE
103232 | 10323 | 2 | 1 | 45 | Bathroom | TRUE | TRUE
103232 | 10323 | 2 | 2 | 63 | Bedroom | TRUE | TRUE
103232 | 10323 | 2 | 3 | 72 | Kitchen | TRUE | FALSE
103232 | 10323 | 2 | 4 | 268 | Living Room | TRUE | TRUE
103233 | 10323 | 3 | 1 | 50 | Bathroom | TRUE | TRUE
103233 | 10323 | 3 | 2 | 139 | Bedroom | TRUE | TRUE
103233 | 10323 | 3 | 3 | 48 | Kitchen | TRUE | FALSE
103233 | 10323 | 3 | 4 | 315 | Living Room | TRUE | TRUE
104001 | 10400 | 1 | 1 | 69 | Bathroom | TRUE | FALSE
104001 | 10400 | 1 | 2 | 170 | Bedroom | TRUE | TRUE
104001 | 10400 | 1 | 3 | 21 | Hall | TRUE | FALSE
104001 | 10400 | 1 | 4 | 190 | Kitchen | TRUE | TRUE
104001 | 10400 | 1 | 5 | 280 | Living Room | TRUE | TRUE
104001 | 10400 | 1 | 6 | 208 | Bedroom | TRUE | TRUE
104002 | 10400 | 2 | 1 | 66 | Closet | TRUE | FALSE
104002 | 10400 | 2 | 2 | 73 | Bathroom | TRUE | FALSE
104002 | 10400 | 2 | 3 | 172 | Bedroom | TRUE | TRUE
104002 | 10400 | 2 | 4 | 150 | Kitchen | TRUE | TRUE
104002 | 10400 | 2 | 5 | 290 | Living Room | TRUE | TRUE
104003 | 10400 | 3 | 1 | 60 | Bathroom | TRUE | FALSE
104003 | 10400 | 3 | 2 | 210 | Bedroom | TRUE | TRUE
104003 | 10400 | 3 | 3 | 153 | Kitchen | TRUE | TRUE
104003 | 10400 | 3 | 4 | 356 | Living Room | TRUE | TRUE
104771 | 10477 | 1 | 1 | 40 | Bathroom | TRUE | FALSE
104771 | 10477 | 1 | 2 | 135 | Bedroom | TRUE | TRUE
104771 | 10477 | 1 | 3 | 50 | Closet | TRUE | FALSE
104771 | 10477 | 1 | 4 | 82 | Dining Room | TRUE | TRUE
104771 | 10477 | 1 | 5 | 60 | Hall | TRUE | FALSE
104771 | 10477 | 1 | 6 | 65 | Kitchen | TRUE | FALSE
104771 | 10477 | 1 | 7 | 165 | Living Room | TRUE | TRUE
104772 | 10477 | 2 | 1 | 68 | Kitchen | TRUE | FALSE
104772 | 10477 | 2 | 2 | 278 | Living Room | TRUE | TRUE
104772 | 10477 | 2 | 3 | 100 | Hall | TRUE | FALSE
104772 | 10477 | 2 | 4 | 92 | Bathroom | TRUE | FALSE
104773 | 10477 | 3 | 1 | 73 | Bathroom | TRUE | FALSE
104773 | 10477 | 3 | 2 | 20 | Bathroom | TRUE | FALSE
104773 | 10477 | 3 | 3 | 131 | Bedroom | TRUE | TRUE
104773 | 10477 | 3 | 4 | 150 | Bedroom | TRUE | TRUE
104773 | 10477 | 3 | 5 | 90 | Dining Room | TRUE | TRUE
104773 | 10477 | 3 | 6 | 120 | Hall | TRUE | FALSE
104773 | 10477 | 3 | 7 | 63 | Kitchen | TRUE | FALSE
104773 | 10477 | 3 | 8 | 180 | Living Room | TRUE | TRUE
104801 | 10480 | 1 | 1 | 43 | Bathroom | TRUE | FALSE
104801 | 10480 | 1 | 2 | 93 | Hall | TRUE | FALSE
104801 | 10480 | 1 | 3 | 56 | Kitchen | TRUE | FALSE
104801 | 10480 | 1 | 4 | 25 | Laundry Room | TRUE | FALSE
104801 | 10480 | 1 | 5 | 259 | Living Room | TRUE | TRUE
104801 | 10480 | 1 | 6 | 165 | Master Bedroom | TRUE | TRUE
104802 | 10480 | 2 | 1 | 43 | Bathroom | TRUE | FALSE
104802 | 10480 | 2 | 2 | 114 | Hall | TRUE | FALSE
104802 | 10480 | 2 | 3 | 56 | Kitchen | TRUE | FALSE
104802 | 10480 | 2 | 4 | 259 | Living Room | TRUE | TRUE
104802 | 10480 | 2 | 5 | 165 | Master Bedroom | TRUE | TRUE
104951 | 10495 | 1 | 1 | 40 | Bathroom | TRUE | FALSE
104951 | 10495 | 1 | 2 | 55 | Bathroom | TRUE | FALSE
104951 | 10495 | 1 | 3 | 162 | Bedroom | TRUE | TRUE
104951 | 10495 | 1 | 4 | 131 | Bedroom | TRUE | TRUE
104951 | 10495 | 1 | 5 | 61 | Hall | TRUE | FALSE
104951 | 10495 | 1 | 6 | 88 | Kitchen | TRUE | TRUE
104951 | 10495 | 1 | 7 | 392 | Living Room | TRUE | TRUE
104952 | 10495 | 2 | 1 | 40 | Bathroom | TRUE | FALSE
104952 | 10495 | 2 | 2 | 161 | Bathroom | TRUE | TRUE
104952 | 10495 | 2 | 3 | 106 | Bedroom | TRUE | TRUE
104952 | 10495 | 2 | 4 | 18 | Hall | TRUE | FALSE
104952 | 10495 | 2 | 5 | 82 | Kitchen | TRUE | TRUE
104952 | 10495 | 2 | 6 | 310 | Living Room | TRUE | TRUE
104953 | 10495 | 3 | 1 | 40 | Bathroom | TRUE | FALSE
104953 | 10495 | 3 | 2 | 55 | Bathroom | TRUE | FALSE
104953 | 10495 | 3 | 3 | 131 | Bedroom | TRUE | TRUE
104953 | 10495 | 3 | 4 | 162 | Bedroom | TRUE | TRUE
104953 | 10495 | 3 | 5 | 61 | Hall | TRUE | FALSE
104953 | 10495 | 3 | 6 | 88 | Kitchen | TRUE | TRUE
104953 | 10495 | 3 | 7 | 391 | Living Room | TRUE | TRUE
105191 | 10519 | 1 | 1 | 72 | Bathroom | TRUE | TRUE
105191 | 10519 | 1 | 2 | 47 | Bathroom | TRUE | FALSE
105191 | 10519 | 1 | 3 | 103 | Bedroom | TRUE | TRUE
105191 | 10519 | 1 | 4 | 111 | Bedroom | TRUE | TRUE
105191 | 10519 | 1 | 5 | 35 | Closet | TRUE | FALSE
105191 | 10519 | 1 | 6 | 242 | Hall | TRUE | FALSE
105191 | 10519 | 1 | 7 | 86 | Kitchen | TRUE | FALSE
105191 | 10519 | 1 | 8 | 17 | Laundry Room | TRUE | FALSE
105191 | 10519 | 1 | 9 | 254 | Living Room | TRUE | TRUE
105192 | 10519 | 2 | 1 | 56 | Bathroom | TRUE | FALSE
105192 | 10519 | 2 | 2 | 177 | Bedroom | TRUE | TRUE
105192 | 10519 | 2 | 3 | 27 | Closet | TRUE | FALSE
105192 | 10519 | 2 | 4 | 84 | Hall | TRUE | FALSE
105192 | 10519 | 2 | 5 | 90 | Kitchen | TRUE | FALSE
105192 | 10519 | 2 | 6 | 27 | Laundry Room | TRUE | FALSE
105192 | 10519 | 2 | 7 | 253 | Living Room | TRUE | TRUE
105193 | 10519 | 3 | 1 | 70 | Bathroom | TRUE | FALSE
105193 | 10519 | 3 | 2 | 150 | Bedroom | TRUE | FALSE
105193 | 10519 | 3 | 3 | 30 | Closet | TRUE | FALSE
105193 | 10519 | 3 | 4 | 108 | Other | TRUE | TRUE
105193 | 10519 | 3 | 5 | 75 | Hall | TRUE | FALSE
105193 | 10519 | 3 | 6 | 95 | Kitchen | TRUE | FALSE
105193 | 10519 | 3 | 7 | 20 | Laundry Room | TRUE | FALSE
105193 | 10519 | 3 | 8 | 290 | Living Room | TRUE | TRUE
105871 | 10587 | 1 | 1 | 66 | Bathroom | TRUE | FALSE
105871 | 10587 | 1 | 2 | 160 | Bedroom | TRUE | TRUE
105871 | 10587 | 1 | 3 | 62 | Dining Room | TRUE | TRUE
105871 | 10587 | 1 | 4 | 66 | Hall | TRUE | FALSE
105871 | 10587 | 1 | 5 | 76 | Kitchen | TRUE | FALSE
105871 | 10587 | 1 | 6 | 240 | Living Room | TRUE | TRUE
105872 | 10587 | 2 | 1 | 38 | Bathroom | TRUE | FALSE
105872 | 10587 | 2 | 2 | 154 | Bedroom | TRUE | TRUE
105872 | 10587 | 2 | 3 | 140 | Bedroom | TRUE | TRUE
105872 | 10587 | 2 | 4 | 60 | Dining Room | TRUE | TRUE
105872 | 10587 | 2 | 5 | 66 | Hall | TRUE | FALSE
105872 | 10587 | 2 | 6 | 64 | Kitchen | TRUE | FALSE
105872 | 10587 | 2 | 7 | 282 | Living Room | TRUE | TRUE
106141 | 10614 | 1 | 1 | 45 | Bathroom | TRUE | FALSE
106141 | 10614 | 1 | 2 | 45 | Bathroom | TRUE | FALSE
106141 | 10614 | 1 | 3 | 177 | Master Bedroom | TRUE | TRUE
106141 | 10614 | 1 | 4 | 126 | Bedroom | TRUE | TRUE
106141 | 10614 | 1 | 5 | 45 | Closet | TRUE | FALSE
106141 | 10614 | 1 | 6 | 90 | Kitchen | TRUE | FALSE
106141 | 10614 | 1 | 7 | 521 | Living Room | TRUE | TRUE
106142 | 10614 | 2 | 1 | 52 | Bathroom | TRUE | FALSE
106142 | 10614 | 2 | 2 | 156 | Bedroom | TRUE | TRUE
106142 | 10614 | 2 | 3 | 79 | Office | TRUE | TRUE
106142 | 10614 | 2 | 4 | 96 | Kitchen | TRUE | FALSE
106142 | 10614 | 2 | 5 | 449 | Living Room | TRUE | TRUE
106143 | 10614 | 3 | 1 | 44 | Bathroom | TRUE | FALSE
106143 | 10614 | 3 | 2 | 45 | Bathroom | TRUE | FALSE
106143 | 10614 | 3 | 3 | 124 | Bedroom | TRUE | TRUE
106143 | 10614 | 3 | 4 | 86 | Kitchen | TRUE | FALSE
106143 | 10614 | 3 | 5 | 430 | Living Room | TRUE | TRUE
106143 | 10614 | 3 | 6 | 179 | Master Bedroom | TRUE | TRUE
106143 | 10614 | 3 | 7 | 44 | Closet | TRUE | FALSE
106231 | 10623 | 1 | 1 | 36 | Bathroom | TRUE | FALSE
106231 | 10623 | 1 | 2 | 60 | Dining Room | TRUE | FALSE
106231 | 10623 | 1 | 3 | 65 | Kitchen | TRUE | FALSE
106231 | 10623 | 1 | 4 | 140 | Bedroom | TRUE | TRUE
106232 | 10623 | 2 | 1 | 53 | Bathroom | TRUE | FALSE
106232 | 10623 | 2 | 2 | 20 | Bathroom | TRUE | FALSE
106232 | 10623 | 2 | 3 | 115 | Hall | TRUE | FALSE
106232 | 10623 | 2 | 4 | 155 | Bedroom | TRUE | TRUE
106232 | 10623 | 2 | 5 | 110 | Hall | TRUE | FALSE
106232 | 10623 | 2 | 6 | 280 | Office | TRUE | TRUE
106232 | 10623 | 2 | 7 | 113 | Kitchen | TRUE | TRUE
106232 | 10623 | 2 | 8 | 275 | Living Room | TRUE | TRUE
106232 | 10623 | 2 | 9 | 60 | Bathroom | TRUE | FALSE
106232 | 10623 | 2 | 10 | 150 | Master Bedroom | TRUE | TRUE
106232 | 10623 | 2 | 11 | 40 | Closet | TRUE | FALSE
106232 | 10623 | 2 | 12 | 200 | Other | TRUE | TRUE
106233 | 10623 | 3 | 1 | 45 | Bathroom | TRUE | FALSE
106233 | 10623 | 3 | 2 | 150 | Bedroom | TRUE | TRUE
106233 | 10623 | 3 | 3 | 110 | Other | TRUE | TRUE
106233 | 10623 | 3 | 4 | 200 | Dining Room | TRUE | TRUE
106233 | 10623 | 3 | 5 | 100 | Hall | TRUE | FALSE
106233 | 10623 | 3 | 6 | 90 | Hall | TRUE | FALSE
106233 | 10623 | 3 | 7 | 153 | Kitchen | TRUE | TRUE
106233 | 10623 | 3 | 8 | 310 | Living Room | TRUE | TRUE
106233 | 10623 | 3 | 9 | 121 | Office | TRUE | TRUE
106233 | 10623 | 3 | 10 | 180 | Bathroom | TRUE | TRUE
106233 | 10623 | 3 | 11 | 170 | Master Bedroom | TRUE | TRUE
108051 | 10805 | 1 | 1 | 53 | Bathroom | TRUE | FALSE
108051 | 10805 | 1 | 2 | 163 | Bedroom | TRUE | TRUE
108051 | 10805 | 1 | 3 | 132 | Bedroom | TRUE | TRUE
108051 | 10805 | 1 | 4 | 105 | Hall | TRUE | FALSE
108051 | 10805 | 1 | 5 | 152 | Kitchen | TRUE | TRUE
108051 | 10805 | 1 | 6 | 17 | Laundry Room | TRUE | FALSE
108051 | 10805 | 1 | 7 | 218 | Living Room | TRUE | TRUE
108051 | 10805 | 1 | 8 | 115 | Office | TRUE | TRUE
108052 | 10805 | 2 | 1 | 53 | Bathroom | TRUE | FALSE
108052 | 10805 | 2 | 2 | 125 | Bedroom | TRUE | TRUE
108052 | 10805 | 2 | 3 | 117 | Bedroom | TRUE | TRUE
108052 | 10805 | 2 | 4 | 108 | Hall | TRUE | FALSE
108052 | 10805 | 2 | 5 | 152 | Kitchen | TRUE | TRUE
108052 | 10805 | 2 | 6 | 17 | Laundry Room | TRUE | FALSE
108052 | 10805 | 2 | 7 | 210 | Living Room | TRUE | TRUE
108053 | 10805 | 3 | 1 | 70 | Bathroom | TRUE | FALSE
108053 | 10805 | 3 | 2 | 115 | Bedroom | TRUE | TRUE
108053 | 10805 | 3 | 3 | 131 | Bedroom | TRUE | TRUE
108053 | 10805 | 3 | 4 | 137 | Hall | TRUE | FALSE
108053 | 10805 | 3 | 5 | 100 | Kitchen | TRUE | TRUE
108053 | 10805 | 3 | 6 | 15 | Laundry Room | TRUE | FALSE
108053 | 10805 | 3 | 7 | 218 | Living Room | TRUE | TRUE
108621 | 10862 | 1 | 1 | 42 | Bathroom | TRUE | FALSE
108621 | 10862 | 1 | 2 | 117 | Bedroom | TRUE | TRUE
108621 | 10862 | 1 | 3 | 136 | Bedroom | TRUE | TRUE
108621 | 10862 | 1 | 4 | 33 | Closet | TRUE | FALSE
108621 | 10862 | 1 | 5 | 88 | Dining Room | TRUE | FALSE
108621 | 10862 | 1 | 6 | 125 | Hall | TRUE | FALSE
108621 | 10862 | 1 | 7 | 88 | Kitchen | TRUE | TRUE
108621 | 10862 | 1 | 8 | 256 | Living Room | TRUE | TRUE
108621 | 10862 | 1 | 9 | 68 | Bathroom | TRUE | FALSE
108621 | 10862 | 1 | 10 | 205 | Master Bedroom | TRUE | TRUE
108622 | 10862 | 2 | 1 | 40 | Bathroom | TRUE | FALSE
108622 | 10862 | 2 | 2 | 152 | Bedroom | TRUE | TRUE
108622 | 10862 | 2 | 3 | 80 | Dining Room | TRUE | TRUE
108622 | 10862 | 2 | 4 | 109 | Hall | TRUE | FALSE
108622 | 10862 | 2 | 5 | 84 | Kitchen | TRUE | TRUE
108622 | 10862 | 2 | 6 | 264 | Living Room | TRUE | TRUE
108622 | 10862 | 2 | 7 | 45 | Bathroom | TRUE | FALSE
108622 | 10862 | 2 | 8 | 185 | Master Bedroom | TRUE | TRUE
108711 | 10871 | 1 | 1 | 185 | Master Bedroom | TRUE | TRUE
108711 | 10871 | 1 | 2 | 225 | Living Room | TRUE | TRUE
108711 | 10871 | 1 | 3 | 40 | Bathroom | TRUE | FALSE
108711 | 10871 | 1 | 4 | 50 | Hall | TRUE | FALSE
108711 | 10871 | 1 | 5 | 125 | Bedroom | TRUE | TRUE
108711 | 10871 | 1 | 6 | 115 | Bedroom | TRUE | TRUE
108711 | 10871 | 1 | 7 | 35 | Bathroom | TRUE | FALSE
108711 | 10871 | 1 | 8 | 25 | Hall | TRUE | FALSE
108711 | 10871 | 1 | 9 | 80 | Kitchen | TRUE | FALSE
108711 | 10871 | 1 | 10 | 120 | Dining Room | TRUE | FALSE
108712 | 10871 | 2 | 1 | 34 | Bathroom | TRUE | FALSE
108712 | 10871 | 2 | 2 | 125 | Bedroom | TRUE | TRUE
108712 | 10871 | 2 | 3 | 120 | Dining Room | TRUE | FALSE
108712 | 10871 | 2 | 4 | 50 | Hall | TRUE | FALSE
108712 | 10871 | 2 | 5 | 25 | Hall | TRUE | FALSE
108712 | 10871 | 2 | 6 | 80 | Kitchen | TRUE | FALSE
108712 | 10871 | 2 | 7 | 225 | Living Room | TRUE | TRUE
108712 | 10871 | 2 | 8 | 41 | Bathroom | TRUE | FALSE
108712 | 10871 | 2 | 9 | 185 | Master Bedroom | TRUE | TRUE
108712 | 10871 | 2 | 10 | 112 | Office | TRUE | TRUE
108713 | 10871 | 3 | 1 | 35 | Bathroom | TRUE | FALSE
108713 | 10871 | 3 | 2 | 125 | Bedroom | TRUE | TRUE
108713 | 10871 | 3 | 3 | 115 | Bedroom | TRUE | TRUE
108713 | 10871 | 3 | 4 | 120 | Dining Room | TRUE | FALSE
108713 | 10871 | 3 | 5 | 50 | Hall | TRUE | FALSE
108713 | 10871 | 3 | 6 | 25 | Hall | TRUE | FALSE
108713 | 10871 | 3 | 7 | 80 | Kitchen | TRUE | FALSE
108713 | 10871 | 3 | 8 | 225 | Living Room | TRUE | TRUE
108713 | 10871 | 3 | 9 | 40 | Bathroom | TRUE | TRUE
108713 | 10871 | 3 | 10 | 185 | Master Bedroom | TRUE | TRUE
109011 | 10901 | 1 | 1 | 170 | Bedroom | TRUE | TRUE
109011 | 10901 | 1 | 2 | 151 | Bedroom | TRUE | TRUE
109011 | 10901 | 1 | 3 | 111 | Dining Room | TRUE | FALSE
109011 | 10901 | 1 | 4 | 30 | Bathroom | TRUE | FALSE
109011 | 10901 | 1 | 5 | 12 | Other | FALSE | FALSE
109011 | 10901 | 1 | 6 | 150 | Hall | TRUE | FALSE
109011 | 10901 | 1 | 7 | 91 | Kitchen | TRUE | TRUE
109011 | 10901 | 1 | 8 | 204 | Living Room | TRUE | TRUE
109011 | 10901 | 1 | 10 | 70 | Bathroom | TRUE | FALSE
109012 | 10901 | 2 | 1 | 170 | Master Bedroom | TRUE | TRUE
109012 | 10901 | 2 | 2 | 151 | Bedroom | TRUE | TRUE
109012 | 10901 | 2 | 3 | 111 | Dining Room | TRUE | FALSE
109012 | 10901 | 2 | 4 | 30 | Bathroom | TRUE | FALSE
109012 | 10901 | 2 | 5 | 150 | Hall | TRUE | FALSE
109012 | 10901 | 2 | 6 | 91 | Kitchen | TRUE | TRUE
109012 | 10901 | 2 | 7 | 204 | Living Room | TRUE | TRUE
109012 | 10901 | 2 | 8 | 12 | Other | FALSE | FALSE
109012 | 10901 | 2 | 9 | 18 | Closet | TRUE | FALSE
109012 | 10901 | 2 | 10 | 70 | Bathroom | TRUE | FALSE
109013 | 10901 | 3 | 1 | 30 | Bathroom | TRUE | FALSE
109013 | 10901 | 3 | 2 | 70 | Bathroom | TRUE | FALSE
109013 | 10901 | 3 | 3 | 170 | Master Bedroom | TRUE | TRUE
109013 | 10901 | 3 | 4 | 151 | Bedroom | TRUE | TRUE
109013 | 10901 | 3 | 5 | 113 | Dining Room | TRUE | TRUE
109013 | 10901 | 3 | 6 | 12 | Other | FALSE | FALSE
109013 | 10901 | 3 | 7 | 150 | Hall | TRUE | FALSE
109013 | 10901 | 3 | 8 | 91 | Kitchen | TRUE | TRUE
109013 | 10901 | 3 | 9 | 204 | Living Room | TRUE | TRUE
109013 | 10901 | 3 | 10 | 18 | Closet | TRUE | FALSE
109101 | 10910 | 1 | 1 | 54 | Bathroom | TRUE | FALSE
109101 | 10910 | 1 | 2 | 22 | Bathroom | TRUE | FALSE
109101 | 10910 | 1 | 3 | 31 | Bathroom | TRUE | TRUE
109101 | 10910 | 1 | 4 | 224 | Bedroom | TRUE | TRUE
109101 | 10910 | 1 | 5 | 129 | Bedroom | TRUE | TRUE
109101 | 10910 | 1 | 6 | 10 | Closet | TRUE | FALSE
109101 | 10910 | 1 | 7 | 408 | Garage | FALSE | TRUE
109101 | 10910 | 1 | 8 | 127 | Hall | TRUE | TRUE
109101 | 10910 | 1 | 9 | 91 | Kitchen | TRUE | TRUE
109101 | 10910 | 1 | 10 | 30 | Laundry Room | TRUE | FALSE
109101 | 10910 | 1 | 11 | 384 | Living Room | TRUE | TRUE
109101 | 10910 | 1 | 12 | 25 | Closet | FALSE | FALSE
109102 | 10910 | 2 | 1 | 54 | Bathroom | TRUE | FALSE
109102 | 10910 | 2 | 2 | 22 | Bathroom | TRUE | FALSE
109102 | 10910 | 2 | 3 | 31 | Bathroom | TRUE | TRUE
109102 | 10910 | 2 | 4 | 224 | Bedroom | TRUE | TRUE
109102 | 10910 | 2 | 5 | 129 | Bedroom | TRUE | TRUE
109102 | 10910 | 2 | 6 | 10 | Closet | TRUE | FALSE
109102 | 10910 | 2 | 7 | 408 | Garage | FALSE | TRUE
109102 | 10910 | 2 | 8 | 127 | Hall | TRUE | TRUE
109102 | 10910 | 2 | 9 | 91 | Kitchen | TRUE | TRUE
109102 | 10910 | 2 | 10 | 30 | Laundry Room | TRUE | FALSE
109102 | 10910 | 2 | 11 | 384 | Living Room | TRUE | TRUE
109102 | 10910 | 2 | 12 | 25 | Closet | FALSE | FALSE
109961 | 10996 | 1 | 1 | 43 | Bathroom | TRUE | FALSE
109961 | 10996 | 1 | 2 | 58 | Closet | TRUE | FALSE
109961 | 10996 | 1 | 3 | 111 | Hall | TRUE | TRUE
109961 | 10996 | 1 | 4 | 271 | Living Room | TRUE | TRUE
109961 | 10996 | 1 | 5 | 184 | Master Bedroom | TRUE | TRUE
109961 | 10996 | 1 | 6 | 132 | Office | TRUE | TRUE
109962 | 10996 | 2 | 1 | 51 | Bathroom | TRUE | FALSE
109962 | 10996 | 2 | 2 | 177 | Bedroom | TRUE | TRUE
109962 | 10996 | 2 | 3 | 250 | Living Room | TRUE | TRUE
109963 | 10996 | 3 | 1 | 52 | Bathroom | TRUE | FALSE
109963 | 10996 | 3 | 2 | 168 | Bedroom | TRUE | TRUE
109963 | 10996 | 3 | 3 | 268 | Living Room | TRUE | TRUE
110051 | 11005 | 1 | 1 | 86 | Bathroom | TRUE | TRUE
110051 | 11005 | 1 | 2 | 67 | Hall | TRUE | FALSE
110051 | 11005 | 1 | 3 | 82 | Kitchen | TRUE | TRUE
110051 | 11005 | 1 | 4 | 344 | Living Room | TRUE | TRUE
110051 | 11005 | 1 | 5 | 177 | Master Bedroom | TRUE | TRUE
110051 | 11005 | 1 | 6 | 229 | Bedroom | TRUE | TRUE
110052 | 11005 | 2 | 1 | 53 | Bathroom | TRUE | TRUE
110052 | 11005 | 2 | 2 | 119 | Bedroom | TRUE | TRUE
110052 | 11005 | 2 | 3 | 86 | Kitchen | TRUE | TRUE
110052 | 11005 | 2 | 4 | 268 | Living Room | TRUE | TRUE
110052 | 11005 | 2 | 5 | 134 | Master Bedroom | TRUE | TRUE
110053 | 11005 | 3 | 1 | 53 | Bathroom | TRUE | TRUE
110053 | 11005 | 3 | 2 | 134 | Master Bedroom | TRUE | TRUE
110053 | 11005 | 3 | 3 | 119 | Bedroom | TRUE | TRUE
110053 | 11005 | 3 | 4 | 86 | Kitchen | TRUE | TRUE
110053 | 11005 | 3 | 5 | 268 | Living Room | TRUE | TRUE
112631 | 11263 | 1 | 1 | 30 | Bathroom | TRUE | FALSE
112631 | 11263 | 1 | 2 | 142 | Bedroom | TRUE | TRUE
112631 | 11263 | 1 | 3 | 40 | Hall | TRUE | FALSE
112631 | 11263 | 1 | 4 | 125 | Kitchen | TRUE | TRUE
112631 | 11263 | 1 | 5 | 196 | Living Room | TRUE | TRUE
112631 | 11263 | 1 | 6 | 151 | Bedroom | TRUE | TRUE
112632 | 11263 | 2 | 1 | 40 | Bathroom | TRUE | FALSE
112632 | 11263 | 2 | 2 | 150 | Bedroom | TRUE | TRUE
112632 | 11263 | 2 | 3 | 21 | Hall | TRUE | FALSE
112632 | 11263 | 2 | 4 | 125 | Kitchen | TRUE | TRUE
112632 | 11263 | 2 | 5 | 197 | Living Room | TRUE | TRUE
112632 | 11263 | 2 | 6 | 150 | Bedroom | TRUE | TRUE
112633 | 11263 | 3 | 1 | 53 | Bathroom | TRUE | FALSE
112633 | 11263 | 3 | 2 | 169 | Bedroom | TRUE | TRUE
112633 | 11263 | 3 | 3 | 21 | Hall | TRUE | FALSE
112633 | 11263 | 3 | 4 | 125 | Kitchen | TRUE | TRUE
112633 | 11263 | 3 | 5 | 196 | Living Room | TRUE | TRUE
112633 | 11263 | 3 | 6 | 150 | Bedroom | TRUE | TRUE
112711 | 11271 | 1 | 1 | 33 | Bathroom | TRUE | FALSE
112711 | 11271 | 1 | 2 | 139 | Bedroom | TRUE | TRUE
112711 | 11271 | 1 | 3 | 110 | Hall | TRUE | TRUE
112711 | 11271 | 1 | 4 | 307 | Living Room | TRUE | TRUE
112711 | 11271 | 1 | 5 | 43 | Closet | TRUE | TRUE
112712 | 11271 | 2 | 1 | 33 | Bathroom | TRUE | FALSE
112712 | 11271 | 2 | 2 | 151 | Bedroom | TRUE | TRUE
112712 | 11271 | 2 | 3 | 50 | Bedroom | TRUE | TRUE
112712 | 11271 | 2 | 4 | 55 | Hall | TRUE | FALSE
112712 | 11271 | 2 | 5 | 106 | Kitchen | TRUE | TRUE
112712 | 11271 | 2 | 6 | 260 | Living Room | TRUE | TRUE
112713 | 11271 | 3 | 1 | 33 | Bathroom | TRUE | FALSE
112713 | 11271 | 3 | 2 | 151 | Bedroom | TRUE | TRUE
112713 | 11271 | 3 | 3 | 55 | Hall | TRUE | FALSE
112713 | 11271 | 3 | 4 | 106 | Kitchen | TRUE | TRUE
112713 | 11271 | 3 | 5 | 260 | Living Room | TRUE | TRUE
112713 | 11271 | 3 | 6 | 50 | Office | TRUE | TRUE
112901 | 11290 | 1 | 1 | 40 | Bathroom | TRUE | FALSE
112901 | 11290 | 1 | 2 | 140 | Master Bedroom | TRUE | TRUE
112901 | 11290 | 1 | 3 | 404 | Kitchen | TRUE | TRUE
112901 | 11290 | 1 | 4 | 136 | Bedroom | TRUE | TRUE
112902 | 11290 | 2 | 1 | 40 | Bathroom | TRUE | FALSE
112902 | 11290 | 2 | 2 | 136 | Bedroom | TRUE | TRUE
112902 | 11290 | 2 | 3 | 140 | Master Bedroom | TRUE | TRUE
112902 | 11290 | 2 | 4 | 404 | Kitchen | TRUE | TRUE
112971 | 11297 | 1 | 1 | 63 | Bathroom | TRUE | FALSE
112971 | 11297 | 1 | 2 | 104 | Bedroom | TRUE | TRUE
112971 | 11297 | 1 | 3 | 38 | Closet | TRUE | FALSE
112971 | 11297 | 1 | 4 | 76 | Kitchen | TRUE | FALSE
112971 | 11297 | 1 | 5 | 26 | Laundry Room | TRUE | FALSE
112971 | 11297 | 1 | 6 | 413 | Living Room | TRUE | TRUE
112972 | 11297 | 2 | 1 | 82 | Bathroom | TRUE | FALSE
112972 | 11297 | 2 | 2 | 625 | Living Room | TRUE | TRUE
112972 | 11297 | 2 | 3 | 148 | Master Bedroom | TRUE | TRUE
112972 | 11297 | 2 | 4 | 47 | Closet | TRUE | FALSE
112972 | 11297 | 2 | 5 | 65 | Kitchen | TRUE | FALSE
112973 | 11297 | 3 | 1 | 60 | Bathroom | TRUE | FALSE
112973 | 11297 | 3 | 2 | 117 | Bedroom | TRUE | TRUE
112973 | 11297 | 3 | 3 | 24 | Closet | TRUE | FALSE
112973 | 11297 | 3 | 4 | 136 | Hall | TRUE | FALSE
112973 | 11297 | 3 | 5 | 429 | Living Room | TRUE | TRUE
112973 | 11297 | 3 | 6 | 101 | Bathroom | TRUE | FALSE
112973 | 11297 | 3 | 7 | 144 | Master Bedroom | TRUE | TRUE
112973 | 11297 | 3 | 8 | 59 | Closet | TRUE | FALSE
112973 | 11297 | 3 | 9 | 110 | Kitchen | TRUE | TRUE
113451 | 11345 | 1 | 1 | 149 | Master Bedroom | TRUE | TRUE
113451 | 11345 | 1 | 2 | 52 | Kitchen | TRUE | TRUE
113451 | 11345 | 1 | 3 | 487 | Living Room | TRUE | TRUE
113452 | 11345 | 2 | 1 | 44 | Bathroom | TRUE | TRUE
113452 | 11345 | 2 | 2 | 162 | Master Bedroom | TRUE | TRUE
113452 | 11345 | 2 | 3 | 164 | Bedroom | TRUE | TRUE
113452 | 11345 | 2 | 4 | 48 | Kitchen | TRUE | TRUE
113452 | 11345 | 2 | 5 | 382 | Living Room | TRUE | TRUE
113453 | 11345 | 3 | 1 | 34 | Bathroom | TRUE | FALSE
113453 | 11345 | 3 | 2 | 169 | Bedroom | TRUE | TRUE
113453 | 11345 | 3 | 3 | 155 | Bedroom | TRUE | TRUE
113453 | 11345 | 3 | 4 | 74 | Kitchen | TRUE | FALSE
113453 | 11345 | 3 | 5 | 368 | Living Room | TRUE | TRUE
114131 | 11413 | 1 | 1 | 38 | Bathroom | TRUE | FALSE
114131 | 11413 | 1 | 2 | 90 | Bathroom | TRUE | FALSE
114131 | 11413 | 1 | 3 | 150 | Master Bedroom | TRUE | TRUE
114131 | 11413 | 1 | 4 | 45 | Closet | TRUE | FALSE
114131 | 11413 | 1 | 5 | 100 | Dining Room | TRUE | FALSE
114131 | 11413 | 1 | 6 | 150 | Hall | TRUE | FALSE
114131 | 11413 | 1 | 7 | 77 | Kitchen | TRUE | FALSE
114131 | 11413 | 1 | 8 | 134 | Living Room | TRUE | TRUE
114131 | 11413 | 1 | 9 | 77 | Office | TRUE | TRUE
114132 | 11413 | 2 | 1 | 53 | Bathroom | TRUE | FALSE
114132 | 11413 | 2 | 2 | 89 | Bathroom | TRUE | FALSE
114132 | 11413 | 2 | 3 | 38 | Closet | TRUE | FALSE
114132 | 11413 | 2 | 4 | 95 | Dining Room | TRUE | FALSE
114132 | 11413 | 2 | 5 | 83 | Hall | TRUE | FALSE
114132 | 11413 | 2 | 6 | 180 | Kitchen | TRUE | TRUE
114132 | 11413 | 2 | 7 | 225 | Living Room | TRUE | TRUE
114132 | 11413 | 2 | 8 | 160 | Master Bedroom | TRUE | TRUE
114132 | 11413 | 2 | 9 | 168 | Office | TRUE | TRUE
115371 | 11537 | 1 | 1 | 41 | Bathroom | TRUE | FALSE
115371 | 11537 | 1 | 2 | 155 | Bedroom | TRUE | TRUE
115371 | 11537 | 1 | 3 | 109 | Bedroom | TRUE | TRUE
115371 | 11537 | 1 | 4 | 39 | Hall | TRUE | FALSE
115371 | 11537 | 1 | 5 | 350 | Kitchen | TRUE | TRUE
115372 | 11537 | 2 | 1 | 41 | Bathroom | TRUE | FALSE
115372 | 11537 | 2 | 2 | 155 | Bedroom | TRUE | TRUE
115372 | 11537 | 2 | 3 | 109 | Bedroom | TRUE | TRUE
115372 | 11537 | 2 | 4 | 39 | Hall | TRUE | FALSE
115372 | 11537 | 2 | 5 | 350 | Kitchen | TRUE | TRUE
115373 | 11537 | 3 | 1 | 41 | Bathroom | TRUE | FALSE
115373 | 11537 | 3 | 2 | 155 | Bedroom | TRUE | TRUE
115373 | 11537 | 3 | 3 | 109 | Bedroom | TRUE | TRUE
115373 | 11537 | 3 | 4 | 39 | Hall | TRUE | FALSE
115373 | 11537 | 3 | 5 | 350 | Kitchen | TRUE | TRUE
115981 | 11598 | 1 | 1 | 42 | Bathroom | TRUE | FALSE
115981 | 11598 | 1 | 2 | 95 | Bedroom | TRUE | TRUE
115981 | 11598 | 1 | 3 | 95 | Bedroom | TRUE | TRUE
115981 | 11598 | 1 | 4 | 48 | Hall | TRUE | FALSE
115981 | 11598 | 1 | 5 | 82 | Kitchen | TRUE | TRUE
115981 | 11598 | 1 | 6 | 40 | Laundry Room | TRUE | FALSE
115981 | 11598 | 1 | 7 | 315 | Living Room | TRUE | TRUE
115981 | 11598 | 1 | 8 | 60 | Bathroom | TRUE | TRUE
115981 | 11598 | 1 | 9 | 150 | Master Bedroom | TRUE | TRUE
115982 | 11598 | 2 | 1 | 42 | Bathroom | TRUE | FALSE
115982 | 11598 | 2 | 2 | 95 | Bedroom | TRUE | TRUE
115982 | 11598 | 2 | 3 | 95 | Bedroom | TRUE | TRUE
115982 | 11598 | 2 | 4 | 48 | Hall | TRUE | FALSE
115982 | 11598 | 2 | 5 | 82 | Kitchen | TRUE | TRUE
115982 | 11598 | 2 | 6 | 40 | Laundry Room | TRUE | FALSE
115982 | 11598 | 2 | 7 | 315 | Living Room | TRUE | TRUE
115982 | 11598 | 2 | 8 | 60 | Bathroom | TRUE | TRUE
115982 | 11598 | 2 | 9 | 150 | Master Bedroom | TRUE | TRUE
115983 | 11598 | 3 | 1 | 82 | Kitchen | TRUE | TRUE
115983 | 11598 | 3 | 2 | 42 | Bathroom | TRUE | FALSE
115983 | 11598 | 3 | 3 | 95 | Bedroom | TRUE | TRUE
115983 | 11598 | 3 | 4 | 95 | Bedroom | TRUE | TRUE
115983 | 11598 | 3 | 5 | 48 | Hall | TRUE | FALSE
115983 | 11598 | 3 | 6 | 40 | Laundry Room | TRUE | FALSE
115983 | 11598 | 3 | 7 | 315 | Living Room | TRUE | TRUE
115983 | 11598 | 3 | 8 | 60 | Bathroom | TRUE | TRUE
115983 | 11598 | 3 | 9 | 150 | Master Bedroom | TRUE | TRUE
118791 | 11879 | 1 | 1 | 50 | Bathroom | TRUE | FALSE
118791 | 11879 | 1 | 2 | 108 | Bedroom | TRUE | TRUE
118791 | 11879 | 1 | 3 | 108 | Bedroom | TRUE | TRUE
118791 | 11879 | 1 | 4 | 54 | Closet | TRUE | FALSE
118791 | 11879 | 1 | 5 | 24 | Closet | TRUE | TRUE
118791 | 11879 | 1 | 6 | 120 | Dining Room | TRUE | TRUE
118791 | 11879 | 1 | 7 | 120 | Kitchen | TRUE | FALSE
118791 | 11879 | 1 | 8 | 209 | Living Room | TRUE | TRUE
118791 | 11879 | 1 | 9 | 60 | Bathroom | TRUE | FALSE
118792 | 11879 | 2 | 1 | 50 | Bathroom | TRUE | FALSE
118792 | 11879 | 2 | 2 | 108 | Bedroom | TRUE | TRUE
118792 | 11879 | 2 | 3 | 108 | Bedroom | TRUE | TRUE
118792 | 11879 | 2 | 4 | 54 | Closet | TRUE | FALSE
118792 | 11879 | 2 | 5 | 120 | Dining Room | TRUE | TRUE
118792 | 11879 | 2 | 6 | 96 | Hall | TRUE | FALSE
118792 | 11879 | 2 | 7 | 195 | Master Bedroom | TRUE | TRUE
118792 | 11879 | 2 | 8 | 209 | Living Room | TRUE | TRUE
118792 | 11879 | 2 | 9 | 24 | Closet | TRUE | TRUE
118792 | 11879 | 2 | 10 | 120 | Kitchen | TRUE | FALSE
118792 | 11879 | 2 | 11 | 60 | Bathroom | TRUE | FALSE
118871 | 11887 | 1 | 1 | 80 | Bathroom | TRUE | FALSE
118871 | 11887 | 1 | 2 | 40 | Closet | TRUE | FALSE
118871 | 11887 | 1 | 3 | 30 | Closet | TRUE | FALSE
118871 | 11887 | 1 | 4 | 194 | Bedroom | TRUE | TRUE
118871 | 11887 | 1 | 5 | 198 | Bedroom | TRUE | TRUE
118871 | 11887 | 1 | 6 | 20 | Closet | TRUE | FALSE
118871 | 11887 | 1 | 7 | 108 | Hall | TRUE | FALSE
118871 | 11887 | 1 | 8 | 110 | Kitchen | TRUE | TRUE
118871 | 11887 | 1 | 9 | 18 | Laundry Room | TRUE | FALSE
118871 | 11887 | 1 | 10 | 280 | Other | TRUE | TRUE
118871 | 11887 | 1 | 11 | 50 | Bathroom | TRUE | FALSE
118871 | 11887 | 1 | 12 | 203 | Bedroom | TRUE | TRUE
118871 | 11887 | 1 | 13 | 39 | Closet | TRUE | FALSE
118872 | 11887 | 2 | 1 | 32 | Bathroom | TRUE | FALSE
118872 | 11887 | 2 | 2 | 217 | Bedroom | TRUE | TRUE
118872 | 11887 | 2 | 3 | 123 | Bedroom | TRUE | TRUE
118872 | 11887 | 2 | 4 | 42 | Closet | TRUE | FALSE
118872 | 11887 | 2 | 5 | 32 | Closet | TRUE | FALSE
118872 | 11887 | 2 | 6 | 70 | Kitchen | TRUE | FALSE
118872 | 11887 | 2 | 7 | 284 | Other | TRUE | TRUE
118873 | 11887 | 3 | 1 | 52 | Bathroom | TRUE | FALSE
118873 | 11887 | 3 | 2 | 180 | Bedroom | TRUE | TRUE
118873 | 11887 | 3 | 3 | 146 | Bedroom | TRUE | TRUE
118873 | 11887 | 3 | 4 | 68 | Closet | TRUE | FALSE
118873 | 11887 | 3 | 5 | 82 | Kitchen | TRUE | FALSE
118873 | 11887 | 3 | 6 | 432 | Living Room | TRUE | TRUE
119301 | 11930 | 1 | 1 | 46 | Bathroom | TRUE | FALSE
119301 | 11930 | 1 | 2 | 46 | Bathroom | TRUE | FALSE
119301 | 11930 | 1 | 3 | 165 | Bedroom | TRUE | TRUE
119301 | 11930 | 1 | 4 | 150 | Bedroom | TRUE | TRUE
119301 | 11930 | 1 | 5 | 46 | Closet | TRUE | FALSE
119301 | 11930 | 1 | 6 | 48 | Hall | TRUE | FALSE
119301 | 11930 | 1 | 7 | 105 | Kitchen | TRUE | FALSE
119301 | 11930 | 1 | 8 | 264 | Living Room | TRUE | TRUE
119302 | 11930 | 2 | 1 | 46 | Bathroom | TRUE | FALSE
119302 | 11930 | 2 | 2 | 46 | Bathroom | TRUE | FALSE
119302 | 11930 | 2 | 3 | 165 | Bedroom | TRUE | TRUE
119302 | 11930 | 2 | 4 | 150 | Bedroom | TRUE | TRUE
119302 | 11930 | 2 | 5 | 46 | Closet | TRUE | FALSE
119302 | 11930 | 2 | 6 | 48 | Hall | TRUE | FALSE
119302 | 11930 | 2 | 7 | 76 | Kitchen | TRUE | FALSE
119302 | 11930 | 2 | 8 | 29 | Laundry Room | TRUE | FALSE
119302 | 11930 | 2 | 9 | 264 | Living Room | TRUE | TRUE
119302 | 11930 | 2 | 10 | 24 | Closet | TRUE | FALSE
119491 | 11949 | 1 | 1 | 50 | Bathroom | TRUE | FALSE
119491 | 11949 | 1 | 2 | 62 | Hall | TRUE | FALSE
119491 | 11949 | 1 | 3 | 72 | Kitchen | TRUE | FALSE
119491 | 11949 | 1 | 4 | 252 | Living Room | TRUE | TRUE
119491 | 11949 | 1 | 5 | 43 | Bathroom | TRUE | FALSE
119491 | 11949 | 1 | 6 | 179 | Master Bedroom | TRUE | TRUE
119491 | 11949 | 1 | 7 | 92 | Office | TRUE | TRUE
119492 | 11949 | 2 | 1 | 74 | Bathroom | TRUE | FALSE
119492 | 11949 | 2 | 2 | 132 | Bedroom | TRUE | TRUE
119492 | 11949 | 2 | 3 | 128 | Bedroom | TRUE | TRUE
119492 | 11949 | 2 | 4 | 200 | Hall | TRUE | FALSE
119492 | 11949 | 2 | 5 | 63 | Kitchen | TRUE | FALSE
119492 | 11949 | 2 | 6 | 204 | Living Room | TRUE | TRUE
119492 | 11949 | 2 | 7 | 54 | Bathroom | TRUE | FALSE
119492 | 11949 | 2 | 8 | 171 | Master Bedroom | TRUE | TRUE
119493 | 11949 | 3 | 1 | 74 | Bathroom | TRUE | FALSE
119493 | 11949 | 3 | 2 | 132 | Bedroom | TRUE | TRUE
119493 | 11949 | 3 | 3 | 126 | Bedroom | TRUE | TRUE
119493 | 11949 | 3 | 4 | 142 | Hall | TRUE | FALSE
119493 | 11949 | 3 | 5 | 63 | Kitchen | TRUE | FALSE
119493 | 11949 | 3 | 6 | 204 | Living Room | TRUE | TRUE
119493 | 11949 | 3 | 7 | 54 | Bathroom | TRUE | FALSE
119493 | 11949 | 3 | 8 | 171 | Master Bedroom | TRUE | TRUE
121671 | 12167 | 1 | 1 | 62 | Bathroom | TRUE | FALSE
121671 | 12167 | 1 | 2 | 162 | Bedroom | TRUE | TRUE
121671 | 12167 | 1 | 3 | 50 | Closet | TRUE | FALSE
121671 | 12167 | 1 | 4 | 78 | Dining Room | TRUE | FALSE
121671 | 12167 | 1 | 5 | 78 | Kitchen | TRUE | FALSE
121671 | 12167 | 1 | 6 | 252 | Living Room | TRUE | TRUE
121672 | 12167 | 2 | 1 | 48 | Bathroom | TRUE | FALSE
121672 | 12167 | 2 | 2 | 113 | Bedroom | TRUE | TRUE
121672 | 12167 | 2 | 3 | 78 | Dining Room | TRUE | FALSE
121672 | 12167 | 2 | 4 | 35 | Hall | TRUE | FALSE
121672 | 12167 | 2 | 5 | 78 | Kitchen | TRUE | TRUE
121672 | 12167 | 2 | 6 | 288 | Living Room | TRUE | TRUE
121672 | 12167 | 2 | 7 | 57 | Bathroom | TRUE | FALSE
121672 | 12167 | 2 | 8 | 183 | Master Bedroom | TRUE | TRUE
121672 | 12167 | 2 | 9 | 23 | Laundry Room | TRUE | FALSE
121673 | 12167 | 3 | 1 | 48 | Bathroom | TRUE | FALSE
121673 | 12167 | 3 | 2 | 113 | Bedroom | TRUE | TRUE
121673 | 12167 | 3 | 3 | 78 | Dining Room | TRUE | FALSE
121673 | 12167 | 3 | 4 | 35 | Hall | TRUE | FALSE
121673 | 12167 | 3 | 5 | 78 | Kitchen | TRUE | TRUE
121673 | 12167 | 3 | 6 | 288 | Living Room | TRUE | TRUE
121673 | 12167 | 3 | 7 | 57 | Bathroom | TRUE | FALSE
121673 | 12167 | 3 | 8 | 183 | Master Bedroom | TRUE | TRUE
121673 | 12167 | 3 | 9 | 23 | Laundry Room | TRUE | FALSE
121921 | 12192 | 1 | 1 | 55 | Bathroom | TRUE | FALSE
121921 | 12192 | 1 | 2 | 135 | Bedroom | TRUE | TRUE
121921 | 12192 | 1 | 3 | 170 | Dining Room | TRUE | FALSE
121921 | 12192 | 1 | 4 | 326 | Family Room | TRUE | TRUE
121921 | 12192 | 1 | 5 | 147 | Dining Room | TRUE | FALSE
121921 | 12192 | 1 | 6 | 145 | Hall | TRUE | FALSE
121921 | 12192 | 1 | 7 | 105 | Kitchen | TRUE | FALSE
121921 | 12192 | 1 | 8 | 67 | Laundry Room | TRUE | FALSE
121921 | 12192 | 1 | 9 | 215 | Master Bedroom | TRUE | TRUE
121921 | 12192 | 1 | 10 | 76 | Bathroom | TRUE | FALSE
121922 | 12192 | 2 | 1 | 45 | Bathroom | TRUE | FALSE
121922 | 12192 | 2 | 2 | 137 | Hall | TRUE | FALSE
121922 | 12192 | 2 | 3 | 116 | Kitchen | TRUE | FALSE
121922 | 12192 | 2 | 4 | 263 | Living Room | TRUE | TRUE
121922 | 12192 | 2 | 5 | 133 | Master Bedroom | TRUE | TRUE
121922 | 12192 | 2 | 6 | 156 | Office | TRUE | FALSE
121922 | 12192 | 2 | 7 | 89 | Office | TRUE | TRUE
124051 | 12405 | 1 | 1 | 40 | Bathroom | TRUE | FALSE
124051 | 12405 | 1 | 2 | 116 | Bedroom | TRUE | TRUE
124051 | 12405 | 1 | 3 | 116 | Bedroom | TRUE | TRUE
124051 | 12405 | 1 | 4 | 22 | Hall | TRUE | FALSE
124051 | 12405 | 1 | 5 | 75 | Kitchen | TRUE | TRUE
124051 | 12405 | 1 | 6 | 196 | Bedroom | TRUE | TRUE
124052 | 12405 | 2 | 1 | 40 | Bathroom | TRUE | FALSE
124052 | 12405 | 2 | 2 | 121 | Bedroom | TRUE | TRUE
124052 | 12405 | 2 | 3 | 44 | Hall | TRUE | FALSE
124052 | 12405 | 2 | 4 | 85 | Kitchen | TRUE | FALSE
124052 | 12405 | 2 | 5 | 210 | Living Room | TRUE | TRUE
124053 | 12405 | 3 | 1 | 40 | Bathroom | TRUE | FALSE
124053 | 12405 | 3 | 2 | 116 | Bedroom | TRUE | TRUE
124053 | 12405 | 3 | 3 | 116 | Bedroom | TRUE | TRUE
124053 | 12405 | 3 | 4 | 75 | Kitchen | TRUE | TRUE
124053 | 12405 | 3 | 5 | 196 | Bedroom | TRUE | TRUE
125111 | 12511 | 1 | 1 | 60 | Bathroom | TRUE | FALSE
125111 | 12511 | 1 | 2 | 143 | Bedroom | TRUE | TRUE
125111 | 12511 | 1 | 3 | 61 | Hall | TRUE | FALSE
125111 | 12511 | 1 | 4 | 251 | Kitchen | TRUE | TRUE
125112 | 12511 | 2 | 1 | 60 | Bathroom | TRUE | FALSE
125112 | 12511 | 2 | 2 | 143 | Bedroom | TRUE | TRUE
125112 | 12511 | 2 | 3 | 61 | Hall | TRUE | FALSE
125112 | 12511 | 2 | 4 | 251 | Kitchen | TRUE | TRUE
125113 | 12511 | 3 | 1 | 60 | Bathroom | TRUE | FALSE
125113 | 12511 | 3 | 2 | 143 | Bedroom | TRUE | TRUE
125113 | 12511 | 3 | 3 | 61 | Hall | TRUE | FALSE
125113 | 12511 | 3 | 4 | 251 | Kitchen | TRUE | TRUE
126231 | 12623 | 1 | 1 | 48 | Bathroom | TRUE | FALSE
126231 | 12623 | 1 | 2 | 84 | Dining Room | TRUE | TRUE
126231 | 12623 | 1 | 3 | 145 | Hall | TRUE | FALSE
126231 | 12623 | 1 | 4 | 64 | Kitchen | TRUE | FALSE
126231 | 12623 | 1 | 5 | 203 | Living Room | TRUE | TRUE
126231 | 12623 | 1 | 6 | 198 | Master Bedroom | TRUE | TRUE
126232 | 12623 | 2 | 1 | 56 | Bathroom | TRUE | FALSE
126232 | 12623 | 2 | 2 | 129 | Bedroom | TRUE | TRUE
126232 | 12623 | 2 | 3 | 69 | Dining Room | TRUE | TRUE
126232 | 12623 | 2 | 4 | 238 | Hall | TRUE | TRUE
126232 | 12623 | 2 | 5 | 74 | Kitchen | TRUE | FALSE
126232 | 12623 | 2 | 6 | 224 | Living Room | TRUE | TRUE
126232 | 12623 | 2 | 7 | 36 | Bathroom | TRUE | FALSE
126232 | 12623 | 2 | 8 | 194 | Master Bedroom | TRUE | TRUE
126511 | 12651 | 1 | 1 | 49 | Bathroom | TRUE | FALSE
126511 | 12651 | 1 | 2 | 120 | Bedroom | TRUE | TRUE
126511 | 12651 | 1 | 3 | 25 | Closet | TRUE | FALSE
126511 | 12651 | 1 | 4 | 73 | Hall | TRUE | FALSE
126511 | 12651 | 1 | 5 | 66 | Kitchen | TRUE | TRUE
126511 | 12651 | 1 | 6 | 224 | Living Room | TRUE | TRUE
126511 | 12651 | 1 | 7 | 60 | Bathroom | TRUE | FALSE
126511 | 12651 | 1 | 8 | 170 | Master Bedroom | TRUE | TRUE
126511 | 12651 | 1 | 9 | 16 | Closet | FALSE | FALSE
126512 | 12651 | 2 | 1 | 55 | Bathroom | TRUE | FALSE
126512 | 12651 | 2 | 2 | 132 | Bedroom | TRUE | TRUE
126512 | 12651 | 2 | 3 | 58 | Closet | TRUE | FALSE
126512 | 12651 | 2 | 4 | 73 | Hall | TRUE | FALSE
126512 | 12651 | 2 | 5 | 66 | Kitchen | TRUE | TRUE
126512 | 12651 | 2 | 6 | 224 | Living Room | TRUE | TRUE
126512 | 12651 | 2 | 7 | 132 | Master Bedroom | TRUE | TRUE
126512 | 12651 | 2 | 8 | 16 | Closet | FALSE | FALSE
126513 | 12651 | 3 | 1 | 49 | Bathroom | TRUE | FALSE
126513 | 12651 | 3 | 2 | 120 | Bedroom | TRUE | TRUE
126513 | 12651 | 3 | 3 | 25 | Closet | TRUE | FALSE
126513 | 12651 | 3 | 4 | 73 | Hall | TRUE | FALSE
126513 | 12651 | 3 | 5 | 66 | Kitchen | TRUE | TRUE
126513 | 12651 | 3 | 6 | 224 | Living Room | TRUE | TRUE
126513 | 12651 | 3 | 7 | 60 | Bathroom | TRUE | FALSE
126513 | 12651 | 3 | 8 | 170 | Master Bedroom | TRUE | TRUE
126513 | 12651 | 3 | 9 | 16 | Closet | FALSE | FALSE
127831 | 12783 | 1 | 1 | 43 | Bathroom | TRUE | FALSE
127831 | 12783 | 1 | 2 | 194 | Bedroom | TRUE | TRUE
127831 | 12783 | 1 | 3 | 80 | Dining Room | TRUE | TRUE
127831 | 12783 | 1 | 4 | 130 | Hall | TRUE | FALSE
127831 | 12783 | 1 | 5 | 100 | Kitchen | TRUE | FALSE
127831 | 12783 | 1 | 6 | 180 | Living Room | TRUE | TRUE
127831 | 12783 | 1 | 7 | 45 | Bathroom | TRUE | FALSE
127831 | 12783 | 1 | 8 | 145 | Office | TRUE | TRUE
127832 | 12783 | 2 | 1 | 38 | Bathroom | TRUE | FALSE
127832 | 12783 | 2 | 2 | 140 | Bedroom | TRUE | TRUE
127832 | 12783 | 2 | 3 | 84 | Dining Room | TRUE | FALSE
127832 | 12783 | 2 | 4 | 61 | Kitchen | TRUE | TRUE
127832 | 12783 | 2 | 5 | 200 | Living Room | TRUE | TRUE
127833 | 12783 | 3 | 1 | 66 | Bathroom | TRUE | FALSE
127833 | 12783 | 3 | 2 | 170 | Bedroom | TRUE | TRUE
127833 | 12783 | 3 | 3 | 122 | Bedroom | TRUE | TRUE
127833 | 12783 | 3 | 4 | 55 | Dining Room | TRUE | TRUE
127833 | 12783 | 3 | 5 | 100 | Hall | TRUE | FALSE
127833 | 12783 | 3 | 6 | 78 | Kitchen | TRUE | FALSE
127833 | 12783 | 3 | 7 | 175 | Living Room | TRUE | TRUE
129321 | 12932 | 1 | 1 | 45 | Bathroom | TRUE | FALSE
129321 | 12932 | 1 | 2 | 132 | Bedroom | TRUE | TRUE
129321 | 12932 | 1 | 3 | 18 | Closet | TRUE | FALSE
129321 | 12932 | 1 | 4 | 120 | Dining Room | TRUE | TRUE
129321 | 12932 | 1 | 5 | 155 | Hall | TRUE | TRUE
129321 | 12932 | 1 | 6 | 143 | Kitchen | TRUE | FALSE
129321 | 12932 | 1 | 7 | 280 | Living Room | TRUE | TRUE
129321 | 12932 | 1 | 8 | 42 | Bathroom | TRUE | FALSE
129321 | 12932 | 1 | 9 | 161 | Master Bedroom | TRUE | TRUE
129322 | 12932 | 2 | 1 | 38 | Bathroom | TRUE | FALSE
129322 | 12932 | 2 | 2 | 51 | Closet | TRUE | FALSE
129322 | 12932 | 2 | 3 | 120 | Dining Room | TRUE | TRUE
129322 | 12932 | 2 | 4 | 138 | Hall | TRUE | TRUE
129322 | 12932 | 2 | 5 | 143 | Kitchen | TRUE | FALSE
129322 | 12932 | 2 | 6 | 288 | Living Room | TRUE | TRUE
129322 | 12932 | 2 | 7 | 41 | Bathroom | TRUE | FALSE
129322 | 12932 | 2 | 8 | 162 | Master Bedroom | TRUE | TRUE
129323 | 12932 | 3 | 1 | 18 | Closet | TRUE | FALSE
129323 | 12932 | 3 | 2 | 134 | Dining Room | TRUE | TRUE
129323 | 12932 | 3 | 3 | 117 | Hall | TRUE | TRUE
129323 | 12932 | 3 | 4 | 126 | Kitchen | TRUE | FALSE
129323 | 12932 | 3 | 5 | 315 | Living Room | TRUE | TRUE
129323 | 12932 | 3 | 6 | 50 | Bathroom | TRUE | FALSE
129323 | 12932 | 3 | 7 | 215 | Master Bedroom | TRUE | TRUE
129323 | 12932 | 3 | 8 | 140 | Office | TRUE | TRUE
129323 | 12932 | 3 | 9 | 38 | Bathroom | TRUE | FALSE
129861 | 12986 | 1 | 1 | 75 | Bathroom | TRUE | FALSE
129861 | 12986 | 1 | 2 | 153 | Bedroom | TRUE | TRUE
129861 | 12986 | 1 | 3 | 86 | Hall | TRUE | FALSE
129861 | 12986 | 1 | 4 | 96 | Kitchen | TRUE | FALSE
129861 | 12986 | 1 | 5 | 296 | Living Room | TRUE | TRUE
129861 | 12986 | 1 | 6 | 183 | Master Bedroom | TRUE | TRUE
129862 | 12986 | 2 | 1 | 62 | Bathroom | TRUE | FALSE
129862 | 12986 | 2 | 2 | 133 | Bedroom | TRUE | TRUE
129862 | 12986 | 2 | 3 | 29 | Closet | TRUE | FALSE
129862 | 12986 | 2 | 4 | 25 | Other | TRUE | FALSE
129862 | 12986 | 2 | 5 | 99 | Kitchen | TRUE | FALSE
129862 | 12986 | 2 | 6 | 221 | Living Room | TRUE | TRUE
129981 | 12998 | 1 | 1 | 45 | Bathroom | TRUE | FALSE
129981 | 12998 | 1 | 2 | 261 | Master Bedroom | TRUE | TRUE
129981 | 12998 | 1 | 3 | 113 | Bedroom | TRUE | TRUE
129981 | 12998 | 1 | 4 | 104 | Hall | TRUE | FALSE
129981 | 12998 | 1 | 5 | 95 | Kitchen | TRUE | FALSE
129981 | 12998 | 1 | 6 | 365 | Living Room | TRUE | TRUE
129982 | 12998 | 2 | 1 | 45 | Bathroom | TRUE | FALSE
129982 | 12998 | 2 | 2 | 261 | Bedroom | TRUE | TRUE
129982 | 12998 | 2 | 3 | 104 | Hall | TRUE | FALSE
129982 | 12998 | 2 | 4 | 95 | Kitchen | TRUE | FALSE
129982 | 12998 | 2 | 5 | 365 | Living Room | TRUE | TRUE
129982 | 12998 | 2 | 6 | 113 | Bedroom | TRUE | TRUE
129983 | 12998 | 3 | 1 | 45 | Bathroom | TRUE | FALSE
129983 | 12998 | 3 | 2 | 276 | Bedroom | TRUE | TRUE
129983 | 12998 | 3 | 3 | 113 | Bedroom | TRUE | TRUE
129983 | 12998 | 3 | 4 | 104 | Hall | TRUE | FALSE
129983 | 12998 | 3 | 5 | 95 | Kitchen | TRUE | FALSE
129983 | 12998 | 3 | 6 | 365 | Living Room | TRUE | TRUE
130391 | 13039 | 1 | 1 | 208 | Bedroom | TRUE | TRUE
130391 | 13039 | 1 | 2 | 35 | Closet | TRUE | FALSE
130391 | 13039 | 1 | 3 | 109 | Dining Room | TRUE | TRUE
130391 | 13039 | 1 | 4 | 55 | Bathroom | TRUE | FALSE
130391 | 13039 | 1 | 5 | 132 | Hall | TRUE | FALSE
130391 | 13039 | 1 | 6 | 57 | Hall | TRUE | FALSE
130391 | 13039 | 1 | 7 | 104 | Kitchen | TRUE | FALSE
130391 | 13039 | 1 | 8 | 61 | Laundry Room | TRUE | FALSE
130391 | 13039 | 1 | 9 | 290 | Living Room | TRUE | TRUE
130391 | 13039 | 1 | 10 | 154 | Master Bedroom | TRUE | TRUE
130391 | 13039 | 1 | 11 | 66 | Bathroom | TRUE | FALSE
130392 | 13039 | 2 | 1 | 54 | Bathroom | TRUE | FALSE
130392 | 13039 | 2 | 2 | 176 | Bedroom | TRUE | TRUE
130392 | 13039 | 2 | 3 | 55 | Closet | TRUE | FALSE
130392 | 13039 | 2 | 4 | 109 | Dining Room | TRUE | TRUE
130392 | 13039 | 2 | 5 | 77 | Hall | TRUE | FALSE
130392 | 13039 | 2 | 6 | 98 | Kitchen | TRUE | FALSE
130392 | 13039 | 2 | 7 | 23 | Laundry Room | TRUE | FALSE
130392 | 13039 | 2 | 8 | 329 | Living Room | TRUE | TRUE
130392 | 13039 | 2 | 9 | 72 | Bathroom | TRUE | FALSE
130392 | 13039 | 2 | 10 | 178 | Master Bedroom | TRUE | TRUE
130392 | 13039 | 2 | 11 | 32 | Closet | TRUE | FALSE
130393 | 13039 | 3 | 1 | 60 | Bathroom | TRUE | FALSE
130393 | 13039 | 3 | 2 | 23 | Closet | TRUE | FALSE
130393 | 13039 | 3 | 3 | 228 | Other | TRUE | TRUE
130393 | 13039 | 3 | 4 | 182 | Dining Room | TRUE | TRUE
130393 | 13039 | 3 | 5 | 249 | Hall | TRUE | FALSE
130393 | 13039 | 3 | 6 | 150 | Kitchen | TRUE | FALSE
130393 | 13039 | 3 | 7 | 24 | Laundry Room | TRUE | FALSE
130393 | 13039 | 3 | 8 | 404 | Living Room | TRUE | TRUE
130393 | 13039 | 3 | 9 | 60 | Bathroom | TRUE | FALSE
130393 | 13039 | 3 | 10 | 264 | Master Bedroom | TRUE | TRUE
130393 | 13039 | 3 | 11 | 237 | Office | TRUE | TRUE
130481 | 13048 | 1 | 1 | 56 | Bathroom | TRUE | TRUE
130481 | 13048 | 1 | 2 | 150 | Master Bedroom | TRUE | TRUE
130481 | 13048 | 1 | 3 | 135 | Bedroom | TRUE | TRUE
130481 | 13048 | 1 | 4 | 128 | Hall | TRUE | FALSE
130481 | 13048 | 1 | 5 | 95 | Kitchen | TRUE | TRUE
130481 | 13048 | 1 | 6 | 253 | Living Room | TRUE | TRUE
130482 | 13048 | 2 | 1 | 56 | Bathroom | TRUE | TRUE
130482 | 13048 | 2 | 2 | 150 | Master Bedroom | TRUE | TRUE
130482 | 13048 | 2 | 3 | 135 | Bedroom | TRUE | TRUE
130482 | 13048 | 2 | 4 | 128 | Hall | TRUE | FALSE
130482 | 13048 | 2 | 5 | 95 | Kitchen | TRUE | TRUE
130482 | 13048 | 2 | 6 | 253 | Living Room | TRUE | TRUE
130483 | 13048 | 3 | 1 | 29 | Bathroom | TRUE | FALSE
130483 | 13048 | 3 | 2 | 180 | Bedroom | TRUE | TRUE
130483 | 13048 | 3 | 3 | 74 | Dining Room | TRUE | TRUE
130483 | 13048 | 3 | 4 | 111 | Hall | TRUE | FALSE
130483 | 13048 | 3 | 5 | 85 | Kitchen | TRUE | FALSE
130483 | 13048 | 3 | 6 | 170 | Living Room | TRUE | TRUE
130541 | 13054 | 1 | 1 | 81 | Bathroom | TRUE | FALSE
130541 | 13054 | 1 | 2 | 100 | Bedroom | TRUE | TRUE
130541 | 13054 | 1 | 3 | 86 | Hall | TRUE | FALSE
130541 | 13054 | 1 | 4 | 350 | Living Room | TRUE | TRUE
130541 | 13054 | 1 | 5 | 165 | Bedroom | TRUE | TRUE
130542 | 13054 | 2 | 1 | 83 | Bathroom | TRUE | FALSE
130542 | 13054 | 2 | 2 | 58 | Hall | TRUE | FALSE
130542 | 13054 | 2 | 3 | 45 | Kitchen | TRUE | FALSE
130542 | 13054 | 2 | 4 | 330 | Living Room | TRUE | TRUE
130542 | 13054 | 2 | 5 | 182 | Master Bedroom | TRUE | TRUE
130621 | 13062 | 1 | 1 | 35 | Bathroom | TRUE | TRUE
130621 | 13062 | 1 | 2 | 46 | Bathroom | TRUE | FALSE
130621 | 13062 | 1 | 3 | 160 | Bedroom | TRUE | TRUE
130621 | 13062 | 1 | 4 | 101 | Bedroom | TRUE | TRUE
130621 | 13062 | 1 | 5 | 109 | Bedroom | TRUE | TRUE
130621 | 13062 | 1 | 6 | 120 | Dining Room | TRUE | TRUE
130621 | 13062 | 1 | 7 | 139 | Hall | TRUE | FALSE
130621 | 13062 | 1 | 8 | 93 | Kitchen | TRUE | FALSE
130621 | 13062 | 1 | 9 | 192 | Living Room | TRUE | TRUE
130622 | 13062 | 2 | 1 | 43 | Bathroom | TRUE | FALSE
130622 | 13062 | 2 | 2 | 38 | Bathroom | TRUE | FALSE
130622 | 13062 | 2 | 3 | 185 | Bedroom | TRUE | TRUE
130622 | 13062 | 2 | 4 | 100 | Bedroom | TRUE | TRUE
130622 | 13062 | 2 | 5 | 100 | Dining Room | TRUE | TRUE
130622 | 13062 | 2 | 6 | 79 | Hall | TRUE | FALSE
130622 | 13062 | 2 | 7 | 100 | Kitchen | TRUE | FALSE
130622 | 13062 | 2 | 8 | 174 | Living Room | TRUE | TRUE
130623 | 13062 | 3 | 1 | 58 | Bathroom | TRUE | FALSE
130623 | 13062 | 3 | 2 | 38 | Bathroom | TRUE | FALSE
130623 | 13062 | 3 | 3 | 105 | Bedroom | TRUE | TRUE
130623 | 13062 | 3 | 4 | 100 | Bedroom | TRUE | TRUE
130623 | 13062 | 3 | 5 | 100 | Dining Room | TRUE | TRUE
130623 | 13062 | 3 | 6 | 79 | Hall | TRUE | FALSE
130623 | 13062 | 3 | 7 | 100 | Kitchen | TRUE | FALSE
130623 | 13062 | 3 | 8 | 174 | Living Room | TRUE | TRUE
131261 | 13126 | 1 | 1 | 70 | Bathroom | TRUE | FALSE
131261 | 13126 | 1 | 2 | 147 | Master Bedroom | TRUE | TRUE
131261 | 13126 | 1 | 3 | 71 | Hall | TRUE | FALSE
131261 | 13126 | 1 | 4 | 72 | Kitchen | TRUE | FALSE
131261 | 13126 | 1 | 5 | 388 | Living Room | TRUE | TRUE
131261 | 13126 | 1 | 6 | 131 | Family Room | TRUE | TRUE
131262 | 13126 | 2 | 1 | 45 | Bathroom | TRUE | FALSE
131262 | 13126 | 2 | 2 | 38 | Closet | TRUE | FALSE
131262 | 13126 | 2 | 3 | 52 | Hall | TRUE | FALSE
131262 | 13126 | 2 | 4 | 72 | Kitchen | TRUE | FALSE
131262 | 13126 | 2 | 5 | 388 | Living Room | TRUE | TRUE
131262 | 13126 | 2 | 6 | 177 | Master Bedroom | TRUE | TRUE
132021 | 13202 | 1 | 1 | 62 | Bathroom | TRUE | FALSE
132021 | 13202 | 1 | 2 | 120 | Bedroom | TRUE | TRUE
132021 | 13202 | 1 | 3 | 120 | Bedroom | TRUE | TRUE
132021 | 13202 | 1 | 4 | 87 | Dining Room | TRUE | TRUE
132021 | 13202 | 1 | 5 | 60 | Hall | TRUE | FALSE
132021 | 13202 | 1 | 6 | 55 | Hall | TRUE | FALSE
132021 | 13202 | 1 | 7 | 92 | Kitchen | TRUE | TRUE
132021 | 13202 | 1 | 8 | 292 | Living Room | TRUE | TRUE
132021 | 13202 | 1 | 9 | 42 | Bathroom | TRUE | FALSE
132021 | 13202 | 1 | 10 | 165 | Master Bedroom | TRUE | TRUE
132022 | 13202 | 2 | 1 | 62 | Bathroom | TRUE | FALSE
132022 | 13202 | 2 | 2 | 120 | Bedroom | TRUE | TRUE
132022 | 13202 | 2 | 3 | 120 | Bedroom | TRUE | TRUE
132022 | 13202 | 2 | 4 | 87 | Dining Room | TRUE | TRUE
132022 | 13202 | 2 | 5 | 55 | Laundry Room | TRUE | FALSE
132022 | 13202 | 2 | 6 | 60 | Hall | TRUE | FALSE
132022 | 13202 | 2 | 7 | 95 | Kitchen | TRUE | TRUE
132022 | 13202 | 2 | 8 | 292 | Living Room | TRUE | TRUE
132022 | 13202 | 2 | 9 | 42 | Bathroom | TRUE | FALSE
132022 | 13202 | 2 | 10 | 165 | Master Bedroom | TRUE | TRUE
132023 | 13202 | 3 | 1 | 58 | Bathroom | TRUE | FALSE
132023 | 13202 | 3 | 2 | 156 | Bedroom | TRUE | TRUE
132023 | 13202 | 3 | 3 | 143 | Bedroom | TRUE | TRUE
132023 | 13202 | 3 | 4 | 130 | Hall | TRUE | FALSE
132023 | 13202 | 3 | 5 | 170 | Kitchen | TRUE | TRUE
132023 | 13202 | 3 | 6 | 200 | Living Room | TRUE | TRUE
132181 | 13218 | 1 | 1 | 40 | Bathroom | TRUE | FALSE
132181 | 13218 | 1 | 2 | 159 | Bedroom | TRUE | TRUE
132181 | 13218 | 1 | 3 | 175 | Bedroom | TRUE | TRUE
132181 | 13218 | 1 | 4 | 53 | Hall | TRUE | FALSE
132181 | 13218 | 1 | 5 | 144 | Kitchen | TRUE | TRUE
132181 | 13218 | 1 | 6 | 321 | Living Room | TRUE | TRUE
132182 | 13218 | 2 | 1 | 40 | Bathroom | TRUE | FALSE
132182 | 13218 | 2 | 2 | 175 | Bedroom | TRUE | TRUE
132182 | 13218 | 2 | 3 | 151 | Bedroom | TRUE | TRUE
132182 | 13218 | 2 | 4 | 53 | Hall | TRUE | FALSE
132182 | 13218 | 2 | 5 | 144 | Kitchen | TRUE | TRUE
132182 | 13218 | 2 | 6 | 306 | Living Room | TRUE | TRUE
132183 | 13218 | 3 | 1 | 40 | Bathroom | TRUE | FALSE
132183 | 13218 | 3 | 2 | 182 | Bedroom | TRUE | TRUE
132183 | 13218 | 3 | 3 | 46 | Hall | TRUE | FALSE
132183 | 13218 | 3 | 4 | 284 | Living Room | TRUE | TRUE
132681 | 13268 | 1 | 1 | 80 | Dining Room | TRUE | TRUE
132681 | 13268 | 1 | 2 | 40 | Bathroom | TRUE | TRUE
132681 | 13268 | 1 | 3 | 163 | Bedroom | TRUE | TRUE
132681 | 13268 | 1 | 4 | 45 | Hall | TRUE | FALSE
132681 | 13268 | 1 | 5 | 68 | Kitchen | TRUE | FALSE
132681 | 13268 | 1 | 6 | 23 | Laundry Room | TRUE | FALSE
132681 | 13268 | 1 | 7 | 153 | Living Room | TRUE | TRUE
132682 | 13268 | 2 | 1 | 40 | Bathroom | TRUE | FALSE
132682 | 13268 | 2 | 2 | 163 | Bedroom | TRUE | TRUE
132682 | 13268 | 2 | 3 | 80 | Dining Room | TRUE | TRUE
132682 | 13268 | 2 | 4 | 45 | Hall | TRUE | FALSE
132682 | 13268 | 2 | 5 | 68 | Kitchen | TRUE | FALSE
132682 | 13268 | 2 | 6 | 23 | Laundry Room | TRUE | FALSE
132682 | 13268 | 2 | 7 | 153 | Living Room | TRUE | TRUE
132683 | 13268 | 3 | 1 | 40 | Bathroom | TRUE | TRUE
132683 | 13268 | 3 | 2 | 163 | Bedroom | TRUE | TRUE
132683 | 13268 | 3 | 3 | 80 | Dining Room | TRUE | TRUE
132683 | 13268 | 3 | 4 | 45 | Hall | TRUE | FALSE
132683 | 13268 | 3 | 5 | 68 | Kitchen | TRUE | FALSE
132683 | 13268 | 3 | 6 | 23 | Laundry Room | TRUE | FALSE
132683 | 13268 | 3 | 7 | 153 | Living Room | TRUE | TRUE
133211 | 13321 | 1 | 1 | 156 | Bedroom | TRUE | TRUE
133211 | 13321 | 1 | 2 | 22 | Closet | TRUE | FALSE
133211 | 13321 | 1 | 3 | 45 | Bathroom | TRUE | FALSE
133211 | 13321 | 1 | 4 | 61 | Hall | TRUE | TRUE
133211 | 13321 | 1 | 5 | 88 | Kitchen | TRUE | FALSE
133211 | 13321 | 1 | 6 | 29 | Laundry Room | TRUE | FALSE
133211 | 13321 | 1 | 7 | 355 | Living Room | TRUE | TRUE
133211 | 13321 | 1 | 8 | 65 | Bathroom | TRUE | FALSE
133211 | 13321 | 1 | 9 | 200 | Master Bedroom | TRUE | TRUE
133212 | 13321 | 2 | 1 | 45 | Bathroom | TRUE | FALSE
133212 | 13321 | 2 | 2 | 38 | Bathroom | TRUE | FALSE
133212 | 13321 | 2 | 3 | 196 | Bedroom | TRUE | TRUE
133212 | 13321 | 2 | 4 | 22 | Closet | TRUE | FALSE
133212 | 13321 | 2 | 5 | 62 | Hall | TRUE | TRUE
133212 | 13321 | 2 | 6 | 88 | Kitchen | TRUE | FALSE
133212 | 13321 | 2 | 7 | 29 | Laundry Room | TRUE | FALSE
133212 | 13321 | 2 | 8 | 363 | Living Room | TRUE | TRUE
133212 | 13321 | 2 | 9 | 168 | Master Bedroom | TRUE | TRUE
133601 | 13360 | 1 | 1 | 38 | Bathroom | TRUE | FALSE
133601 | 13360 | 1 | 2 | 175 | Bedroom | TRUE | TRUE
133601 | 13360 | 1 | 3 | 43 | Kitchen | TRUE | FALSE
133601 | 13360 | 1 | 4 | 202 | Living Room | TRUE | TRUE
133602 | 13360 | 2 | 1 | 38 | Bathroom | TRUE | FALSE
133602 | 13360 | 2 | 2 | 175 | Bedroom | TRUE | TRUE
133602 | 13360 | 2 | 3 | 43 | Kitchen | TRUE | FALSE
133602 | 13360 | 2 | 4 | 202 | Living Room | TRUE | TRUE
133841 | 13384 | 1 | 1 | 40 | Bathroom | TRUE | FALSE
133841 | 13384 | 1 | 2 | 40 | Bathroom | TRUE | FALSE
133841 | 13384 | 1 | 3 | 130 | Master Bedroom | TRUE | TRUE
133841 | 13384 | 1 | 4 | 150 | Bedroom | TRUE | TRUE
133841 | 13384 | 1 | 5 | 70 | Hall | TRUE | FALSE
133841 | 13384 | 1 | 6 | 235 | Kitchen | TRUE | TRUE
133841 | 13384 | 1 | 7 | 250 | Living Room | TRUE | TRUE
133842 | 13384 | 2 | 1 | 25 | Bathroom | TRUE | FALSE
133842 | 13384 | 2 | 2 | 42 | Bathroom | TRUE | TRUE
133842 | 13384 | 2 | 3 | 42 | Bathroom | TRUE | FALSE
133842 | 13384 | 2 | 4 | 150 | Master Bedroom | TRUE | TRUE
133842 | 13384 | 2 | 5 | 150 | Bedroom | TRUE | TRUE
133842 | 13384 | 2 | 6 | 75 | Hall | TRUE | FALSE
133842 | 13384 | 2 | 7 | 200 | Kitchen | TRUE | TRUE
133842 | 13384 | 2 | 8 | 285 | Living Room | TRUE | TRUE
133843 | 13384 | 3 | 1 | 42 | Bathroom | TRUE | TRUE
133843 | 13384 | 3 | 2 | 42 | Bathroom | TRUE | TRUE
133843 | 13384 | 3 | 3 | 42 | Bathroom | TRUE | FALSE
133843 | 13384 | 3 | 4 | 150 | Master Bedroom | TRUE | TRUE
133843 | 13384 | 3 | 5 | 150 | Bedroom | TRUE | TRUE
133843 | 13384 | 3 | 6 | 70 | Hall | TRUE | FALSE
133843 | 13384 | 3 | 7 | 240 | Kitchen | TRUE | TRUE
133843 | 13384 | 3 | 8 | 285 | Living Room | TRUE | TRUE
135201 | 13520 | 1 | 1 | 48 | Bathroom | TRUE | TRUE
135201 | 13520 | 1 | 2 | 140 | Bedroom | TRUE | TRUE
135201 | 13520 | 1 | 3 | 68 | Dining Room | TRUE | TRUE
135201 | 13520 | 1 | 4 | 18 | Hall | TRUE | FALSE
135201 | 13520 | 1 | 5 | 84 | Kitchen | TRUE | TRUE
135201 | 13520 | 1 | 6 | 278 | Living Room | TRUE | TRUE
135201 | 13520 | 1 | 7 | 174 | Master Bedroom | TRUE | TRUE
135202 | 13520 | 2 | 1 | 45 | Bathroom | TRUE | TRUE
135202 | 13520 | 2 | 2 | 28 | Closet | TRUE | FALSE
135202 | 13520 | 2 | 3 | 68 | Dining Room | TRUE | TRUE
135202 | 13520 | 2 | 4 | 30 | Hall | TRUE | FALSE
135202 | 13520 | 2 | 5 | 83 | Kitchen | TRUE | FALSE
135202 | 13520 | 2 | 6 | 228 | Living Room | TRUE | TRUE
135202 | 13520 | 2 | 7 | 221 | Master Bedroom | TRUE | TRUE
135203 | 13520 | 3 | 1 | 45 | Bathroom | TRUE | TRUE
135203 | 13520 | 3 | 2 | 28 | Closet | TRUE | FALSE
135203 | 13520 | 3 | 3 | 64 | Dining Room | TRUE | TRUE
135203 | 13520 | 3 | 4 | 30 | Hall | TRUE | FALSE
135203 | 13520 | 3 | 5 | 83 | Kitchen | TRUE | FALSE
135203 | 13520 | 3 | 6 | 258 | Living Room | TRUE | TRUE
135203 | 13520 | 3 | 7 | 201 | Master Bedroom | TRUE | TRUE
136281 | 13628 | 1 | 1 | 68 | Bathroom | TRUE | FALSE
136281 | 13628 | 1 | 2 | 165 | Bedroom | TRUE | TRUE
136281 | 13628 | 1 | 3 | 115 | Bedroom | TRUE | TRUE
136281 | 13628 | 1 | 4 | 85 | Hall | TRUE | FALSE
136281 | 13628 | 1 | 5 | 109 | Kitchen | TRUE | TRUE
136281 | 13628 | 1 | 6 | 270 | Living Room | TRUE | TRUE
136282 | 13628 | 2 | 1 | 68 | Bathroom | TRUE | FALSE
136282 | 13628 | 2 | 2 | 165 | Bedroom | TRUE | TRUE
136282 | 13628 | 2 | 3 | 115 | Bedroom | TRUE | TRUE
136282 | 13628 | 2 | 4 | 85 | Hall | TRUE | FALSE
136282 | 13628 | 2 | 5 | 109 | Kitchen | TRUE | TRUE
136282 | 13628 | 2 | 6 | 270 | Living Room | TRUE | TRUE
136283 | 13628 | 3 | 1 | 37 | Bathroom | TRUE | FALSE
136283 | 13628 | 3 | 2 | 108 | Bedroom | TRUE | TRUE
136283 | 13628 | 3 | 3 | 28 | Hall | TRUE | FALSE
136283 | 13628 | 3 | 4 | 80 | Kitchen | TRUE | TRUE
136283 | 13628 | 3 | 5 | 173 | Living Room | TRUE | TRUE
136941 | 13694 | 1 | 1 | 37 | Bathroom | TRUE | FALSE
136941 | 13694 | 1 | 2 | 140 | Bedroom | TRUE | TRUE
136941 | 13694 | 1 | 3 | 75 | Dining Room | TRUE | TRUE
136941 | 13694 | 1 | 4 | 60 | Hall | TRUE | FALSE
136941 | 13694 | 1 | 5 | 50 | Kitchen | TRUE | FALSE
136941 | 13694 | 1 | 6 | 220 | Living Room | TRUE | TRUE
136941 | 13694 | 1 | 7 | 37 | Bathroom | TRUE | FALSE
136941 | 13694 | 1 | 8 | 182 | Master Bedroom | TRUE | TRUE
136941 | 13694 | 1 | 9 | 10 | Other | TRUE | FALSE
136942 | 13694 | 2 | 1 | 37 | Bathroom | TRUE | FALSE
136942 | 13694 | 2 | 2 | 185 | Bedroom | TRUE | TRUE
136942 | 13694 | 2 | 3 | 75 | Dining Room | TRUE | TRUE
136942 | 13694 | 2 | 4 | 70 | Kitchen | TRUE | FALSE
136942 | 13694 | 2 | 5 | 240 | Living Room | TRUE | TRUE
136943 | 13694 | 3 | 1 | 37 | Bathroom | TRUE | FALSE
136943 | 13694 | 3 | 2 | 140 | Bedroom | TRUE | TRUE
136943 | 13694 | 3 | 3 | 75 | Dining Room | TRUE | TRUE
136943 | 13694 | 3 | 4 | 60 | Hall | TRUE | FALSE
136943 | 13694 | 3 | 5 | 60 | Kitchen | TRUE | FALSE
136943 | 13694 | 3 | 6 | 220 | Living Room | TRUE | TRUE
136943 | 13694 | 3 | 7 | 37 | Bathroom | TRUE | FALSE
136943 | 13694 | 3 | 8 | 182 | Master Bedroom | TRUE | TRUE
136943 | 13694 | 3 | 9 | 10 | Other | TRUE | FALSE
137121 | 13712 | 1 | 1 | 40 | Bathroom | TRUE | TRUE
137121 | 13712 | 1 | 2 | 124 | Bedroom | TRUE | TRUE
137121 | 13712 | 1 | 3 | 56 | Kitchen | TRUE | TRUE
137121 | 13712 | 1 | 4 | 280 | Living Room | TRUE | TRUE
137122 | 13712 | 2 | 1 | 40 | Bathroom | TRUE | TRUE
137122 | 13712 | 2 | 2 | 124 | Bedroom | TRUE | TRUE
137122 | 13712 | 2 | 3 | 56 | Kitchen | TRUE | TRUE
137122 | 13712 | 2 | 4 | 275 | Living Room | TRUE | TRUE
137122 | 13712 | 2 | 5 | 20 | Other | TRUE | FALSE
137123 | 13712 | 3 | 1 | 55 | Bathroom | TRUE | FALSE
137123 | 13712 | 3 | 2 | 114 | Bedroom | TRUE | TRUE
137123 | 13712 | 3 | 3 | 56 | Kitchen | TRUE | TRUE
137123 | 13712 | 3 | 4 | 308 | Living Room | TRUE | TRUE
137123 | 13712 | 3 | 5 | 142 | Master Bedroom | TRUE | TRUE
138611 | 13861 | 1 | 1 | 302 | Living Room | TRUE | TRUE
138611 | 13861 | 1 | 2 | 62 | Kitchen | TRUE | FALSE
138611 | 13861 | 1 | 3 | 106 | Bedroom | TRUE | TRUE
138611 | 13861 | 1 | 4 | 35 | Bathroom | TRUE | FALSE
138612 | 13861 | 2 | 1 | 302 | Living Room | TRUE | TRUE
138612 | 13861 | 2 | 2 | 62 | Kitchen | TRUE | FALSE
138612 | 13861 | 2 | 3 | 151 | Master Bedroom | TRUE | TRUE
138612 | 13861 | 2 | 4 | 35 | Bathroom | TRUE | FALSE
138613 | 13861 | 3 | 1 | 302 | Living Room | TRUE | TRUE
138613 | 13861 | 3 | 2 | 62 | Kitchen | TRUE | FALSE
138613 | 13861 | 3 | 3 | 151 | Bedroom | TRUE | TRUE
138613 | 13861 | 3 | 4 | 35 | Bathroom | TRUE | FALSE
138991 | 13899 | 1 | 1 | 34 | Bathroom | TRUE | FALSE
138991 | 13899 | 1 | 2 | 156 | Bedroom | TRUE | TRUE
138991 | 13899 | 1 | 3 | 123 | Bedroom | TRUE | TRUE
138991 | 13899 | 1 | 4 | 89 | Kitchen | TRUE | TRUE
138991 | 13899 | 1 | 5 | 348 | Living Room | TRUE | TRUE
138992 | 13899 | 2 | 1 | 123 | Bedroom | TRUE | TRUE
138992 | 13899 | 2 | 2 | 34 | Bathroom | TRUE | FALSE
138992 | 13899 | 2 | 3 | 89 | Kitchen | TRUE | TRUE
138992 | 13899 | 2 | 4 | 348 | Living Room | TRUE | TRUE
138992 | 13899 | 2 | 5 | 156 | Bedroom | TRUE | TRUE
138993 | 13899 | 3 | 1 | 34 | Bathroom | TRUE | FALSE
138993 | 13899 | 3 | 2 | 156 | Bedroom | TRUE | TRUE
138993 | 13899 | 3 | 3 | 123 | Bedroom | TRUE | TRUE
138993 | 13899 | 3 | 4 | 89 | Kitchen | TRUE | TRUE
138993 | 13899 | 3 | 5 | 348 | Living Room | TRUE | TRUE
139881 | 13988 | 1 | 1 | 44 | Bathroom | TRUE | FALSE
139881 | 13988 | 1 | 2 | 140 | Bedroom | TRUE | TRUE
139881 | 13988 | 1 | 3 | 34 | Kitchen | TRUE | FALSE
139881 | 13988 | 1 | 4 | 135 | Living Room | TRUE | TRUE
139882 | 13988 | 2 | 1 | 44 | Bathroom | TRUE | FALSE
139882 | 13988 | 2 | 2 | 140 | Bedroom | TRUE | TRUE
139882 | 13988 | 2 | 3 | 34 | Kitchen | TRUE | FALSE
139882 | 13988 | 2 | 4 | 135 | Living Room | TRUE | TRUE
140141 | 14014 | 1 | 1 | 67 | Bathroom | TRUE | FALSE
140141 | 14014 | 1 | 2 | 132 | Bedroom | TRUE | TRUE
140141 | 14014 | 1 | 3 | 21 | Closet | TRUE | FALSE
140141 | 14014 | 1 | 4 | 27 | Hall | TRUE | FALSE
140141 | 14014 | 1 | 5 | 128 | Kitchen | TRUE | FALSE
140141 | 14014 | 1 | 6 | 203 | Living Room | TRUE | TRUE
140142 | 14014 | 2 | 1 | 62 | Bathroom | TRUE | FALSE
140142 | 14014 | 2 | 2 | 162 | Bedroom | TRUE | TRUE
140142 | 14014 | 2 | 3 | 150 | Bedroom | TRUE | TRUE
140142 | 14014 | 2 | 4 | 60 | Closet | TRUE | FALSE
140142 | 14014 | 2 | 5 | 38 | Hall | TRUE | FALSE
140142 | 14014 | 2 | 6 | 168 | Kitchen | TRUE | TRUE
140142 | 14014 | 2 | 7 | 226 | Living Room | TRUE | TRUE
140201 | 14020 | 1 | 1 | 52 | Bathroom | TRUE | TRUE
140201 | 14020 | 1 | 2 | 54 | Hall | TRUE | FALSE
140201 | 14020 | 1 | 3 | 72 | Kitchen | TRUE | FALSE
140201 | 14020 | 1 | 4 | 236 | Living Room | TRUE | TRUE
140201 | 14020 | 1 | 5 | 154 | Master Bedroom | TRUE | TRUE
140201 | 14020 | 1 | 6 | 16 | Other | FALSE | FALSE
140202 | 14020 | 2 | 1 | 52 | Bathroom | TRUE | TRUE
140202 | 14020 | 2 | 2 | 54 | Hall | TRUE | FALSE
140202 | 14020 | 2 | 3 | 72 | Kitchen | TRUE | TRUE
140202 | 14020 | 2 | 4 | 236 | Living Room | TRUE | TRUE
140202 | 14020 | 2 | 5 | 154 | Master Bedroom | TRUE | TRUE
140203 | 14020 | 3 | 1 | 42 | Bathroom | TRUE | FALSE
140203 | 14020 | 3 | 2 | 57 | Hall | TRUE | FALSE
140203 | 14020 | 3 | 3 | 67 | Kitchen | TRUE | TRUE
140203 | 14020 | 3 | 4 | 216 | Living Room | TRUE | TRUE
140203 | 14020 | 3 | 5 | 124 | Master Bedroom | TRUE | TRUE
140203 | 14020 | 3 | 6 | 28 | Other | FALSE | FALSE
140591 | 14059 | 1 | 1 | 55 | Bathroom | TRUE | FALSE
140591 | 14059 | 1 | 2 | 144 | Bedroom | TRUE | TRUE
140591 | 14059 | 1 | 3 | 64 | Kitchen | TRUE | FALSE
140591 | 14059 | 1 | 4 | 321 | Living Room | TRUE | TRUE
140592 | 14059 | 2 | 1 | 45 | Bathroom | TRUE | FALSE
140592 | 14059 | 2 | 2 | 144 | Bedroom | TRUE | TRUE
140592 | 14059 | 2 | 3 | 64 | Kitchen | TRUE | FALSE
140592 | 14059 | 2 | 4 | 321 | Living Room | TRUE | TRUE
140592 | 14059 | 2 | 5 | 15 | Closet | TRUE | FALSE
140593 | 14059 | 3 | 1 | 45 | Bathroom | TRUE | FALSE
140593 | 14059 | 3 | 2 | 144 | Bedroom | TRUE | TRUE
140593 | 14059 | 3 | 3 | 15 | Closet | TRUE | FALSE
140593 | 14059 | 3 | 4 | 64 | Kitchen | TRUE | FALSE
140593 | 14059 | 3 | 5 | 308 | Living Room | TRUE | TRUE
141631 | 14163 | 1 | 1 | 43 | Bathroom | TRUE | FALSE
141631 | 14163 | 1 | 2 | 24 | Bathroom | TRUE | FALSE
141631 | 14163 | 1 | 3 | 135 | Bedroom | TRUE | TRUE
141631 | 14163 | 1 | 4 | 18 | Closet | TRUE | FALSE
141631 | 14163 | 1 | 5 | 151 | Hall | TRUE | FALSE
141631 | 14163 | 1 | 6 | 136 | Kitchen | TRUE | FALSE
141631 | 14163 | 1 | 7 | 234 | Living Room | TRUE | TRUE
141631 | 14163 | 1 | 8 | 159 | Bedroom | TRUE | TRUE
141632 | 14163 | 2 | 1 | 43 | Bathroom | TRUE | FALSE
141632 | 14163 | 2 | 2 | 23 | Bathroom | TRUE | FALSE
141632 | 14163 | 2 | 3 | 162 | Bedroom | TRUE | TRUE
141632 | 14163 | 2 | 4 | 143 | Bedroom | TRUE | TRUE
141632 | 14163 | 2 | 5 | 32 | Closet | TRUE | FALSE
141632 | 14163 | 2 | 6 | 160 | Hall | TRUE | FALSE
141632 | 14163 | 2 | 7 | 137 | Kitchen | TRUE | TRUE
141632 | 14163 | 2 | 8 | 300 | Living Room | TRUE | TRUE
141633 | 14163 | 3 | 1 | 43 | Bathroom | TRUE | FALSE
141633 | 14163 | 3 | 2 | 23 | Bathroom | TRUE | FALSE
141633 | 14163 | 3 | 3 | 163 | Bedroom | TRUE | TRUE
141633 | 14163 | 3 | 4 | 132 | Bedroom | TRUE | TRUE
141633 | 14163 | 3 | 5 | 28 | Closet | TRUE | FALSE
141633 | 14163 | 3 | 6 | 157 | Hall | TRUE | FALSE
141633 | 14163 | 3 | 7 | 131 | Kitchen | TRUE | FALSE
141633 | 14163 | 3 | 8 | 253 | Living Room | TRUE | TRUE
141633 | 14163 | 3 | 9 | 20 | Other | TRUE | FALSE
142401 | 14240 | 1 | 1 | 45 | Bathroom | TRUE | FALSE
142401 | 14240 | 1 | 2 | 45 | Bathroom | TRUE | FALSE
142401 | 14240 | 1 | 3 | 181 | Master Bedroom | TRUE | TRUE
142401 | 14240 | 1 | 4 | 144 | Bedroom | TRUE | TRUE
142401 | 14240 | 1 | 5 | 76 | Hall | TRUE | FALSE
142401 | 14240 | 1 | 6 | 95 | Kitchen | TRUE | FALSE
142401 | 14240 | 1 | 7 | 419 | Living Room | TRUE | TRUE
142401 | 14240 | 1 | 8 | 312 | Garage | FALSE | FALSE
142402 | 14240 | 2 | 1 | 55 | Bathroom | TRUE | FALSE
142402 | 14240 | 2 | 2 | 49 | Bathroom | TRUE | FALSE
142402 | 14240 | 2 | 3 | 225 | Master Bedroom | TRUE | TRUE
142402 | 14240 | 2 | 4 | 138 | Bedroom | TRUE | TRUE
142402 | 14240 | 2 | 5 | 122 | Bedroom | TRUE | TRUE
142402 | 14240 | 2 | 6 | 312 | Garage | FALSE | FALSE
142402 | 14240 | 2 | 7 | 55 | Hall | TRUE | FALSE
142402 | 14240 | 2 | 8 | 184 | Kitchen | TRUE | FALSE
142402 | 14240 | 2 | 9 | 36 | Laundry Room | TRUE | FALSE
142402 | 14240 | 2 | 10 | 400 | Living Room | TRUE | TRUE
142402 | 14240 | 2 | 11 | 33 | Closet | TRUE | FALSE
142581 | 14258 | 1 | 1 | 42 | Bathroom | TRUE | FALSE
142581 | 14258 | 1 | 2 | 50 | Bathroom | TRUE | FALSE
142581 | 14258 | 1 | 3 | 152 | Bedroom | TRUE | TRUE
142581 | 14258 | 1 | 4 | 61 | Closet | TRUE | FALSE
142581 | 14258 | 1 | 5 | 101 | Dining Room | TRUE | TRUE
142581 | 14258 | 1 | 6 | 100 | Hall | TRUE | FALSE
142581 | 14258 | 1 | 7 | 93 | Kitchen | TRUE | FALSE
142581 | 14258 | 1 | 8 | 212 | Living Room | TRUE | TRUE
142581 | 14258 | 1 | 9 | 136 | Master Bedroom | TRUE | TRUE
142582 | 14258 | 2 | 1 | 42 | Bathroom | TRUE | FALSE
142582 | 14258 | 2 | 2 | 152 | Bedroom | TRUE | TRUE
142582 | 14258 | 2 | 3 | 60 | Closet | TRUE | FALSE
142582 | 14258 | 2 | 4 | 100 | Dining Room | TRUE | TRUE
142582 | 14258 | 2 | 5 | 100 | Hall | TRUE | FALSE
142582 | 14258 | 2 | 6 | 93 | Kitchen | TRUE | FALSE
142582 | 14258 | 2 | 7 | 212 | Living Room | TRUE | TRUE
142582 | 14258 | 2 | 8 | 50 | Bathroom | TRUE | FALSE
142582 | 14258 | 2 | 9 | 136 | Master Bedroom | TRUE | TRUE
142591 | 14259 | 1 | 1 | 76 | Bathroom | TRUE | FALSE
142591 | 14259 | 1 | 2 | 128 | Bedroom | TRUE | TRUE
142591 | 14259 | 1 | 3 | 34 | Closet | TRUE | FALSE
142591 | 14259 | 1 | 4 | 381 | Living Room | TRUE | TRUE
142592 | 14259 | 2 | 1 | 52 | Bathroom | TRUE | FALSE
142592 | 14259 | 2 | 2 | 52 | Bathroom | TRUE | FALSE
142592 | 14259 | 2 | 3 | 128 | Master Bedroom | TRUE | TRUE
142592 | 14259 | 2 | 4 | 114 | Bedroom | TRUE | TRUE
142592 | 14259 | 2 | 5 | 27 | Closet | TRUE | FALSE
142592 | 14259 | 2 | 6 | 23 | Closet | TRUE | FALSE
142592 | 14259 | 2 | 7 | 541 | Kitchen | TRUE | FALSE
142592 | 14259 | 2 | 8 | 300 | Living Room | TRUE | TRUE
142593 | 14259 | 3 | 1 | 40 | Bathroom | TRUE | FALSE
142593 | 14259 | 3 | 2 | 68 | Bathroom | TRUE | FALSE
142593 | 14259 | 3 | 3 | 196 | Bedroom | TRUE | TRUE
142593 | 14259 | 3 | 4 | 179 | Bedroom | TRUE | TRUE
142593 | 14259 | 3 | 5 | 361 | Other | TRUE | TRUE
143461 | 14346 | 1 | 1 | 43 | Bathroom | TRUE | FALSE
143461 | 14346 | 1 | 2 | 195 | Bedroom | TRUE | TRUE
143461 | 14346 | 1 | 3 | 61 | Dining Room | TRUE | FALSE
143461 | 14346 | 1 | 4 | 60 | Hall | TRUE | FALSE
143461 | 14346 | 1 | 5 | 54 | Kitchen | TRUE | FALSE
143461 | 14346 | 1 | 6 | 220 | Living Room | TRUE | TRUE
143462 | 14346 | 2 | 1 | 43 | Bathroom | TRUE | FALSE
143462 | 14346 | 2 | 2 | 195 | Bedroom | TRUE | TRUE
143462 | 14346 | 2 | 3 | 61 | Dining Room | TRUE | FALSE
143462 | 14346 | 2 | 4 | 60 | Hall | TRUE | FALSE
143462 | 14346 | 2 | 5 | 53 | Kitchen | TRUE | FALSE
143462 | 14346 | 2 | 6 | 220 | Living Room | TRUE | TRUE
145071 | 14507 | 1 | 1 | 39 | Bathroom | TRUE | FALSE
145071 | 14507 | 1 | 2 | 55 | Bathroom | TRUE | FALSE
145071 | 14507 | 1 | 3 | 125 | Bedroom | TRUE | TRUE
145071 | 14507 | 1 | 4 | 145 | Bedroom | TRUE | TRUE
145071 | 14507 | 1 | 5 | 162 | Hall | TRUE | TRUE
145071 | 14507 | 1 | 6 | 200 | Kitchen | TRUE | TRUE
145071 | 14507 | 1 | 7 | 36 | Laundry Room | TRUE | FALSE
145071 | 14507 | 1 | 8 | 342 | Living Room | TRUE | TRUE
145071 | 14507 | 1 | 9 | 68 | Bathroom | TRUE | FALSE
145071 | 14507 | 1 | 10 | 184 | Bedroom | TRUE | TRUE
145072 | 14507 | 2 | 1 | 43 | Bathroom | TRUE | FALSE
145072 | 14507 | 2 | 2 | 156 | Bedroom | TRUE | TRUE
145072 | 14507 | 2 | 3 | 102 | Bedroom | TRUE | TRUE
145072 | 14507 | 2 | 4 | 112 | Hall | TRUE | TRUE
145072 | 14507 | 2 | 5 | 85 | Kitchen | TRUE | TRUE
145072 | 14507 | 2 | 6 | 273 | Living Room | TRUE | TRUE
145073 | 14507 | 3 | 1 | 43 | Bathroom | TRUE | FALSE
145073 | 14507 | 3 | 2 | 156 | Bedroom | TRUE | TRUE
145073 | 14507 | 3 | 3 | 123 | Bedroom | TRUE | TRUE
145073 | 14507 | 3 | 4 | 112 | Hall | TRUE | TRUE
145073 | 14507 | 3 | 5 | 85 | Kitchen | TRUE | TRUE
145073 | 14507 | 3 | 6 | 273 | Living Room | TRUE | TRUE
146131 | 14613 | 1 | 1 | 98 | Bathroom | TRUE | FALSE
146131 | 14613 | 1 | 2 | 150 | Master Bedroom | TRUE | TRUE
146131 | 14613 | 1 | 3 | 124 | Bedroom | TRUE | TRUE
146131 | 14613 | 1 | 4 | 56 | Hall | TRUE | FALSE
146131 | 14613 | 1 | 5 | 382 | Living Room | TRUE | TRUE
146132 | 14613 | 2 | 1 | 98 | Bathroom | TRUE | FALSE
146132 | 14613 | 2 | 2 | 124 | Master Bedroom | TRUE | TRUE
146132 | 14613 | 2 | 3 | 150 | Bedroom | TRUE | TRUE
146132 | 14613 | 2 | 4 | 56 | Hall | TRUE | FALSE
146132 | 14613 | 2 | 5 | 382 | Living Room | TRUE | TRUE
146141 | 14614 | 1 | 1 | 40 | Bathroom | TRUE | FALSE
146141 | 14614 | 1 | 2 | 165 | Bedroom | TRUE | TRUE
146141 | 14614 | 1 | 3 | 65 | Kitchen | TRUE | FALSE
146141 | 14614 | 1 | 4 | 285 | Living Room | TRUE | TRUE
146142 | 14614 | 2 | 1 | 40 | Bathroom | TRUE | FALSE
146142 | 14614 | 2 | 2 | 165 | Bedroom | TRUE | TRUE
146142 | 14614 | 2 | 3 | 65 | Kitchen | TRUE | FALSE
146142 | 14614 | 2 | 4 | 285 | Living Room | TRUE | TRUE
146143 | 14614 | 3 | 1 | 40 | Bedroom | TRUE | FALSE
146143 | 14614 | 3 | 2 | 165 | Bedroom | TRUE | TRUE
146143 | 14614 | 3 | 3 | 285 | Living Room | TRUE | TRUE
146143 | 14614 | 3 | 4 | 65 | Kitchen | TRUE | FALSE
200211 | 20021 | 1 | 1 | 72 | Bathroom | TRUE | FALSE
200211 | 20021 | 1 | 2 | 172 | Bathroom | TRUE | TRUE
200211 | 20021 | 1 | 3 | 108 | Kitchen | TRUE | TRUE
200211 | 20021 | 1 | 4 | 230 | Living Room | TRUE | TRUE
200212 | 20021 | 2 | 1 | 48 | Bathroom | TRUE | FALSE
200212 | 20021 | 2 | 2 | 175 | Bedroom | TRUE | TRUE
200212 | 20021 | 2 | 3 | 130 | Kitchen | TRUE | TRUE
200212 | 20021 | 2 | 4 | 330 | Living Room | TRUE | TRUE
200213 | 20021 | 3 | 1 | 60 | Bathroom | TRUE | FALSE
200213 | 20021 | 3 | 2 | 50 | Kitchen | TRUE | TRUE
200213 | 20021 | 3 | 3 | 215 | Living Room | TRUE | TRUE
200213 | 20021 | 3 | 4 | 140 | Bedroom | TRUE | TRUE
201011 | 20101 | 1 | 1 | 410 | Other | TRUE | TRUE
201012 | 20101 | 2 | 1 | 410 | Other | TRUE | TRUE
201013 | 20101 | 3 | 1 | 127 | Master Bedroom | TRUE | TRUE
201013 | 20101 | 3 | 2 | 231 | Living Room | TRUE | TRUE
201191 | 20119 | 1 | 1 | 64 | Bathroom | TRUE | FALSE
201191 | 20119 | 1 | 2 | 154 | Bedroom | TRUE | TRUE
201191 | 20119 | 1 | 3 | 282 | Living Room | TRUE | TRUE
201192 | 20119 | 2 | 1 | 64 | Bathroom | TRUE | FALSE
201192 | 20119 | 2 | 2 | 154 | Bedroom | TRUE | TRUE
201192 | 20119 | 2 | 3 | 282 | Living Room | TRUE | TRUE
201193 | 20119 | 3 | 1 | 64 | Bathroom | TRUE | FALSE
201193 | 20119 | 3 | 2 | 154 | Bedroom | TRUE | TRUE
201193 | 20119 | 3 | 3 | 282 | Living Room | TRUE | TRUE
201651 | 20165 | 1 | 1 | 72 | Bathroom | TRUE | FALSE
201651 | 20165 | 1 | 2 | 143 | Bedroom | TRUE | TRUE
201651 | 20165 | 1 | 3 | 388 | Living Room | TRUE | TRUE
201652 | 20165 | 2 | 1 | 72 | Bathroom | TRUE | FALSE
201652 | 20165 | 2 | 2 | 143 | Bedroom | TRUE | TRUE
201652 | 20165 | 2 | 3 | 388 | Living Room | TRUE | TRUE
201653 | 20165 | 3 | 1 | 40 | Bathroom | TRUE | TRUE
201653 | 20165 | 3 | 2 | 48 | Bathroom | TRUE | FALSE
201653 | 20165 | 3 | 3 | 165 | Bedroom | TRUE | TRUE
201653 | 20165 | 3 | 4 | 150 | Office | TRUE | TRUE
201653 | 20165 | 3 | 5 | 445 | Living Room | TRUE | TRUE
201931 | 20193 | 1 | 1 | 45 | Bathroom | TRUE | FALSE
201931 | 20193 | 1 | 2 | 155 | Bedroom | TRUE | TRUE
201931 | 20193 | 1 | 3 | 129 | Bedroom | TRUE | TRUE
201931 | 20193 | 1 | 4 | 397 | Living Room | TRUE | TRUE
201932 | 20193 | 2 | 1 | 55 | Bathroom | TRUE | FALSE
201932 | 20193 | 2 | 2 | 156 | Bedroom | TRUE | TRUE
201932 | 20193 | 2 | 3 | 329 | Living Room | TRUE | TRUE
201933 | 20193 | 3 | 1 | 55 | Bathroom | TRUE | TRUE
201933 | 20193 | 3 | 2 | 156 | Bedroom | TRUE | TRUE
201933 | 20193 | 3 | 3 | 563 | Living Room | TRUE | TRUE
201951 | 20195 | 1 | 1 | 96 | Bathroom | TRUE | FALSE
201951 | 20195 | 1 | 2 | 320 | Bedroom | TRUE | TRUE
201951 | 20195 | 1 | 3 | 464 | Living Room | TRUE | FALSE
201952 | 20195 | 2 | 1 | 51 | Bathroom | TRUE | FALSE
201952 | 20195 | 2 | 2 | 209 | Bedroom | TRUE | TRUE
202411 | 20241 | 1 | 1 | 44 | Bathroom | TRUE | FALSE
202411 | 20241 | 1 | 2 | 143 | Bedroom | TRUE | TRUE
202411 | 20241 | 1 | 3 | 135 | Bedroom | TRUE | TRUE
202411 | 20241 | 1 | 4 | 16 | Closet | TRUE | FALSE
202411 | 20241 | 1 | 5 | 75 | Kitchen | TRUE | TRUE
202411 | 20241 | 1 | 6 | 272 | Living Room | TRUE | TRUE
202412 | 20241 | 2 | 1 | 40 | Bathroom | TRUE | FALSE
202412 | 20241 | 2 | 2 | 114 | Bedroom | TRUE | TRUE
202412 | 20241 | 2 | 3 | 120 | Bedroom | TRUE | TRUE
202412 | 20241 | 2 | 4 | 265 | Dining Room | TRUE | TRUE
202412 | 20241 | 2 | 5 | 38 | Hall | TRUE | FALSE
202412 | 20241 | 2 | 6 | 101 | Kitchen | TRUE | TRUE
202412 | 20241 | 2 | 7 | 257 | Living Room | TRUE | TRUE
202413 | 20241 | 3 | 1 | 50 | Bathroom | TRUE | TRUE
202413 | 20241 | 3 | 2 | 127 | Bedroom | TRUE | TRUE
202413 | 20241 | 3 | 3 | 162 | Bedroom | TRUE | TRUE
202413 | 20241 | 3 | 4 | 28 | Hall | TRUE | FALSE
202413 | 20241 | 3 | 5 | 176 | Kitchen | TRUE | TRUE
202413 | 20241 | 3 | 6 | 26 | Laundry Room | TRUE | FALSE
202413 | 20241 | 3 | 7 | 232 | Living Room | TRUE | TRUE
202891 | 20289 | 1 | 1 | 46 | Bathroom | TRUE | FALSE
202891 | 20289 | 1 | 2 | 151 | Bedroom | TRUE | TRUE
202891 | 20289 | 1 | 3 | 315 | Living Room | TRUE | TRUE
202892 | 20289 | 2 | 1 | 46 | Bathroom | TRUE | FALSE
202892 | 20289 | 2 | 2 | 151 | Bedroom | TRUE | TRUE
202892 | 20289 | 2 | 3 | 315 | Living Room | TRUE | TRUE
202893 | 20289 | 3 | 1 | 46 | Bathroom | TRUE | FALSE
202893 | 20289 | 3 | 2 | 151 | Bedroom | TRUE | TRUE
202893 | 20289 | 3 | 3 | 315 | Living Room | TRUE | TRUE
205321 | 20532 | 1 | 1 | 38 | Bathroom | TRUE | FALSE
205321 | 20532 | 1 | 2 | 184 | Bedroom | TRUE | TRUE
205321 | 20532 | 1 | 3 | 117 | Hall | TRUE | FALSE
205321 | 20532 | 1 | 4 | 68 | Kitchen | TRUE | FALSE
205321 | 20532 | 1 | 5 | 242 | Living Room | TRUE | TRUE
205322 | 20532 | 2 | 1 | 38 | Bathroom | TRUE | FALSE
205322 | 20532 | 2 | 2 | 184 | Bedroom | TRUE | TRUE
205322 | 20532 | 2 | 3 | 124 | Hall | TRUE | FALSE
205322 | 20532 | 2 | 4 | 72 | Kitchen | TRUE | FALSE
205322 | 20532 | 2 | 5 | 242 | Living Room | TRUE | TRUE
205323 | 20532 | 3 | 1 | 38 | Bathroom | TRUE | FALSE
205323 | 20532 | 3 | 2 | 184 | Bedroom | TRUE | TRUE
205323 | 20532 | 3 | 3 | 117 | Hall | TRUE | FALSE
205323 | 20532 | 3 | 4 | 72 | Kitchen | TRUE | FALSE
205323 | 20532 | 3 | 5 | 235 | Living Room | TRUE | TRUE
205661 | 20566 | 1 | 1 | 56 | Bathroom | TRUE | FALSE
205661 | 20566 | 1 | 2 | 158 | Bedroom | TRUE | TRUE
205661 | 20566 | 1 | 3 | 133 | Kitchen | TRUE | TRUE
205661 | 20566 | 1 | 4 | 238 | Living Room | TRUE | TRUE
205662 | 20566 | 2 | 1 | 56 | Bathroom | TRUE | FALSE
205662 | 20566 | 2 | 2 | 158 | Bedroom | TRUE | TRUE
205662 | 20566 | 2 | 3 | 133 | Kitchen | TRUE | TRUE
205662 | 20566 | 2 | 4 | 238 | Living Room | TRUE | TRUE
205663 | 20566 | 3 | 1 | 56 | Bathroom | TRUE | FALSE
205663 | 20566 | 3 | 2 | 158 | Bedroom | TRUE | TRUE
205663 | 20566 | 3 | 3 | 133 | Kitchen | TRUE | TRUE
205663 | 20566 | 3 | 4 | 238 | Living Room | TRUE | TRUE
205811 | 20581 | 1 | 1 | 35 | Bathroom | TRUE | FALSE
205811 | 20581 | 1 | 2 | 153 | Bedroom | TRUE | TRUE
205811 | 20581 | 1 | 3 | 80 | Kitchen | TRUE | FALSE
205811 | 20581 | 1 | 4 | 178 | Living Room | TRUE | TRUE
205812 | 20581 | 2 | 1 | 35 | Bathroom | TRUE | FALSE
205812 | 20581 | 2 | 2 | 153 | Bedroom | TRUE | TRUE
205812 | 20581 | 2 | 3 | 80 | Kitchen | TRUE | FALSE
205812 | 20581 | 2 | 4 | 178 | Living Room | TRUE | TRUE
206651 | 20665 | 1 | 1 | 35 | Bathroom | TRUE | FALSE
206651 | 20665 | 1 | 2 | 142 | Bedroom | TRUE | TRUE
206651 | 20665 | 1 | 3 | 130 | Kitchen | TRUE | TRUE
206651 | 20665 | 1 | 4 | 345 | Living Room | TRUE | TRUE
206651 | 20665 | 1 | 5 | 166 | Office | TRUE | TRUE
206651 | 20665 | 1 | 6 | 48 | Bathroom | TRUE | FALSE
206652 | 20665 | 2 | 1 | 35 | Bathroom | TRUE | FALSE
206652 | 20665 | 2 | 2 | 128 | Kitchen | TRUE | TRUE
206652 | 20665 | 2 | 3 | 331 | Living Room | TRUE | TRUE
206652 | 20665 | 2 | 4 | 48 | Bathroom | TRUE | FALSE
206652 | 20665 | 2 | 5 | 166 | Master Bedroom | TRUE | TRUE
206652 | 20665 | 2 | 6 | 142 | Bedroom | TRUE | TRUE
206653 | 20665 | 3 | 1 | 35 | Bathroom | TRUE | FALSE
206653 | 20665 | 3 | 2 | 130 | Kitchen | TRUE | TRUE
206653 | 20665 | 3 | 3 | 345 | Living Room | TRUE | TRUE
206653 | 20665 | 3 | 4 | 48 | Bathroom | TRUE | FALSE
206653 | 20665 | 3 | 5 | 166 | Master Bedroom | TRUE | TRUE
206653 | 20665 | 3 | 6 | 142 | Bedroom | TRUE | TRUE
207051 | 20705 | 1 | 1 | 45 | Bathroom | TRUE | FALSE
207051 | 20705 | 1 | 2 | 66 | Hall | TRUE | FALSE
207051 | 20705 | 1 | 3 | 380 | Living Room | TRUE | TRUE
207051 | 20705 | 1 | 4 | 129 | Bedroom | TRUE | TRUE
207051 | 20705 | 1 | 5 | 118 | Bedroom | TRUE | TRUE
207051 | 20705 | 1 | 6 | 108 | Bedroom | TRUE | TRUE
207052 | 20705 | 2 | 1 | 45 | Bathroom | TRUE | FALSE
207052 | 20705 | 2 | 2 | 118 | Bedroom | TRUE | TRUE
207052 | 20705 | 2 | 3 | 108 | Bedroom | TRUE | TRUE
207052 | 20705 | 2 | 4 | 66 | Hall | TRUE | FALSE
207052 | 20705 | 2 | 5 | 380 | Living Room | TRUE | TRUE
207052 | 20705 | 2 | 6 | 129 | Bedroom | TRUE | TRUE
207053 | 20705 | 3 | 1 | 44 | Bathroom | TRUE | FALSE
207053 | 20705 | 3 | 2 | 118 | Bedroom | TRUE | TRUE
207053 | 20705 | 3 | 3 | 115 | Bedroom | TRUE | TRUE
207053 | 20705 | 3 | 4 | 94 | Hall | TRUE | FALSE
207053 | 20705 | 3 | 5 | 335 | Living Room | TRUE | TRUE
207053 | 20705 | 3 | 6 | 130 | Bedroom | TRUE | TRUE
208031 | 20803 | 1 | 1 | 50 | Bathroom | TRUE | FALSE
208031 | 20803 | 1 | 2 | 155 | Bedroom | TRUE | TRUE
208031 | 20803 | 1 | 3 | 87 | Kitchen | TRUE | FALSE
208031 | 20803 | 1 | 4 | 204 | Living Room | TRUE | TRUE
208032 | 20803 | 2 | 1 | 57 | Bathroom | TRUE | FALSE
208032 | 20803 | 2 | 2 | 124 | Bedroom | TRUE | TRUE
208032 | 20803 | 2 | 3 | 124 | Bedroom | TRUE | TRUE
208032 | 20803 | 2 | 4 | 136 | Kitchen | TRUE | FALSE
208032 | 20803 | 2 | 5 | 374 | Living Room | TRUE | TRUE
208033 | 20803 | 3 | 1 | 50 | Bathroom | TRUE | FALSE
208033 | 20803 | 3 | 2 | 155 | Bedroom | TRUE | TRUE
208033 | 20803 | 3 | 3 | 87 | Kitchen | TRUE | FALSE
208033 | 20803 | 3 | 4 | 204 | Living Room | TRUE | TRUE
210001 | 21000 | 1 | 1 | 400 | Living Room | TRUE | TRUE
210001 | 21000 | 1 | 2 | 108 | Bedroom | TRUE | TRUE
210001 | 21000 | 1 | 3 | 108 | Bedroom | TRUE | TRUE
210002 | 21000 | 2 | 1 | 371 | Living Room | TRUE | TRUE
210002 | 21000 | 2 | 2 | 114 | Bedroom | TRUE | TRUE
210002 | 21000 | 2 | 3 | 49 | Bathroom | TRUE | FALSE
210003 | 21000 | 3 | 1 | 35 | Bathroom | TRUE | FALSE
210003 | 21000 | 3 | 2 | 325 | Other | TRUE | TRUE
212681 | 21268 | 1 | 1 | 250 | Bedroom | TRUE | TRUE
212681 | 21268 | 1 | 2 | 100 | Hall | TRUE | FALSE
212681 | 21268 | 1 | 3 | 80 | Kitchen | TRUE | FALSE
212681 | 21268 | 1 | 4 | 335 | Living Room | TRUE | TRUE
212681 | 21268 | 1 | 5 | 50 | Bathroom | TRUE | FALSE
212682 | 21268 | 2 | 1 | 24 | Bathroom | TRUE | FALSE
212682 | 21268 | 2 | 2 | 120 | Bedroom | TRUE | TRUE
212682 | 21268 | 2 | 3 | 136 | Bedroom | TRUE | TRUE
212682 | 21268 | 2 | 4 | 157 | Hall | TRUE | FALSE
212682 | 21268 | 2 | 5 | 80 | Kitchen | TRUE | FALSE
212682 | 21268 | 2 | 6 | 335 | Living Room | TRUE | TRUE
212682 | 21268 | 2 | 7 | 36 | Bathroom | TRUE | FALSE
212683 | 21268 | 3 | 1 | 24 | Bathroom | TRUE | FALSE
212683 | 21268 | 3 | 2 | 120 | Bedroom | TRUE | TRUE
212683 | 21268 | 3 | 3 | 136 | Bedroom | TRUE | TRUE
212683 | 21268 | 3 | 4 | 124 | Hall | TRUE | FALSE
212683 | 21268 | 3 | 5 | 80 | Kitchen | TRUE | FALSE
212683 | 21268 | 3 | 6 | 310 | Living Room | TRUE | TRUE
212683 | 21268 | 3 | 7 | 36 | Bathroom | TRUE | FALSE
213461 | 21346 | 1 | 1 | 102 | Bathroom | TRUE | TRUE
213461 | 21346 | 1 | 2 | 132 | Bedroom | TRUE | TRUE
213461 | 21346 | 1 | 3 | 126 | Bedroom | TRUE | TRUE
213461 | 21346 | 1 | 4 | 100 | Kitchen | TRUE | TRUE
213461 | 21346 | 1 | 5 | 268 | Living Room | TRUE | TRUE
213461 | 21346 | 1 | 6 | 35 | Other | TRUE | FALSE
213461 | 21346 | 1 | 7 | 24 | Other | TRUE | FALSE
213462 | 21346 | 2 | 1 | 103 | Bathroom | TRUE | TRUE
213462 | 21346 | 2 | 2 | 126 | Bedroom | TRUE | TRUE
213462 | 21346 | 2 | 3 | 130 | Bedroom | TRUE | TRUE
213462 | 21346 | 2 | 4 | 107 | Kitchen | TRUE | TRUE
213462 | 21346 | 2 | 5 | 266 | Living Room | TRUE | TRUE
213462 | 21346 | 2 | 6 | 35 | Closet | FALSE | FALSE
213462 | 21346 | 2 | 7 | 23 | Other | TRUE | FALSE
213463 | 21346 | 3 | 1 | 102 | Bathroom | TRUE | TRUE
213463 | 21346 | 3 | 2 | 126 | Bedroom | TRUE | TRUE
213463 | 21346 | 3 | 3 | 132 | Bedroom | TRUE | TRUE
213463 | 21346 | 3 | 4 | 24 | Closet | TRUE | FALSE
213463 | 21346 | 3 | 5 | 102 | Kitchen | TRUE | TRUE
213463 | 21346 | 3 | 6 | 244 | Living Room | TRUE | TRUE
214241 | 21424 | 1 | 1 | 49 | Bathroom | TRUE | TRUE
214241 | 21424 | 1 | 2 | 168 | Bedroom | TRUE | TRUE
214241 | 21424 | 1 | 3 | 471 | Living Room | TRUE | TRUE
214241 | 21424 | 1 | 4 | 36 | Other | FALSE | FALSE
214242 | 21424 | 2 | 1 | 49 | Bathroom | TRUE | TRUE
214242 | 21424 | 2 | 2 | 168 | Bedroom | TRUE | TRUE
214242 | 21424 | 2 | 3 | 471 | Living Room | TRUE | TRUE
214242 | 21424 | 2 | 4 | 36 | Other | FALSE | FALSE
214243 | 21424 | 3 | 1 | 49 | Bathroom | TRUE | TRUE
214243 | 21424 | 3 | 2 | 168 | Bedroom | TRUE | TRUE
214243 | 21424 | 3 | 3 | 471 | Living Room | TRUE | TRUE
214243 | 21424 | 3 | 4 | 36 | Other | FALSE | FALSE
214881 | 21488 | 1 | 1 | 50 | Bathroom | TRUE | TRUE
214881 | 21488 | 1 | 2 | 100 | Bathroom | TRUE | TRUE
214881 | 21488 | 1 | 3 | 100 | Bedroom | TRUE | TRUE
214881 | 21488 | 1 | 4 | 90 | Kitchen | TRUE | TRUE
214881 | 21488 | 1 | 5 | 196 | Living Room | TRUE | TRUE
214882 | 21488 | 2 | 1 | 50 | Bathroom | TRUE | TRUE
214882 | 21488 | 2 | 2 | 100 | Bedroom | TRUE | TRUE
214882 | 21488 | 2 | 3 | 90 | Kitchen | TRUE | TRUE
214882 | 21488 | 2 | 4 | 300 | Living Room | TRUE | TRUE
214882 | 21488 | 2 | 5 | 100 | Bedroom | TRUE | TRUE
214883 | 21488 | 3 | 1 | 45 | Bathroom | TRUE | FALSE
214883 | 21488 | 3 | 2 | 120 | Bedroom | TRUE | TRUE
214883 | 21488 | 3 | 3 | 72 | Kitchen | TRUE | FALSE
214883 | 21488 | 3 | 4 | 282 | Living Room | TRUE | TRUE
215051 | 21505 | 1 | 1 | 24 | Bathroom | TRUE | FALSE
215051 | 21505 | 1 | 2 | 168 | Bedroom | TRUE | TRUE
215051 | 21505 | 1 | 3 | 184 | Bedroom | TRUE | TRUE
215051 | 21505 | 1 | 4 | 96 | Hall | TRUE | FALSE
215051 | 21505 | 1 | 5 | 178 | Kitchen | TRUE | TRUE
215051 | 21505 | 1 | 6 | 241 | Living Room | TRUE | TRUE
215051 | 21505 | 1 | 7 | 64 | Bathroom | TRUE | FALSE
215052 | 21505 | 2 | 1 | 63 | Bathroom | TRUE | FALSE
215052 | 21505 | 2 | 2 | 192 | Bedroom | TRUE | TRUE
215052 | 21505 | 2 | 3 | 53 | Hall | TRUE | FALSE
215052 | 21505 | 2 | 4 | 139 | Kitchen | TRUE | TRUE
215052 | 21505 | 2 | 5 | 325 | Living Room | TRUE | TRUE
215053 | 21505 | 3 | 1 | 64 | Bathroom | TRUE | FALSE
215053 | 21505 | 3 | 2 | 58 | Bathroom | TRUE | FALSE
215053 | 21505 | 3 | 3 | 168 | Bedroom | TRUE | TRUE
215053 | 21505 | 3 | 4 | 184 | Bedroom | TRUE | TRUE
215053 | 21505 | 3 | 5 | 62 | Hall | TRUE | FALSE
215053 | 21505 | 3 | 6 | 178 | Kitchen | TRUE | TRUE
215053 | 21505 | 3 | 7 | 241 | Living Room | TRUE | TRUE
215641 | 21564 | 1 | 1 | 38 | Bathroom | TRUE | FALSE
215641 | 21564 | 1 | 2 | 143 | Bedroom | TRUE | TRUE
215641 | 21564 | 1 | 3 | 76 | Hall | TRUE | FALSE
215641 | 21564 | 1 | 4 | 64 | Kitchen | TRUE | FALSE
215641 | 21564 | 1 | 5 | 216 | Living Room | TRUE | TRUE
215642 | 21564 | 2 | 1 | 38 | Bathroom | TRUE | FALSE
215642 | 21564 | 2 | 2 | 143 | Bedroom | TRUE | TRUE
215642 | 21564 | 2 | 3 | 72 | Hall | TRUE | FALSE
215642 | 21564 | 2 | 4 | 64 | Kitchen | TRUE | FALSE
215642 | 21564 | 2 | 5 | 216 | Living Room | TRUE | TRUE
215643 | 21564 | 3 | 1 | 38 | Bathroom | TRUE | FALSE
215643 | 21564 | 3 | 2 | 143 | Bedroom | TRUE | TRUE
215643 | 21564 | 3 | 3 | 72 | Hall | TRUE | FALSE
215643 | 21564 | 3 | 4 | 64 | Kitchen | TRUE | FALSE
215643 | 21564 | 3 | 5 | 216 | Living Room | TRUE | TRUE
215761 | 21576 | 1 | 1 | 49 | Bathroom | TRUE | FALSE
215761 | 21576 | 1 | 2 | 171 | Bedroom | TRUE | TRUE
215761 | 21576 | 1 | 3 | 130 | Bedroom | TRUE | TRUE
215761 | 21576 | 1 | 4 | 45 | Hall | TRUE | FALSE
215761 | 21576 | 1 | 5 | 435 | Living Room | TRUE | TRUE
215762 | 21576 | 2 | 1 | 49 | Bathroom | TRUE | FALSE
215762 | 21576 | 2 | 2 | 171 | Bedroom | TRUE | TRUE
215762 | 21576 | 2 | 3 | 45 | Hall | TRUE | FALSE
215762 | 21576 | 2 | 4 | 435 | Living Room | TRUE | TRUE
215762 | 21576 | 2 | 5 | 130 | Bedroom | TRUE | TRUE
215763 | 21576 | 3 | 1 | 49 | Bathroom | TRUE | FALSE
215763 | 21576 | 3 | 2 | 45 | Hall | TRUE | FALSE
215763 | 21576 | 3 | 3 | 350 | Living Room | TRUE | TRUE
215763 | 21576 | 3 | 4 | 130 | Bathroom | TRUE | TRUE
215763 | 21576 | 3 | 5 | 171 | Bedroom | TRUE | TRUE
216271 | 21627 | 1 | 1 | 48 | Bathroom | TRUE | FALSE
216271 | 21627 | 1 | 2 | 110 | Bedroom | TRUE | TRUE
216271 | 21627 | 1 | 3 | 72 | Dining Room | TRUE | FALSE
216271 | 21627 | 1 | 4 | 50 | Hall | TRUE | FALSE
216271 | 21627 | 1 | 5 | 80 | Kitchen | TRUE | FALSE
216271 | 21627 | 1 | 6 | 54 | Laundry Room | TRUE | FALSE
216271 | 21627 | 1 | 7 | 216 | Living Room | TRUE | TRUE
216271 | 21627 | 1 | 8 | 260 | Master Bedroom | TRUE | TRUE
216271 | 21627 | 1 | 9 | 54 | Bathroom | TRUE | FALSE
216272 | 21627 | 2 | 1 | 54 | Bathroom | TRUE | FALSE
216272 | 21627 | 2 | 2 | 54 | Bathroom | TRUE | FALSE
216272 | 21627 | 2 | 3 | 130 | Bedroom | TRUE | TRUE
216272 | 21627 | 2 | 4 | 64 | Dining Room | TRUE | FALSE
216272 | 21627 | 2 | 5 | 15 | Hall | TRUE | FALSE
216272 | 21627 | 2 | 6 | 80 | Kitchen | TRUE | FALSE
216272 | 21627 | 2 | 7 | 40 | Laundry Room | TRUE | FALSE
216272 | 21627 | 2 | 8 | 238 | Living Room | TRUE | TRUE
216272 | 21627 | 2 | 9 | 170 | Bedroom | TRUE | TRUE
216421 | 21642 | 1 | 1 | 40 | Bathroom | TRUE | FALSE
216421 | 21642 | 1 | 2 | 180 | Bedroom | TRUE | TRUE
216421 | 21642 | 1 | 3 | 50 | Hall | TRUE | FALSE
216421 | 21642 | 1 | 4 | 108 | Kitchen | TRUE | FALSE
216421 | 21642 | 1 | 5 | 156 | Living Room | TRUE | TRUE
216422 | 21642 | 2 | 1 | 40 | Bathroom | TRUE | FALSE
216422 | 21642 | 2 | 2 | 180 | Master Bedroom | TRUE | TRUE
216422 | 21642 | 2 | 3 | 50 | Hall | TRUE | FALSE
216422 | 21642 | 2 | 4 | 108 | Kitchen | TRUE | FALSE
216422 | 21642 | 2 | 5 | 156 | Living Room | TRUE | TRUE
216911 | 21691 | 1 | 1 | 41 | Bathroom | TRUE | FALSE
216911 | 21691 | 1 | 2 | 131 | Bedroom | TRUE | TRUE
216911 | 21691 | 1 | 3 | 95 | Bedroom | TRUE | TRUE
216911 | 21691 | 1 | 4 | 64 | Kitchen | TRUE | FALSE
216911 | 21691 | 1 | 5 | 235 | Living Room | TRUE | TRUE
216911 | 21691 | 1 | 6 | 18 | Other | TRUE | FALSE
216912 | 21691 | 2 | 1 | 80 | Bathroom | TRUE | FALSE
216912 | 21691 | 2 | 2 | 98 | Bedroom | TRUE | TRUE
216912 | 21691 | 2 | 3 | 90 | Kitchen | TRUE | FALSE
216912 | 21691 | 2 | 4 | 170 | Living Room | TRUE | TRUE
216913 | 21691 | 3 | 1 | 40 | Bathroom | TRUE | FALSE
216913 | 21691 | 3 | 2 | 136 | Bedroom | TRUE | TRUE
216913 | 21691 | 3 | 3 | 93 | Bedroom | TRUE | TRUE
216913 | 21691 | 3 | 4 | 53 | Hall | TRUE | FALSE
216913 | 21691 | 3 | 5 | 64 | Kitchen | TRUE | FALSE
216913 | 21691 | 3 | 6 | 230 | Living Room | TRUE | TRUE
217571 | 21757 | 1 | 1 | 40 | Bathroom | TRUE | TRUE
217571 | 21757 | 1 | 2 | 146 | Bedroom | TRUE | TRUE
217571 | 21757 | 1 | 3 | 56 | Hall | TRUE | FALSE
217571 | 21757 | 1 | 4 | 100 | Kitchen | TRUE | TRUE
217571 | 21757 | 1 | 5 | 256 | Living Room | TRUE | TRUE
217571 | 21757 | 1 | 6 | 137 | Master Bedroom | TRUE | TRUE
217572 | 21757 | 2 | 1 | 136 | Master Bedroom | TRUE | TRUE
217572 | 21757 | 2 | 2 | 146 | Bedroom | TRUE | TRUE
217572 | 21757 | 2 | 3 | 50 | Kitchen | TRUE | FALSE
217572 | 21757 | 2 | 4 | 100 | Kitchen | TRUE | TRUE
217572 | 21757 | 2 | 5 | 256 | Living Room | TRUE | TRUE
218391 | 21839 | 1 | 1 | 88 | Bathroom | TRUE | FALSE
218391 | 21839 | 1 | 2 | 64 | Bathroom | TRUE | FALSE
218391 | 21839 | 1 | 3 | 102 | Bedroom | TRUE | TRUE
218391 | 21839 | 1 | 4 | 185 | Bedroom | TRUE | TRUE
218391 | 21839 | 1 | 5 | 247 | Kitchen | TRUE | TRUE
218391 | 21839 | 1 | 6 | 214 | Living Room | TRUE | TRUE
218392 | 21839 | 2 | 1 | 88 | Bathroom | TRUE | FALSE
218392 | 21839 | 2 | 2 | 64 | Bathroom | TRUE | FALSE
218392 | 21839 | 2 | 3 | 102 | Bedroom | TRUE | TRUE
218392 | 21839 | 2 | 4 | 185 | Bedroom | TRUE | TRUE
218392 | 21839 | 2 | 5 | 214 | Kitchen | TRUE | TRUE
218392 | 21839 | 2 | 6 | 247 | Living Room | TRUE | TRUE
218441 | 21844 | 1 | 1 | 54 | Bathroom | TRUE | FALSE
218441 | 21844 | 1 | 2 | 94 | Bedroom | TRUE | TRUE
218441 | 21844 | 1 | 3 | 480 | Kitchen | TRUE | TRUE
218441 | 21844 | 1 | 4 | 140 | Master Bedroom | TRUE | TRUE
218442 | 21844 | 2 | 1 | 56 | Bathroom | TRUE | FALSE
218442 | 21844 | 2 | 2 | 90 | Bedroom | TRUE | TRUE
218442 | 21844 | 2 | 3 | 107 | Bedroom | TRUE | TRUE
218442 | 21844 | 2 | 4 | 480 | Living Room | TRUE | TRUE
218442 | 21844 | 2 | 5 | 148 | Master Bedroom | TRUE | TRUE
218443 | 21844 | 3 | 1 | 54 | Bathroom | TRUE | FALSE
218443 | 21844 | 3 | 2 | 94 | Bedroom | TRUE | TRUE
218443 | 21844 | 3 | 3 | 480 | Living Room | TRUE | TRUE
218443 | 21844 | 3 | 4 | 140 | Master Bedroom | TRUE | TRUE
219101 | 21910 | 1 | 1 | 40 | Bathroom | TRUE | FALSE
219101 | 21910 | 1 | 2 | 125 | Bedroom | TRUE | TRUE
219101 | 21910 | 1 | 3 | 16 | Hall | TRUE | FALSE
219101 | 21910 | 1 | 4 | 59 | Kitchen | TRUE | FALSE
219101 | 21910 | 1 | 5 | 168 | Living Room | TRUE | TRUE
219102 | 21910 | 2 | 1 | 40 | Bathroom | TRUE | FALSE
219102 | 21910 | 2 | 2 | 56 | Hall | TRUE | FALSE
219102 | 21910 | 2 | 3 | 56 | Kitchen | TRUE | FALSE
219102 | 21910 | 2 | 4 | 165 | Living Room | TRUE | TRUE
219102 | 21910 | 2 | 5 | 126 | Bedroom | TRUE | TRUE
219103 | 21910 | 3 | 1 | 40 | Bathroom | TRUE | FALSE
219103 | 21910 | 3 | 2 | 130 | Bedroom | TRUE | TRUE
219103 | 21910 | 3 | 3 | 73 | Hall | TRUE | FALSE
219103 | 21910 | 3 | 4 | 60 | Kitchen | TRUE | FALSE
219103 | 21910 | 3 | 5 | 173 | Living Room | TRUE | TRUE
219103 | 21910 | 3 | 6 | 20 | Other | TRUE | FALSE
219521 | 21952 | 1 | 1 | 99 | Bathroom | TRUE | FALSE
219521 | 21952 | 1 | 2 | 207 | Bedroom | TRUE | TRUE
219521 | 21952 | 1 | 3 | 140 | Bedroom | TRUE | TRUE
219521 | 21952 | 1 | 4 | 93 | Kitchen | TRUE | FALSE
219521 | 21952 | 1 | 5 | 298 | Living Room | TRUE | TRUE
219522 | 21952 | 2 | 1 | 99 | Bathroom | TRUE | FALSE
219522 | 21952 | 2 | 2 | 207 | Bedroom | TRUE | TRUE
219522 | 21952 | 2 | 3 | 140 | Bedroom | TRUE | TRUE
219522 | 21952 | 2 | 4 | 93 | Kitchen | TRUE | FALSE
219522 | 21952 | 2 | 5 | 298 | Living Room | TRUE | TRUE
219851 | 21985 | 1 | 1 | 55 | Bathroom | TRUE | FALSE
219851 | 21985 | 1 | 2 | 136 | Bedroom | TRUE | TRUE
219851 | 21985 | 1 | 3 | 106 | Bedroom | TRUE | TRUE
219851 | 21985 | 1 | 4 | 99 | Other | TRUE | TRUE
219851 | 21985 | 1 | 5 | 406 | Living Room | TRUE | TRUE
219852 | 21985 | 2 | 1 | 55 | Bathroom | TRUE | FALSE
219852 | 21985 | 2 | 2 | 136 | Bedroom | TRUE | TRUE
219852 | 21985 | 2 | 3 | 106 | Bedroom | TRUE | TRUE
219852 | 21985 | 2 | 4 | 406 | Living Room | TRUE | TRUE
219981 | 21998 | 1 | 1 | 66 | Bathroom | TRUE | FALSE
219981 | 21998 | 1 | 2 | 129 | Bedroom | TRUE | TRUE
219981 | 21998 | 1 | 3 | 182 | Kitchen | TRUE | FALSE
219981 | 21998 | 1 | 4 | 144 | Living Room | TRUE | TRUE
219982 | 21998 | 2 | 1 | 140 | Living Room | TRUE | TRUE
219982 | 21998 | 2 | 2 | 130 | Bedroom | TRUE | TRUE
219982 | 21998 | 2 | 3 | 186 | Kitchen | TRUE | FALSE
219982 | 21998 | 2 | 4 | 65 | Bathroom | TRUE | FALSE
219983 | 21998 | 3 | 1 | 65 | Bathroom | TRUE | FALSE
219983 | 21998 | 3 | 2 | 135 | Bedroom | TRUE | TRUE
219983 | 21998 | 3 | 3 | 135 | Bedroom | TRUE | TRUE
219983 | 21998 | 3 | 4 | 165 | Dining Room | TRUE | TRUE
219983 | 21998 | 3 | 5 | 100 | Kitchen | TRUE | TRUE
219983 | 21998 | 3 | 6 | 172 | Living Room | TRUE | TRUE
220581 | 22058 | 1 | 1 | 39 | Bathroom | TRUE | FALSE
220581 | 22058 | 1 | 2 | 120 | Master Bedroom | TRUE | TRUE
220581 | 22058 | 1 | 3 | 92 | Bedroom | TRUE | TRUE
220581 | 22058 | 1 | 4 | 96 | Kitchen | TRUE | TRUE
220581 | 22058 | 1 | 5 | 168 | Laundry Room | TRUE | TRUE
220582 | 22058 | 2 | 1 | 40 | Bathroom | TRUE | FALSE
220582 | 22058 | 2 | 2 | 110 | Bedroom | TRUE | TRUE
220582 | 22058 | 2 | 3 | 137 | Bedroom | TRUE | TRUE
220582 | 22058 | 2 | 4 | 99 | Bedroom | TRUE | TRUE
220582 | 22058 | 2 | 5 | 27 | Hall | TRUE | FALSE
220582 | 22058 | 2 | 6 | 314 | Living Room | TRUE | TRUE
220583 | 22058 | 3 | 1 | 35 | Bathroom | TRUE | FALSE
220583 | 22058 | 3 | 2 | 128 | Bedroom | TRUE | TRUE
220583 | 22058 | 3 | 3 | 70 | Kitchen | TRUE | FALSE
220583 | 22058 | 3 | 4 | 144 | Living Room | TRUE | TRUE
221061 | 22106 | 1 | 1 | 28 | Bathroom | TRUE | FALSE
221061 | 22106 | 1 | 2 | 45 | Bathroom | TRUE | FALSE
221061 | 22106 | 1 | 3 | 148 | Bedroom | TRUE | TRUE
221061 | 22106 | 1 | 4 | 170 | Bedroom | TRUE | TRUE
221061 | 22106 | 1 | 5 | 115 | Hall | TRUE | FALSE
221061 | 22106 | 1 | 6 | 174 | Kitchen | TRUE | TRUE
221061 | 22106 | 1 | 7 | 212 | Living Room | TRUE | TRUE
221062 | 22106 | 2 | 1 | 41 | Bathroom | TRUE | FALSE
221062 | 22106 | 2 | 2 | 158 | Bedroom | TRUE | TRUE
221062 | 22106 | 2 | 3 | 137 | Hall | TRUE | TRUE
221062 | 22106 | 2 | 4 | 186 | Kitchen | TRUE | TRUE
221062 | 22106 | 2 | 5 | 226 | Living Room | TRUE | TRUE
221063 | 22106 | 3 | 1 | 58 | Bathroom | TRUE | FALSE
221063 | 22106 | 3 | 2 | 175 | Master Bedroom | TRUE | TRUE
221063 | 22106 | 3 | 3 | 145 | Bedroom | TRUE | TRUE
221063 | 22106 | 3 | 4 | 133 | Bedroom | TRUE | TRUE
221063 | 22106 | 3 | 5 | 248 | Hall | TRUE | TRUE
221063 | 22106 | 3 | 6 | 175 | Kitchen | TRUE | TRUE
221063 | 22106 | 3 | 7 | 224 | Living Room | TRUE | TRUE
221063 | 22106 | 3 | 8 | 65 | Bathroom | TRUE | FALSE
222621 | 22262 | 1 | 1 | 64 | Bathroom | TRUE | FALSE
222621 | 22262 | 1 | 2 | 99 | Bathroom | TRUE | FALSE
222621 | 22262 | 1 | 3 | 160 | Bedroom | TRUE | TRUE
222621 | 22262 | 1 | 4 | 154 | Bedroom | TRUE | TRUE
222621 | 22262 | 1 | 5 | 447 | Living Room | TRUE | TRUE
222622 | 22262 | 2 | 1 | 64 | Bathroom | TRUE | FALSE
222622 | 22262 | 2 | 2 | 99 | Bathroom | TRUE | FALSE
222622 | 22262 | 2 | 3 | 160 | Bedroom | TRUE | TRUE
222622 | 22262 | 2 | 4 | 154 | Bedroom | TRUE | TRUE
222622 | 22262 | 2 | 5 | 447 | Living Room | TRUE | TRUE
222623 | 22262 | 3 | 1 | 64 | Bathroom | TRUE | FALSE
222623 | 22262 | 3 | 2 | 99 | Bathroom | TRUE | FALSE
222623 | 22262 | 3 | 3 | 160 | Bedroom | TRUE | TRUE
222623 | 22262 | 3 | 4 | 154 | Bedroom | TRUE | TRUE
222623 | 22262 | 3 | 5 | 447 | Living Room | TRUE | TRUE
223711 | 22371 | 1 | 1 | 66 | Bathroom | TRUE | FALSE
223711 | 22371 | 1 | 2 | 164 | Bedroom | TRUE | TRUE
223711 | 22371 | 1 | 3 | 154 | Bedroom | TRUE | TRUE
223711 | 22371 | 1 | 4 | 80 | Dining Room | TRUE | TRUE
223711 | 22371 | 1 | 5 | 45 | Hall | TRUE | FALSE
223711 | 22371 | 1 | 6 | 100 | Kitchen | TRUE | TRUE
223711 | 22371 | 1 | 7 | 36 | Laundry Room | TRUE | FALSE
223711 | 22371 | 1 | 8 | 260 | Living Room | TRUE | TRUE
223712 | 22371 | 2 | 1 | 66 | Bathroom | TRUE | FALSE
223712 | 22371 | 2 | 2 | 164 | Bedroom | TRUE | TRUE
223712 | 22371 | 2 | 3 | 154 | Bedroom | TRUE | TRUE
223712 | 22371 | 2 | 4 | 80 | Dining Room | TRUE | TRUE
223712 | 22371 | 2 | 5 | 45 | Hall | TRUE | FALSE
223712 | 22371 | 2 | 6 | 100 | Kitchen | TRUE | TRUE
223712 | 22371 | 2 | 7 | 36 | Laundry Room | TRUE | FALSE
223712 | 22371 | 2 | 8 | 260 | Living Room | TRUE | TRUE
224501 | 22450 | 1 | 1 | 45 | Bathroom | TRUE | FALSE
224501 | 22450 | 1 | 2 | 163 | Bedroom | TRUE | TRUE
224501 | 22450 | 1 | 3 | 176 | Bedroom | TRUE | TRUE
224501 | 22450 | 1 | 4 | 64 | Kitchen | TRUE | FALSE
224501 | 22450 | 1 | 5 | 475 | Living Room | TRUE | TRUE
224502 | 22450 | 2 | 1 | 55 | Bathroom | TRUE | TRUE
224502 | 22450 | 2 | 2 | 215 | Bedroom | TRUE | TRUE
224502 | 22450 | 2 | 3 | 64 | Kitchen | TRUE | FALSE
224502 | 22450 | 2 | 4 | 400 | Living Room | TRUE | TRUE
224503 | 22450 | 3 | 1 | 45 | Bathroom | TRUE | FALSE
224503 | 22450 | 3 | 2 | 176 | Bedroom | TRUE | TRUE
224503 | 22450 | 3 | 3 | 163 | Bedroom | TRUE | TRUE
224503 | 22450 | 3 | 4 | 64 | Kitchen | TRUE | FALSE
224503 | 22450 | 3 | 5 | 485 | Living Room | TRUE | TRUE
225361 | 22536 | 1 | 1 | 40 | Bathroom | TRUE | FALSE
225361 | 22536 | 1 | 2 | 40 | Bathroom | TRUE | FALSE
225361 | 22536 | 1 | 3 | 190 | Master Bedroom | TRUE | TRUE
225361 | 22536 | 1 | 4 | 144 | Bedroom | TRUE | TRUE
225361 | 22536 | 1 | 5 | 678 | Living Room | TRUE | TRUE
225361 | 22536 | 1 | 6 | 21 | Other | FALSE | FALSE
225362 | 22536 | 2 | 1 | 40 | Bathroom | TRUE | FALSE
225362 | 22536 | 2 | 2 | 150 | Bedroom | TRUE | TRUE
225362 | 22536 | 2 | 3 | 678 | Living Room | TRUE | TRUE
225362 | 22536 | 2 | 4 | 42 | Bathroom | TRUE | FALSE
225362 | 22536 | 2 | 5 | 190 | Master Bedroom | TRUE | TRUE
225362 | 22536 | 2 | 6 | 73 | Other | FALSE | FALSE
225363 | 22536 | 3 | 1 | 60 | Bathroom | TRUE | FALSE
225363 | 22536 | 3 | 2 | 160 | Bedroom | TRUE | TRUE
225363 | 22536 | 3 | 3 | 630 | Living Room | TRUE | TRUE
225363 | 22536 | 3 | 4 | 21 | Other | FALSE | FALSE
228701 | 22870 | 1 | 1 | 201 | Master Bedroom | TRUE | TRUE
228701 | 22870 | 1 | 2 | 532 | Living Room | TRUE | TRUE
228701 | 22870 | 1 | 3 | 44 | Bathroom | TRUE | FALSE
228701 | 22870 | 1 | 4 | 46 | Bathroom | TRUE | FALSE
228702 | 22870 | 2 | 1 | 415 | Living Room | TRUE | TRUE
228702 | 22870 | 2 | 2 | 47 | Bathroom | TRUE | FALSE
228702 | 22870 | 2 | 3 | 201 | Bedroom | TRUE | TRUE
228702 | 22870 | 2 | 4 | 46 | Bathroom | TRUE | FALSE
228702 | 22870 | 2 | 5 | 148 | Bedroom | TRUE | TRUE
228703 | 22870 | 3 | 1 | 148 | Bedroom | TRUE | TRUE
228703 | 22870 | 3 | 2 | 415 | Living Room | TRUE | TRUE
228703 | 22870 | 3 | 3 | 201 | Master Bedroom | TRUE | TRUE
228703 | 22870 | 3 | 4 | 47 | Bathroom | TRUE | FALSE
228703 | 22870 | 3 | 5 | 46 | Bathroom | TRUE | FALSE
229061 | 22906 | 1 | 1 | 85 | Bathroom | TRUE | FALSE
229061 | 22906 | 1 | 2 | 200 | Bedroom | TRUE | TRUE
229061 | 22906 | 1 | 3 | 335 | Living Room | TRUE | TRUE
229061 | 22906 | 1 | 4 | 250 | Garage | FALSE | FALSE
229062 | 22906 | 2 | 1 | 70 | Bathroom | TRUE | FALSE
229062 | 22906 | 2 | 2 | 45 | Bathroom | TRUE | FALSE
229062 | 22906 | 2 | 3 | 40 | Bathroom | TRUE | FALSE
229062 | 22906 | 2 | 4 | 195 | Bedroom | TRUE | TRUE
229062 | 22906 | 2 | 5 | 140 | Bedroom | TRUE | TRUE
229062 | 22906 | 2 | 6 | 625 | Living Room | TRUE | TRUE
231061 | 23106 | 1 | 1 | 74 | Closet | TRUE | FALSE
231061 | 23106 | 1 | 2 | 108 | Hall | TRUE | FALSE
231061 | 23106 | 1 | 3 | 331 | Kitchen | TRUE | FALSE
231061 | 23106 | 1 | 4 | 133 | Laundry Room | TRUE | FALSE
231061 | 23106 | 1 | 5 | 188 | Living Room | TRUE | TRUE
231061 | 23106 | 1 | 6 | 129 | Bathroom | TRUE | FALSE
231061 | 23106 | 1 | 7 | 129 | Master Bedroom | TRUE | TRUE
231061 | 23106 | 1 | 8 | 84 | Office | TRUE | FALSE
231062 | 23106 | 2 | 1 | 33 | Bathroom | TRUE | FALSE
231062 | 23106 | 2 | 2 | 74 | Closet | TRUE | FALSE
231062 | 23106 | 2 | 3 | 108 | Hall | TRUE | FALSE
231062 | 23106 | 2 | 4 | 331 | Kitchen | TRUE | FALSE
231062 | 23106 | 2 | 5 | 133 | Laundry Room | TRUE | FALSE
231062 | 23106 | 2 | 6 | 188 | Living Room | TRUE | TRUE
231062 | 23106 | 2 | 7 | 129 | Bathroom | TRUE | FALSE
231062 | 23106 | 2 | 8 | 129 | Bedroom | TRUE | TRUE
231062 | 23106 | 2 | 9 | 85 | Other | TRUE | FALSE
234251 | 23425 | 1 | 1 | 48 | Bathroom | TRUE | FALSE
234251 | 23425 | 1 | 2 | 145 | Bedroom | TRUE | TRUE
234251 | 23425 | 1 | 3 | 135 | Bedroom | TRUE | TRUE
234251 | 23425 | 1 | 4 | 135 | Kitchen | TRUE | TRUE
234251 | 23425 | 1 | 5 | 205 | Living Room | TRUE | TRUE
234252 | 23425 | 2 | 1 | 40 | Bathroom | TRUE | FALSE
234252 | 23425 | 2 | 2 | 170 | Bedroom | TRUE | TRUE
234252 | 23425 | 2 | 3 | 95 | Kitchen | TRUE | FALSE
234252 | 23425 | 2 | 4 | 190 | Living Room | TRUE | TRUE
234253 | 23425 | 3 | 1 | 40 | Bathroom | TRUE | FALSE
234253 | 23425 | 3 | 2 | 170 | Bedroom | TRUE | TRUE
234253 | 23425 | 3 | 3 | 95 | Kitchen | TRUE | FALSE
234253 | 23425 | 3 | 4 | 190 | Living Room | TRUE | TRUE
235311 | 23531 | 1 | 1 | 57 | Bathroom | TRUE | FALSE
235311 | 23531 | 1 | 2 | 104 | Bedroom | TRUE | TRUE
235311 | 23531 | 1 | 3 | 122 | Bedroom | TRUE | TRUE
235311 | 23531 | 1 | 4 | 386 | Living Room | TRUE | TRUE
235312 | 23531 | 2 | 1 | 57 | Bathroom | TRUE | FALSE
235312 | 23531 | 2 | 2 | 104 | Bedroom | TRUE | TRUE
235312 | 23531 | 2 | 3 | 122 | Bedroom | TRUE | TRUE
235312 | 23531 | 2 | 4 | 386 | Living Room | TRUE | TRUE
236231 | 23623 | 1 | 1 | 38 | Bathroom | TRUE | FALSE
236231 | 23623 | 1 | 2 | 130 | Bedroom | TRUE | TRUE
236231 | 23623 | 1 | 3 | 368 | Living Room | TRUE | TRUE
236232 | 23623 | 2 | 1 | 38 | Bathroom | TRUE | FALSE
236232 | 23623 | 2 | 2 | 130 | Bedroom | TRUE | TRUE
236232 | 23623 | 2 | 3 | 368 | Living Room | TRUE | TRUE
236233 | 23623 | 3 | 1 | 38 | Bathroom | TRUE | FALSE
236233 | 23623 | 3 | 2 | 130 | Bedroom | TRUE | TRUE
236233 | 23623 | 3 | 3 | 368 | Living Room | TRUE | TRUE
236811 | 23681 | 1 | 1 | 50 | Bathroom | TRUE | FALSE
236811 | 23681 | 1 | 2 | 242 | Bedroom | TRUE | TRUE
236811 | 23681 | 1 | 3 | 152 | Bedroom | TRUE | TRUE
236811 | 23681 | 1 | 4 | 564 | Living Room | TRUE | TRUE
236811 | 23681 | 1 | 5 | 77 | Bathroom | TRUE | FALSE
236812 | 23681 | 2 | 1 | 48 | Bathroom | TRUE | FALSE
236812 | 23681 | 2 | 2 | 270 | Bedroom | TRUE | TRUE
236812 | 23681 | 2 | 3 | 156 | Bedroom | TRUE | TRUE
236812 | 23681 | 2 | 4 | 567 | Living Room | TRUE | TRUE
236812 | 23681 | 2 | 5 | 60 | Bathroom | TRUE | FALSE
236813 | 23681 | 3 | 1 | 48 | Bathroom | TRUE | FALSE
236813 | 23681 | 3 | 2 | 270 | Bedroom | TRUE | TRUE
236813 | 23681 | 3 | 3 | 156 | Bedroom | TRUE | TRUE
236813 | 23681 | 3 | 4 | 567 | Living Room | TRUE | TRUE
236813 | 23681 | 3 | 5 | 60 | Bathroom | TRUE | FALSE
236851 | 23685 | 1 | 1 | 38 | Bathroom | TRUE | FALSE
236851 | 23685 | 1 | 2 | 125 | Bedroom | TRUE | TRUE
236851 | 23685 | 1 | 3 | 106 | Bedroom | TRUE | TRUE
236851 | 23685 | 1 | 4 | 468 | Kitchen | TRUE | TRUE
236852 | 23685 | 2 | 1 | 38 | Bathroom | TRUE | FALSE
236852 | 23685 | 2 | 2 | 125 | Bedroom | TRUE | TRUE
236852 | 23685 | 2 | 3 | 106 | Bedroom | TRUE | TRUE
236852 | 23685 | 2 | 4 | 468 | Kitchen | TRUE | TRUE
238001 | 23800 | 1 | 1 | 39 | Bathroom | TRUE | FALSE
238001 | 23800 | 1 | 2 | 144 | Bedroom | TRUE | TRUE
238001 | 23800 | 1 | 3 | 20 | Other | TRUE | FALSE
238001 | 23800 | 1 | 4 | 21 | Hall | TRUE | FALSE
238001 | 23800 | 1 | 5 | 142 | Kitchen | TRUE | FALSE
238001 | 23800 | 1 | 6 | 145 | Living Room | TRUE | TRUE
238002 | 23800 | 2 | 1 | 40 | Bathroom | TRUE | FALSE
238002 | 23800 | 2 | 2 | 154 | Bedroom | TRUE | TRUE
238002 | 23800 | 2 | 3 | 20 | Office | TRUE | FALSE
238002 | 23800 | 2 | 4 | 21 | Hall | TRUE | FALSE
238002 | 23800 | 2 | 5 | 152 | Kitchen | TRUE | FALSE
238002 | 23800 | 2 | 6 | 144 | Living Room | TRUE | TRUE
238003 | 23800 | 3 | 1 | 37 | Bathroom | TRUE | FALSE
238003 | 23800 | 3 | 2 | 118 | Bedroom | TRUE | TRUE
238003 | 23800 | 3 | 3 | 149 | Bedroom | TRUE | TRUE
238003 | 23800 | 3 | 4 | 19 | Hall | TRUE | FALSE
238003 | 23800 | 3 | 5 | 154 | Kitchen | TRUE | FALSE
238003 | 23800 | 3 | 6 | 184 | Living Room | TRUE | TRUE
238991 | 23899 | 1 | 1 | 53 | Bathroom | TRUE | FALSE
238991 | 23899 | 1 | 2 | 141 | Bedroom | TRUE | TRUE
238991 | 23899 | 1 | 3 | 257 | Living Room | TRUE | TRUE
238992 | 23899 | 2 | 1 | 53 | Bathroom | TRUE | FALSE
238992 | 23899 | 2 | 2 | 141 | Bedroom | TRUE | TRUE
238992 | 23899 | 2 | 3 | 257 | Living Room | TRUE | TRUE
238993 | 23899 | 3 | 1 | 53 | Bathroom | TRUE | FALSE
238993 | 23899 | 3 | 2 | 141 | Bedroom | TRUE | TRUE
238993 | 23899 | 3 | 3 | 257 | Living Room | TRUE | TRUE
239961 | 23996 | 1 | 1 | 55 | Bathroom | TRUE | FALSE
239961 | 23996 | 1 | 2 | 160 | Bedroom | TRUE | TRUE
239961 | 23996 | 1 | 3 | 143 | Bedroom | TRUE | TRUE
239961 | 23996 | 1 | 4 | 164 | Kitchen | TRUE | FALSE
239961 | 23996 | 1 | 5 | 348 | Living Room | TRUE | TRUE
239962 | 23996 | 2 | 1 | 39 | Bathroom | TRUE | FALSE
239962 | 23996 | 2 | 2 | 131 | Bedroom | TRUE | TRUE
239962 | 23996 | 2 | 3 | 128 | Kitchen | TRUE | FALSE
239962 | 23996 | 2 | 4 | 377 | Living Room | TRUE | TRUE
240091 | 24009 | 1 | 1 | 48 | Bathroom | TRUE | FALSE
240091 | 24009 | 1 | 2 | 36 | Closet | TRUE | FALSE
240091 | 24009 | 1 | 3 | 90 | Dining Room | TRUE | TRUE
240091 | 24009 | 1 | 4 | 72 | Kitchen | TRUE | FALSE
240091 | 24009 | 1 | 5 | 168 | Living Room | TRUE | TRUE
240091 | 24009 | 1 | 6 | 120 | Master Bedroom | TRUE | TRUE
240092 | 24009 | 2 | 1 | 48 | Bathroom | TRUE | FALSE
240092 | 24009 | 2 | 2 | 36 | Closet | TRUE | FALSE
240092 | 24009 | 2 | 3 | 90 | Dining Room | TRUE | TRUE
240092 | 24009 | 2 | 4 | 72 | Kitchen | TRUE | FALSE
240092 | 24009 | 2 | 5 | 168 | Living Room | TRUE | TRUE
240092 | 24009 | 2 | 6 | 120 | Master Bedroom | TRUE | TRUE
240093 | 24009 | 3 | 1 | 48 | Bathroom | TRUE | FALSE
240093 | 24009 | 3 | 2 | 36 | Closet | TRUE | FALSE
240093 | 24009 | 3 | 3 | 90 | Dining Room | TRUE | TRUE
240093 | 24009 | 3 | 4 | 72 | Kitchen | TRUE | FALSE
240093 | 24009 | 3 | 5 | 168 | Living Room | TRUE | TRUE
240093 | 24009 | 3 | 6 | 120 | Master Bedroom | TRUE | TRUE
241231 | 24123 | 1 | 1 | 39 | Bathroom | TRUE | FALSE
241231 | 24123 | 1 | 2 | 265 | Living Room | TRUE | TRUE
241231 | 24123 | 1 | 3 | 125 | Master Bedroom | TRUE | FALSE
241232 | 24123 | 2 | 1 | 38 | Bathroom | TRUE | FALSE
241232 | 24123 | 2 | 2 | 300 | Living Room | TRUE | TRUE
241232 | 24123 | 2 | 3 | 135 | Bedroom | TRUE | TRUE
241232 | 24123 | 2 | 4 | 42 | Bedroom | TRUE | FALSE
241391 | 24139 | 1 | 1 | 58 | Bathroom | TRUE | FALSE
241391 | 24139 | 1 | 2 | 154 | Bedroom | TRUE | TRUE
241391 | 24139 | 1 | 3 | 195 | Bedroom | TRUE | TRUE
241391 | 24139 | 1 | 4 | 141 | Kitchen | TRUE | FALSE
241391 | 24139 | 1 | 5 | 303 | Living Room | TRUE | TRUE
241392 | 24139 | 2 | 1 | 58 | Bathroom | TRUE | FALSE
241392 | 24139 | 2 | 2 | 154 | Bedroom | TRUE | TRUE
241392 | 24139 | 2 | 3 | 195 | Bedroom | TRUE | TRUE
241392 | 24139 | 2 | 4 | 141 | Kitchen | TRUE | FALSE
241392 | 24139 | 2 | 5 | 323 | Living Room | TRUE | TRUE
246371 | 24637 | 1 | 1 | 48 | Bathroom | TRUE | FALSE
246371 | 24637 | 1 | 2 | 140 | Bedroom | TRUE | TRUE
246371 | 24637 | 1 | 3 | 144 | Bedroom | TRUE | TRUE
246371 | 24637 | 1 | 4 | 110 | Dining Room | TRUE | TRUE
246371 | 24637 | 1 | 5 | 16 | Hall | TRUE | FALSE
246371 | 24637 | 1 | 6 | 80 | Kitchen | TRUE | FALSE
246371 | 24637 | 1 | 7 | 72 | Laundry Room | TRUE | FALSE
246371 | 24637 | 1 | 8 | 224 | Living Room | TRUE | TRUE
246372 | 24637 | 2 | 1 | 88 | Dining Room | TRUE | TRUE
246372 | 24637 | 2 | 2 | 12 | Hall | TRUE | FALSE
246372 | 24637 | 2 | 3 | 80 | Kitchen | TRUE | FALSE
246372 | 24637 | 2 | 4 | 45 | Laundry Room | TRUE | FALSE
246372 | 24637 | 2 | 5 | 230 | Living Room | TRUE | TRUE
246372 | 24637 | 2 | 6 | 63 | Bathroom | TRUE | FALSE
246372 | 24637 | 2 | 7 | 224 | Master Bedroom | TRUE | TRUE
246373 | 24637 | 3 | 1 | 121 | Bedroom | TRUE | TRUE
246373 | 24637 | 3 | 2 | 135 | Dining Room | TRUE | TRUE
246373 | 24637 | 3 | 3 | 36 | Closet | TRUE | FALSE
246373 | 24637 | 3 | 4 | 70 | Hall | TRUE | FALSE
246373 | 24637 | 3 | 5 | 72 | Kitchen | TRUE | FALSE
246373 | 24637 | 3 | 6 | 48 | Laundry Room | TRUE | FALSE
246373 | 24637 | 3 | 7 | 225 | Living Room | TRUE | TRUE
246373 | 24637 | 3 | 8 | 54 | Bathroom | TRUE | FALSE
246373 | 24637 | 3 | 9 | 54 | Bathroom | TRUE | FALSE
246373 | 24637 | 3 | 10 | 224 | Master Bedroom | TRUE | TRUE
246373 | 24637 | 3 | 11 | 48 | Laundry Room | TRUE | FALSE
248021 | 24802 | 1 | 1 | 55 | Bathroom | TRUE | FALSE
248021 | 24802 | 1 | 2 | 155 | Bedroom | TRUE | TRUE
248021 | 24802 | 1 | 3 | 115 | Bedroom | TRUE | TRUE
248021 | 24802 | 1 | 4 | 165 | Kitchen | TRUE | TRUE
248021 | 24802 | 1 | 5 | 325 | Living Room | TRUE | TRUE
248022 | 24802 | 2 | 1 | 55 | Bathroom | TRUE | FALSE
248022 | 24802 | 2 | 2 | 155 | Bedroom | TRUE | TRUE
248022 | 24802 | 2 | 3 | 115 | Bedroom | TRUE | TRUE
248022 | 24802 | 2 | 4 | 165 | Kitchen | TRUE | TRUE
248022 | 24802 | 2 | 5 | 325 | Living Room | TRUE | TRUE
248023 | 24802 | 3 | 1 | 40 | Bathroom | TRUE | FALSE
248023 | 24802 | 3 | 2 | 145 | Bedroom | TRUE | TRUE
248023 | 24802 | 3 | 3 | 170 | Kitchen | TRUE | TRUE
248023 | 24802 | 3 | 4 | 240 | Living Room | TRUE | TRUE
299401 | 29940 | 1 | 1 | 58 | Bathroom | TRUE | FALSE
299401 | 29940 | 1 | 2 | 110 | Dining Room | TRUE | TRUE
299401 | 29940 | 1 | 3 | 158 | Hall | TRUE | FALSE
299401 | 29940 | 1 | 4 | 152 | Kitchen | TRUE | TRUE
299401 | 29940 | 1 | 5 | 257 | Living Room | TRUE | TRUE
299401 | 29940 | 1 | 6 | 144 | Bathroom | TRUE | FALSE
299401 | 29940 | 1 | 7 | 202 | Master Bedroom | TRUE | TRUE
299401 | 29940 | 1 | 8 | 160 | Family Room | TRUE | TRUE
299402 | 29940 | 2 | 1 | 66 | Bathroom | TRUE | FALSE
299402 | 29940 | 2 | 2 | 160 | Bedroom | TRUE | TRUE
299402 | 29940 | 2 | 3 | 110 | Dining Room | TRUE | TRUE
299402 | 29940 | 2 | 4 | 158 | Hall | TRUE | FALSE
299402 | 29940 | 2 | 5 | 152 | Kitchen | TRUE | TRUE
299402 | 29940 | 2 | 6 | 257 | Laundry Room | TRUE | TRUE
299402 | 29940 | 2 | 7 | 144 | Bathroom | TRUE | FALSE
299402 | 29940 | 2 | 8 | 202 | Master Bedroom | TRUE | TRUE
600221 | 60022 | 1 | 1 | 53 | Bathroom | TRUE | FALSE
600221 | 60022 | 1 | 2 | 160 | Bedroom | TRUE | TRUE
600221 | 60022 | 1 | 3 | 22 | Closet | TRUE | FALSE
600221 | 60022 | 1 | 4 | 56 | Dining Room | TRUE | TRUE
600221 | 60022 | 1 | 5 | 18 | Hall | TRUE | FALSE
600221 | 60022 | 1 | 6 | 56 | Kitchen | TRUE | FALSE
600221 | 60022 | 1 | 7 | 165 | Living Room | TRUE | TRUE
600222 | 60022 | 2 | 1 | 53 | Bathroom | TRUE | FALSE
600222 | 60022 | 2 | 2 | 160 | Bedroom | TRUE | TRUE
600222 | 60022 | 2 | 3 | 22 | Closet | TRUE | FALSE
600222 | 60022 | 2 | 4 | 56 | Dining Room | TRUE | TRUE
600222 | 60022 | 2 | 5 | 18 | Hall | TRUE | FALSE
600222 | 60022 | 2 | 6 | 56 | Kitchen | TRUE | FALSE
600222 | 60022 | 2 | 7 | 165 | Living Room | TRUE | TRUE
600511 | 60051 | 1 | 1 | 47 | Bathroom | TRUE | FALSE
600511 | 60051 | 1 | 2 | 108 | Family Room | TRUE | TRUE
600511 | 60051 | 1 | 3 | 156 | Kitchen | TRUE | TRUE
600511 | 60051 | 1 | 4 | 330 | Living Room | TRUE | TRUE
600511 | 60051 | 1 | 5 | 42 | Bathroom | TRUE | FALSE
600511 | 60051 | 1 | 6 | 190 | Master Bedroom | TRUE | TRUE
600511 | 60051 | 1 | 7 | 90 | Office | TRUE | TRUE
600511 | 60051 | 1 | 8 | 100 | Hall | TRUE | FALSE
600512 | 60051 | 2 | 1 | 35 | Bathroom | TRUE | FALSE
600512 | 60051 | 2 | 2 | 21 | Bathroom | TRUE | FALSE
600512 | 60051 | 2 | 3 | 118 | Hall | TRUE | FALSE
600512 | 60051 | 2 | 4 | 21 | Laundry Room | TRUE | FALSE
600512 | 60051 | 2 | 5 | 132 | Master Bedroom | TRUE | TRUE
600512 | 60051 | 2 | 6 | 35 | Bathroom | TRUE | TRUE
600512 | 60051 | 2 | 7 | 204 | Office | TRUE | TRUE
600512 | 60051 | 2 | 8 | 291 | Living Room | TRUE | TRUE
600512 | 60051 | 2 | 9 | 112 | Kitchen | TRUE | TRUE
600513 | 60051 | 3 | 1 | 21 | Bathroom | TRUE | TRUE
600513 | 60051 | 3 | 2 | 21 | Bathroom | TRUE | FALSE
600513 | 60051 | 3 | 3 | 132 | Bedroom | TRUE | TRUE
600513 | 60051 | 3 | 4 | 115 | Kitchen | TRUE | TRUE
600513 | 60051 | 3 | 5 | 21 | Laundry Room | TRUE | FALSE
600513 | 60051 | 3 | 6 | 290 | Living Room | TRUE | TRUE
600513 | 60051 | 3 | 7 | 35 | Bathroom | TRUE | FALSE
600513 | 60051 | 3 | 8 | 204 | Master Bedroom | TRUE | TRUE
600513 | 60051 | 3 | 9 | 118 | Hall | TRUE | FALSE
600711 | 60071 | 1 | 1 | 81 | Bathroom | TRUE | FALSE
600711 | 60071 | 1 | 2 | 145 | Bedroom | TRUE | TRUE
600711 | 60071 | 1 | 3 | 48 | Hall | TRUE | FALSE
600711 | 60071 | 1 | 4 | 74 | Kitchen | TRUE | FALSE
600711 | 60071 | 1 | 5 | 22 | Laundry Room | TRUE | FALSE
600711 | 60071 | 1 | 6 | 200 | Living Room | TRUE | TRUE
600712 | 60071 | 2 | 1 | 74 | Bathroom | TRUE | FALSE
600712 | 60071 | 2 | 2 | 164 | Bedroom | TRUE | TRUE
600712 | 60071 | 2 | 3 | 52 | Hall | TRUE | FALSE
600712 | 60071 | 2 | 4 | 90 | Kitchen | TRUE | FALSE
600712 | 60071 | 2 | 5 | 198 | Living Room | TRUE | TRUE
600991 | 60099 | 1 | 1 | 84 | Bathroom | TRUE | FALSE
600991 | 60099 | 1 | 2 | 166 | Bedroom | TRUE | TRUE
600991 | 60099 | 1 | 3 | 20 | Closet | TRUE | FALSE
600991 | 60099 | 1 | 4 | 80 | Dining Room | TRUE | FALSE
600991 | 60099 | 1 | 5 | 64 | Kitchen | TRUE | TRUE
600991 | 60099 | 1 | 6 | 15 | Laundry Room | FALSE | FALSE
600991 | 60099 | 1 | 7 | 220 | Living Room | TRUE | TRUE
600992 | 60099 | 2 | 1 | 49 | Bathroom | TRUE | FALSE
600992 | 60099 | 2 | 2 | 166 | Bedroom | TRUE | TRUE
600992 | 60099 | 2 | 3 | 20 | Closet | TRUE | FALSE
600992 | 60099 | 2 | 4 | 90 | Dining Room | TRUE | FALSE
600992 | 60099 | 2 | 5 | 19 | Closet | TRUE | FALSE
600992 | 60099 | 2 | 6 | 60 | Kitchen | TRUE | TRUE
600992 | 60099 | 2 | 7 | 15 | Laundry Room | FALSE | FALSE
600992 | 60099 | 2 | 8 | 230 | Living Room | TRUE | TRUE
600993 | 60099 | 3 | 1 | 49 | Bathroom | TRUE | FALSE
600993 | 60099 | 3 | 2 | 166 | Bedroom | TRUE | TRUE
600993 | 60099 | 3 | 3 | 20 | Closet | TRUE | FALSE
600993 | 60099 | 3 | 4 | 80 | Dining Room | TRUE | FALSE
600993 | 60099 | 3 | 5 | 20 | Closet | TRUE | FALSE
600993 | 60099 | 3 | 6 | 60 | Kitchen | TRUE | TRUE
600993 | 60099 | 3 | 7 | 15 | Laundry Room | FALSE | FALSE
600993 | 60099 | 3 | 8 | 210 | Living Room | TRUE | TRUE
710011 | 71001 | 1 | 1 | 33 | Bathroom | TRUE | TRUE
710011 | 71001 | 1 | 2 | 126 | Bedroom | TRUE | TRUE
710011 | 71001 | 1 | 3 | 33 | Kitchen | TRUE | FALSE
710011 | 71001 | 1 | 4 | 147 | Living Room | TRUE | TRUE
710012 | 71001 | 2 | 1 | 33 | Bathroom | TRUE | TRUE
710012 | 71001 | 2 | 2 | 119 | Bedroom | TRUE | TRUE
710012 | 71001 | 2 | 3 | 33 | Kitchen | TRUE | FALSE
710012 | 71001 | 2 | 4 | 159 | Living Room | TRUE | TRUE
710021 | 71002 | 1 | 1 | 39 | Bathroom | TRUE | FALSE
710021 | 71002 | 1 | 2 | 149 | Bedroom | TRUE | TRUE
710021 | 71002 | 1 | 3 | 150 | Bedroom | TRUE | TRUE
710021 | 71002 | 1 | 4 | 164 | Hall | TRUE | FALSE
710021 | 71002 | 1 | 5 | 192 | Kitchen | TRUE | TRUE
710021 | 71002 | 1 | 6 | 256 | Living Room | TRUE | TRUE
710021 | 71002 | 1 | 7 | 72 | Bathroom | TRUE | FALSE
710021 | 71002 | 1 | 8 | 318 | Bedroom | TRUE | TRUE
710022 | 71002 | 2 | 1 | 57 | Bathroom | TRUE | FALSE
710022 | 71002 | 2 | 2 | 255 | Bedroom | TRUE | TRUE
710022 | 71002 | 2 | 3 | 100 | Bedroom | TRUE | TRUE
710022 | 71002 | 2 | 4 | 186 | Hall | TRUE | FALSE
710022 | 71002 | 2 | 5 | 210 | Kitchen | TRUE | TRUE
710022 | 71002 | 2 | 6 | 81 | Laundry Room | TRUE | FALSE
710022 | 71002 | 2 | 7 | 288 | Living Room | TRUE | TRUE
710022 | 71002 | 2 | 8 | 90 | Bathroom | TRUE | FALSE
710022 | 71002 | 2 | 9 | 316 | Bedroom | TRUE | TRUE
710031 | 71003 | 1 | 1 | 146 | Bedroom | TRUE | TRUE
710031 | 71003 | 1 | 2 | 146 | Master Bedroom | TRUE | TRUE
710031 | 71003 | 1 | 3 | 85 | Hall | TRUE | FALSE
710031 | 71003 | 1 | 4 | 235 | Living Room | TRUE | TRUE
710031 | 71003 | 1 | 5 | 52 | Bathroom | TRUE | FALSE
710031 | 71003 | 1 | 6 | 75 | Kitchen | TRUE | FALSE
710032 | 71003 | 2 | 1 | 146 | Bedroom | TRUE | TRUE
710032 | 71003 | 2 | 2 | 146 | Master Bedroom | TRUE | TRUE
710032 | 71003 | 2 | 3 | 85 | Hall | TRUE | FALSE
710032 | 71003 | 2 | 4 | 235 | Living Room | TRUE | TRUE
710032 | 71003 | 2 | 5 | 52 | Bathroom | TRUE | FALSE
710032 | 71003 | 2 | 6 | 75 | Kitchen | TRUE | FALSE
710041 | 71004 | 1 | 1 | 80 | Bathroom | TRUE | FALSE
710041 | 71004 | 1 | 2 | 184 | Bedroom | TRUE | TRUE
710041 | 71004 | 1 | 3 | 72 | Hall | TRUE | FALSE
710041 | 71004 | 1 | 4 | 99 | Kitchen | TRUE | TRUE
710041 | 71004 | 1 | 5 | 234 | Living Room | TRUE | TRUE
710042 | 71004 | 2 | 1 | 70 | Bathroom | TRUE | TRUE
710042 | 71004 | 2 | 2 | 176 | Bedroom | TRUE | TRUE
710042 | 71004 | 2 | 3 | 165 | Bedroom | TRUE | TRUE
710042 | 71004 | 2 | 4 | 124 | Hall | TRUE | FALSE
710042 | 71004 | 2 | 5 | 88 | Kitchen | TRUE | TRUE
710042 | 71004 | 2 | 6 | 244 | Living Room | TRUE | TRUE
710051 | 71005 | 1 | 1 | 58 | Bathroom | TRUE | FALSE
710051 | 71005 | 1 | 2 | 143 | Bedroom | TRUE | TRUE
710051 | 71005 | 1 | 3 | 98 | Hall | TRUE | FALSE
710051 | 71005 | 1 | 4 | 60 | Kitchen | TRUE | FALSE
710051 | 71005 | 1 | 5 | 298 | Living Room | TRUE | TRUE
710052 | 71005 | 2 | 1 | 58 | Bathroom | TRUE | FALSE
710052 | 71005 | 2 | 2 | 143 | Bedroom | TRUE | TRUE
710052 | 71005 | 2 | 3 | 98 | Hall | TRUE | FALSE
710052 | 71005 | 2 | 4 | 60 | Kitchen | TRUE | FALSE
710052 | 71005 | 2 | 5 | 298 | Living Room | TRUE | TRUE
710061 | 71006 | 1 | 1 | 35 | Bathroom | TRUE | FALSE
710061 | 71006 | 1 | 2 | 103 | Bedroom | TRUE | TRUE
710061 | 71006 | 1 | 3 | 297 | Living Room | TRUE | TRUE
710062 | 71006 | 2 | 1 | 38 | Bathroom | TRUE | FALSE
710062 | 71006 | 2 | 2 | 96 | Bedroom | TRUE | TRUE
710062 | 71006 | 2 | 3 | 130 | Bedroom | TRUE | TRUE
710062 | 71006 | 2 | 4 | 37 | Hall | TRUE | FALSE
710062 | 71006 | 2 | 5 | 54 | Kitchen | TRUE | FALSE
710062 | 71006 | 2 | 6 | 249 | Living Room | TRUE | TRUE
710071 | 71007 | 1 | 1 | 53 | Bathroom | TRUE | TRUE
710071 | 71007 | 1 | 2 | 146 | Bedroom | TRUE | TRUE
710071 | 71007 | 1 | 3 | 65 | Dining Room | TRUE | TRUE
710071 | 71007 | 1 | 4 | 64 | Hall | TRUE | FALSE
710071 | 71007 | 1 | 5 | 65 | Kitchen | TRUE | FALSE
710071 | 71007 | 1 | 6 | 229 | Living Room | TRUE | TRUE
710072 | 71007 | 2 | 1 | 48 | Bathroom | TRUE | TRUE
710072 | 71007 | 2 | 2 | 111 | Bedroom | TRUE | TRUE
710072 | 71007 | 2 | 3 | 85 | Dining Room | TRUE | TRUE
710072 | 71007 | 2 | 4 | 101 | Kitchen | TRUE | TRUE
710072 | 71007 | 2 | 5 | 222 | Living Room | TRUE | TRUE
710072 | 71007 | 2 | 6 | 42 | Bathroom | TRUE | TRUE
710072 | 71007 | 2 | 7 | 95 | Master Bedroom | TRUE | TRUE
710072 | 71007 | 2 | 8 | 111 | Hall | TRUE | FALSE
710081 | 71008 | 1 | 1 | 40 | Bathroom | TRUE | FALSE
710081 | 71008 | 1 | 2 | 52 | Hall | TRUE | FALSE
710081 | 71008 | 1 | 3 | 80 | Kitchen | TRUE | FALSE
710081 | 71008 | 1 | 4 | 20 | Laundry Room | TRUE | TRUE
710081 | 71008 | 1 | 5 | 233 | Living Room | TRUE | TRUE
710081 | 71008 | 1 | 6 | 175 | Master Bedroom | TRUE | TRUE
710082 | 71008 | 2 | 1 | 40 | Bathroom | TRUE | FALSE
710082 | 71008 | 2 | 2 | 175 | Bedroom | TRUE | TRUE
710082 | 71008 | 2 | 3 | 80 | Kitchen | TRUE | TRUE
710082 | 71008 | 2 | 4 | 20 | Laundry Room | TRUE | TRUE
710082 | 71008 | 2 | 5 | 233 | Living Room | TRUE | TRUE
710091 | 71009 | 1 | 1 | 29 | Bathroom | TRUE | TRUE
710091 | 71009 | 1 | 2 | 145 | Bedroom | TRUE | TRUE
710091 | 71009 | 1 | 3 | 161 | Kitchen | TRUE | TRUE
710091 | 71009 | 1 | 4 | 171 | Living Room | TRUE | TRUE
710092 | 71009 | 2 | 1 | 37 | Bathroom | TRUE | TRUE
710092 | 71009 | 2 | 2 | 151 | Bedroom | TRUE | TRUE
710092 | 71009 | 2 | 3 | 32 | Hall | TRUE | FALSE
710092 | 71009 | 2 | 4 | 117 | Kitchen | TRUE | TRUE
710092 | 71009 | 2 | 5 | 185 | Living Room | TRUE | TRUE
710101 | 71010 | 1 | 1 | 51 | Bathroom | TRUE | FALSE
710101 | 71010 | 1 | 2 | 60 | Bathroom | TRUE | FALSE
710101 | 71010 | 1 | 3 | 163 | Bedroom | TRUE | TRUE
710101 | 71010 | 1 | 4 | 109 | Bedroom | TRUE | TRUE
710101 | 71010 | 1 | 5 | 93 | Hall | TRUE | FALSE
710101 | 71010 | 1 | 6 | 78 | Kitchen | TRUE | TRUE
710101 | 71010 | 1 | 7 | 203 | Living Room | TRUE | TRUE
710102 | 71010 | 2 | 1 | 51 | Bathroom | TRUE | FALSE
710102 | 71010 | 2 | 2 | 44 | Bathroom | TRUE | FALSE
710102 | 71010 | 2 | 3 | 154 | Bedroom | TRUE | TRUE
710102 | 71010 | 2 | 4 | 109 | Bedroom | TRUE | TRUE
710102 | 71010 | 2 | 5 | 93 | Hall | TRUE | FALSE
710102 | 71010 | 2 | 6 | 69 | Kitchen | TRUE | TRUE
710102 | 71010 | 2 | 7 | 242 | Living Room | TRUE | TRUE
710111 | 71011 | 1 | 1 | 50 | Bathroom | TRUE | TRUE
710111 | 71011 | 1 | 2 | 105 | Bedroom | TRUE | TRUE
710111 | 71011 | 1 | 3 | 167 | Bedroom | TRUE | TRUE
710111 | 71011 | 1 | 4 | 32 | Closet | TRUE | FALSE
710111 | 71011 | 1 | 5 | 140 | Kitchen | TRUE | TRUE
710111 | 71011 | 1 | 6 | 181 | Living Room | TRUE | TRUE
710112 | 71011 | 2 | 1 | 102 | Dining Room | TRUE | TRUE
710112 | 71011 | 2 | 2 | 77 | Kitchen | TRUE | TRUE
710112 | 71011 | 2 | 3 | 186 | Living Room | TRUE | TRUE
710112 | 71011 | 2 | 4 | 47 | Bathroom | TRUE | TRUE
710121 | 71012 | 1 | 1 | 38 | Bathroom | TRUE | TRUE
710121 | 71012 | 1 | 2 | 144 | Bedroom | TRUE | TRUE
710121 | 71012 | 1 | 3 | 63 | Dining Room | TRUE | TRUE
710121 | 71012 | 1 | 4 | 72 | Hall | TRUE | FALSE
710121 | 71012 | 1 | 5 | 61 | Kitchen | TRUE | FALSE
710121 | 71012 | 1 | 6 | 168 | Living Room | TRUE | TRUE
710122 | 71012 | 2 | 1 | 38 | Bathroom | TRUE | FALSE
710122 | 71012 | 2 | 2 | 71 | Kitchen | TRUE | TRUE
710122 | 71012 | 2 | 3 | 214 | Living Room | TRUE | TRUE
710131 | 71013 | 1 | 1 | 60 | Bathroom | TRUE | TRUE
710131 | 71013 | 1 | 2 | 135 | Bedroom | TRUE | TRUE
710131 | 71013 | 1 | 3 | 60 | Dining Room | TRUE | TRUE
710131 | 71013 | 1 | 4 | 22 | Hall | TRUE | FALSE
710131 | 71013 | 1 | 5 | 69 | Kitchen | TRUE | TRUE
710131 | 71013 | 1 | 6 | 204 | Living Room | TRUE | TRUE
710132 | 71013 | 2 | 1 | 35 | Bathroom | TRUE | FALSE
710132 | 71013 | 2 | 2 | 49 | Dining Room | TRUE | TRUE
710132 | 71013 | 2 | 3 | 39 | Hall | TRUE | FALSE
710132 | 71013 | 2 | 4 | 56 | Kitchen | TRUE | FALSE
710132 | 71013 | 2 | 5 | 204 | Living Room | TRUE | TRUE
710132 | 71013 | 2 | 6 | 28 | Closet | TRUE | FALSE
710141 | 71014 | 1 | 1 | 48 | Bathroom | TRUE | FALSE
710141 | 71014 | 1 | 2 | 115 | Bedroom | TRUE | TRUE
710141 | 71014 | 1 | 3 | 204 | Bedroom | TRUE | TRUE
710141 | 71014 | 1 | 4 | 17 | Hall | TRUE | FALSE
710141 | 71014 | 1 | 5 | 95 | Kitchen | TRUE | FALSE
710141 | 71014 | 1 | 6 | 235 | Living Room | TRUE | TRUE
710142 | 71014 | 2 | 1 | 40 | Bathroom | TRUE | FALSE
710142 | 71014 | 2 | 2 | 185 | Bedroom | TRUE | TRUE
710142 | 71014 | 2 | 3 | 235 | Kitchen | TRUE | TRUE
720011 | 72001 | 1 | 1 | 56 | Bathroom | TRUE | FALSE
720011 | 72001 | 1 | 2 | 165 | Bedroom | TRUE | TRUE
720011 | 72001 | 1 | 3 | 78 | Hall | TRUE | FALSE
720011 | 72001 | 1 | 4 | 130 | Kitchen | TRUE | TRUE
720011 | 72001 | 1 | 5 | 275 | Living Room | TRUE | TRUE
720012 | 72001 | 2 | 1 | 50 | Bathroom | TRUE | FALSE
720012 | 72001 | 2 | 2 | 175 | Bedroom | TRUE | TRUE
720012 | 72001 | 2 | 3 | 94 | Hall | TRUE | FALSE
720012 | 72001 | 2 | 4 | 135 | Kitchen | TRUE | TRUE
720012 | 72001 | 2 | 5 | 250 | Living Room | TRUE | TRUE
720021 | 72002 | 1 | 1 | 60 | Bathroom | TRUE | FALSE
720021 | 72002 | 1 | 2 | 52 | Bathroom | TRUE | FALSE
720021 | 72002 | 1 | 3 | 135 | Bedroom | TRUE | TRUE
720021 | 72002 | 1 | 4 | 68 | Kitchen | TRUE | TRUE
720021 | 72002 | 1 | 5 | 310 | Living Room | TRUE | TRUE
720021 | 72002 | 1 | 6 | 232 | Bedroom | TRUE | TRUE
720022 | 72002 | 2 | 1 | 46 | Bathroom | TRUE | FALSE
720022 | 72002 | 2 | 2 | 46 | Bathroom | TRUE | FALSE
720022 | 72002 | 2 | 3 | 123 | Bedroom | TRUE | TRUE
720022 | 72002 | 2 | 4 | 100 | Hall | TRUE | FALSE
720022 | 72002 | 2 | 5 | 68 | Kitchen | TRUE | TRUE
720022 | 72002 | 2 | 6 | 301 | Living Room | TRUE | TRUE
720022 | 72002 | 2 | 7 | 277 | Bedroom | TRUE | TRUE
720031 | 72003 | 1 | 1 | 52 | Bathroom | TRUE | FALSE
720031 | 72003 | 1 | 2 | 162 | Bedroom | TRUE | TRUE
720031 | 72003 | 1 | 3 | 75 | Dining Room | TRUE | FALSE
720031 | 72003 | 1 | 4 | 75 | Hall | TRUE | FALSE
720031 | 72003 | 1 | 5 | 75 | Kitchen | TRUE | FALSE
720031 | 72003 | 1 | 6 | 215 | Living Room | TRUE | TRUE
720032 | 72003 | 2 | 1 | 54 | Bathroom | TRUE | FALSE
720032 | 72003 | 2 | 2 | 170 | Bedroom | TRUE | TRUE
720032 | 72003 | 2 | 3 | 73 | Dining Room | TRUE | TRUE
720032 | 72003 | 2 | 4 | 84 | Hall | TRUE | FALSE
720032 | 72003 | 2 | 5 | 62 | Kitchen | TRUE | FALSE
720032 | 72003 | 2 | 6 | 203 | Living Room | TRUE | TRUE
720041 | 72004 | 1 | 1 | 40 | Bathroom | TRUE | TRUE
720041 | 72004 | 1 | 2 | 148 | Master Bedroom | TRUE | TRUE
720041 | 72004 | 1 | 3 | 104 | Dining Room | TRUE | TRUE
720041 | 72004 | 1 | 4 | 50 | Hall | TRUE | FALSE
720041 | 72004 | 1 | 5 | 76 | Kitchen | TRUE | TRUE
720041 | 72004 | 1 | 6 | 230 | Living Room | TRUE | TRUE
720042 | 72004 | 2 | 1 | 40 | Bathroom | TRUE | TRUE
720042 | 72004 | 2 | 2 | 148 | Master Bedroom | TRUE | TRUE
720042 | 72004 | 2 | 3 | 104 | Dining Room | TRUE | TRUE
720042 | 72004 | 2 | 4 | 50 | Hall | TRUE | FALSE
720042 | 72004 | 2 | 5 | 76 | Kitchen | TRUE | TRUE
720042 | 72004 | 2 | 6 | 230 | Living Room | TRUE | TRUE
720051 | 72005 | 1 | 1 | 40 | Bathroom | TRUE | FALSE
720051 | 72005 | 1 | 2 | 45 | Bathroom | TRUE | FALSE
720051 | 72005 | 1 | 3 | 196 | Bedroom | TRUE | TRUE
720051 | 72005 | 1 | 4 | 110 | Bedroom | TRUE | TRUE
720051 | 72005 | 1 | 5 | 120 | Bedroom | TRUE | TRUE
720051 | 72005 | 1 | 6 | 88 | Dining Room | TRUE | FALSE
720051 | 72005 | 1 | 7 | 48 | Hall | TRUE | FALSE
720051 | 72005 | 1 | 8 | 88 | Kitchen | TRUE | TRUE
720051 | 72005 | 1 | 9 | 210 | Living Room | TRUE | TRUE
720052 | 72005 | 2 | 1 | 64 | Bathroom | TRUE | FALSE
720052 | 72005 | 2 | 2 | 40 | Bathroom | TRUE | FALSE
720052 | 72005 | 2 | 3 | 149 | Bedroom | TRUE | TRUE
720052 | 72005 | 2 | 4 | 156 | Bedroom | TRUE | TRUE
720052 | 72005 | 2 | 5 | 110 | Dining Room | TRUE | FALSE
720052 | 72005 | 2 | 6 | 80 | Kitchen | TRUE | TRUE
720052 | 72005 | 2 | 7 | 192 | Living Room | TRUE | TRUE
720061 | 72006 | 1 | 1 | 60 | Bathroom | TRUE | FALSE
720061 | 72006 | 1 | 2 | 150 | Bedroom | TRUE | TRUE
720061 | 72006 | 1 | 3 | 85 | Dining Room | TRUE | TRUE
720061 | 72006 | 1 | 4 | 70 | Hall | TRUE | FALSE
720061 | 72006 | 1 | 5 | 70 | Kitchen | TRUE | FALSE
720061 | 72006 | 1 | 6 | 210 | Living Room | TRUE | TRUE
720062 | 72006 | 2 | 1 | 60 | Bathroom | TRUE | FALSE
720062 | 72006 | 2 | 2 | 150 | Bedroom | TRUE | TRUE
720062 | 72006 | 2 | 3 | 85 | Dining Room | TRUE | TRUE
720062 | 72006 | 2 | 4 | 70 | Hall | TRUE | FALSE
720062 | 72006 | 2 | 5 | 70 | Kitchen | TRUE | FALSE
720062 | 72006 | 2 | 6 | 210 | Living Room | TRUE | TRUE
720071 | 72007 | 1 | 1 | 18 | Bathroom | TRUE | TRUE
720071 | 72007 | 1 | 2 | 38 | Bathroom | TRUE | TRUE
720071 | 72007 | 1 | 3 | 136 | Bedroom | TRUE | TRUE
720071 | 72007 | 1 | 4 | 40 | Hall | TRUE | FALSE
720071 | 72007 | 1 | 5 | 12 | Closet | TRUE | FALSE
720071 | 72007 | 1 | 6 | 118 | Kitchen | TRUE | TRUE
720071 | 72007 | 1 | 7 | 280 | Living Room | TRUE | TRUE
720071 | 72007 | 1 | 8 | 164 | Master Bedroom | TRUE | TRUE
720072 | 72007 | 2 | 1 | 18 | Bathroom | TRUE | TRUE
720072 | 72007 | 2 | 2 | 38 | Bathroom | TRUE | TRUE
720072 | 72007 | 2 | 3 | 136 | Bedroom | TRUE | TRUE
720072 | 72007 | 2 | 4 | 40 | Hall | TRUE | FALSE
720072 | 72007 | 2 | 5 | 12 | Closet | TRUE | FALSE
720072 | 72007 | 2 | 6 | 118 | Kitchen | TRUE | TRUE
720072 | 72007 | 2 | 7 | 280 | Living Room | TRUE | TRUE
720072 | 72007 | 2 | 8 | 164 | Master Bedroom | TRUE | TRUE
720081 | 72008 | 1 | 1 | 37 | Bathroom | TRUE | FALSE
720081 | 72008 | 1 | 2 | 146 | Bedroom | TRUE | TRUE
720081 | 72008 | 1 | 3 | 70 | Kitchen | TRUE | FALSE
720081 | 72008 | 1 | 4 | 173 | Living Room | TRUE | TRUE
720082 | 72008 | 2 | 1 | 37 | Bathroom | TRUE | FALSE
720082 | 72008 | 2 | 2 | 129 | Bedroom | TRUE | TRUE
720082 | 72008 | 2 | 3 | 19 | Closet | TRUE | FALSE
720082 | 72008 | 2 | 4 | 42 | Hall | TRUE | FALSE
720082 | 72008 | 2 | 5 | 73 | Kitchen | TRUE | FALSE
720082 | 72008 | 2 | 6 | 217 | Living Room | TRUE | TRUE
720082 | 72008 | 2 | 7 | 156 | Bedroom | TRUE | TRUE
720091 | 72009 | 1 | 1 | 33 | Bathroom | TRUE | FALSE
720091 | 72009 | 1 | 2 | 149 | Bedroom | TRUE | TRUE
720091 | 72009 | 1 | 3 | 96 | Kitchen | TRUE | TRUE
720091 | 72009 | 1 | 4 | 205 | Living Room | TRUE | TRUE
720092 | 72009 | 2 | 1 | 122 | Bathroom | TRUE | FALSE
720092 | 72009 | 2 | 2 | 39 | Bedroom | TRUE | TRUE
720092 | 72009 | 2 | 3 | 141 | Bedroom | TRUE | TRUE
720092 | 72009 | 2 | 4 | 135 | Kitchen | TRUE | TRUE
720092 | 72009 | 2 | 5 | 275 | Living Room | TRUE | TRUE
720101 | 72010 | 1 | 1 | 47 | Bathroom | TRUE | FALSE
720101 | 72010 | 1 | 2 | 125 | Bedroom | TRUE | TRUE
720101 | 72010 | 1 | 3 | 50 | Closet | TRUE | FALSE
720101 | 72010 | 1 | 4 | 132 | Hall | TRUE | FALSE
720101 | 72010 | 1 | 5 | 120 | Kitchen | TRUE | FALSE
720101 | 72010 | 1 | 6 | 228 | Living Room | TRUE | TRUE
720101 | 72010 | 1 | 7 | 219 | Bedroom | TRUE | TRUE
720102 | 72010 | 2 | 1 | 38 | Bathroom | TRUE | TRUE
720102 | 72010 | 2 | 2 | 53 | Hall | TRUE | FALSE
720102 | 72010 | 2 | 3 | 108 | Kitchen | TRUE | TRUE
720102 | 72010 | 2 | 4 | 208 | Living Room | TRUE | TRUE
720102 | 72010 | 2 | 5 | 193 | Bedroom | TRUE | TRUE
730011 | 73001 | 1 | 1 | 34 | Bathroom | TRUE | FALSE
730011 | 73001 | 1 | 2 | 48 | Bathroom | TRUE | FALSE
730011 | 73001 | 1 | 3 | 172 | Master Bedroom | TRUE | TRUE
730011 | 73001 | 1 | 4 | 140 | Bedroom | TRUE | TRUE
730011 | 73001 | 1 | 5 | 26 | Closet | TRUE | FALSE
730011 | 73001 | 1 | 6 | 82 | Dining Room | TRUE | TRUE
730011 | 73001 | 1 | 7 | 75 | Hall | TRUE | FALSE
730011 | 73001 | 1 | 8 | 65 | Kitchen | TRUE | FALSE
730011 | 73001 | 1 | 9 | 245 | Living Room | TRUE | TRUE
730012 | 73001 | 2 | 1 | 34 | Bathroom | TRUE | FALSE
730012 | 73001 | 2 | 2 | 48 | Bathroom | TRUE | FALSE
730012 | 73001 | 2 | 3 | 172 | Master Bedroom | TRUE | TRUE
730012 | 73001 | 2 | 4 | 140 | Bedroom | TRUE | TRUE
730012 | 73001 | 2 | 5 | 26 | Closet | TRUE | FALSE
730012 | 73001 | 2 | 6 | 82 | Dining Room | TRUE | TRUE
730012 | 73001 | 2 | 7 | 75 | Hall | TRUE | FALSE
730012 | 73001 | 2 | 8 | 65 | Kitchen | TRUE | FALSE
730012 | 73001 | 2 | 9 | 245 | Living Room | TRUE | TRUE
730021 | 73002 | 1 | 1 | 41 | Bathroom | TRUE | FALSE
730021 | 73002 | 1 | 2 | 104 | Bedroom | TRUE | TRUE
730021 | 73002 | 1 | 3 | 54 | Hall | TRUE | FALSE
730021 | 73002 | 1 | 4 | 77 | Kitchen | TRUE | TRUE
730021 | 73002 | 1 | 5 | 198 | Living Room | TRUE | TRUE
730021 | 73002 | 1 | 6 | 105 | Master Bedroom | TRUE | TRUE
730021 | 73002 | 1 | 7 | 21 | Other | TRUE | FALSE
730022 | 73002 | 2 | 1 | 40 | Bathroom | TRUE | FALSE
730022 | 73002 | 2 | 2 | 126 | Bedroom | TRUE | FALSE
730022 | 73002 | 2 | 3 | 42 | Dining Room | TRUE | TRUE
730022 | 73002 | 2 | 4 | 56 | Hall | TRUE | FALSE
730022 | 73002 | 2 | 5 | 66 | Kitchen | TRUE | FALSE
730022 | 73002 | 2 | 6 | 192 | Living Room | TRUE | TRUE
730022 | 73002 | 2 | 7 | 20 | Other | TRUE | FALSE
730031 | 73003 | 1 | 1 | 40 | Bathroom | TRUE | FALSE
730031 | 73003 | 1 | 2 | 40 | Bathroom | TRUE | FALSE
730031 | 73003 | 1 | 3 | 180 | Bedroom | TRUE | TRUE
730031 | 73003 | 1 | 4 | 132 | Master Bedroom | TRUE | TRUE
730031 | 73003 | 1 | 5 | 40 | Hall | TRUE | TRUE
730031 | 73003 | 1 | 6 | 155 | Kitchen | TRUE | TRUE
730031 | 73003 | 1 | 7 | 25 | Laundry Room | TRUE | FALSE
730031 | 73003 | 1 | 8 | 207 | Living Room | TRUE | TRUE
730032 | 73003 | 2 | 1 | 42 | Bathroom | TRUE | FALSE
730032 | 73003 | 2 | 2 | 140 | Bedroom | TRUE | TRUE
730032 | 73003 | 2 | 3 | 68 | Dining Room | TRUE | TRUE
730032 | 73003 | 2 | 4 | 30 | Hall | TRUE | FALSE
730032 | 73003 | 2 | 5 | 71 | Kitchen | TRUE | FALSE
730032 | 73003 | 2 | 6 | 137 | Living Room | TRUE | TRUE
730041 | 73004 | 1 | 1 | 45 | Bathroom | TRUE | TRUE
730041 | 73004 | 1 | 2 | 145 | Bedroom | TRUE | TRUE
730041 | 73004 | 1 | 3 | 49 | Dining Room | TRUE | TRUE
730041 | 73004 | 1 | 4 | 48 | Hall | TRUE | FALSE
730041 | 73004 | 1 | 5 | 60 | Kitchen | TRUE | FALSE
730041 | 73004 | 1 | 6 | 182 | Living Room | TRUE | TRUE
730042 | 73004 | 2 | 1 | 45 | Bathroom | TRUE | TRUE
730042 | 73004 | 2 | 2 | 145 | Bedroom | TRUE | TRUE
730042 | 73004 | 2 | 3 | 49 | Dining Room | TRUE | TRUE
730042 | 73004 | 2 | 4 | 48 | Hall | TRUE | FALSE
730042 | 73004 | 2 | 5 | 60 | Kitchen | TRUE | FALSE
730042 | 73004 | 2 | 6 | 182 | Living Room | TRUE | TRUE
730051 | 73005 | 1 | 1 | 40 | Bathroom | TRUE | FALSE
730051 | 73005 | 1 | 2 | 178 | Bedroom | TRUE | TRUE
730051 | 73005 | 1 | 3 | 70 | Hall | TRUE | FALSE
730051 | 73005 | 1 | 4 | 72 | Kitchen | TRUE | FALSE
730051 | 73005 | 1 | 5 | 172 | Living Room | TRUE | TRUE
730052 | 73005 | 2 | 1 | 40 | Bathroom | TRUE | FALSE
730052 | 73005 | 2 | 2 | 158 | Bedroom | TRUE | TRUE
730052 | 73005 | 2 | 3 | 140 | Bedroom | TRUE | TRUE
730052 | 73005 | 2 | 4 | 76 | Dining Room | TRUE | FALSE
730052 | 73005 | 2 | 5 | 113 | Hall | TRUE | FALSE
730052 | 73005 | 2 | 6 | 72 | Kitchen | TRUE | FALSE
730052 | 73005 | 2 | 7 | 131 | Living Room | TRUE | TRUE
730061 | 73006 | 1 | 1 | 63 | Bathroom | TRUE | TRUE
730061 | 73006 | 1 | 2 | 35 | Hall | TRUE | FALSE
730061 | 73006 | 1 | 3 | 121 | Kitchen | TRUE | TRUE
730061 | 73006 | 1 | 4 | 230 | Living Room | TRUE | TRUE
730061 | 73006 | 1 | 5 | 128 | Bedroom | TRUE | TRUE
730062 | 73006 | 2 | 1 | 53 | Bathroom | TRUE | FALSE
730062 | 73006 | 2 | 2 | 138 | Bedroom | TRUE | TRUE
730062 | 73006 | 2 | 3 | 117 | Dining Room | TRUE | TRUE
730062 | 73006 | 2 | 4 | 49 | Hall | TRUE | FALSE
730062 | 73006 | 2 | 5 | 88 | Kitchen | TRUE | TRUE
730062 | 73006 | 2 | 6 | 163 | Living Room | TRUE | FALSE
730062 | 73006 | 2 | 7 | 142 | Bedroom | TRUE | TRUE
730071 | 73007 | 1 | 1 | 46 | Bathroom | TRUE | FALSE
730071 | 73007 | 1 | 2 | 48 | Hall | TRUE | FALSE
730071 | 73007 | 1 | 3 | 49 | Kitchen | TRUE | FALSE
730071 | 73007 | 1 | 4 | 246 | Living Room | TRUE | TRUE
730071 | 73007 | 1 | 5 | 135 | Master Bedroom | TRUE | TRUE
730072 | 73007 | 2 | 1 | 40 | Bathroom | TRUE | FALSE
730072 | 73007 | 2 | 2 | 114 | Bedroom | TRUE | TRUE
730072 | 73007 | 2 | 3 | 40 | Hall | TRUE | FALSE
730072 | 73007 | 2 | 4 | 63 | Kitchen | TRUE | FALSE
730072 | 73007 | 2 | 5 | 282 | Living Room | TRUE | TRUE
730072 | 73007 | 2 | 6 | 108 | Master Bedroom | TRUE | TRUE
730081 | 73008 | 1 | 1 | 35 | Bathroom | TRUE | TRUE
730081 | 73008 | 1 | 2 | 106 | Bedroom | TRUE | TRUE
730081 | 73008 | 1 | 3 | 42 | Kitchen | TRUE | FALSE
730081 | 73008 | 1 | 4 | 203 | Living Room | TRUE | TRUE
730082 | 73008 | 2 | 1 | 35 | Bathroom | TRUE | TRUE
730082 | 73008 | 2 | 2 | 106 | Bedroom | TRUE | TRUE
730082 | 73008 | 2 | 3 | 42 | Kitchen | TRUE | FALSE
730082 | 73008 | 2 | 4 | 203 | Living Room | TRUE | TRUE
730091 | 73009 | 1 | 1 | 40 | Bathroom | TRUE | FALSE
730091 | 73009 | 1 | 2 | 163 | Bedroom | TRUE | TRUE
730091 | 73009 | 1 | 3 | 64 | Kitchen | TRUE | TRUE
730091 | 73009 | 1 | 4 | 324 | Living Room | TRUE | TRUE
730092 | 73009 | 2 | 1 | 48 | Bathroom | TRUE | FALSE
730092 | 73009 | 2 | 2 | 161 | Bedroom | TRUE | TRUE
730092 | 73009 | 2 | 3 | 165 | Office | TRUE | TRUE
730092 | 73009 | 2 | 4 | 154 | Dining Room | TRUE | TRUE
730092 | 73009 | 2 | 5 | 40 | Bathroom | TRUE | FALSE
730092 | 73009 | 2 | 6 | 228 | Hall | TRUE | FALSE
730092 | 73009 | 2 | 7 | 112 | Kitchen | TRUE | TRUE
730092 | 73009 | 2 | 8 | 280 | Living Room | TRUE | TRUE
730092 | 73009 | 2 | 9 | 202 | Master Bedroom | TRUE | FALSE
730101 | 73010 | 1 | 1 | 53 | Bathroom | TRUE | FALSE
730101 | 73010 | 1 | 2 | 64 | Bedroom | TRUE | FALSE
730101 | 73010 | 1 | 3 | 60 | Kitchen | TRUE | FALSE
730101 | 73010 | 1 | 4 | 251 | Living Room | TRUE | TRUE
730101 | 73010 | 1 | 5 | 72 | Other | TRUE | TRUE
730102 | 73010 | 2 | 1 | 42 | Bathroom | TRUE | FALSE
730102 | 73010 | 2 | 2 | 130 | Bedroom | TRUE | TRUE
730102 | 73010 | 2 | 3 | 40 | Hall | TRUE | FALSE
730102 | 73010 | 2 | 4 | 124 | Kitchen | TRUE | TRUE
730102 | 73010 | 2 | 5 | 240 | Living Room | TRUE | TRUE
740011 | 74001 | 1 | 1 | 65 | Bathroom | TRUE | FALSE
740011 | 74001 | 1 | 2 | 14 | Closet | TRUE | FALSE
740011 | 74001 | 1 | 3 | 24 | Closet | TRUE | FALSE
740011 | 74001 | 1 | 4 | 136 | Bedroom | TRUE | TRUE
740011 | 74001 | 1 | 5 | 173 | Master Bedroom | TRUE | TRUE
740011 | 74001 | 1 | 6 | 142 | Dining Room | TRUE | TRUE
740011 | 74001 | 1 | 7 | 208 | Hall | TRUE | FALSE
740011 | 74001 | 1 | 8 | 140 | Kitchen | TRUE | TRUE
740011 | 74001 | 1 | 9 | 25 | Laundry Room | TRUE | FALSE
740011 | 74001 | 1 | 10 | 270 | Living Room | TRUE | TRUE
740012 | 74001 | 2 | 1 | 46 | Bathroom | TRUE | FALSE
740012 | 74001 | 2 | 2 | 80 | Bedroom | TRUE | FALSE
740012 | 74001 | 2 | 3 | 123 | Kitchen | TRUE | TRUE
740012 | 74001 | 2 | 4 | 228 | Living Room | TRUE | TRUE
740012 | 74001 | 2 | 5 | 52 | Hall | TRUE | FALSE
740021 | 74002 | 1 | 1 | 48 | Bathroom | TRUE | FALSE
740021 | 74002 | 1 | 2 | 93 | Bathroom | TRUE | FALSE
740021 | 74002 | 1 | 3 | 159 | Bedroom | TRUE | TRUE
740021 | 74002 | 1 | 4 | 177 | Bedroom | TRUE | TRUE
740021 | 74002 | 1 | 5 | 117 | Dining Room | TRUE | TRUE
740021 | 74002 | 1 | 6 | 119 | Hall | TRUE | FALSE
740021 | 74002 | 1 | 7 | 119 | Kitchen | TRUE | FALSE
740021 | 74002 | 1 | 8 | 208 | Living Room | TRUE | TRUE
740021 | 74002 | 1 | 9 | 31 | Closet | TRUE | FALSE
740022 | 74002 | 2 | 1 | 46 | Bathroom | TRUE | FALSE
740022 | 74002 | 2 | 2 | 156 | Bedroom | TRUE | TRUE
740022 | 74002 | 2 | 3 | 99 | Dining Room | TRUE | TRUE
740022 | 74002 | 2 | 4 | 79 | Hall | TRUE | FALSE
740022 | 74002 | 2 | 5 | 88 | Kitchen | TRUE | FALSE
740022 | 74002 | 2 | 6 | 142 | Living Room | TRUE | TRUE
740031 | 74003 | 1 | 1 | 56 | Bathroom | TRUE | FALSE
740031 | 74003 | 1 | 2 | 80 | Bathroom | TRUE | FALSE
740031 | 74003 | 1 | 3 | 151 | Office | TRUE | TRUE
740031 | 74003 | 1 | 4 | 174 | Bedroom | TRUE | TRUE
740031 | 74003 | 1 | 5 | 176 | Hall | TRUE | FALSE
740031 | 74003 | 1 | 6 | 100 | Kitchen | TRUE | FALSE
740031 | 74003 | 1 | 7 | 33 | Laundry Room | TRUE | FALSE
740031 | 74003 | 1 | 8 | 365 | Living Room | TRUE | TRUE
740032 | 74003 | 2 | 1 | 82 | Bathroom | TRUE | FALSE
740032 | 74003 | 2 | 2 | 38 | Bathroom | TRUE | FALSE
740032 | 74003 | 2 | 3 | 142 | Bedroom | TRUE | TRUE
740032 | 74003 | 2 | 4 | 167 | Bedroom | TRUE | TRUE
740032 | 74003 | 2 | 5 | 79 | Hall | TRUE | FALSE
740032 | 74003 | 2 | 6 | 176 | Kitchen | TRUE | TRUE
740032 | 74003 | 2 | 7 | 228 | Living Room | TRUE | TRUE
740041 | 74004 | 1 | 1 | 40 | Bathroom | TRUE | FALSE
740041 | 74004 | 1 | 2 | 115 | Bedroom | TRUE | TRUE
740041 | 74004 | 1 | 3 | 16 | Closet | TRUE | FALSE
740041 | 74004 | 1 | 4 | 105 | Hall | TRUE | FALSE
740041 | 74004 | 1 | 5 | 72 | Kitchen | TRUE | TRUE
740041 | 74004 | 1 | 6 | 228 | Living Room | TRUE | TRUE
740042 | 74004 | 2 | 1 | 40 | Bathroom | TRUE | FALSE
740042 | 74004 | 2 | 2 | 142 | Bedroom | TRUE | TRUE
740042 | 74004 | 2 | 3 | 72 | Hall | TRUE | FALSE
740042 | 74004 | 2 | 4 | 73 | Kitchen | TRUE | FALSE
740042 | 74004 | 2 | 5 | 381 | Living Room | TRUE | TRUE
740051 | 74005 | 1 | 1 | 62 | Bathroom | TRUE | FALSE
740051 | 74005 | 1 | 2 | 62 | Bathroom | TRUE | FALSE
740051 | 74005 | 1 | 3 | 276 | Bedroom | TRUE | TRUE
740051 | 74005 | 1 | 4 | 92 | Dining Room | TRUE | FALSE
740051 | 74005 | 1 | 5 | 113 | Kitchen | TRUE | FALSE
740051 | 74005 | 1 | 6 | 397 | Living Room | TRUE | TRUE
740052 | 74005 | 2 | 1 | 90 | Bathroom | TRUE | FALSE
740052 | 74005 | 2 | 2 | 130 | Master Bedroom | TRUE | TRUE
740052 | 74005 | 2 | 3 | 89 | Bedroom | TRUE | TRUE
740052 | 74005 | 2 | 4 | 65 | Hall | TRUE | TRUE
740052 | 74005 | 2 | 5 | 130 | Dining Room | TRUE | TRUE
740052 | 74005 | 2 | 6 | 265 | Living Room | TRUE | TRUE
740061 | 74006 | 1 | 1 | 40 | Bathroom | TRUE | FALSE
740061 | 74006 | 1 | 2 | 20 | Hall | TRUE | FALSE
740061 | 74006 | 1 | 3 | 64 | Kitchen | TRUE | FALSE
740061 | 74006 | 1 | 4 | 224 | Living Room | TRUE | TRUE
740061 | 74006 | 1 | 5 | 102 | Master Bedroom | TRUE | TRUE
740062 | 74006 | 2 | 1 | 40 | Bathroom | TRUE | FALSE
740062 | 74006 | 2 | 2 | 88 | Bedroom | TRUE | TRUE
740062 | 74006 | 2 | 3 | 20 | Hall | TRUE | FALSE
740062 | 74006 | 2 | 4 | 64 | Kitchen | TRUE | FALSE
740062 | 74006 | 2 | 5 | 224 | Living Room | TRUE | TRUE
740062 | 74006 | 2 | 6 | 64 | Master Bedroom | TRUE | TRUE
740071 | 74007 | 1 | 1 | 40 | Bathroom | TRUE | TRUE
740071 | 74007 | 1 | 2 | 120 | Dining Room | TRUE | TRUE
740071 | 74007 | 1 | 3 | 120 | Dining Room | TRUE | TRUE
740071 | 74007 | 1 | 4 | 251 | Hall | TRUE | FALSE
740071 | 74007 | 1 | 5 | 120 | Kitchen | TRUE | FALSE
740071 | 74007 | 1 | 6 | 87 | Laundry Room | TRUE | FALSE
740071 | 74007 | 1 | 7 | 302 | Living Room | TRUE | TRUE
740071 | 74007 | 1 | 8 | 40 | Bathroom | TRUE | FALSE
740071 | 74007 | 1 | 9 | 192 | Master Bedroom | TRUE | TRUE
740071 | 74007 | 1 | 10 | 120 | Office | TRUE | TRUE
740072 | 74007 | 2 | 1 | 40 | Bathroom | TRUE | FALSE
740072 | 74007 | 2 | 2 | 87 | Closet | TRUE | FALSE
740072 | 74007 | 2 | 3 | 251 | Hall | TRUE | FALSE
740072 | 74007 | 2 | 4 | 120 | Dining Room | TRUE | TRUE
740072 | 74007 | 2 | 5 | 120 | Kitchen | TRUE | FALSE
740072 | 74007 | 2 | 6 | 292 | Living Room | TRUE | TRUE
740072 | 74007 | 2 | 7 | 40 | Bathroom | TRUE | FALSE
740072 | 74007 | 2 | 8 | 192 | Master Bedroom | TRUE | TRUE
740072 | 74007 | 2 | 9 | 120 | Office | TRUE | TRUE
740081 | 74008 | 1 | 1 | 35 | Bathroom | TRUE | FALSE
740081 | 74008 | 1 | 2 | 40 | Bathroom | TRUE | FALSE
740081 | 74008 | 1 | 3 | 121 | Bedroom | TRUE | TRUE
740081 | 74008 | 1 | 4 | 14 | Closet | TRUE | FALSE
740081 | 74008 | 1 | 5 | 78 | Hall | TRUE | FALSE
740081 | 74008 | 1 | 6 | 64 | Kitchen | TRUE | FALSE
740081 | 74008 | 1 | 7 | 243 | Living Room | TRUE | TRUE
740081 | 74008 | 1 | 8 | 143 | Office | TRUE | TRUE
740082 | 74008 | 2 | 1 | 35 | Bathroom | TRUE | FALSE
740082 | 74008 | 2 | 2 | 40 | Bathroom | TRUE | FALSE
740082 | 74008 | 2 | 3 | 143 | Bedroom | TRUE | TRUE
740082 | 74008 | 2 | 4 | 14 | Closet | TRUE | FALSE
740082 | 74008 | 2 | 5 | 78 | Hall | TRUE | FALSE
740082 | 74008 | 2 | 6 | 64 | Kitchen | TRUE | FALSE
740082 | 74008 | 2 | 7 | 273 | Living Room | TRUE | TRUE
740082 | 74008 | 2 | 8 | 121 | Office | TRUE | TRUE
740091 | 74009 | 1 | 1 | 45 | Bathroom | TRUE | FALSE
740091 | 74009 | 1 | 2 | 45 | Bathroom | TRUE | FALSE
740091 | 74009 | 1 | 3 | 117 | Bedroom | TRUE | TRUE
740091 | 74009 | 1 | 4 | 33 | Closet | TRUE | FALSE
740091 | 74009 | 1 | 5 | 81 | Dining Room | TRUE | TRUE
740091 | 74009 | 1 | 6 | 153 | Hall | TRUE | FALSE
740091 | 74009 | 1 | 7 | 72 | Kitchen | TRUE | FALSE
740091 | 74009 | 1 | 8 | 40 | Laundry Room | TRUE | FALSE
740091 | 74009 | 1 | 9 | 213 | Living Room | TRUE | TRUE
740091 | 74009 | 1 | 10 | 131 | Master Bedroom | TRUE | TRUE
740092 | 74009 | 2 | 1 | 45 | Bathroom | TRUE | FALSE
740092 | 74009 | 2 | 2 | 45 | Bathroom | TRUE | FALSE
740092 | 74009 | 2 | 3 | 131 | Bedroom | TRUE | TRUE
740092 | 74009 | 2 | 4 | 33 | Closet | TRUE | FALSE
740092 | 74009 | 2 | 5 | 81 | Dining Room | TRUE | TRUE
740092 | 74009 | 2 | 6 | 94 | Hall | TRUE | FALSE
740092 | 74009 | 2 | 7 | 77 | Kitchen | TRUE | FALSE
740092 | 74009 | 2 | 8 | 40 | Laundry Room | TRUE | FALSE
740092 | 74009 | 2 | 9 | 208 | Living Room | TRUE | TRUE
740092 | 74009 | 2 | 10 | 138 | Master Bedroom | TRUE | TRUE
740101 | 74010 | 1 | 1 | 54 | Bathroom | TRUE | FALSE
740101 | 74010 | 1 | 2 | 145 | Bedroom | TRUE | TRUE
740101 | 74010 | 1 | 3 | 68 | Hall | TRUE | FALSE
740101 | 74010 | 1 | 4 | 64 | Kitchen | TRUE | FALSE
740101 | 74010 | 1 | 5 | 260 | Living Room | TRUE | TRUE
740102 | 74010 | 2 | 1 | 60 | Bathroom | TRUE | FALSE
740102 | 74010 | 2 | 2 | 143 | Bedroom | TRUE | TRUE
740102 | 74010 | 2 | 3 | 58 | Hall | TRUE | FALSE
740102 | 74010 | 2 | 4 | 64 | Kitchen | TRUE | FALSE
740102 | 74010 | 2 | 5 | 260 | Living Room | TRUE | TRUE
740111 | 74011 | 1 | 1 | 34 | Bathroom | TRUE | FALSE
740111 | 74011 | 1 | 2 | 146 | Bedroom | TRUE | TRUE
740111 | 74011 | 1 | 3 | 69 | Hall | TRUE | FALSE
740111 | 74011 | 1 | 4 | 78 | Kitchen | TRUE | FALSE
740111 | 74011 | 1 | 5 | 162 | Living Room | TRUE | TRUE
740112 | 74011 | 2 | 1 | 34 | Bathroom | TRUE | FALSE
740112 | 74011 | 2 | 2 | 146 | Bedroom | TRUE | TRUE
740112 | 74011 | 2 | 3 | 69 | Hall | TRUE | FALSE
740112 | 74011 | 2 | 4 | 78 | Kitchen | TRUE | FALSE
740112 | 74011 | 2 | 5 | 162 | Living Room | TRUE | TRUE
740121 | 74012 | 1 | 1 | 50 | Bathroom | TRUE | FALSE
740121 | 74012 | 1 | 2 | 186 | Bedroom | TRUE | TRUE
740121 | 74012 | 1 | 3 | 147 | Other | TRUE | FALSE
740121 | 74012 | 1 | 4 | 158 | Hall | TRUE | FALSE
740121 | 74012 | 1 | 5 | 77 | Kitchen | TRUE | FALSE
740121 | 74012 | 1 | 6 | 354 | Living Room | TRUE | TRUE
740122 | 74012 | 2 | 1 | 50 | Bathroom | TRUE | FALSE
740122 | 74012 | 2 | 2 | 186 | Bedroom | TRUE | TRUE
740122 | 74012 | 2 | 3 | 147 | Other | TRUE | FALSE
740122 | 74012 | 2 | 4 | 158 | Hall | TRUE | FALSE
740122 | 74012 | 2 | 5 | 77 | Kitchen | TRUE | FALSE
740122 | 74012 | 2 | 6 | 354 | Living Room | TRUE | TRUE
740131 | 74013 | 1 | 1 | 50 | Bathroom | TRUE | FALSE
740131 | 74013 | 1 | 2 | 165 | Bedroom | TRUE | TRUE
740131 | 74013 | 1 | 3 | 65 | Hall | TRUE | FALSE
740131 | 74013 | 1 | 4 | 104 | Kitchen | TRUE | FALSE
740131 | 74013 | 1 | 5 | 288 | Living Room | TRUE | TRUE
740132 | 74013 | 2 | 1 | 58 | Bathroom | TRUE | FALSE
740132 | 74013 | 2 | 2 | 99 | Bathroom | TRUE | FALSE
740132 | 74013 | 2 | 3 | 130 | Bedroom | TRUE | TRUE
740132 | 74013 | 2 | 4 | 450 | Bedroom | TRUE | TRUE
740132 | 74013 | 2 | 5 | 90 | Closet | TRUE | FALSE
740132 | 74013 | 2 | 6 | 156 | Hall | TRUE | FALSE
740132 | 74013 | 2 | 7 | 152 | Kitchen | TRUE | FALSE
740132 | 74013 | 2 | 8 | 90 | Laundry Room | TRUE | FALSE
740132 | 74013 | 2 | 9 | 320 | Living Room | TRUE | TRUE
740141 | 74014 | 1 | 1 | 58 | Kitchen | TRUE | FALSE
740141 | 74014 | 1 | 2 | 38 | Bathroom | TRUE | FALSE
740141 | 74014 | 1 | 3 | 152 | Bedroom | TRUE | TRUE
740141 | 74014 | 1 | 4 | 60 | Dining Room | TRUE | FALSE
740141 | 74014 | 1 | 5 | 77 | Hall | TRUE | FALSE
740141 | 74014 | 1 | 6 | 234 | Living Room | TRUE | TRUE
740142 | 74014 | 2 | 1 | 38 | Bathroom | TRUE | FALSE
740142 | 74014 | 2 | 2 | 148 | Bedroom | TRUE | TRUE
740142 | 74014 | 2 | 3 | 62 | Dining Room | TRUE | TRUE
740142 | 74014 | 2 | 4 | 77 | Hall | TRUE | FALSE
740142 | 74014 | 2 | 5 | 58 | Kitchen | TRUE | FALSE
740142 | 74014 | 2 | 6 | 238 | Living Room | TRUE | TRUE
740151 | 74015 | 1 | 1 | 45 | Bathroom | TRUE | FALSE
740151 | 74015 | 1 | 2 | 133 | Bedroom | TRUE | TRUE
740151 | 74015 | 1 | 3 | 54 | Closet | TRUE | FALSE
740151 | 74015 | 1 | 4 | 120 | Hall | TRUE | FALSE
740151 | 74015 | 1 | 5 | 62 | Kitchen | TRUE | FALSE
740151 | 74015 | 1 | 6 | 283 | Living Room | TRUE | TRUE
740151 | 74015 | 1 | 7 | 173 | Bedroom | TRUE | TRUE
740152 | 74015 | 2 | 1 | 45 | Bathroom | TRUE | FALSE
740152 | 74015 | 2 | 2 | 133 | Bedroom | TRUE | TRUE
740152 | 74015 | 2 | 3 | 54 | Closet | TRUE | FALSE
740152 | 74015 | 2 | 4 | 66 | Hall | TRUE | FALSE
740152 | 74015 | 2 | 5 | 62 | Kitchen | TRUE | FALSE
740152 | 74015 | 2 | 6 | 183 | Living Room | TRUE | TRUE
740152 | 74015 | 2 | 7 | 173 | Bedroom | TRUE | TRUE
750011 | 75001 | 1 | 1 | 40 | Bathroom | TRUE | FALSE
750011 | 75001 | 1 | 2 | 140 | Bedroom | TRUE | TRUE
750011 | 75001 | 1 | 3 | 54 | Hall | TRUE | FALSE
750011 | 75001 | 1 | 4 | 60 | Kitchen | TRUE | FALSE
750011 | 75001 | 1 | 5 | 210 | Living Room | TRUE | TRUE
750012 | 75001 | 2 | 1 | 40 | Bathroom | TRUE | FALSE
750012 | 75001 | 2 | 2 | 150 | Bedroom | TRUE | TRUE
750012 | 75001 | 2 | 3 | 64 | Hall | TRUE | FALSE
750012 | 75001 | 2 | 4 | 60 | Kitchen | TRUE | FALSE
750012 | 75001 | 2 | 5 | 236 | Living Room | TRUE | TRUE
750013 | 75001 | 3 | 1 | 40 | Bathroom | TRUE | FALSE
750013 | 75001 | 3 | 2 | 140 | Bedroom | TRUE | TRUE
750013 | 75001 | 3 | 3 | 54 | Hall | TRUE | FALSE
750013 | 75001 | 3 | 4 | 60 | Kitchen | TRUE | FALSE
750013 | 75001 | 3 | 5 | 140 | Living Room | TRUE | TRUE
750021 | 75002 | 1 | 1 | 42 | Bathroom | TRUE | FALSE
750021 | 75002 | 1 | 2 | 129 | Bedroom | TRUE | TRUE
750021 | 75002 | 1 | 3 | 122 | Dining Room | TRUE | TRUE
750021 | 75002 | 1 | 4 | 80 | Kitchen | TRUE | FALSE
750021 | 75002 | 1 | 5 | 382 | Living Room | TRUE | TRUE
750021 | 75002 | 1 | 6 | 38 | Bathroom | TRUE | FALSE
750021 | 75002 | 1 | 7 | 169 | Master Bedroom | TRUE | TRUE
750022 | 75002 | 2 | 1 | 55 | Bathroom | TRUE | FALSE
750022 | 75002 | 2 | 2 | 130 | Bedroom | TRUE | TRUE
750022 | 75002 | 2 | 3 | 155 | Bedroom | TRUE | TRUE
750022 | 75002 | 2 | 4 | 318 | Hall | TRUE | FALSE
750022 | 75002 | 2 | 5 | 80 | Kitchen | TRUE | FALSE
750022 | 75002 | 2 | 6 | 39 | Laundry Room | TRUE | TRUE
750022 | 75002 | 2 | 7 | 323 | Living Room | TRUE | TRUE
750022 | 75002 | 2 | 8 | 40 | Bathroom | TRUE | FALSE
750022 | 75002 | 2 | 9 | 215 | Bedroom | TRUE | TRUE
750031 | 75003 | 1 | 1 | 40 | Bathroom | TRUE | FALSE
750031 | 75003 | 1 | 2 | 170 | Bedroom | TRUE | TRUE
750031 | 75003 | 1 | 3 | 83 | Hall | TRUE | FALSE
750031 | 75003 | 1 | 4 | 65 | Kitchen | TRUE | FALSE
750031 | 75003 | 1 | 5 | 204 | Living Room | TRUE | TRUE
750032 | 75003 | 2 | 1 | 40 | Bathroom | TRUE | FALSE
750032 | 75003 | 2 | 2 | 170 | Bedroom | TRUE | TRUE
750032 | 75003 | 2 | 3 | 83 | Hall | TRUE | FALSE
750032 | 75003 | 2 | 4 | 65 | Kitchen | TRUE | FALSE
750032 | 75003 | 2 | 5 | 203 | Living Room | TRUE | TRUE
750041 | 75004 | 1 | 1 | 35 | Bathroom | TRUE | FALSE
750041 | 75004 | 1 | 2 | 128 | Bedroom | TRUE | TRUE
750041 | 75004 | 1 | 3 | 35 | Hall | TRUE | FALSE
750041 | 75004 | 1 | 4 | 113 | Kitchen | TRUE | TRUE
750041 | 75004 | 1 | 5 | 195 | Living Room | TRUE | TRUE
750042 | 75004 | 2 | 1 | 35 | Bathroom | TRUE | FALSE
750042 | 75004 | 2 | 2 | 125 | Bedroom | TRUE | TRUE
750042 | 75004 | 2 | 3 | 51 | Hall | TRUE | FALSE
750042 | 75004 | 2 | 4 | 105 | Kitchen | TRUE | TRUE
750042 | 75004 | 2 | 5 | 231 | Living Room | TRUE | TRUE
750051 | 75005 | 1 | 1 | 70 | Bathroom | TRUE | FALSE
750051 | 75005 | 1 | 2 | 140 | Bedroom | TRUE | TRUE
750051 | 75005 | 1 | 3 | 66 | Hall | TRUE | FALSE
750051 | 75005 | 1 | 4 | 90 | Kitchen | TRUE | FALSE
750051 | 75005 | 1 | 5 | 164 | Living Room | TRUE | TRUE
750052 | 75005 | 2 | 1 | 70 | Bathroom | TRUE | FALSE
750052 | 75005 | 2 | 2 | 137 | Bedroom | TRUE | TRUE
750052 | 75005 | 2 | 3 | 66 | Hall | TRUE | FALSE
750052 | 75005 | 2 | 4 | 90 | Kitchen | TRUE | FALSE
750052 | 75005 | 2 | 5 | 163 | Living Room | TRUE | TRUE
750061 | 75006 | 1 | 1 | 44 | Bathroom | TRUE | FALSE
750061 | 75006 | 1 | 2 | 116 | Bedroom | TRUE | FALSE
750061 | 75006 | 1 | 3 | 52 | Hall | TRUE | FALSE
750061 | 75006 | 1 | 4 | 90 | Kitchen | TRUE | TRUE
750061 | 75006 | 1 | 5 | 180 | Living Room | TRUE | TRUE
750062 | 75006 | 2 | 1 | 44 | Bathroom | TRUE | FALSE
750062 | 75006 | 2 | 2 | 68 | Bedroom | TRUE | FALSE
750062 | 75006 | 2 | 3 | 21 | Closet | TRUE | FALSE
750062 | 75006 | 2 | 4 | 32 | Hall | TRUE | FALSE
750062 | 75006 | 2 | 5 | 98 | Kitchen | TRUE | TRUE
750062 | 75006 | 2 | 6 | 266 | Living Room | TRUE | TRUE
750071 | 75007 | 1 | 1 | 40 | Bathroom | TRUE | FALSE
750071 | 75007 | 1 | 2 | 52 | Bathroom | TRUE | FALSE
750071 | 75007 | 1 | 3 | 98 | Bedroom | TRUE | TRUE
750071 | 75007 | 1 | 4 | 117 | Hall | TRUE | FALSE
750071 | 75007 | 1 | 5 | 74 | Kitchen | TRUE | TRUE
750071 | 75007 | 1 | 6 | 9 | Laundry Room | TRUE | FALSE
750071 | 75007 | 1 | 7 | 226 | Living Room | TRUE | TRUE
750071 | 75007 | 1 | 8 | 144 | Master Bedroom | TRUE | TRUE
750072 | 75007 | 2 | 1 | 60 | Bathroom | TRUE | FALSE
750072 | 75007 | 2 | 2 | 75 | Hall | TRUE | FALSE
750072 | 75007 | 2 | 3 | 72 | Kitchen | TRUE | FALSE
750072 | 75007 | 2 | 4 | 172 | Living Room | TRUE | TRUE
750072 | 75007 | 2 | 5 | 140 | Master Bedroom | TRUE | TRUE
750081 | 75008 | 1 | 1 | 45 | Bathroom | TRUE | FALSE
750081 | 75008 | 1 | 2 | 40 | Bathroom | TRUE | FALSE
750081 | 75008 | 1 | 3 | 224 | Bedroom | TRUE | TRUE
750081 | 75008 | 1 | 4 | 168 | Bedroom | TRUE | TRUE
750081 | 75008 | 1 | 5 | 77 | Kitchen | TRUE | FALSE
750081 | 75008 | 1 | 6 | 280 | Living Room | TRUE | TRUE
750082 | 75008 | 2 | 1 | 50 | Bathroom | TRUE | FALSE
750082 | 75008 | 2 | 2 | 63 | Hall | TRUE | FALSE
750082 | 75008 | 2 | 3 | 115 | Kitchen | TRUE | FALSE
750082 | 75008 | 2 | 4 | 332 | Living Room | TRUE | TRUE
750091 | 75009 | 1 | 1 | 48 | Bathroom | TRUE | FALSE
750091 | 75009 | 1 | 2 | 14 | Closet | TRUE | FALSE
750091 | 75009 | 1 | 3 | 31 | Hall | TRUE | FALSE
750091 | 75009 | 1 | 4 | 70 | Kitchen | TRUE | TRUE
750091 | 75009 | 1 | 5 | 240 | Living Room | TRUE | TRUE
750092 | 75009 | 2 | 1 | 49 | Bathroom | TRUE | FALSE
750092 | 75009 | 2 | 2 | 160 | Bedroom | TRUE | TRUE
750092 | 75009 | 2 | 3 | 77 | Bedroom | TRUE | FALSE
750092 | 75009 | 2 | 4 | 32 | Hall | TRUE | FALSE
750092 | 75009 | 2 | 5 | 85 | Kitchen | TRUE | FALSE
750092 | 75009 | 2 | 6 | 248 | Living Room | TRUE | TRUE
750101 | 75010 | 1 | 1 | 48 | Bathroom | TRUE | FALSE
750101 | 75010 | 1 | 2 | 192 | Bedroom | TRUE | TRUE
750101 | 75010 | 1 | 3 | 72 | Hall | TRUE | FALSE
750101 | 75010 | 1 | 4 | 150 | Kitchen | TRUE | TRUE
750101 | 75010 | 1 | 5 | 254 | Living Room | TRUE | TRUE
750102 | 75010 | 2 | 1 | 48 | Bathroom | TRUE | FALSE
750102 | 75010 | 2 | 2 | 140 | Bedroom | TRUE | TRUE
750102 | 75010 | 2 | 3 | 40 | Closet | TRUE | FALSE
750102 | 75010 | 2 | 4 | 44 | Hall | TRUE | FALSE
750102 | 75010 | 2 | 5 | 64 | Kitchen | TRUE | FALSE
750102 | 75010 | 2 | 6 | 308 | Living Room | TRUE | TRUE
750111 | 75011 | 1 | 1 | 50 | Bathroom | TRUE | FALSE
750111 | 75011 | 1 | 2 | 160 | Bedroom | TRUE | TRUE
750111 | 75011 | 1 | 3 | 56 | Kitchen | TRUE | FALSE
750111 | 75011 | 1 | 4 | 28 | Laundry Room | TRUE | FALSE
750111 | 75011 | 1 | 5 | 287 | Living Room | TRUE | TRUE
750112 | 75011 | 2 | 1 | 54 | Bathroom | TRUE | FALSE
750112 | 75011 | 2 | 2 | 42 | Bathroom | TRUE | FALSE
750112 | 75011 | 2 | 3 | 134 | Bedroom | TRUE | TRUE
750112 | 75011 | 2 | 4 | 106 | Dining Room | TRUE | TRUE
750112 | 75011 | 2 | 5 | 196 | Hall | TRUE | FALSE
750112 | 75011 | 2 | 6 | 74 | Kitchen | TRUE | FALSE
750112 | 75011 | 2 | 7 | 190 | Living Room | TRUE | TRUE
750112 | 75011 | 2 | 8 | 136 | Master Bedroom | TRUE | TRUE
750112 | 75011 | 2 | 9 | 18 | Closet | TRUE | FALSE
750121 | 75012 | 1 | 1 | 98 | Kitchen | TRUE | TRUE
750121 | 75012 | 1 | 2 | 200 | Living Room | TRUE | TRUE
750122 | 75012 | 2 | 1 | 147 | Other | TRUE | TRUE
750131 | 75013 | 1 | 1 | 65 | Bathroom | TRUE | FALSE
750131 | 75013 | 1 | 2 | 300 | Master Bedroom | TRUE | FALSE
750131 | 75013 | 1 | 3 | 340 | Family Room | TRUE | FALSE
750131 | 75013 | 1 | 4 | 72 | Kitchen | TRUE | FALSE
750131 | 75013 | 1 | 5 | 716 | Living Room | TRUE | TRUE
750132 | 75013 | 2 | 1 | 402 | Living Room | TRUE | TRUE
750132 | 75013 | 2 | 2 | 64 | Kitchen | TRUE | FALSE
750132 | 75013 | 2 | 3 | 24 | Bathroom | TRUE | FALSE
760011 | 76001 | 1 | 1 | 58 | Bathroom | TRUE | FALSE
760011 | 76001 | 1 | 2 | 144 | Bedroom | TRUE | TRUE
760011 | 76001 | 1 | 3 | 71 | Hall | TRUE | FALSE
760011 | 76001 | 1 | 4 | 90 | Kitchen | TRUE | TRUE
760011 | 76001 | 1 | 5 | 258 | Living Room | TRUE | TRUE
760011 | 76001 | 1 | 6 | 30 | Closet | TRUE | FALSE
760012 | 76001 | 2 | 1 | 60 | Bathroom | TRUE | FALSE
760012 | 76001 | 2 | 2 | 43 | Bathroom | TRUE | FALSE
760012 | 76001 | 2 | 3 | 161 | Bedroom | TRUE | TRUE
760012 | 76001 | 2 | 4 | 156 | Bedroom | TRUE | TRUE
760012 | 76001 | 2 | 5 | 178 | Hall | TRUE | FALSE
760012 | 76001 | 2 | 6 | 114 | Kitchen | TRUE | FALSE
760012 | 76001 | 2 | 7 | 424 | Living Room | TRUE | TRUE
760021 | 76002 | 1 | 1 | 138 | Bedroom | TRUE | TRUE
760021 | 76002 | 1 | 2 | 78 | Hall | TRUE | FALSE
760021 | 76002 | 1 | 3 | 39 | Bathroom | TRUE | FALSE
760021 | 76002 | 1 | 4 | 10 | Closet | TRUE | FALSE
760021 | 76002 | 1 | 5 | 78 | Kitchen | TRUE | FALSE
760021 | 76002 | 1 | 6 | 10 | Laundry Room | TRUE | FALSE
760021 | 76002 | 1 | 7 | 377 | Living Room | TRUE | TRUE
760021 | 76002 | 1 | 8 | 62 | Bathroom | TRUE | FALSE
760021 | 76002 | 1 | 9 | 198 | Bedroom | TRUE | TRUE
760021 | 76002 | 1 | 10 | 16 | Closet | TRUE | FALSE
760022 | 76002 | 2 | 1 | 50 | Bathroom | TRUE | FALSE
760022 | 76002 | 2 | 2 | 170 | Bedroom | TRUE | TRUE
760022 | 76002 | 2 | 3 | 113 | Hall | TRUE | FALSE
760022 | 76002 | 2 | 4 | 64 | Kitchen | TRUE | FALSE
760022 | 76002 | 2 | 5 | 438 | Living Room | TRUE | TRUE
760031 | 76003 | 1 | 1 | 44 | Bathroom | TRUE | FALSE
760031 | 76003 | 1 | 2 | 94 | Bedroom | TRUE | TRUE
760031 | 76003 | 1 | 3 | 72 | Dining Room | TRUE | TRUE
760031 | 76003 | 1 | 4 | 62 | Hall | TRUE | FALSE
760031 | 76003 | 1 | 5 | 60 | Kitchen | TRUE | FALSE
760031 | 76003 | 1 | 6 | 268 | Living Room | TRUE | TRUE
760032 | 76003 | 2 | 1 | 42 | Bathroom | TRUE | FALSE
760032 | 76003 | 2 | 2 | 165 | Bedroom | TRUE | TRUE
760032 | 76003 | 2 | 3 | 22 | Closet | TRUE | FALSE
760032 | 76003 | 2 | 4 | 34 | Closet | TRUE | TRUE
760032 | 76003 | 2 | 5 | 70 | Dining Room | TRUE | TRUE
760032 | 76003 | 2 | 6 | 30 | Hall | TRUE | FALSE
760032 | 76003 | 2 | 7 | 52 | Kitchen | TRUE | FALSE
760032 | 76003 | 2 | 8 | 270 | Living Room | TRUE | TRUE
760041 | 76004 | 1 | 1 | 56 | Bathroom | TRUE | FALSE
760041 | 76004 | 1 | 2 | 140 | Bedroom | TRUE | TRUE
760041 | 76004 | 1 | 3 | 120 | Bedroom | TRUE | TRUE
760041 | 76004 | 1 | 4 | 42 | Hall | TRUE | FALSE
760041 | 76004 | 1 | 5 | 81 | Kitchen | TRUE | FALSE
760041 | 76004 | 1 | 6 | 160 | Living Room | TRUE | TRUE
760042 | 76004 | 2 | 1 | 64 | Bathroom | TRUE | FALSE
760042 | 76004 | 2 | 2 | 176 | Bedroom | TRUE | TRUE
760042 | 76004 | 2 | 3 | 126 | Bedroom | TRUE | TRUE
760042 | 76004 | 2 | 4 | 24 | Hall | TRUE | FALSE
760042 | 76004 | 2 | 5 | 81 | Kitchen | TRUE | FALSE
760042 | 76004 | 2 | 6 | 285 | Living Room | TRUE | TRUE
760051 | 76005 | 1 | 1 | 40 | Bathroom | TRUE | FALSE
760051 | 76005 | 1 | 2 | 132 | Bedroom | TRUE | TRUE
760051 | 76005 | 1 | 3 | 30 | Closet | TRUE | FALSE
760051 | 76005 | 1 | 4 | 40 | Hall | TRUE | FALSE
760051 | 76005 | 1 | 5 | 156 | Kitchen | TRUE | FALSE
760051 | 76005 | 1 | 6 | 10 | Laundry Room | TRUE | FALSE
760051 | 76005 | 1 | 7 | 208 | Living Room | TRUE | TRUE
760051 | 76005 | 1 | 8 | 60 | Bathroom | TRUE | FALSE
760051 | 76005 | 1 | 9 | 145 | Master Bedroom | TRUE | TRUE
760052 | 76005 | 2 | 1 | 40 | Bathroom | TRUE | FALSE
760052 | 76005 | 2 | 2 | 30 | Closet | TRUE | FALSE
760052 | 76005 | 2 | 3 | 24 | Hall | TRUE | FALSE
760052 | 76005 | 2 | 4 | 156 | Kitchen | TRUE | FALSE
760052 | 76005 | 2 | 5 | 10 | Laundry Room | TRUE | FALSE
760052 | 76005 | 2 | 6 | 208 | Living Room | TRUE | TRUE
760052 | 76005 | 2 | 7 | 132 | Master Bedroom | TRUE | TRUE
760061 | 76006 | 1 | 1 | 37 | Bathroom | TRUE | FALSE
760061 | 76006 | 1 | 2 | 140 | Bedroom | TRUE | TRUE
760061 | 76006 | 1 | 3 | 50 | Kitchen | TRUE | FALSE
760061 | 76006 | 1 | 4 | 279 | Living Room | TRUE | TRUE
760062 | 76006 | 2 | 1 | 37 | Bathroom | TRUE | FALSE
760062 | 76006 | 2 | 2 | 140 | Bedroom | TRUE | TRUE
760062 | 76006 | 2 | 3 | 50 | Kitchen | TRUE | FALSE
760062 | 76006 | 2 | 4 | 279 | Living Room | TRUE | TRUE
760071 | 76007 | 1 | 1 | 36 | Bathroom | TRUE | FALSE
760071 | 76007 | 1 | 2 | 82 | Kitchen | TRUE | FALSE
760071 | 76007 | 1 | 3 | 270 | Living Room | TRUE | TRUE
760072 | 76007 | 2 | 1 | 32 | Bathroom | TRUE | FALSE
760072 | 76007 | 2 | 2 | 36 | Hall | TRUE | FALSE
760072 | 76007 | 2 | 3 | 50 | Kitchen | TRUE | FALSE
760072 | 76007 | 2 | 4 | 280 | Living Room | TRUE | TRUE
760081 | 76008 | 1 | 1 | 50 | Bathroom | TRUE | FALSE
760081 | 76008 | 1 | 2 | 150 | Bedroom | TRUE | TRUE
760081 | 76008 | 1 | 3 | 56 | Kitchen | TRUE | FALSE
760081 | 76008 | 1 | 4 | 332 | Living Room | TRUE | TRUE
760082 | 76008 | 2 | 1 | 58 | Bathroom | TRUE | FALSE
760082 | 76008 | 2 | 2 | 292 | Other | TRUE | TRUE
760091 | 76009 | 1 | 1 | 40 | Bathroom | TRUE | FALSE
760091 | 76009 | 1 | 2 | 135 | Bedroom | TRUE | TRUE
760091 | 76009 | 1 | 3 | 59 | Hall | TRUE | FALSE
760091 | 76009 | 1 | 4 | 60 | Kitchen | TRUE | FALSE
760091 | 76009 | 1 | 5 | 194 | Living Room | TRUE | TRUE
760092 | 76009 | 2 | 1 | 40 | Bathroom | TRUE | FALSE
760092 | 76009 | 2 | 2 | 59 | Hall | TRUE | FALSE
760092 | 76009 | 2 | 3 | 60 | Kitchen | TRUE | FALSE
760092 | 76009 | 2 | 4 | 194 | Living Room | TRUE | TRUE
760101 | 76010 | 1 | 1 | 60 | Bathroom | TRUE | FALSE
760101 | 76010 | 1 | 2 | 167 | Bedroom | TRUE | TRUE
760101 | 76010 | 1 | 3 | 34 | Closet | TRUE | FALSE
760101 | 76010 | 1 | 4 | 109 | Hall | TRUE | FALSE
760101 | 76010 | 1 | 5 | 65 | Kitchen | TRUE | FALSE
760101 | 76010 | 1 | 6 | 215 | Living Room | TRUE | TRUE
760102 | 76010 | 2 | 1 | 60 | Bathroom | TRUE | FALSE
760102 | 76010 | 2 | 2 | 167 | Bedroom | TRUE | TRUE
760102 | 76010 | 2 | 3 | 34 | Closet | TRUE | FALSE
760102 | 76010 | 2 | 4 | 99 | Hall | TRUE | FALSE
760102 | 76010 | 2 | 5 | 65 | Kitchen | TRUE | FALSE
760102 | 76010 | 2 | 6 | 215 | Living Room | TRUE | TRUE
760111 | 76011 | 1 | 1 | 57 | Bathroom | TRUE | FALSE
760111 | 76011 | 1 | 2 | 116 | Bedroom | TRUE | TRUE
760111 | 76011 | 1 | 3 | 55 | Hall | TRUE | FALSE
760111 | 76011 | 1 | 4 | 85 | Kitchen | TRUE | FALSE
760111 | 76011 | 1 | 5 | 263 | Living Room | TRUE | TRUE
760112 | 76011 | 2 | 1 | 63 | Bathroom | TRUE | FALSE
760112 | 76011 | 2 | 2 | 110 | Bedroom | TRUE | TRUE
760112 | 76011 | 2 | 3 | 43 | Hall | TRUE | FALSE
760112 | 76011 | 2 | 4 | 77 | Kitchen | TRUE | FALSE
760112 | 76011 | 2 | 5 | 124 | Living Room | TRUE | TRUE
760121 | 76012 | 1 | 1 | 54 | Bathroom | TRUE | FALSE
760121 | 76012 | 1 | 2 | 54 | Bathroom | TRUE | FALSE
760121 | 76012 | 1 | 3 | 128 | Bedroom | TRUE | TRUE
760121 | 76012 | 1 | 4 | 48 | Closet | TRUE | FALSE
760121 | 76012 | 1 | 5 | 134 | Bedroom | TRUE | TRUE
760121 | 76012 | 1 | 6 | 126 | Bedroom | TRUE | TRUE
760121 | 76012 | 1 | 7 | 162 | Hall | TRUE | FALSE
760121 | 76012 | 1 | 8 | 118 | Kitchen | TRUE | FALSE
760121 | 76012 | 1 | 9 | 340 | Living Room | TRUE | TRUE
760122 | 76012 | 2 | 1 | 58 | Bathroom | TRUE | FALSE
760122 | 76012 | 2 | 2 | 148 | Bedroom | TRUE | TRUE
760122 | 76012 | 2 | 3 | 134 | Bedroom | TRUE | TRUE
760122 | 76012 | 2 | 4 | 140 | Hall | TRUE | FALSE
760122 | 76012 | 2 | 5 | 102 | Kitchen | TRUE | FALSE
760122 | 76012 | 2 | 6 | 295 | Living Room | TRUE | TRUE
760131 | 76013 | 1 | 1 | 144 | Bathroom | TRUE | FALSE
760131 | 76013 | 1 | 2 | 41 | Closet | TRUE | FALSE
760131 | 76013 | 1 | 3 | 157 | Bedroom | TRUE | TRUE
760131 | 76013 | 1 | 4 | 25 | Hall | TRUE | FALSE
760131 | 76013 | 1 | 5 | 30 | Closet | TRUE | FALSE
760131 | 76013 | 1 | 6 | 88 | Kitchen | TRUE | FALSE
760131 | 76013 | 1 | 7 | 292 | Living Room | TRUE | TRUE
760132 | 76013 | 2 | 1 | 273 | Living Room | TRUE | TRUE
760132 | 76013 | 2 | 2 | 75 | Bathroom | TRUE | FALSE
760132 | 76013 | 2 | 3 | 68 | Kitchen | TRUE | TRUE
770011 | 77001 | 1 | 1 | 40 | Bathroom | TRUE | FALSE
770011 | 77001 | 1 | 2 | 130 | Bedroom | TRUE | TRUE
770011 | 77001 | 1 | 3 | 54 | Hall | TRUE | FALSE
770011 | 77001 | 1 | 4 | 120 | Kitchen | TRUE | FALSE
770011 | 77001 | 1 | 5 | 156 | Living Room | TRUE | TRUE
770012 | 77001 | 2 | 1 | 40 | Bathroom | TRUE | FALSE
770012 | 77001 | 2 | 2 | 228 | Bedroom | TRUE | TRUE
770012 | 77001 | 2 | 3 | 68 | Kitchen | TRUE | FALSE
770021 | 77002 | 1 | 1 | 108 | Kitchen | TRUE | FALSE
770021 | 77002 | 1 | 2 | 54 | Bathroom | TRUE | FALSE
770021 | 77002 | 1 | 3 | 54 | Bathroom | TRUE | FALSE
770021 | 77002 | 1 | 4 | 284 | Master Bedroom | TRUE | TRUE
770021 | 77002 | 1 | 5 | 180 | Office | TRUE | TRUE
770021 | 77002 | 1 | 6 | 180 | Other | TRUE | TRUE
770021 | 77002 | 1 | 7 | 186 | Hall | TRUE | FALSE
770021 | 77002 | 1 | 8 | 36 | Laundry Room | TRUE | FALSE
770021 | 77002 | 1 | 9 | 423 | Living Room | TRUE | TRUE
770022 | 77002 | 2 | 1 | 44 | Bathroom | TRUE | FALSE
770022 | 77002 | 2 | 2 | 221 | Bedroom | TRUE | TRUE
770022 | 77002 | 2 | 3 | 96 | Hall | TRUE | FALSE
770022 | 77002 | 2 | 4 | 64 | Kitchen | TRUE | FALSE
770022 | 77002 | 2 | 5 | 302 | Living Room | TRUE | TRUE
770031 | 77003 | 1 | 1 | 54 | Bathroom | TRUE | FALSE
770031 | 77003 | 1 | 2 | 207 | Master Bedroom | TRUE | TRUE
770031 | 77003 | 1 | 3 | 72 | Hall | TRUE | FALSE
770031 | 77003 | 1 | 4 | 88 | Kitchen | TRUE | FALSE
770031 | 77003 | 1 | 5 | 297 | Living Room | TRUE | TRUE
770031 | 77003 | 1 | 6 | 52 | Other | TRUE | FALSE
770032 | 77003 | 2 | 1 | 45 | Bathroom | TRUE | FALSE
770032 | 77003 | 2 | 2 | 120 | Bedroom | TRUE | TRUE
770032 | 77003 | 2 | 3 | 120 | Family Room | TRUE | TRUE
770032 | 77003 | 2 | 4 | 67 | Kitchen | TRUE | FALSE
770032 | 77003 | 2 | 5 | 246 | Living Room | TRUE | TRUE
770032 | 77003 | 2 | 6 | 42 | Bathroom | TRUE | FALSE
770032 | 77003 | 2 | 7 | 209 | Master Bedroom | TRUE | TRUE
770032 | 77003 | 2 | 8 | 72 | Other | TRUE | FALSE
770041 | 77004 | 1 | 1 | 52 | Bathroom | TRUE | FALSE
770041 | 77004 | 1 | 2 | 121 | Bedroom | TRUE | TRUE
770041 | 77004 | 1 | 3 | 40 | Kitchen | TRUE | FALSE
770041 | 77004 | 1 | 4 | 185 | Living Room | TRUE | TRUE
770041 | 77004 | 1 | 5 | 120 | Hall | TRUE | FALSE
770041 | 77004 | 1 | 6 | 25 | Closet | TRUE | FALSE
770042 | 77004 | 2 | 1 | 72 | Bathroom | TRUE | FALSE
770042 | 77004 | 2 | 2 | 143 | Bedroom | TRUE | TRUE
770042 | 77004 | 2 | 3 | 146 | Other | TRUE | FALSE
770042 | 77004 | 2 | 4 | 60 | Kitchen | TRUE | FALSE
770042 | 77004 | 2 | 5 | 222 | Living Room | TRUE | TRUE
770051 | 77005 | 1 | 1 | 80 | Bathroom | TRUE | FALSE
770051 | 77005 | 1 | 2 | 168 | Bedroom | TRUE | TRUE
770051 | 77005 | 1 | 3 | 110 | Hall | TRUE | FALSE
770051 | 77005 | 1 | 4 | 64 | Kitchen | TRUE | FALSE
770051 | 77005 | 1 | 5 | 299 | Living Room | TRUE | TRUE
770051 | 77005 | 1 | 6 | 60 | Bathroom | TRUE | FALSE
770051 | 77005 | 1 | 7 | 150 | Master Bedroom | TRUE | TRUE
770052 | 77005 | 2 | 1 | 72 | Bathroom | TRUE | FALSE
770052 | 77005 | 2 | 2 | 64 | Bathroom | TRUE | FALSE
770052 | 77005 | 2 | 3 | 168 | Bedroom | TRUE | TRUE
770052 | 77005 | 2 | 4 | 36 | Closet | TRUE | FALSE
770052 | 77005 | 2 | 5 | 105 | Living Room | TRUE | TRUE
770052 | 77005 | 2 | 6 | 117 | Dining Room | TRUE | TRUE
770052 | 77005 | 2 | 7 | 178 | Hall | TRUE | FALSE
770052 | 77005 | 2 | 8 | 81 | Kitchen | TRUE | FALSE
770052 | 77005 | 2 | 9 | 60 | Laundry Room | TRUE | FALSE
770052 | 77005 | 2 | 10 | 238 | Living Room | TRUE | TRUE
770052 | 77005 | 2 | 11 | 150 | Master Bedroom | TRUE | TRUE
770061 | 77006 | 1 | 1 | 46 | Bathroom | TRUE | FALSE
770061 | 77006 | 1 | 2 | 68 | Bathroom | TRUE | FALSE
770061 | 77006 | 1 | 3 | 132 | Bedroom | TRUE | TRUE
770061 | 77006 | 1 | 4 | 127 | Bedroom | TRUE | TRUE
770061 | 77006 | 1 | 5 | 36 | Closet | TRUE | FALSE
770061 | 77006 | 1 | 6 | 130 | Hall | TRUE | FALSE
770061 | 77006 | 1 | 7 | 83 | Kitchen | TRUE | TRUE
770061 | 77006 | 1 | 8 | 212 | Living Room | TRUE | TRUE
770062 | 77006 | 2 | 1 | 66 | Bathroom | TRUE | FALSE
770062 | 77006 | 2 | 2 | 109 | Bedroom | TRUE | FALSE
770062 | 77006 | 2 | 3 | 44 | Hall | TRUE | FALSE
770062 | 77006 | 2 | 4 | 71 | Kitchen | TRUE | FALSE
770062 | 77006 | 2 | 5 | 156 | Living Room | TRUE | TRUE
770071 | 77007 | 1 | 1 | 76 | Bathroom | TRUE | FALSE
770071 | 77007 | 1 | 2 | 121 | Bedroom | TRUE | TRUE
770071 | 77007 | 1 | 3 | 94 | Bedroom | TRUE | TRUE
770071 | 77007 | 1 | 4 | 40 | Hall | TRUE | FALSE
770071 | 77007 | 1 | 5 | 97 | Kitchen | TRUE | FALSE
770071 | 77007 | 1 | 6 | 211 | Living Room | TRUE | TRUE
770071 | 77007 | 1 | 7 | 26 | Closet | TRUE | FALSE
770072 | 77007 | 2 | 1 | 68 | Bathroom | TRUE | FALSE
770072 | 77007 | 2 | 2 | 136 | Bedroom | TRUE | TRUE
770072 | 77007 | 2 | 3 | 104 | Kitchen | TRUE | FALSE
770072 | 77007 | 2 | 4 | 179 | Living Room | TRUE | TRUE
770081 | 77008 | 1 | 1 | 53 | Bathroom | TRUE | FALSE
770081 | 77008 | 1 | 2 | 162 | Bedroom | TRUE | TRUE
770081 | 77008 | 1 | 3 | 60 | Hall | TRUE | FALSE
770081 | 77008 | 1 | 4 | 64 | Kitchen | TRUE | FALSE
770081 | 77008 | 1 | 5 | 262 | Living Room | TRUE | TRUE
770082 | 77008 | 2 | 1 | 162 | Bedroom | TRUE | TRUE
770082 | 77008 | 2 | 2 | 124 | Hall | TRUE | FALSE
770082 | 77008 | 2 | 3 | 96 | Kitchen | TRUE | TRUE
770082 | 77008 | 2 | 4 | 165 | Living Room | TRUE | TRUE
770082 | 77008 | 2 | 5 | 60 | Bathroom | TRUE | FALSE
770091 | 77009 | 1 | 1 | 49 | Bathroom | TRUE | FALSE
770091 | 77009 | 1 | 2 | 163 | Bedroom | TRUE | TRUE
770091 | 77009 | 1 | 3 | 64 | Hall | TRUE | FALSE
770091 | 77009 | 1 | 4 | 69 | Kitchen | TRUE | FALSE
770091 | 77009 | 1 | 5 | 227 | Living Room | TRUE | TRUE
770092 | 77009 | 2 | 1 | 51 | Bathroom | TRUE | FALSE
770092 | 77009 | 2 | 2 | 157 | Bedroom | TRUE | TRUE
770092 | 77009 | 2 | 3 | 155 | Bedroom | TRUE | TRUE
770092 | 77009 | 2 | 4 | 26 | Closet | TRUE | FALSE
770092 | 77009 | 2 | 5 | 94 | Hall | TRUE | FALSE
770092 | 77009 | 2 | 6 | 106 | Kitchen | TRUE | FALSE
770092 | 77009 | 2 | 7 | 23 | Laundry Room | TRUE | FALSE
770092 | 77009 | 2 | 8 | 227 | Living Room | TRUE | TRUE
770101 | 77010 | 1 | 1 | 60 | Bathroom | TRUE | FALSE
770101 | 77010 | 1 | 2 | 60 | Hall | TRUE | FALSE
770101 | 77010 | 1 | 3 | 140 | Kitchen | TRUE | FALSE
770101 | 77010 | 1 | 4 | 205 | Living Room | TRUE | TRUE
770102 | 77010 | 2 | 1 | 70 | Bathroom | TRUE | FALSE
770102 | 77010 | 2 | 2 | 120 | Bedroom | TRUE | TRUE
770102 | 77010 | 2 | 3 | 120 | Kitchen | TRUE | FALSE
770102 | 77010 | 2 | 4 | 335 | Living Room | TRUE | TRUE
770111 | 77011 | 1 | 1 | 48 | Bathroom | TRUE | FALSE
770111 | 77011 | 1 | 2 | 49 | Bathroom | TRUE | FALSE
770111 | 77011 | 1 | 3 | 208 | Bedroom | TRUE | TRUE
770111 | 77011 | 1 | 4 | 16 | Closet | TRUE | FALSE
770111 | 77011 | 1 | 5 | 170 | Hall | TRUE | FALSE
770111 | 77011 | 1 | 6 | 42 | Kitchen | TRUE | FALSE
770111 | 77011 | 1 | 7 | 163 | Living Room | TRUE | TRUE
770112 | 77011 | 2 | 1 | 52 | Bathroom | TRUE | FALSE
770112 | 77011 | 2 | 2 | 180 | Bedroom | TRUE | TRUE
770112 | 77011 | 2 | 3 | 53 | Hall | TRUE | FALSE
770112 | 77011 | 2 | 4 | 56 | Kitchen | TRUE | FALSE
770112 | 77011 | 2 | 5 | 186 | Living Room | TRUE | TRUE
780011 | 78001 | 1 | 1 | 58 | Bathroom | TRUE | FALSE
780011 | 78001 | 1 | 2 | 153 | Bedroom | TRUE | TRUE
780011 | 78001 | 1 | 3 | 172 | Dining Room | TRUE | TRUE
780011 | 78001 | 1 | 4 | 232 | Hall | TRUE | FALSE
780011 | 78001 | 1 | 5 | 125 | Kitchen | TRUE | FALSE
780011 | 78001 | 1 | 6 | 48 | Laundry Room | TRUE | FALSE
780011 | 78001 | 1 | 7 | 271 | Living Room | TRUE | TRUE
780011 | 78001 | 1 | 8 | 91 | Bathroom | TRUE | FALSE
780011 | 78001 | 1 | 9 | 369 | Master Bedroom | TRUE | TRUE
780011 | 78001 | 1 | 10 | 88 | Laundry Room | TRUE | FALSE
780012 | 78001 | 2 | 1 | 58 | Bathroom | TRUE | FALSE
780012 | 78001 | 2 | 2 | 153 | Bedroom | TRUE | TRUE
780012 | 78001 | 2 | 3 | 172 | Dining Room | TRUE | TRUE
780012 | 78001 | 2 | 4 | 232 | Hall | TRUE | FALSE
780012 | 78001 | 2 | 5 | 125 | Kitchen | TRUE | FALSE
780012 | 78001 | 2 | 6 | 48 | Laundry Room | TRUE | FALSE
780012 | 78001 | 2 | 7 | 271 | Living Room | TRUE | TRUE
780012 | 78001 | 2 | 8 | 91 | Bathroom | TRUE | FALSE
780012 | 78001 | 2 | 9 | 369 | Master Bedroom | TRUE | TRUE
780012 | 78001 | 2 | 10 | 88 | Closet | TRUE | FALSE
780021 | 78002 | 1 | 1 | 48 | Bathroom | TRUE | FALSE
780021 | 78002 | 1 | 2 | 62 | Bathroom | TRUE | FALSE
780021 | 78002 | 1 | 3 | 140 | Bedroom | TRUE | TRUE
780021 | 78002 | 1 | 4 | 174 | Bedroom | TRUE | TRUE
780021 | 78002 | 1 | 5 | 53 | Laundry Room | TRUE | FALSE
780021 | 78002 | 1 | 6 | 90 | Hall | TRUE | FALSE
780021 | 78002 | 1 | 7 | 100 | Kitchen | TRUE | FALSE
780021 | 78002 | 1 | 8 | 290 | Living Room | TRUE | TRUE
780022 | 78002 | 2 | 1 | 48 | Bathroom | TRUE | FALSE
780022 | 78002 | 2 | 2 | 62 | Bathroom | TRUE | FALSE
780022 | 78002 | 2 | 3 | 140 | Bedroom | TRUE | TRUE
780022 | 78002 | 2 | 4 | 174 | Bedroom | TRUE | TRUE
780022 | 78002 | 2 | 5 | 53 | Laundry Room | TRUE | FALSE
780022 | 78002 | 2 | 6 | 90 | Hall | TRUE | FALSE
780022 | 78002 | 2 | 7 | 100 | Kitchen | TRUE | FALSE
780022 | 78002 | 2 | 8 | 182 | Living Room | TRUE | TRUE
780031 | 78003 | 1 | 1 | 78 | Bathroom | TRUE | FALSE
780031 | 78003 | 1 | 2 | 136 | Bedroom | TRUE | TRUE
780031 | 78003 | 1 | 3 | 60 | Dining Room | TRUE | TRUE
780031 | 78003 | 1 | 4 | 92 | Hall | TRUE | FALSE
780031 | 78003 | 1 | 5 | 88 | Kitchen | TRUE | TRUE
780031 | 78003 | 1 | 6 | 18 | Laundry Room | TRUE | FALSE
780031 | 78003 | 1 | 7 | 222 | Living Room | TRUE | TRUE
780031 | 78003 | 1 | 8 | 46 | Bathroom | TRUE | FALSE
780031 | 78003 | 1 | 9 | 216 | Master Bedroom | TRUE | TRUE
780032 | 78003 | 2 | 1 | 68 | Bathroom | TRUE | FALSE
780032 | 78003 | 2 | 2 | 94 | Hall | TRUE | FALSE
780032 | 78003 | 2 | 3 | 86 | Kitchen | TRUE | FALSE
780032 | 78003 | 2 | 4 | 22 | Laundry Room | TRUE | FALSE
780032 | 78003 | 2 | 5 | 238 | Living Room | TRUE | TRUE
780041 | 78004 | 1 | 1 | 48 | Hall | TRUE | FALSE
780041 | 78004 | 1 | 2 | 66 | Kitchen | TRUE | FALSE
780041 | 78004 | 1 | 3 | 142 | Living Room | TRUE | TRUE
780041 | 78004 | 1 | 4 | 64 | Bathroom | TRUE | FALSE
780042 | 78004 | 2 | 1 | 75 | Bathroom | TRUE | FALSE
780042 | 78004 | 2 | 2 | 68 | Hall | TRUE | FALSE
780042 | 78004 | 2 | 3 | 70 | Kitchen | TRUE | FALSE
780042 | 78004 | 2 | 4 | 198 | Living Room | TRUE | TRUE
780051 | 78005 | 1 | 1 | 50 | Bathroom | TRUE | FALSE
780051 | 78005 | 1 | 2 | 145 | Bedroom | TRUE | TRUE
780051 | 78005 | 1 | 3 | 126 | Dining Room | TRUE | FALSE
780051 | 78005 | 1 | 4 | 54 | Hall | TRUE | FALSE
780051 | 78005 | 1 | 5 | 95 | Kitchen | TRUE | FALSE
780051 | 78005 | 1 | 6 | 18 | Laundry Room | TRUE | FALSE
780051 | 78005 | 1 | 7 | 228 | Living Room | TRUE | TRUE
780052 | 78005 | 2 | 1 | 48 | Bathroom | TRUE | FALSE
780052 | 78005 | 2 | 2 | 24 | Closet | TRUE | FALSE
780052 | 78005 | 2 | 3 | 60 | Hall | TRUE | FALSE
780052 | 78005 | 2 | 4 | 70 | Kitchen | TRUE | FALSE
780052 | 78005 | 2 | 5 | 252 | Living Room | TRUE | TRUE
780061 | 78006 | 1 | 1 | 70 | Bathroom | TRUE | FALSE
780061 | 78006 | 1 | 2 | 168 | Bedroom | TRUE | TRUE
780061 | 78006 | 1 | 3 | 140 | Hall | TRUE | FALSE
780061 | 78006 | 1 | 4 | 80 | Kitchen | TRUE | FALSE
780061 | 78006 | 1 | 5 | 269 | Living Room | TRUE | TRUE
780062 | 78006 | 2 | 1 | 72 | Bathroom | TRUE | FALSE
780062 | 78006 | 2 | 2 | 84 | Bedroom | TRUE | FALSE
780062 | 78006 | 2 | 3 | 74 | Hall | TRUE | FALSE
780062 | 78006 | 2 | 4 | 80 | Kitchen | TRUE | FALSE
780062 | 78006 | 2 | 5 | 138 | Living Room | TRUE | TRUE
780071 | 78007 | 1 | 1 | 81 | Bathroom | TRUE | TRUE
780071 | 78007 | 1 | 2 | 99 | Bedroom | TRUE | TRUE
780071 | 78007 | 1 | 3 | 52 | Hall | TRUE | FALSE
780071 | 78007 | 1 | 4 | 108 | Kitchen | TRUE | FALSE
780071 | 78007 | 1 | 5 | 27 | Laundry Room | TRUE | FALSE
780071 | 78007 | 1 | 6 | 130 | Living Room | TRUE | TRUE
780071 | 78007 | 1 | 7 | 124 | Master Bedroom | TRUE | TRUE
780072 | 78007 | 2 | 1 | 59 | Bathroom | TRUE | FALSE
780072 | 78007 | 2 | 2 | 131 | Bedroom | TRUE | TRUE
780072 | 78007 | 2 | 3 | 36 | Hall | TRUE | FALSE
780072 | 78007 | 2 | 4 | 86 | Kitchen | TRUE | FALSE
780072 | 78007 | 2 | 5 | 124 | Living Room | TRUE | TRUE
780081 | 78008 | 1 | 1 | 87 | Bathroom | TRUE | FALSE
780081 | 78008 | 1 | 2 | 134 | Bedroom | TRUE | TRUE
780081 | 78008 | 1 | 3 | 109 | Bedroom | TRUE | TRUE
780081 | 78008 | 1 | 4 | 158 | Kitchen | TRUE | FALSE
780081 | 78008 | 1 | 5 | 190 | Living Room | TRUE | TRUE
780082 | 78008 | 2 | 1 | 87 | Bathroom | TRUE | FALSE
780082 | 78008 | 2 | 2 | 134 | Bedroom | TRUE | TRUE
780082 | 78008 | 2 | 3 | 109 | Bedroom | TRUE | TRUE
780082 | 78008 | 2 | 4 | 158 | Kitchen | TRUE | FALSE
780082 | 78008 | 2 | 5 | 190 | Living Room | TRUE | TRUE
780091 | 78009 | 1 | 1 | 78 | Bathroom | TRUE | FALSE
780091 | 78009 | 1 | 2 | 108 | Bedroom | TRUE | TRUE
780091 | 78009 | 1 | 3 | 28 | Closet | TRUE | FALSE
780091 | 78009 | 1 | 4 | 485 | Living Room | TRUE | TRUE
780091 | 78009 | 1 | 5 | 42 | Laundry Room | TRUE | FALSE
780092 | 78009 | 2 | 1 | 122 | Bathroom | TRUE | FALSE
780092 | 78009 | 2 | 2 | 90 | Bathroom | TRUE | FALSE
780092 | 78009 | 2 | 3 | 160 | Bedroom | TRUE | TRUE
780092 | 78009 | 2 | 4 | 75 | Closet | TRUE | FALSE
780092 | 78009 | 2 | 5 | 35 | Closet | TRUE | FALSE
780092 | 78009 | 2 | 6 | 110 | Hall | TRUE | FALSE
780092 | 78009 | 2 | 7 | 630 | Living Room | TRUE | TRUE
780092 | 78009 | 2 | 8 | 280 | Bedroom | TRUE | TRUE
780092 | 78009 | 2 | 9 | 100 | Closet | TRUE | FALSE
780092 | 78009 | 2 | 10 | 50 | Laundry Room | TRUE | FALSE
780101 | 78010 | 1 | 1 | 35 | Bathroom | TRUE | FALSE
780101 | 78010 | 1 | 2 | 115 | Bedroom | TRUE | TRUE
780101 | 78010 | 1 | 3 | 49 | Dining Room | TRUE | FALSE
780101 | 78010 | 1 | 4 | 49 | Hall | TRUE | FALSE
780101 | 78010 | 1 | 5 | 45 | Kitchen | TRUE | FALSE
780101 | 78010 | 1 | 6 | 154 | Living Room | TRUE | TRUE
780102 | 78010 | 2 | 1 | 42 | Bathroom | TRUE | FALSE
780102 | 78010 | 2 | 2 | 162 | Bedroom | TRUE | TRUE
780102 | 78010 | 2 | 3 | 98 | Hall | TRUE | FALSE
780102 | 78010 | 2 | 4 | 76 | Kitchen | TRUE | FALSE
780102 | 78010 | 2 | 5 | 253 | Living Room | TRUE | TRUE
780111 | 78011 | 1 | 1 | 58 | Bathroom | TRUE | FALSE
780111 | 78011 | 1 | 2 | 176 | Living Room | TRUE | TRUE
780112 | 78011 | 2 | 1 | 42 | Bathroom | TRUE | FALSE
780112 | 78011 | 2 | 2 | 146 | Bedroom | TRUE | TRUE
780112 | 78011 | 2 | 3 | 47 | Hall | TRUE | FALSE
780112 | 78011 | 2 | 4 | 110 | Kitchen | TRUE | TRUE
780112 | 78011 | 2 | 5 | 100 | Living Room | TRUE | TRUE
780121 | 78012 | 1 | 1 | 63 | Bathroom | TRUE | FALSE
780121 | 78012 | 1 | 2 | 116 | Bedroom | TRUE | TRUE
780121 | 78012 | 1 | 3 | 68 | Hall | TRUE | FALSE
780121 | 78012 | 1 | 4 | 72 | Kitchen | TRUE | FALSE
780121 | 78012 | 1 | 5 | 172 | Living Room | TRUE | TRUE
780122 | 78012 | 2 | 1 | 63 | Bathroom | TRUE | TRUE
780122 | 78012 | 2 | 2 | 110 | Bedroom | TRUE | TRUE
780122 | 78012 | 2 | 3 | 38 | Hall | TRUE | FALSE
780122 | 78012 | 2 | 4 | 81 | Kitchen | TRUE | FALSE
780122 | 78012 | 2 | 5 | 143 | Living Room | TRUE | TRUE
800611 | 80061 | 1 | 1 | 57 | Bathroom | TRUE | FALSE
800611 | 80061 | 1 | 2 | 165 | Bedroom | TRUE | TRUE
800611 | 80061 | 1 | 3 | 114 | Bedroom | TRUE | TRUE
800611 | 80061 | 1 | 4 | 86 | Hall | TRUE | FALSE
800611 | 80061 | 1 | 5 | 72 | Kitchen | TRUE | FALSE
800611 | 80061 | 1 | 6 | 302 | Living Room | TRUE | TRUE
800612 | 80061 | 2 | 1 | 58 | Bathroom | TRUE | FALSE
800612 | 80061 | 2 | 2 | 165 | Bedroom | TRUE | TRUE
800612 | 80061 | 2 | 3 | 114 | Bedroom | TRUE | TRUE
800612 | 80061 | 2 | 4 | 86 | Hall | TRUE | FALSE
800612 | 80061 | 2 | 5 | 72 | Kitchen | TRUE | FALSE
800612 | 80061 | 2 | 6 | 302 | Living Room | TRUE | TRUE
800613 | 80061 | 3 | 1 | 47 | Bathroom | TRUE | FALSE
800613 | 80061 | 3 | 2 | 167 | Bedroom | TRUE | TRUE
800613 | 80061 | 3 | 3 | 36 | Hall | TRUE | FALSE
800613 | 80061 | 3 | 4 | 72 | Kitchen | TRUE | FALSE
800613 | 80061 | 3 | 5 | 262 | Living Room | TRUE | TRUE
800731 | 80073 | 1 | 1 | 51 | Bathroom | TRUE | FALSE
800731 | 80073 | 1 | 2 | 182 | Bedroom | TRUE | TRUE
800731 | 80073 | 1 | 3 | 140 | Bedroom | TRUE | TRUE
800731 | 80073 | 1 | 4 | 40 | Other | TRUE | FALSE
800731 | 80073 | 1 | 5 | 90 | Kitchen | TRUE | FALSE
800731 | 80073 | 1 | 6 | 277 | Living Room | TRUE | TRUE
800732 | 80073 | 2 | 1 | 37 | Bathroom | TRUE | FALSE
800732 | 80073 | 2 | 2 | 120 | Bedroom | TRUE | TRUE
800732 | 80073 | 2 | 3 | 150 | Bedroom | TRUE | TRUE
800732 | 80073 | 2 | 4 | 65 | Other | TRUE | FALSE
800732 | 80073 | 2 | 5 | 76 | Kitchen | TRUE | TRUE
800732 | 80073 | 2 | 6 | 315 | Living Room | TRUE | TRUE
800733 | 80073 | 3 | 1 | 37 | Bathroom | TRUE | FALSE
800733 | 80073 | 3 | 2 | 120 | Bedroom | TRUE | TRUE
800733 | 80073 | 3 | 3 | 150 | Bedroom | TRUE | TRUE
800733 | 80073 | 3 | 4 | 65 | Other | TRUE | FALSE
800733 | 80073 | 3 | 5 | 76 | Kitchen | TRUE | TRUE
800733 | 80073 | 3 | 6 | 315 | Living Room | TRUE | TRUE

## Weights
Single Family |  |  | Manufactured Home |  |  | Multifamily
siteid | svy_wt | Weight | siteid | svy_wt | Weight | siteid | Site_pWeight | Weight
10002 | 1524.762 | 0.03789% | 10155 | 421.6179 | 0.07754% | 128 | 2514.881 | 0.3323%
10005 | 1188.027 | 0.02952% | 10199 | 236.3005 | 0.04346% | 128 | 2514.881 | 0.3323%
10011 | 4956.493 | 0.1232% | 10257 | 236.3005 | 0.04346% | 128 | 2514.881 | 0.3323%
10016 | 6932.738 | 0.1723% | 10339 | 236.3005 | 0.04346% | 10137 | 2402.152 | 0.3174%
10021 | 1150.879 | 0.0286% | 10417 | 421.6179 | 0.07754% | 10137 | 2402.152 | 0.3174%
10030 | 4956.493 | 0.1232% | 10732 | 421.6179 | 0.07754% | 10238 | 1601.434 | 0.2116%
10040 | 1524.762 | 0.03789% | 10768 | 2319.077 | 0.4265% | 10238 | 1601.434 | 0.2116%
10044 | 2003.716 | 0.04979% | 10820 | 421.6179 | 0.07754% | 10238 | 1601.434 | 0.2116%
10052 | 4956.493 | 0.1232% | 11174 | 236.3005 | 0.04346% | 10260 | 1601.434 | 0.2116%
10055 | 4956.493 | 0.1232% | 11314 | 421.6179 | 0.07754% | 10260 | 1601.434 | 0.2116%
10062 | 4956.493 | 0.1232% | 11328 | 236.3005 | 0.04346% | 10260 | 1601.434 | 0.2116%
10068 | 2003.716 | 0.04979% | 11390 | 236.3005 | 0.04346% | 10323 | 597.902 | 0.079%
10079 | 1524.762 | 0.03789% | 11498 | 236.3005 | 0.04346% | 10323 | 597.902 | 0.079%
10082 | 4956.493 | 0.1232% | 11518 | 236.3005 | 0.04346% | 10323 | 597.902 | 0.079%
10083 | 4956.493 | 0.1232% | 11558 | 421.6179 | 0.07754% | 10400 | 686.9131 | 0.09076%
10087 | 1464.694 | 0.0364% | 11612 | 3065.65 | 0.5638% | 10400 | 686.9131 | 0.09076%
10096 | 1188.027 | 0.02952% | 11627 | 236.3005 | 0.04346% | 10400 | 686.9131 | 0.09076%
10100 | 1464.694 | 0.0364% | 11671 | 3065.65 | 0.5638% | 10477 | 365.0781 | 0.04824%
10134 | 1464.694 | 0.0364% | 11854 | 3065.65 | 0.5638% | 10477 | 365.0781 | 0.04824%
10141 | 4956.493 | 0.1232% | 11861 | 236.3005 | 0.04346% | 10477 | 365.0781 | 0.04824%
10144 | 2003.716 | 0.04979% | 11990 | 421.6179 | 0.07754% | 10480 | 2402.152 | 0.3174%
10150 | 1188.027 | 0.02952% | 12139 | 236.3005 | 0.04346% | 10480 | 2402.152 | 0.3174%
10172 | 1524.762 | 0.03789% | 12262 | 236.3005 | 0.04346% | 10495 | 686.913 | 0.09076%
10174 | 4956.493 | 0.1232% | 12285 | 236.3005 | 0.04346% | 10495 | 686.913 | 0.09076%
10176 | 1150.879 | 0.0286% | 12397 | 236.3005 | 0.04346% | 10495 | 686.913 | 0.09076%
10178 | 6932.738 | 0.1723% | 12481 | 236.3005 | 0.04346% | 10519 | 365.0781 | 0.04824%
10186 | 1524.762 | 0.03789% | 12584 | 421.6179 | 0.07754% | 10519 | 365.0781 | 0.04824%
10191 | 1524.762 | 0.03789% | 12752 | 236.3005 | 0.04346% | 10519 | 365.0781 | 0.04824%
10192 | 1524.762 | 0.03789% | 13133 | 3065.65 | 0.5638% | 10587 | 2402.152 | 0.3174%
10211 | 1524.762 | 0.03789% | 13189 | 236.3005 | 0.04346% | 10587 | 2402.152 | 0.3174%
10229 | 4956.493 | 0.1232% | 13207 | 236.3005 | 0.04346% | 10614 | 1601.434 | 0.2116%
10230 | 1464.694 | 0.0364% | 13247 | 421.6179 | 0.07754% | 10614 | 1601.434 | 0.2116%
10231 | 1524.762 | 0.03789% | 13424 | 236.3005 | 0.04346% | 10614 | 1601.434 | 0.2116%
10235 | 2003.716 | 0.04979% | 13464 | 236.3005 | 0.04346% | 10623 | 365.0781 | 0.04824%
10244 | 6932.738 | 0.1723% | 13738 | 236.3005 | 0.04346% | 10623 | 365.0781 | 0.04824%
10245 | 6932.738 | 0.1723% | 13960 | 421.6179 | 0.07754% | 10623 | 365.0781 | 0.04824%
10254 | 1188.027 | 0.02952% | 14027 | 421.6179 | 0.07754% | 10805 | 1601.434 | 0.2116%
10259 | 1524.762 | 0.03789% | 14082 | 421.6179 | 0.07754% | 10805 | 1601.434 | 0.2116%
10265 | 2003.716 | 0.04979% | 14215 | 421.6179 | 0.07754% | 10805 | 1601.434 | 0.2116%
10268 | 1464.694 | 0.0364% | 14352 | 236.3005 | 0.04346% | 10862 | 1030.37 | 0.1361%
10282 | 1150.879 | 0.0286% | 14389 | 236.3005 | 0.04346% | 10862 | 1030.37 | 0.1361%
10288 | 1524.762 | 0.03789% | 14543 | 236.3005 | 0.04346% | 10871 | 1601.435 | 0.2116%
10289 | 1524.762 | 0.03789% | 20006 | 2914.565 | 0.536% | 10871 | 1601.435 | 0.2116%
10292 | 4956.493 | 0.1232% | 20046 | 1211.282 | 0.2228% | 10871 | 1601.435 | 0.2116%
10298 | 1524.762 | 0.03789% | 20056 | 868.429 | 0.1597% | 10901 | 686.913 | 0.09076%
10299 | 2003.716 | 0.04979% | 20098 | 2914.565 | 0.536% | 10901 | 686.913 | 0.09076%
10305 | 2003.716 | 0.04979% | 20124 | 1211.282 | 0.2228% | 10901 | 686.913 | 0.09076%
10306 | 4956.493 | 0.1232% | 20178 | 868.429 | 0.1597% | 10910 | 1030.37 | 0.1361%
10309 | 6932.738 | 0.1723% | 20179 | 1211.282 | 0.2228% | 10910 | 1030.37 | 0.1361%
10313 | 1188.027 | 0.02952% | 20191 | 3065.65 | 0.5638% | 10996 | 597.9021 | 0.079%
10318 | 1524.762 | 0.03789% | 20196 | 868.429 | 0.1597% | 10996 | 597.9021 | 0.079%
10319 | 2003.716 | 0.04979% | 20199 | 2128.946 | 0.3915% | 10996 | 597.9021 | 0.079%
10322 | 4956.493 | 0.1232% | 20210 | 2128.885 | 0.3915% | 11005 | 597.9021 | 0.079%
10325 | 4956.493 | 0.1232% | 20283 | 2319.077 | 0.4265% | 11005 | 597.9021 | 0.079%
10332 | 1464.694 | 0.0364% | 20300 | 2128.885 | 0.3915% | 11005 | 597.9021 | 0.079%
10334 | 4956.493 | 0.1232% | 20306 | 1211.282 | 0.2228% | 11263 | 686.913 | 0.09076%
10335 | 1524.762 | 0.03789% | 20317 | 2319.077 | 0.4265% | 11263 | 686.913 | 0.09076%
10337 | 1188.027 | 0.02952% | 20322 | 2128.946 | 0.3915% | 11263 | 686.913 | 0.09076%
10338 | 4956.493 | 0.1232% | 20364 | 1211.282 | 0.2228% | 11271 | 365.0781 | 0.04824%
10348 | 6932.738 | 0.1723% | 20377 | 2319.077 | 0.4265% | 11271 | 365.0781 | 0.04824%
10352 | 1188.027 | 0.02952% | 20378 | 2914.565 | 0.536% | 11271 | 365.0781 | 0.04824%
10369 | 1524.762 | 0.03789% | 20391 | 3065.65 | 0.5638% | 11290 | 896.8531 | 0.1185%
10384 | 6932.738 | 0.1723% | 20401 | 1211.282 | 0.2228% | 11290 | 896.8531 | 0.1185%
10388 | 1464.694 | 0.0364% | 20429 | 868.429 | 0.1597% | 11297 | 1601.435 | 0.2116%
10398 | 6932.738 | 0.1723% | 20439 | 2128.946 | 0.3915% | 11297 | 1601.435 | 0.2116%
10401 | 2003.716 | 0.04979% | 20464 | 2319.077 | 0.4265% | 11297 | 1601.435 | 0.2116%
10408 | 4956.493 | 0.1232% | 20465 | 2319.077 | 0.4265% | 11345 | 365.0781 | 0.04824%
10411 | 1150.879 | 0.0286% | 20470 | 3065.65 | 0.5638% | 11345 | 365.0781 | 0.04824%
10413 | 1524.762 | 0.03789% | 20484 | 2128.885 | 0.3915% | 11345 | 365.0781 | 0.04824%
10421 | 1464.694 | 0.0364% | 20511 | 1211.282 | 0.2228% | 11413 | 2402.152 | 0.3174%
10425 | 4956.493 | 0.1232% | 20517 | 2914.565 | 0.536% | 11413 | 2402.152 | 0.3174%
10430 | 1464.694 | 0.0364% | 20535 | 1211.282 | 0.2228% | 11537 | 597.9021 | 0.079%
10435 | 1524.762 | 0.03789% | 20541 | 1211.282 | 0.2228% | 11537 | 597.9021 | 0.079%
10459 | 1524.762 | 0.03789% | 20542 | 868.429 | 0.1597% | 11537 | 597.9021 | 0.079%
10462 | 1524.762 | 0.03789% | 20592 | 1211.282 | 0.2228% | 11598 | 1601.435 | 0.2116%
10466 | 1464.694 | 0.0364% | 20611 | 2914.565 | 0.536% | 11598 | 1601.435 | 0.2116%
10476 | 4956.493 | 0.1232% | 20621 | 2319.077 | 0.4265% | 11598 | 1601.435 | 0.2116%
10486 | 6932.738 | 0.1723% | 20630 | 868.429 | 0.1597% | 11879 | 2402.152 | 0.3174%
10490 | 4956.493 | 0.1232% | 20639 | 868.429 | 0.1597% | 11879 | 2402.152 | 0.3174%
10491 | 1464.694 | 0.0364% | 20654 | 868.429 | 0.1597% | 11887 | 1601.435 | 0.2116%
10493 | 1524.762 | 0.03789% | 20656 | 868.429 | 0.1597% | 11887 | 1601.435 | 0.2116%
10496 | 1150.879 | 0.0286% | 20681 | 1211.282 | 0.2228% | 11887 | 1601.435 | 0.2116%
10510 | 1464.694 | 0.0364% | 20682 | 2128.885 | 0.3915% | 11930 | 2402.152 | 0.3174%
10514 | 1524.762 | 0.03789% | 20689 | 1211.282 | 0.2228% | 11930 | 2402.152 | 0.3174%
10516 | 6932.738 | 0.1723% | 20697 | 868.429 | 0.1597% | 11949 | 1601.434 | 0.2116%
10518 | 4956.493 | 0.1232% | 20722 | 1211.282 | 0.2228% | 11949 | 1601.434 | 0.2116%
10525 | 1464.694 | 0.0364% | 20729 | 3065.65 | 0.5638% | 11949 | 1601.434 | 0.2116%
10537 | 4956.493 | 0.1232% | 20731 | 868.429 | 0.1597% | 12167 | 1601.435 | 0.2116%
10540 | 6932.738 | 0.1723% | 20733 | 1211.282 | 0.2228% | 12167 | 1601.435 | 0.2116%
10551 | 1524.762 | 0.03789% | 20736 | 1211.282 | 0.2228% | 12167 | 1601.435 | 0.2116%
10552 | 1464.694 | 0.0364% | 20804 | 1211.282 | 0.2228% | 12192 | 1030.37 | 0.1361%
10557 | 1524.762 | 0.03789% | 20832 | 3065.65 | 0.5638% | 12192 | 1030.37 | 0.1361%
10561 | 2003.716 | 0.04979% | 20849 | 1211.282 | 0.2228% | 12405 | 1601.435 | 0.2116%
10565 | 2003.716 | 0.04979% | 20858 | 2128.946 | 0.3915% | 12405 | 1601.435 | 0.2116%
10567 | 2003.716 | 0.04979% | 20874 | 3065.65 | 0.5638% | 12405 | 1601.435 | 0.2116%
10579 | 6932.738 | 0.1723% | 20879 | 2128.946 | 0.3915% | 12511 | 597.9021 | 0.079%
10580 | 1524.762 | 0.03789% | 20881 | 2319.077 | 0.4265% | 12511 | 597.9021 | 0.079%
10585 | 2003.716 | 0.04979% | 20907 | 2319.077 | 0.4265% | 12511 | 597.9021 | 0.079%
10595 | 1524.762 | 0.03789% | 20956 | 2319.077 | 0.4265% | 12623 | 2402.152 | 0.3174%
10605 | 2003.716 | 0.04979% | 20997 | 868.429 | 0.1597% | 12623 | 2402.152 | 0.3174%
10612 | 6932.738 | 0.1723% | 21065 | 2128.946 | 0.3915% | 12651 | 1601.435 | 0.2116%
10627 | 6932.738 | 0.1723% | 21071 | 2319.077 | 0.4265% | 12651 | 1601.435 | 0.2116%
10629 | 4956.493 | 0.1232% | 21079 | 1211.282 | 0.2228% | 12651 | 1601.435 | 0.2116%
10630 | 4956.493 | 0.1232% | 21088 | 868.429 | 0.1597% | 12783 | 365.0781 | 0.04824%
10636 | 4956.493 | 0.1232% | 21096 | 2128.946 | 0.3915% | 12783 | 365.0781 | 0.04824%
10637 | 1188.027 | 0.02952% | 21110 | 2914.565 | 0.536% | 12783 | 365.0781 | 0.04824%
10638 | 1524.762 | 0.03789% | 21123 | 1211.282 | 0.2228% | 12932 | 686.9131 | 0.09076%
10649 | 6932.738 | 0.1723% | 21126 | 868.429 | 0.1597% | 12932 | 686.9131 | 0.09076%
10657 | 1524.762 | 0.03789% | 21133 | 1211.282 | 0.2228% | 12932 | 686.9131 | 0.09076%
10658 | 1464.694 | 0.0364% | 21140 | 2319.077 | 0.4265% | 12986 | 1030.37 | 0.1361%
10661 | 1524.762 | 0.03789% | 21226 | 2319.077 | 0.4265% | 12986 | 1030.37 | 0.1361%
10664 | 8264.945 | 0.2054% | 21235 | 2914.565 | 0.536% | 12998 | 365.0781 | 0.04824%
10681 | 2003.716 | 0.04979% | 21241 | 3065.65 | 0.5638% | 12998 | 365.0781 | 0.04824%
10688 | 1150.879 | 0.0286% | 21278 | 1211.282 | 0.2228% | 12998 | 365.0781 | 0.04824%
10690 | 1150.879 | 0.0286% | 21279 | 1211.282 | 0.2228% | 13039 | 686.913 | 0.09076%
10695 | 1464.694 | 0.0364% | 21288 | 868.429 | 0.1597% | 13039 | 686.913 | 0.09076%
10696 | 1464.694 | 0.0364% | 21315 | 868.429 | 0.1597% | 13039 | 686.913 | 0.09076%
10697 | 1524.762 | 0.03789% | 21354 | 1211.282 | 0.2228% | 13048 | 1601.435 | 0.2116%
10699 | 6932.738 | 0.1723% | 21369 | 868.429 | 0.1597% | 13048 | 1601.435 | 0.2116%
10701 | 4956.493 | 0.1232% | 21395 | 1211.282 | 0.2228% | 13048 | 1601.435 | 0.2116%
10705 | 1464.694 | 0.0364% | 21429 | 3065.65 | 0.5638% | 13054 | 896.8531 | 0.1185%
10709 | 1524.762 | 0.03789% | 21518 | 2319.077 | 0.4265% | 13054 | 896.8531 | 0.1185%
10710 | 6932.738 | 0.1723% | 21535 | 2128.946 | 0.3915% | 13062 | 1601.435 | 0.2116%
10713 | 6932.738 | 0.1723% | 21548 | 3065.65 | 0.5638% | 13062 | 1601.435 | 0.2116%
10715 | 4956.493 | 0.1232% | 21555 | 3065.65 | 0.5638% | 13062 | 1601.435 | 0.2116%
10728 | 2003.716 | 0.04979% | 21559 | 1211.282 | 0.2228% | 13126 | 547.6171 | 0.07236%
10733 | 1524.762 | 0.03789% | 21571 | 2914.565 | 0.536% | 13126 | 547.6171 | 0.07236%
10738 | 1188.027 | 0.02952% | 21580 | 2319.077 | 0.4265% | 13202 | 1601.434 | 0.2116%
10741 | 1524.762 | 0.03789% | 21594 | 2319.077 | 0.4265% | 13202 | 1601.434 | 0.2116%
10752 | 4956.493 | 0.1232% | 21599 | 2128.885 | 0.3915% | 13202 | 1601.434 | 0.2116%
10764 | 1524.762 | 0.03789% | 21630 | 3065.65 | 0.5638% | 13218 | 686.9131 | 0.09076%
10786 | 2003.716 | 0.04979% | 21631 | 3065.65 | 0.5638% | 13218 | 686.9131 | 0.09076%
10795 | 6932.738 | 0.1723% | 21676 | 1211.282 | 0.2228% | 13218 | 686.9131 | 0.09076%
10801 | 4956.493 | 0.1232% | 21723 | 2914.565 | 0.536% | 13268 | 686.913 | 0.09076%
10807 | 1524.762 | 0.03789% | 21729 | 2319.077 | 0.4265% | 13268 | 686.913 | 0.09076%
10809 | 4956.493 | 0.1232% | 21731 | 3065.65 | 0.5638% | 13268 | 686.913 | 0.09076%
10811 | 2003.716 | 0.04979% | 21745 | 3065.65 | 0.5638% | 13321 | 2402.152 | 0.3174%
10822 | 2003.716 | 0.04979% | 21760 | 1211.282 | 0.2228% | 13321 | 2402.152 | 0.3174%
10823 | 1524.762 | 0.03789% | 21765 | 868.429 | 0.1597% | 13360 | 2402.152 | 0.3174%
10840 | 1524.762 | 0.03789% | 21766 | 1211.282 | 0.2228% | 13360 | 2402.152 | 0.3174%
10843 | 2003.716 | 0.04979% | 21774 | 3065.65 | 0.5638% | 13384 | 686.913 | 0.09076%
10848 | 1524.762 | 0.03789% | 21819 | 868.429 | 0.1597% | 13384 | 686.913 | 0.09076%
10852 | 1188.027 | 0.02952% | 21820 | 3065.65 | 0.5638% | 13384 | 686.913 | 0.09076%
10866 | 2003.716 | 0.04979% | 21846 | 2128.885 | 0.3915% | 13520 | 686.913 | 0.09076%
10887 | 1464.694 | 0.0364% | 21855 | 3065.65 | 0.5638% | 13520 | 686.913 | 0.09076%
10895 | 1524.762 | 0.03789% | 21870 | 2128.885 | 0.3915% | 13520 | 686.913 | 0.09076%
10911 | 1464.694 | 0.0364% | 21893 | 2914.565 | 0.536% | 13628 | 686.913 | 0.09076%
10915 | 1464.694 | 0.0364% | 21913 | 3065.65 | 0.5638% | 13628 | 686.913 | 0.09076%
10927 | 1524.762 | 0.03789% | 21942 | 868.429 | 0.1597% | 13628 | 686.913 | 0.09076%
10946 | 4956.493 | 0.1232% | 21960 | 2319.077 | 0.4265% | 13694 | 1601.435 | 0.2116%
10948 | 2003.716 | 0.04979% | 21970 | 868.429 | 0.1597% | 13694 | 1601.435 | 0.2116%
10951 | 4956.493 | 0.1232% | 21971 | 1211.282 | 0.2228% | 13694 | 1601.435 | 0.2116%
10965 | 4956.493 | 0.1232% | 21982 | 3065.65 | 0.5638% | 13712 | 365.0781 | 0.04824%
10978 | 1524.762 | 0.03789% | 21984 | 868.429 | 0.1597% | 13712 | 365.0781 | 0.04824%
10986 | 2003.716 | 0.04979% | 21997 | 2128.885 | 0.3915% | 13712 | 365.0781 | 0.04824%
10990 | 2003.716 | 0.04979% | 22004 | 2128.885 | 0.3915% | 13861 | 365.0781 | 0.04824%
10995 | 4956.493 | 0.1232% | 22013 | 868.429 | 0.1597% | 13861 | 365.0781 | 0.04824%
11003 | 2003.716 | 0.04979% | 22017 | 1211.282 | 0.2228% | 13861 | 365.0781 | 0.04824%
11006 | 1524.762 | 0.03789% | 22028 | 868.429 | 0.1597% | 13899 | 365.0781 | 0.04824%
11014 | 1188.027 | 0.02952% | 22048 | 2319.077 | 0.4265% | 13899 | 365.0781 | 0.04824%
11021 | 1464.694 | 0.0364% | 22056 | 1211.282 | 0.2228% | 13899 | 365.0781 | 0.04824%
11030 | 1464.694 | 0.0364% | 22067 | 868.429 | 0.1597% | 13988 | 1030.37 | 0.1361%
11032 | 1188.027 | 0.02952% | 22073 | 868.429 | 0.1597% | 13988 | 1030.37 | 0.1361%
11035 | 1150.879 | 0.0286% | 22112 | 2319.077 | 0.4265% | 14014 | 1030.37 | 0.1361%
11041 | 1524.762 | 0.03789% | 22119 | 868.429 | 0.1597% | 14014 | 1030.37 | 0.1361%
11047 | 1524.762 | 0.03789% | 22190 | 868.429 | 0.1597% | 14020 | 686.913 | 0.09076%
11048 | 1464.694 | 0.0364% | 22192 | 2128.946 | 0.3915% | 14020 | 686.913 | 0.09076%
11051 | 6932.738 | 0.1723% | 22204 | 2319.077 | 0.4265% | 14020 | 686.913 | 0.09076%
11054 | 2003.716 | 0.04979% | 22236 | 3065.65 | 0.5638% | 14059 | 686.913 | 0.09076%
11055 | 1464.694 | 0.0364% | 22277 | 2319.077 | 0.4265% | 14059 | 686.913 | 0.09076%
11061 | 6932.738 | 0.1723% | 22313 | 1211.282 | 0.2228% | 14059 | 686.913 | 0.09076%
11084 | 2003.716 | 0.04979% | 22320 | 2319.077 | 0.4265% | 14163 | 686.913 | 0.09076%
11086 | 4956.493 | 0.1232% | 22342 | 2319.077 | 0.4265% | 14163 | 686.913 | 0.09076%
11089 | 2003.716 | 0.04979% | 22358 | 1211.282 | 0.2228% | 14163 | 686.913 | 0.09076%
11094 | 1524.762 | 0.03789% | 22370 | 2319.077 | 0.4265% | 14240 | 2402.152 | 0.3174%
11110 | 1188.027 | 0.02952% | 22397 | 2914.565 | 0.536% | 14240 | 2402.152 | 0.3174%
11118 | 1150.879 | 0.0286% | 22403 | 2128.946 | 0.3915% | 14258 | 2402.152 | 0.3174%
11119 | 2003.716 | 0.04979% | 22412 | 3065.65 | 0.5638% | 14258 | 2402.152 | 0.3174%
11138 | 1524.762 | 0.03789% | 22418 | 868.429 | 0.1597% | 14259 | 365.0781 | 0.04824%
11145 | 4956.493 | 0.1232% | 22419 | 2914.565 | 0.536% | 14259 | 365.0781 | 0.04824%
11154 | 6932.738 | 0.1723% | 22463 | 1211.282 | 0.2228% | 14259 | 365.0781 | 0.04824%
11163 | 4956.493 | 0.1232% | 22464 | 1211.282 | 0.2228% | 14346 | 2402.152 | 0.3174%
11178 | 1524.762 | 0.03789% | 22465 | 3065.65 | 0.5638% | 14346 | 2402.152 | 0.3174%
11187 | 1524.762 | 0.03789% | 22468 | 1211.282 | 0.2228% | 14507 | 686.913 | 0.09076%
11194 | 4956.493 | 0.1232% | 22472 | 868.429 | 0.1597% | 14507 | 686.913 | 0.09076%
11210 | 1524.762 | 0.03789% | 22484 | 1211.282 | 0.2228% | 14507 | 686.913 | 0.09076%
11217 | 4956.493 | 0.1232% | 22508 | 2128.885 | 0.3915% | 14613 | 896.8531 | 0.1185%
11219 | 4956.493 | 0.1232% | 22511 | 2319.077 | 0.4265% | 14613 | 896.8531 | 0.1185%
11221 | 6932.738 | 0.1723% | 22552 | 868.429 | 0.1597% | 14614 | 1601.434 | 0.2116%
11222 | 4956.493 | 0.1232% | 22565 | 868.429 | 0.1597% | 14614 | 1601.434 | 0.2116%
11233 | 4956.493 | 0.1232% | 22605 | 2319.077 | 0.4265% | 14614 | 1601.434 | 0.2116%
11236 | 4956.493 | 0.1232% | 22630 | 868.429 | 0.1597% | 20021 | 2514.881 | 0.3323%
11246 | 1524.762 | 0.03789% | 22639 | 3065.65 | 0.5638% | 20021 | 2514.881 | 0.3323%
11273 | 1524.762 | 0.03789% | 22643 | 1211.282 | 0.2228% | 20021 | 2514.881 | 0.3323%
11282 | 6932.738 | 0.1723% | 22647 | 1211.282 | 0.2228% | 20101 | 2514.881 | 0.3323%
11283 | 6932.738 | 0.1723% | 22657 | 1211.282 | 0.2228% | 20101 | 2514.881 | 0.3323%
11284 | 1524.762 | 0.03789% | 22674 | 2914.565 | 0.536% | 20101 | 2514.881 | 0.3323%
11289 | 1524.762 | 0.03789% | 22682 | 2319.077 | 0.4265% | 20119 | 2514.881 | 0.3323%
11302 | 1524.762 | 0.03789% | 22690 | 2914.565 | 0.536% | 20119 | 2514.881 | 0.3323%
11315 | 1188.027 | 0.02952% | 22707 | 2319.077 | 0.4265% | 20119 | 2514.881 | 0.3323%
11317 | 6932.738 | 0.1723% | 22713 | 1211.282 | 0.2228% | 20165 | 2514.881 | 0.3323%
11323 | 2003.716 | 0.04979% | 22716 | 868.429 | 0.1597% | 20165 | 2514.881 | 0.3323%
11327 | 2003.716 | 0.04979% | 22730 | 868.429 | 0.1597% | 20165 | 2514.881 | 0.3323%
11332 | 4956.493 | 0.1232% | 22732 | 3065.65 | 0.5638% | 20193 | 2514.881 | 0.3323%
11339 | 1524.762 | 0.03789% | 22736 | 1211.282 | 0.2228% | 20193 | 2514.881 | 0.3323%
11341 | 1464.694 | 0.0364% | 22772 | 1211.282 | 0.2228% | 20193 | 2514.881 | 0.3323%
11342 | 4956.493 | 0.1232% | 22773 | 2319.077 | 0.4265% | 20195 | 3772.322 | 0.4984%
11346 | 4956.493 | 0.1232% | 22775 | 2128.946 | 0.3915% | 20195 | 3772.322 | 0.4984%
11347 | 4956.493 | 0.1232% | 22811 | 2128.946 | 0.3915% | 20241 | 2514.881 | 0.3323%
11349 | 4956.493 | 0.1232% | 22821 | 2914.565 | 0.536% | 20241 | 2514.881 | 0.3323%
11352 | 6932.738 | 0.1723% | 22824 | 2128.946 | 0.3915% | 20241 | 2514.881 | 0.3323%
11375 | 1524.762 | 0.03789% | 22827 | 1211.282 | 0.2228% | 20289 | 2514.881 | 0.3323%
11377 | 4956.493 | 0.1232% | 22859 | 2319.077 | 0.4265% | 20289 | 2514.881 | 0.3323%
11409 | 1188.027 | 0.02952% | 22862 | 2319.077 | 0.4265% | 20289 | 2514.881 | 0.3323%
11411 | 1464.694 | 0.0364% | 22865 | 2128.885 | 0.3915% | 20532 | 2514.881 | 0.3323%
11414 | 4956.493 | 0.1232% | 22882 | 2319.077 | 0.4265% | 20532 | 2514.881 | 0.3323%
11416 | 2003.716 | 0.04979% | 22910 | 2319.077 | 0.4265% | 20532 | 2514.881 | 0.3323%
11417 | 4956.493 | 0.1232% | 22913 | 2128.885 | 0.3915% | 20566 | 2514.881 | 0.3323%
11418 | 6932.738 | 0.1723% | 22916 | 1211.282 | 0.2228% | 20566 | 2514.881 | 0.3323%
11420 | 6932.738 | 0.1723% | 22927 | 868.429 | 0.1597% | 20566 | 2514.881 | 0.3323%
11437 | 1524.762 | 0.03789% | 22928 | 2914.565 | 0.536% | 20581 | 3772.322 | 0.4984%
11439 | 6932.738 | 0.1723% | 22933 | 2128.885 | 0.3915% | 20581 | 3772.322 | 0.4984%
11452 | 6932.738 | 0.1723% | 22942 | 868.429 | 0.1597% | 20665 | 2514.881 | 0.3323%
11467 | 1524.762 | 0.03789% | 22983 | 1211.282 | 0.2228% | 20665 | 2514.881 | 0.3323%
11472 | 1524.762 | 0.03789% | 23004 | 2128.885 | 0.3915% | 20665 | 2514.881 | 0.3323%
11475 | 6932.738 | 0.1723% | 23025 | 1211.282 | 0.2228% | 20705 | 2514.881 | 0.3323%
11476 | 1524.762 | 0.03789% | 23035 | 2914.565 | 0.536% | 20705 | 2514.881 | 0.3323%
11478 | 2003.716 | 0.04979% | 23061 | 2128.946 | 0.3915% | 20705 | 2514.881 | 0.3323%
11494 | 1524.762 | 0.03789% | 23063 | 2914.565 | 0.536% | 20803 | 2514.881 | 0.3323%
11496 | 4956.493 | 0.1232% | 23069 | 2914.565 | 0.536% | 20803 | 2514.881 | 0.3323%
11499 | 1188.027 | 0.02952% | 23072 | 1211.282 | 0.2228% | 20803 | 2514.881 | 0.3323%
11503 | 1524.762 | 0.03789% | 23167 | 868.429 | 0.1597% | 21000 | 2514.881 | 0.3323%
11504 | 6932.738 | 0.1723% | 23169 | 1211.282 | 0.2228% | 21000 | 2514.881 | 0.3323%
11512 | 2003.716 | 0.04979% | 23182 | 3065.65 | 0.5638% | 21000 | 2514.881 | 0.3323%
11516 | 4956.493 | 0.1232% | 23198 | 868.429 | 0.1597% | 21268 | 2514.881 | 0.3323%
11520 | 2003.716 | 0.04979% | 23201 | 3065.65 | 0.5638% | 21268 | 2514.881 | 0.3323%
11531 | 4956.493 | 0.1232% | 23210 | 2319.077 | 0.4265% | 21268 | 2514.881 | 0.3323%
11533 | 2003.716 | 0.04979% | 23215 | 2319.077 | 0.4265% | 21346 | 2514.881 | 0.3323%
11535 | 1524.762 | 0.03789% | 23255 | 2914.565 | 0.536% | 21346 | 2514.881 | 0.3323%
11536 | 1188.027 | 0.02952% | 23325 | 2128.946 | 0.3915% | 21346 | 2514.881 | 0.3323%
11539 | 2003.716 | 0.04979% | 23332 | 3065.65 | 0.5638% | 21424 | 2514.881 | 0.3323%
11544 | 4956.493 | 0.1232% | 23340 | 2319.077 | 0.4265% | 21424 | 2514.881 | 0.3323%
11549 | 1524.762 | 0.03789% | 23341 | 1211.282 | 0.2228% | 21424 | 2514.881 | 0.3323%
11552 | 1464.694 | 0.0364% | 23362 | 2914.565 | 0.536% | 21488 | 2514.881 | 0.3323%
11555 | 2003.716 | 0.04979% | 23397 | 868.429 | 0.1597% | 21488 | 2514.881 | 0.3323%
11574 | 4956.493 | 0.1232% | 23457 | 868.429 | 0.1597% | 21488 | 2514.881 | 0.3323%
11585 | 1524.762 | 0.03789% | 23471 | 868.429 | 0.1597% | 21505 | 2514.881 | 0.3323%
11602 | 1150.879 | 0.0286% | 23472 | 2319.077 | 0.4265% | 21505 | 2514.881 | 0.3323%
11633 | 4956.493 | 0.1232% | 23481 | 2128.946 | 0.3915% | 21505 | 2514.881 | 0.3323%
11636 | 1464.694 | 0.0364% | 23490 | 2319.077 | 0.4265% | 21564 | 2514.881 | 0.3323%
11639 | 1464.694 | 0.0364% | 23497 | 868.429 | 0.1597% | 21564 | 2514.881 | 0.3323%
11645 | 1524.762 | 0.03789% | 23525 | 868.429 | 0.1597% | 21564 | 2514.881 | 0.3323%
11653 | 1524.762 | 0.03789% | 23560 | 2128.946 | 0.3915% | 21576 | 2514.881 | 0.3323%
11670 | 1524.762 | 0.03789% | 23613 | 1211.282 | 0.2228% | 21576 | 2514.881 | 0.3323%
11675 | 6932.738 | 0.1723% | 23614 | 2914.565 | 0.536% | 21576 | 2514.881 | 0.3323%
11677 | 1524.762 | 0.03789% | 23641 | 1211.282 | 0.2228% | 21627 | 3772.322 | 0.4984%
11679 | 6932.738 | 0.1723% | 23650 | 868.429 | 0.1597% | 21627 | 3772.322 | 0.4984%
11684 | 2003.716 | 0.04979% | 23658 | 868.429 | 0.1597% | 21642 | 3772.322 | 0.4984%
11702 | 2003.716 | 0.04979% | 23673 | 2914.565 | 0.536% | 21642 | 3772.322 | 0.4984%
11705 | 1464.694 | 0.0364% | 23726 | 2319.077 | 0.4265% | 21691 | 2514.881 | 0.3323%
11713 | 2003.716 | 0.04979% | 23757 | 2128.946 | 0.3915% | 21691 | 2514.881 | 0.3323%
11717 | 6932.738 | 0.1723% | 23767 | 2319.077 | 0.4265% | 21691 | 2514.881 | 0.3323%
11725 | 1524.762 | 0.03789% | 23773 | 868.429 | 0.1597% | 21757 | 3772.322 | 0.4984%
11729 | 6932.738 | 0.1723% | 23779 | 1211.282 | 0.2228% | 21757 | 3772.322 | 0.4984%
11732 | 4956.493 | 0.1232% | 23786 | 1211.282 | 0.2228% | 21839 | 3772.322 | 0.4984%
11734 | 1524.762 | 0.03789% | 23803 | 1211.282 | 0.2228% | 21839 | 3772.322 | 0.4984%
11739 | 1524.762 | 0.03789% | 23805 | 2319.077 | 0.4265% | 21844 | 2514.881 | 0.3323%
11749 | 1464.694 | 0.0364% | 23863 | 2128.885 | 0.3915% | 21844 | 2514.881 | 0.3323%
11752 | 2003.716 | 0.04979% | 23900 | 2319.077 | 0.4265% | 21844 | 2514.881 | 0.3323%
11753 | 2003.716 | 0.04979% | 23954 | 1211.282 | 0.2228% | 21910 | 2514.881 | 0.3323%
11762 | 1464.694 | 0.0364% | 23958 | 868.429 | 0.1597% | 21910 | 2514.881 | 0.3323%
11766 | 4956.493 | 0.1232% | 23968 | 868.429 | 0.1597% | 21910 | 2514.881 | 0.3323%
11769 | 4956.493 | 0.1232% | 23977 | 2128.885 | 0.3915% | 21952 | 3772.322 | 0.4984%
11772 | 1464.694 | 0.0364% | 23993 | 3065.65 | 0.5638% | 21952 | 3772.322 | 0.4984%
11774 | 6932.738 | 0.1723% | 24063 | 2319.077 | 0.4265% | 21985 | 3772.322 | 0.4984%
11775 | 4956.493 | 0.1232% | 24074 | 2128.885 | 0.3915% | 21985 | 3772.322 | 0.4984%
11779 | 1524.762 | 0.03789% | 24113 | 868.429 | 0.1597% | 21998 | 2514.881 | 0.3323%
11780 | 1150.879 | 0.0286% | 24130 | 868.429 | 0.1597% | 21998 | 2514.881 | 0.3323%
11788 | 4956.493 | 0.1232% | 24157 | 2319.077 | 0.4265% | 21998 | 2514.881 | 0.3323%
11794 | 1464.694 | 0.0364% | 24167 | 2128.885 | 0.3915% | 22058 | 2514.881 | 0.3323%
11802 | 1188.027 | 0.02952% | 24174 | 1211.282 | 0.2228% | 22058 | 2514.881 | 0.3323%
11808 | 4956.493 | 0.1232% | 24176 | 868.429 | 0.1597% | 22058 | 2514.881 | 0.3323%
11815 | 6932.738 | 0.1723% | 24181 | 868.429 | 0.1597% | 22106 | 2514.881 | 0.3323%
11825 | 1464.694 | 0.0364% | 24192 | 1211.282 | 0.2228% | 22106 | 2514.881 | 0.3323%
11827 | 4956.493 | 0.1232% | 24220 | 868.429 | 0.1597% | 22106 | 2514.881 | 0.3323%
11835 | 1464.694 | 0.0364% | 24280 | 2319.077 | 0.4265% | 22262 | 2514.881 | 0.3323%
11836 | 2003.716 | 0.04979% | 24300 | 1211.282 | 0.2228% | 22262 | 2514.881 | 0.3323%
11838 | 2003.716 | 0.04979% | 24326 | 868.429 | 0.1597% | 22262 | 2514.881 | 0.3323%
11842 | 4956.493 | 0.1232% | 24328 | 3065.65 | 0.5638% | 22371 | 3772.322 | 0.4984%
11844 | 4956.493 | 0.1232% | 24339 | 2914.565 | 0.536% | 22371 | 3772.322 | 0.4984%
11860 | 2003.716 | 0.04979% | 24386 | 2128.946 | 0.3915% | 22450 | 2514.881 | 0.3323%
11871 | 4956.493 | 0.1232% | 24393 | 2128.885 | 0.3915% | 22450 | 2514.881 | 0.3323%
11872 | 1524.762 | 0.03789% | 24396 | 2319.077 | 0.4265% | 22450 | 2514.881 | 0.3323%
11873 | 1524.762 | 0.03789% | 24414 | 1211.282 | 0.2228% | 22536 | 2514.881 | 0.3323%
11880 | 2003.716 | 0.04979% | 24420 | 2319.077 | 0.4265% | 22536 | 2514.881 | 0.3323%
11894 | 4956.493 | 0.1232% | 24421 | 868.429 | 0.1597% | 22536 | 2514.881 | 0.3323%
11896 | 2003.716 | 0.04979% | 24428 | 2128.946 | 0.3915% | 22870 | 2514.881 | 0.3323%
11900 | 1524.762 | 0.03789% | 24450 | 868.429 | 0.1597% | 22870 | 2514.881 | 0.3323%
11904 | 1464.694 | 0.0364% | 24473 | 2319.077 | 0.4265% | 22870 | 2514.881 | 0.3323%
11908 | 2003.716 | 0.04979% | 24476 | 3065.65 | 0.5638% | 22906 | 3772.322 | 0.4984%
11910 | 2003.716 | 0.04979% | 24507 | 2319.077 | 0.4265% | 22906 | 3772.322 | 0.4984%
11914 | 6932.738 | 0.1723% | 24509 | 868.429 | 0.1597% | 23106 | 3772.322 | 0.4984%
11925 | 4956.493 | 0.1232% | 24582 | 3065.65 | 0.5638% | 23106 | 3772.322 | 0.4984%
11933 | 2003.716 | 0.04979% | 24591 | 868.429 | 0.1597% | 23425 | 2514.881 | 0.3323%
11943 | 4956.493 | 0.1232% | 24595 | 1211.282 | 0.2228% | 23425 | 2514.881 | 0.3323%
11953 | 2003.716 | 0.04979% | 24599 | 2914.565 | 0.536% | 23425 | 2514.881 | 0.3323%
11954 | 1524.762 | 0.03789% | 24604 | 1211.282 | 0.2228% | 23531 | 3772.322 | 0.4984%
11958 | 6932.738 | 0.1723% | 24606 | 868.429 | 0.1597% | 23531 | 3772.322 | 0.4984%
11967 | 6932.738 | 0.1723% | 24613 | 3065.65 | 0.5638% | 23623 | 2514.881 | 0.3323%
11971 | 1524.762 | 0.03789% | 24659 | 2128.946 | 0.3915% | 23623 | 2514.881 | 0.3323%
11978 | 1188.027 | 0.02952% | 24669 | 868.429 | 0.1597% | 23623 | 2514.881 | 0.3323%
11980 | 1524.762 | 0.03789% | 24692 | 1211.282 | 0.2228% | 23681 | 2514.881 | 0.3323%
11988 | 1188.027 | 0.02952% | 24708 | 2914.565 | 0.536% | 23681 | 2514.881 | 0.3323%
11992 | 1524.762 | 0.03789% | 24712 | 2914.565 | 0.536% | 23681 | 2514.881 | 0.3323%
11993 | 2003.716 | 0.04979% | 24719 | 2128.946 | 0.3915% | 23685 | 3772.322 | 0.4984%
12016 | 1524.762 | 0.03789% | 24736 | 2319.077 | 0.4265% | 23685 | 3772.322 | 0.4984%
12018 | 6932.738 | 0.1723% | 24763 | 2914.565 | 0.536% | 23800 | 2514.881 | 0.3323%
12022 | 1524.762 | 0.03789% | 24771 | 1211.282 | 0.2228% | 23800 | 2514.881 | 0.3323%
12029 | 1464.694 | 0.0364% | 24779 | 1211.282 | 0.2228% | 23800 | 2514.881 | 0.3323%
12033 | 1188.027 | 0.02952% | 24847 | 2128.885 | 0.3915% | 23899 | 2514.881 | 0.3323%
12035 | 2003.716 | 0.04979% | 24854 | 1211.282 | 0.2228% | 23899 | 2514.881 | 0.3323%
12039 | 4956.493 | 0.1232% |  | 543729.6847 | 100% | 23899 | 2514.881 | 0.3323%
12049 | 1464.694 | 0.0364% |  |  |  | 23996 | 3772.322 | 0.4984%
12054 | 1524.762 | 0.03789% |  |  |  | 23996 | 3772.322 | 0.4984%
12060 | 1464.694 | 0.0364% |  |  |  | 24009 | 2514.881 | 0.3323%
12062 | 6932.738 | 0.1723% |  |  |  | 24009 | 2514.881 | 0.3323%
12063 | 1464.694 | 0.0364% |  |  |  | 24009 | 2514.881 | 0.3323%
12064 | 1524.762 | 0.03789% |  |  |  | 24123 | 3772.322 | 0.4984%
12086 | 1464.694 | 0.0364% |  |  |  | 24123 | 3772.322 | 0.4984%
12092 | 4956.493 | 0.1232% |  |  |  | 24139 | 3772.322 | 0.4984%
12101 | 4956.493 | 0.1232% |  |  |  | 24139 | 3772.322 | 0.4984%
12103 | 4956.493 | 0.1232% |  |  |  | 24637 | 2514.881 | 0.3323%
12105 | 1188.027 | 0.02952% |  |  |  | 24637 | 2514.881 | 0.3323%
12107 | 4956.493 | 0.1232% |  |  |  | 24637 | 2514.881 | 0.3323%
12108 | 1524.762 | 0.03789% |  |  |  | 24802 | 2514.881 | 0.3323%
12111 | 1464.694 | 0.0364% |  |  |  | 24802 | 2514.881 | 0.3323%
12114 | 2003.716 | 0.04979% |  |  |  | 24802 | 2514.881 | 0.3323%
12131 | 4956.493 | 0.1232% |  |  |  | 29940 | 547.6171 | 0.07236%
12142 | 1524.762 | 0.03789% |  |  |  | 29940 | 547.6171 | 0.07236%
12144 | 6932.738 | 0.1723% |  |  |  | 60022 | 2402.152 | 0.3174%
12145 | 1524.762 | 0.03789% |  |  |  | 60022 | 2402.152 | 0.3174%
12146 | 1464.694 | 0.0364% |  |  |  | 60051 | 1601.434 | 0.2116%
12148 | 6932.738 | 0.1723% |  |  |  | 60051 | 1601.434 | 0.2116%
12153 | 1524.762 | 0.03789% |  |  |  | 60051 | 1601.434 | 0.2116%
12163 | 1524.762 | 0.03789% |  |  |  | 60071 | 2402.152 | 0.3174%
12169 | 1524.762 | 0.03789% |  |  |  | 60071 | 2402.152 | 0.3174%
12176 | 1524.762 | 0.03789% |  |  |  | 60099 | 1601.435 | 0.2116%
12183 | 4956.493 | 0.1232% |  |  |  | 60099 | 1601.435 | 0.2116%
12186 | 4956.493 | 0.1232% |  |  |  | 60099 | 1601.435 | 0.2116%
12190 | 4956.493 | 0.1232% |  |  |  | 71001 | 547.6171 | 0.07236%
12197 | 1524.762 | 0.03789% |  |  |  | 71001 | 547.6171 | 0.07236%
12199 | 2003.716 | 0.04979% |  |  |  | 71002 | 547.6171 | 0.07236%
12203 | 1524.762 | 0.03789% |  |  |  | 71002 | 547.6171 | 0.07236%
12207 | 4956.493 | 0.1232% |  |  |  | 71003 | 547.6171 | 0.07236%
12213 | 1464.694 | 0.0364% |  |  |  | 71003 | 547.6171 | 0.07236%
12214 | 4956.493 | 0.1232% |  |  |  | 71004 | 547.6171 | 0.07236%
12215 | 2003.716 | 0.04979% |  |  |  | 71004 | 547.6171 | 0.07236%
12226 | 6932.738 | 0.1723% |  |  |  | 71005 | 547.6171 | 0.07236%
12229 | 1524.762 | 0.03789% |  |  |  | 71005 | 547.6171 | 0.07236%
12230 | 6932.738 | 0.1723% |  |  |  | 71006 | 547.6171 | 0.07236%
12232 | 1188.027 | 0.02952% |  |  |  | 71006 | 547.6171 | 0.07236%
12242 | 1524.762 | 0.03789% |  |  |  | 71007 | 547.6171 | 0.07236%
12247 | 2003.716 | 0.04979% |  |  |  | 71007 | 547.6171 | 0.07236%
12255 | 1188.027 | 0.02952% |  |  |  | 71008 | 547.6171 | 0.07236%
12263 | 1524.762 | 0.03789% |  |  |  | 71008 | 547.6171 | 0.07236%
12264 | 1464.694 | 0.0364% |  |  |  | 71009 | 547.6171 | 0.07236%
12266 | 4956.493 | 0.1232% |  |  |  | 71009 | 547.6171 | 0.07236%
12270 | 1150.879 | 0.0286% |  |  |  | 71010 | 547.6171 | 0.07236%
12271 | 1524.762 | 0.03789% |  |  |  | 71010 | 547.6171 | 0.07236%
12274 | 4956.493 | 0.1232% |  |  |  | 71011 | 547.6171 | 0.07236%
12278 | 2003.716 | 0.04979% |  |  |  | 71011 | 547.6171 | 0.07236%
12295 | 6932.738 | 0.1723% |  |  |  | 71012 | 547.6171 | 0.07236%
12303 | 1464.694 | 0.0364% |  |  |  | 71012 | 547.6171 | 0.07236%
12305 | 4956.493 | 0.1232% |  |  |  | 71013 | 547.6171 | 0.07236%
12307 | 1524.762 | 0.03789% |  |  |  | 71013 | 547.6171 | 0.07236%
12315 | 2003.716 | 0.04979% |  |  |  | 71014 | 547.6171 | 0.07236%
12320 | 2003.716 | 0.04979% |  |  |  | 71014 | 547.6171 | 0.07236%
12321 | 1524.762 | 0.03789% |  |  |  | 72001 | 547.6171 | 0.07236%
12339 | 2003.716 | 0.04979% |  |  |  | 72001 | 547.6171 | 0.07236%
12341 | 1464.694 | 0.0364% |  |  |  | 72002 | 547.6171 | 0.07236%
12348 | 1524.762 | 0.03789% |  |  |  | 72002 | 547.6171 | 0.07236%
12358 | 1524.762 | 0.03789% |  |  |  | 72003 | 547.6171 | 0.07236%
12370 | 6932.738 | 0.1723% |  |  |  | 72003 | 547.6171 | 0.07236%
12372 | 4956.493 | 0.1232% |  |  |  | 72004 | 547.6171 | 0.07236%
12376 | 1188.027 | 0.02952% |  |  |  | 72004 | 547.6171 | 0.07236%
12377 | 6932.738 | 0.1723% |  |  |  | 72005 | 547.6171 | 0.07236%
12398 | 1524.762 | 0.03789% |  |  |  | 72005 | 547.6171 | 0.07236%
12399 | 1524.762 | 0.03789% |  |  |  | 72006 | 547.6171 | 0.07236%
12404 | 2003.716 | 0.04979% |  |  |  | 72006 | 547.6171 | 0.07236%
12407 | 1150.879 | 0.0286% |  |  |  | 72007 | 547.6171 | 0.07236%
12408 | 4956.493 | 0.1232% |  |  |  | 72007 | 547.6171 | 0.07236%
12414 | 1524.762 | 0.03789% |  |  |  | 72008 | 547.6171 | 0.07236%
12427 | 1524.762 | 0.03789% |  |  |  | 72008 | 547.6171 | 0.07236%
12434 | 6932.738 | 0.1723% |  |  |  | 72009 | 547.6171 | 0.07236%
12456 | 2003.716 | 0.04979% |  |  |  | 72009 | 547.6171 | 0.07236%
12458 | 1188.027 | 0.02952% |  |  |  | 72010 | 547.6171 | 0.07236%
12460 | 1150.879 | 0.0286% |  |  |  | 72010 | 547.6171 | 0.07236%
12478 | 1150.879 | 0.0286% |  |  |  | 73001 | 547.6171 | 0.07236%
12482 | 4956.493 | 0.1232% |  |  |  | 73001 | 547.6171 | 0.07236%
12483 | 1188.027 | 0.02952% |  |  |  | 73002 | 547.6171 | 0.07236%
12486 | 4956.493 | 0.1232% |  |  |  | 73002 | 547.6171 | 0.07236%
12489 | 4956.493 | 0.1232% |  |  |  | 73003 | 547.6171 | 0.07236%
12494 | 1524.762 | 0.03789% |  |  |  | 73003 | 547.6171 | 0.07236%
12496 | 1150.879 | 0.0286% |  |  |  | 73004 | 547.6171 | 0.07236%
12499 | 6932.738 | 0.1723% |  |  |  | 73004 | 547.6171 | 0.07236%
12504 | 1524.762 | 0.03789% |  |  |  | 73005 | 547.6171 | 0.07236%
12505 | 2003.716 | 0.04979% |  |  |  | 73005 | 547.6171 | 0.07236%
12507 | 1524.762 | 0.03789% |  |  |  | 73006 | 547.6171 | 0.07236%
12510 | 2003.716 | 0.04979% |  |  |  | 73006 | 547.6171 | 0.07236%
12514 | 1524.762 | 0.03789% |  |  |  | 73007 | 547.6171 | 0.07236%
12524 | 2003.716 | 0.04979% |  |  |  | 73007 | 547.6171 | 0.07236%
12556 | 4956.493 | 0.1232% |  |  |  | 73008 | 547.6171 | 0.07236%
12561 | 4956.493 | 0.1232% |  |  |  | 73008 | 547.6171 | 0.07236%
12564 | 2003.716 | 0.04979% |  |  |  | 73009 | 547.6171 | 0.07236%
12569 | 2003.716 | 0.04979% |  |  |  | 73009 | 547.6171 | 0.07236%
12572 | 6932.738 | 0.1723% |  |  |  | 73010 | 547.6171 | 0.07236%
12582 | 2003.716 | 0.04979% |  |  |  | 73010 | 547.6171 | 0.07236%
12600 | 1524.762 | 0.03789% |  |  |  | 74001 | 547.6171 | 0.07236%
12614 | 1524.762 | 0.03789% |  |  |  | 74001 | 547.6171 | 0.07236%
12620 | 2003.716 | 0.04979% |  |  |  | 74002 | 547.6171 | 0.07236%
12621 | 2003.716 | 0.04979% |  |  |  | 74002 | 547.6171 | 0.07236%
12630 | 2003.716 | 0.04979% |  |  |  | 74003 | 547.6171 | 0.07236%
12640 | 1150.879 | 0.0286% |  |  |  | 74003 | 547.6171 | 0.07236%
12643 | 6932.738 | 0.1723% |  |  |  | 74004 | 547.6171 | 0.07236%
12648 | 4956.493 | 0.1232% |  |  |  | 74004 | 547.6171 | 0.07236%
12656 | 2003.716 | 0.04979% |  |  |  | 74005 | 547.6171 | 0.07236%
12657 | 1524.762 | 0.03789% |  |  |  | 74005 | 547.6171 | 0.07236%
12661 | 2003.716 | 0.04979% |  |  |  | 74006 | 547.6171 | 0.07236%
12669 | 4956.493 | 0.1232% |  |  |  | 74006 | 547.6171 | 0.07236%
12670 | 1524.762 | 0.03789% |  |  |  | 74007 | 547.6171 | 0.07236%
12675 | 1464.694 | 0.0364% |  |  |  | 74007 | 547.6171 | 0.07236%
12678 | 2003.716 | 0.04979% |  |  |  | 74008 | 547.6171 | 0.07236%
12679 | 1524.762 | 0.03789% |  |  |  | 74008 | 547.6171 | 0.07236%
12690 | 4956.493 | 0.1232% |  |  |  | 74009 | 547.6171 | 0.07236%
12693 | 4956.493 | 0.1232% |  |  |  | 74009 | 547.6171 | 0.07236%
12724 | 2003.716 | 0.04979% |  |  |  | 74010 | 547.6171 | 0.07236%
12730 | 1150.879 | 0.0286% |  |  |  | 74010 | 547.6171 | 0.07236%
12737 | 6932.738 | 0.1723% |  |  |  | 74011 | 547.6171 | 0.07236%
12738 | 1464.694 | 0.0364% |  |  |  | 74011 | 547.6171 | 0.07236%
12739 | 1188.027 | 0.02952% |  |  |  | 74012 | 547.6171 | 0.07236%
12743 | 4956.493 | 0.1232% |  |  |  | 74012 | 547.6171 | 0.07236%
12745 | 1524.762 | 0.03789% |  |  |  | 74013 | 547.6171 | 0.07236%
12753 | 1524.762 | 0.03789% |  |  |  | 74013 | 547.6171 | 0.07236%
12755 | 4956.493 | 0.1232% |  |  |  | 74014 | 547.6171 | 0.07236%
12759 | 2003.716 | 0.04979% |  |  |  | 74014 | 547.6171 | 0.07236%
12771 | 1464.694 | 0.0364% |  |  |  | 74015 | 547.6171 | 0.07236%
12773 | 4956.493 | 0.1232% |  |  |  | 74015 | 547.6171 | 0.07236%
12777 | 1188.027 | 0.02952% |  |  |  | 75001 | 365.0781 | 0.04824%
12782 | 1524.762 | 0.03789% |  |  |  | 75001 | 365.0781 | 0.04824%
12814 | 1524.762 | 0.03789% |  |  |  | 75001 | 365.0781 | 0.04824%
12818 | 1524.762 | 0.03789% |  |  |  | 75002 | 547.6171 | 0.07236%
12825 | 1524.762 | 0.03789% |  |  |  | 75002 | 547.6171 | 0.07236%
12833 | 2003.716 | 0.04979% |  |  |  | 75003 | 547.6171 | 0.07236%
12845 | 1464.694 | 0.0364% |  |  |  | 75003 | 547.6171 | 0.07236%
12853 | 1188.027 | 0.02952% |  |  |  | 75004 | 547.6171 | 0.07236%
12856 | 4956.493 | 0.1232% |  |  |  | 75004 | 547.6171 | 0.07236%
12889 | 4956.493 | 0.1232% |  |  |  | 75005 | 547.6171 | 0.07236%
12895 | 4956.493 | 0.1232% |  |  |  | 75005 | 547.6171 | 0.07236%
12897 | 1524.762 | 0.03789% |  |  |  | 75006 | 547.6171 | 0.07236%
12898 | 4956.493 | 0.1232% |  |  |  | 75006 | 547.6171 | 0.07236%
12902 | 1524.762 | 0.03789% |  |  |  | 75007 | 547.6171 | 0.07236%
12906 | 4956.493 | 0.1232% |  |  |  | 75007 | 547.6171 | 0.07236%
12908 | 1524.762 | 0.03789% |  |  |  | 75008 | 547.6171 | 0.07236%
12939 | 2003.716 | 0.04979% |  |  |  | 75008 | 547.6171 | 0.07236%
12944 | 4956.493 | 0.1232% |  |  |  | 75009 | 547.6171 | 0.07236%
12955 | 1524.762 | 0.03789% |  |  |  | 75009 | 547.6171 | 0.07236%
12956 | 2003.716 | 0.04979% |  |  |  | 75010 | 547.6171 | 0.07236%
12975 | 6932.738 | 0.1723% |  |  |  | 75010 | 547.6171 | 0.07236%
12977 | 4956.493 | 0.1232% |  |  |  | 75011 | 547.6171 | 0.07236%
12992 | 4956.493 | 0.1232% |  |  |  | 75011 | 547.6171 | 0.07236%
12994 | 6932.738 | 0.1723% |  |  |  | 75012 | 547.6171 | 0.07236%
13004 | 1464.694 | 0.0364% |  |  |  | 75012 | 547.6171 | 0.07236%
13011 | 1188.027 | 0.02952% |  |  |  | 75013 | 547.6171 | 0.07236%
13017 | 2003.716 | 0.04979% |  |  |  | 75013 | 547.6171 | 0.07236%
13019 | 6932.738 | 0.1723% |  |  |  | 76001 | 547.6171 | 0.07236%
13023 | 2003.716 | 0.04979% |  |  |  | 76001 | 547.6171 | 0.07236%
13041 | 4956.493 | 0.1232% |  |  |  | 76002 | 547.6171 | 0.07236%
13046 | 1464.694 | 0.0364% |  |  |  | 76002 | 547.6171 | 0.07236%
13051 | 4956.493 | 0.1232% |  |  |  | 76003 | 547.6171 | 0.07236%
13055 | 4956.493 | 0.1232% |  |  |  | 76003 | 547.6171 | 0.07236%
13094 | 4956.493 | 0.1232% |  |  |  | 76004 | 547.6171 | 0.07236%
13113 | 1464.694 | 0.0364% |  |  |  | 76004 | 547.6171 | 0.07236%
13127 | 4956.493 | 0.1232% |  |  |  | 76005 | 547.6171 | 0.07236%
13129 | 4956.493 | 0.1232% |  |  |  | 76005 | 547.6171 | 0.07236%
13131 | 1464.694 | 0.0364% |  |  |  | 76006 | 547.6171 | 0.07236%
13141 | 4956.493 | 0.1232% |  |  |  | 76006 | 547.6171 | 0.07236%
13154 | 4956.493 | 0.1232% |  |  |  | 76007 | 547.6171 | 0.07236%
13165 | 4956.493 | 0.1232% |  |  |  | 76007 | 547.6171 | 0.07236%
13166 | 1524.762 | 0.03789% |  |  |  | 76008 | 547.6171 | 0.07236%
13169 | 1150.879 | 0.0286% |  |  |  | 76008 | 547.6171 | 0.07236%
13188 | 1524.762 | 0.03789% |  |  |  | 76009 | 547.6171 | 0.07236%
13191 | 1524.762 | 0.03789% |  |  |  | 76009 | 547.6171 | 0.07236%
13222 | 2003.716 | 0.04979% |  |  |  | 76010 | 547.6171 | 0.07236%
13232 | 2003.716 | 0.04979% |  |  |  | 76010 | 547.6171 | 0.07236%
13242 | 4956.493 | 0.1232% |  |  |  | 76011 | 547.6171 | 0.07236%
13246 | 2003.716 | 0.04979% |  |  |  | 76011 | 547.6171 | 0.07236%
13248 | 1464.694 | 0.0364% |  |  |  | 76012 | 547.6171 | 0.07236%
13250 | 2003.716 | 0.04979% |  |  |  | 76012 | 547.6171 | 0.07236%
13261 | 6932.738 | 0.1723% |  |  |  | 76013 | 547.6171 | 0.07236%
13265 | 2003.716 | 0.04979% |  |  |  | 76013 | 547.6171 | 0.07236%
13273 | 4956.493 | 0.1232% |  |  |  | 77001 | 547.6171 | 0.07236%
13275 | 2003.716 | 0.04979% |  |  |  | 77001 | 547.6171 | 0.07236%
13292 | 2003.716 | 0.04979% |  |  |  | 77002 | 547.6171 | 0.07236%
13293 | 1188.027 | 0.02952% |  |  |  | 77002 | 547.6171 | 0.07236%
13303 | 2003.716 | 0.04979% |  |  |  | 77003 | 547.6171 | 0.07236%
13310 | 2003.716 | 0.04979% |  |  |  | 77003 | 547.6171 | 0.07236%
13315 | 4956.493 | 0.1232% |  |  |  | 77004 | 547.6171 | 0.07236%
13319 | 1150.879 | 0.0286% |  |  |  | 77004 | 547.6171 | 0.07236%
13323 | 1524.762 | 0.03789% |  |  |  | 77005 | 547.6171 | 0.07236%
13327 | 1464.694 | 0.0364% |  |  |  | 77005 | 547.6171 | 0.07236%
13328 | 2003.716 | 0.04979% |  |  |  | 77006 | 547.6171 | 0.07236%
13336 | 6932.738 | 0.1723% |  |  |  | 77006 | 547.6171 | 0.07236%
13347 | 2003.716 | 0.04979% |  |  |  | 77007 | 547.6171 | 0.07236%
13359 | 1150.879 | 0.0286% |  |  |  | 77007 | 547.6171 | 0.07236%
13365 | 4956.493 | 0.1232% |  |  |  | 77008 | 547.6171 | 0.07236%
13400 | 6932.738 | 0.1723% |  |  |  | 77008 | 547.6171 | 0.07236%
13401 | 4956.493 | 0.1232% |  |  |  | 77009 | 547.6171 | 0.07236%
13420 | 4956.493 | 0.1232% |  |  |  | 77009 | 547.6171 | 0.07236%
13426 | 1188.027 | 0.02952% |  |  |  | 77010 | 547.6171 | 0.07236%
13427 | 4956.493 | 0.1232% |  |  |  | 77010 | 547.6171 | 0.07236%
13435 | 1464.694 | 0.0364% |  |  |  | 77011 | 547.6171 | 0.07236%
13445 | 4956.493 | 0.1232% |  |  |  | 77011 | 547.6171 | 0.07236%
13451 | 1150.879 | 0.0286% |  |  |  | 78001 | 547.6171 | 0.07236%
13453 | 4956.493 | 0.1232% |  |  |  | 78001 | 547.6171 | 0.07236%
13455 | 2003.716 | 0.04979% |  |  |  | 78002 | 547.6171 | 0.07236%
13462 | 1464.694 | 0.0364% |  |  |  | 78002 | 547.6171 | 0.07236%
13474 | 1524.762 | 0.03789% |  |  |  | 78003 | 547.6171 | 0.07236%
13490 | 1464.694 | 0.0364% |  |  |  | 78003 | 547.6171 | 0.07236%
13494 | 2003.716 | 0.04979% |  |  |  | 78004 | 547.6171 | 0.07236%
13495 | 1464.694 | 0.0364% |  |  |  | 78004 | 547.6171 | 0.07236%
13505 | 1464.694 | 0.0364% |  |  |  | 78005 | 547.6171 | 0.07236%
13507 | 4956.493 | 0.1232% |  |  |  | 78005 | 547.6171 | 0.07236%
13514 | 4956.493 | 0.1232% |  |  |  | 78006 | 547.6171 | 0.07236%
13554 | 4956.493 | 0.1232% |  |  |  | 78006 | 547.6171 | 0.07236%
13621 | 1464.694 | 0.0364% |  |  |  | 78007 | 547.6171 | 0.07236%
13643 | 2003.716 | 0.04979% |  |  |  | 78007 | 547.6171 | 0.07236%
13655 | 1464.694 | 0.0364% |  |  |  | 78008 | 547.6171 | 0.07236%
13656 | 1524.762 | 0.03789% |  |  |  | 78008 | 547.6171 | 0.07236%
13672 | 1188.027 | 0.02952% |  |  |  | 78009 | 547.6171 | 0.07236%
13678 | 2003.716 | 0.04979% |  |  |  | 78009 | 547.6171 | 0.07236%
13691 | 6932.738 | 0.1723% |  |  |  | 78010 | 547.6171 | 0.07236%
13713 | 1150.879 | 0.0286% |  |  |  | 78010 | 547.6171 | 0.07236%
13746 | 1188.027 | 0.02952% |  |  |  | 78011 | 547.6171 | 0.07236%
13752 | 2003.716 | 0.04979% |  |  |  | 78011 | 547.6171 | 0.07236%
13756 | 1188.027 | 0.02952% |  |  |  | 78012 | 547.6171 | 0.07236%
13785 | 1150.879 | 0.0286% |  |  |  | 78012 | 547.6171 | 0.07236%
13803 | 2003.716 | 0.04979% |  |  |  | 80061 | 686.913 | 0.09076%
13817 | 1188.027 | 0.02952% |  |  |  | 80061 | 686.913 | 0.09076%
13829 | 1464.694 | 0.0364% |  |  |  | 80061 | 686.913 | 0.09076%
13863 | 1464.694 | 0.0364% |  |  |  | 80073 | 686.9131 | 0.09076%
13867 | 1464.694 | 0.0364% |  |  |  | 80073 | 686.9131 | 0.09076%
13871 | 1150.879 | 0.0286% |  |  |  | 80073 | 686.9131 | 0.09076%
13880 | 4956.493 | 0.1232% |  |  |  |  | 756815.0594 | 100%
13895 | 1524.762 | 0.03789%
13898 | 1188.027 | 0.02952%
13903 | 6932.738 | 0.1723%
13912 | 2003.716 | 0.04979%
13948 | 1524.762 | 0.03789%
13956 | 1524.762 | 0.03789%
13970 | 1524.762 | 0.03789%
13974 | 2003.716 | 0.04979%
13975 | 4956.493 | 0.1232%
14000 | 1524.762 | 0.03789%
14012 | 2003.716 | 0.04979%
14015 | 4956.493 | 0.1232%
14017 | 1188.027 | 0.02952%
14037 | 1524.762 | 0.03789%
14046 | 1464.694 | 0.0364%
14051 | 1188.027 | 0.02952%
14052 | 1188.027 | 0.02952%
14073 | 2003.716 | 0.04979%
14078 | 1150.879 | 0.0286%
14102 | 4956.493 | 0.1232%
14117 | 1150.879 | 0.0286%
14122 | 1464.694 | 0.0364%
14129 | 1188.027 | 0.02952%
14140 | 2003.716 | 0.04979%
14143 | 1464.694 | 0.0364%
14150 | 6932.738 | 0.1723%
14153 | 6932.738 | 0.1723%
14162 | 1464.694 | 0.0364%
14174 | 6932.738 | 0.1723%
14181 | 1524.762 | 0.03789%
14210 | 1464.694 | 0.0364%
14211 | 1524.762 | 0.03789%
14222 | 1524.762 | 0.03789%
14264 | 4956.493 | 0.1232%
14273 | 4956.493 | 0.1232%
14277 | 4956.493 | 0.1232%
14284 | 1524.762 | 0.03789%
14285 | 1524.762 | 0.03789%
14300 | 4956.493 | 0.1232%
14329 | 6932.738 | 0.1723%
14331 | 6932.738 | 0.1723%
14423 | 4956.493 | 0.1232%
14457 | 1150.879 | 0.0286%
14508 | 4956.493 | 0.1232%
14542 | 1188.027 | 0.02952%
14545 | 1188.027 | 0.02952%
14560 | 6932.738 | 0.1723%
14577 | 6932.738 | 0.1723%
14646 | 1188.027 | 0.02952%
14674 | 6932.738 | 0.1723%
20007 | 2079.993 | 0.05169%
20016 | 12271.31 | 0.305%
20020 | 1904.288 | 0.04732%
20028 | 6932.738 | 0.1723%
20034 | 3785.764 | 0.09408%
20038 | 1144.679 | 0.02845%
20042 | 2130.886 | 0.05296%
20043 | 1904.288 | 0.04732%
20051 | 1144.679 | 0.02845%
20058 | 3785.764 | 0.09408%
20065 | 3785.764 | 0.09408%
20066 | 2079.993 | 0.05169%
20076 | 3785.764 | 0.09408%
20078 | 1144.679 | 0.02845%
20080 | 1904.288 | 0.04732%
20081 | 2130.886 | 0.05296%
20085 | 4360.188 | 0.1084%
20088 | 3785.764 | 0.09408%
20089 | 1144.679 | 0.02845%
20095 | 1904.288 | 0.04732%
20100 | 2130.886 | 0.05296%
20106 | 3785.764 | 0.09408%
20108 | 3785.764 | 0.09408%
20109 | 1612.692 | 0.04008%
20111 | 2079.993 | 0.05169%
20117 | 2130.886 | 0.05296%
20125 | 3785.764 | 0.09408%
20152 | 3785.764 | 0.09408%
20154 | 3785.764 | 0.09408%
20155 | 1612.692 | 0.04008%
20156 | 1612.692 | 0.04008%
20163 | 2079.993 | 0.05169%
20166 | 2079.993 | 0.05169%
20168 | 1612.692 | 0.04008%
20180 | 1612.692 | 0.04008%
20182 | 8559.104 | 0.2127%
20184 | 1612.692 | 0.04008%
20185 | 1904.288 | 0.04732%
20188 | 1612.692 | 0.04008%
20200 | 1925.059 | 0.04784%
20206 | 1612.692 | 0.04008%
20215 | 1612.692 | 0.04008%
20230 | 1144.679 | 0.02845%
20244 | 2079.993 | 0.05169%
20245 | 2079.993 | 0.05169%
20250 | 12271.31 | 0.305%
20264 | 1192.465 | 0.02963%
20265 | 1925.059 | 0.04784%
20266 | 1925.059 | 0.04784%
20274 | 1612.692 | 0.04008%
20287 | 2079.993 | 0.05169%
20288 | 1144.679 | 0.02845%
20290 | 1144.679 | 0.02845%
20294 | 2079.993 | 0.05169%
20297 | 1612.692 | 0.04008%
20303 | 2130.886 | 0.05296%
20305 | 1192.465 | 0.02963%
20311 | 1612.692 | 0.04008%
20324 | 1925.059 | 0.04784%
20325 | 1925.059 | 0.04784%
20338 | 1192.465 | 0.02963%
20340 | 1612.692 | 0.04008%
20344 | 1144.679 | 0.02845%
20351 | 2130.886 | 0.05296%
20357 | 1612.692 | 0.04008%
20360 | 1904.288 | 0.04732%
20363 | 2130.886 | 0.05296%
20371 | 1925.059 | 0.04784%
20374 | 8264.945 | 0.2054%
20381 | 1192.465 | 0.02963%
20384 | 2130.886 | 0.05296%
20390 | 8264.945 | 0.2054%
20392 | 1904.288 | 0.04732%
20395 | 8264.945 | 0.2054%
20408 | 2079.993 | 0.05169%
20411 | 3785.764 | 0.09408%
20414 | 2079.993 | 0.05169%
20426 | 1904.288 | 0.04732%
20430 | 2079.993 | 0.05169%
20433 | 1612.692 | 0.04008%
20440 | 1925.059 | 0.04784%
20445 | 1144.679 | 0.02845%
20446 | 1612.692 | 0.04008%
20448 | 1612.692 | 0.04008%
20457 | 1612.692 | 0.04008%
20458 | 3785.764 | 0.09408%
20466 | 2130.886 | 0.05296%
20469 | 1904.288 | 0.04732%
20472 | 1612.692 | 0.04008%
20477 | 1904.288 | 0.04732%
20485 | 3785.764 | 0.09408%
20491 | 1192.465 | 0.02963%
20505 | 1612.692 | 0.04008%
20516 | 2079.993 | 0.05169%
20540 | 1904.288 | 0.04732%
20547 | 2079.993 | 0.05169%
20553 | 3785.764 | 0.09408%
20559 | 1192.465 | 0.02963%
20565 | 1192.465 | 0.02963%
20574 | 2079.993 | 0.05169%
20586 | 1192.465 | 0.02963%
20593 | 2130.886 | 0.05296%
20595 | 1192.465 | 0.02963%
20601 | 2130.886 | 0.05296%
20603 | 1192.465 | 0.02963%
20606 | 1612.692 | 0.04008%
20612 | 2079.993 | 0.05169%
20613 | 1904.288 | 0.04732%
20618 | 1612.692 | 0.04008%
20619 | 2079.993 | 0.05169%
20626 | 1904.288 | 0.04732%
20632 | 1192.465 | 0.02963%
20635 | 2130.886 | 0.05296%
20646 | 1904.288 | 0.04732%
20650 | 1925.059 | 0.04784%
20671 | 8264.945 | 0.2054%
20685 | 3785.764 | 0.09408%
20688 | 3785.764 | 0.09408%
20702 | 2130.886 | 0.05296%
20707 | 3785.764 | 0.09408%
20712 | 2079.993 | 0.05169%
20716 | 1144.679 | 0.02845%
20746 | 2130.886 | 0.05296%
20748 | 1192.465 | 0.02963%
20753 | 3785.764 | 0.09408%
20758 | 1904.288 | 0.04732%
20770 | 2079.993 | 0.05169%
20775 | 2130.886 | 0.05296%
20777 | 2079.993 | 0.05169%
20778 | 1144.679 | 0.02845%
20779 | 2079.993 | 0.05169%
20783 | 1144.679 | 0.02845%
20792 | 1192.465 | 0.02963%
20807 | 12271.31 | 0.305%
20808 | 3785.764 | 0.09408%
20809 | 1192.465 | 0.02963%
20814 | 2079.993 | 0.05169%
20817 | 2079.993 | 0.05169%
20819 | 1192.465 | 0.02963%
20825 | 2079.993 | 0.05169%
20839 | 1904.288 | 0.04732%
20853 | 1612.692 | 0.04008%
20859 | 2079.993 | 0.05169%
20861 | 2130.886 | 0.05296%
20863 | 8559.104 | 0.2127%
20878 | 1904.288 | 0.04732%
20894 | 2079.993 | 0.05169%
20895 | 1612.692 | 0.04008%
20902 | 2130.886 | 0.05296%
20905 | 8264.945 | 0.2054%
20920 | 2079.993 | 0.05169%
20930 | 1904.288 | 0.04732%
20936 | 1904.288 | 0.04732%
20941 | 3785.764 | 0.09408%
20946 | 2130.886 | 0.05296%
20958 | 1192.465 | 0.02963%
20965 | 3785.764 | 0.09408%
20968 | 1612.692 | 0.04008%
20970 | 2079.993 | 0.05169%
20974 | 3785.764 | 0.09408%
20976 | 1192.465 | 0.02963%
20995 | 2130.886 | 0.05296%
20998 | 3785.764 | 0.09408%
21002 | 1144.679 | 0.02845%
21003 | 2079.993 | 0.05169%
21006 | 1192.465 | 0.02963%
21012 | 3785.764 | 0.09408%
21016 | 3785.764 | 0.09408%
21018 | 2130.886 | 0.05296%
21021 | 8264.945 | 0.2054%
21026 | 8264.945 | 0.2054%
21038 | 1904.288 | 0.04732%
21045 | 2130.886 | 0.05296%
21049 | 2130.886 | 0.05296%
21070 | 1904.288 | 0.04732%
21085 | 3785.764 | 0.09408%
21089 | 3785.764 | 0.09408%
21091 | 8559.104 | 0.2127%
21103 | 2079.993 | 0.05169%
21107 | 1144.679 | 0.02845%
21109 | 1925.059 | 0.04784%
21112 | 1612.692 | 0.04008%
21122 | 1904.288 | 0.04732%
21132 | 2079.993 | 0.05169%
21137 | 2130.886 | 0.05296%
21143 | 1612.692 | 0.04008%
21155 | 1192.465 | 0.02963%
21160 | 1925.059 | 0.04784%
21176 | 1192.465 | 0.02963%
21180 | 2079.993 | 0.05169%
21188 | 4360.188 | 0.1084%
21201 | 2079.993 | 0.05169%
21203 | 2079.993 | 0.05169%
21214 | 1144.679 | 0.02845%
21218 | 1192.465 | 0.02963%
21219 | 8559.104 | 0.2127%
21225 | 2130.886 | 0.05296%
21228 | 3785.764 | 0.09408%
21231 | 1612.692 | 0.04008%
21233 | 2130.886 | 0.05296%
21238 | 2130.886 | 0.05296%
21242 | 1925.059 | 0.04784%
21252 | 1612.692 | 0.04008%
21258 | 1612.692 | 0.04008%
21259 | 3785.764 | 0.09408%
21263 | 1904.288 | 0.04732%
21264 | 1904.288 | 0.04732%
21277 | 1612.692 | 0.04008%
21291 | 2079.993 | 0.05169%
21293 | 3785.764 | 0.09408%
21294 | 2079.993 | 0.05169%
21295 | 1612.692 | 0.04008%
21296 | 1925.059 | 0.04784%
21298 | 3785.764 | 0.09408%
21305 | 1612.692 | 0.04008%
21316 | 3785.764 | 0.09408%
21319 | 2130.886 | 0.05296%
21320 | 2079.993 | 0.05169%
21326 | 1925.059 | 0.04784%
21334 | 12271.31 | 0.305%
21343 | 8264.945 | 0.2054%
21345 | 1612.692 | 0.04008%
21350 | 8264.945 | 0.2054%
21353 | 1192.465 | 0.02963%
21355 | 8264.945 | 0.2054%
21366 | 2130.886 | 0.05296%
21367 | 2130.886 | 0.05296%
21372 | 1612.692 | 0.04008%
21374 | 1612.692 | 0.04008%
21376 | 3785.764 | 0.09408%
21384 | 1904.288 | 0.04732%
21390 | 2130.886 | 0.05296%
21391 | 3785.764 | 0.09408%
21394 | 2079.993 | 0.05169%
21401 | 2130.886 | 0.05296%
21403 | 12271.31 | 0.305%
21405 | 12271.31 | 0.305%
21408 | 3785.764 | 0.09408%
21411 | 2130.886 | 0.05296%
21414 | 12271.31 | 0.305%
21417 | 1192.465 | 0.02963%
21419 | 2130.886 | 0.05296%
21427 | 1612.692 | 0.04008%
21431 | 1144.679 | 0.02845%
21436 | 3785.764 | 0.09408%
21437 | 2079.993 | 0.05169%
21438 | 1612.692 | 0.04008%
21452 | 1904.288 | 0.04732%
21456 | 1612.692 | 0.04008%
21459 | 1144.679 | 0.02845%
21460 | 3785.764 | 0.09408%
21463 | 2079.993 | 0.05169%
21464 | 1192.465 | 0.02963%
21469 | 1904.288 | 0.04732%
21471 | 2079.993 | 0.05169%
21483 | 1904.288 | 0.04732%
21484 | 3785.764 | 0.09408%
21486 | 1612.692 | 0.04008%
21487 | 8264.945 | 0.2054%
21494 | 2130.886 | 0.05296%
21499 | 1904.288 | 0.04732%
21501 | 3785.764 | 0.09408%
21503 | 2079.993 | 0.05169%
21504 | 1144.679 | 0.02845%
21524 | 1904.288 | 0.04732%
21531 | 4360.188 | 0.1084%
21532 | 1925.059 | 0.04784%
21537 | 1612.692 | 0.04008%
21546 | 1612.692 | 0.04008%
21566 | 2130.886 | 0.05296%
21578 | 2079.993 | 0.05169%
21588 | 3785.764 | 0.09408%
21598 | 8559.104 | 0.2127%
21601 | 2079.993 | 0.05169%
21605 | 2130.886 | 0.05296%
21612 | 2130.886 | 0.05296%
21615 | 12271.31 | 0.305%
21623 | 2079.993 | 0.05169%
21638 | 2130.886 | 0.05296%
21647 | 1612.692 | 0.04008%
21654 | 1144.679 | 0.02845%
21668 | 3785.764 | 0.09408%
21672 | 1144.679 | 0.02845%
21678 | 3785.764 | 0.09408%
21680 | 1144.679 | 0.02845%
21684 | 8264.945 | 0.2054%
21689 | 3785.764 | 0.09408%
21692 | 8559.104 | 0.2127%
21700 | 8264.945 | 0.2054%
21701 | 1144.679 | 0.02845%
21703 | 1904.288 | 0.04732%
21707 | 1904.288 | 0.04732%
21708 | 3785.764 | 0.09408%
21710 | 2079.993 | 0.05169%
21719 | 2130.886 | 0.05296%
21720 | 3785.764 | 0.09408%
21722 | 2130.886 | 0.05296%
21733 | 1192.465 | 0.02963%
21741 | 4360.188 | 0.1084%
21746 | 8264.945 | 0.2054%
21748 | 1192.465 | 0.02963%
21753 | 1612.692 | 0.04008%
21768 | 1925.059 | 0.04784%
21777 | 2130.886 | 0.05296%
21781 | 1612.692 | 0.04008%
21783 | 8264.945 | 0.2054%
21787 | 4360.188 | 0.1084%
21791 | 1612.692 | 0.04008%
21796 | 1192.465 | 0.02963%
21799 | 1904.288 | 0.04732%
21816 | 1192.465 | 0.02963%
21818 | 2130.886 | 0.05296%
21828 | 1904.288 | 0.04732%
21831 | 1144.679 | 0.02845%
21856 | 2130.886 | 0.05296%
21862 | 1192.465 | 0.02963%
21877 | 1904.288 | 0.04732%
21881 | 1192.465 | 0.02963%
21883 | 1144.679 | 0.02845%
21888 | 8559.104 | 0.2127%
21889 | 1925.059 | 0.04784%
21896 | 1144.679 | 0.02845%
21898 | 3785.764 | 0.09408%
21899 | 8264.945 | 0.2054%
21905 | 12271.31 | 0.305%
21906 | 2130.886 | 0.05296%
21914 | 1612.692 | 0.04008%
21922 | 1904.288 | 0.04732%
21934 | 3785.764 | 0.09408%
21936 | 2130.886 | 0.05296%
21950 | 2130.886 | 0.05296%
21951 | 1192.465 | 0.02963%
21961 | 2079.993 | 0.05169%
21967 | 1904.288 | 0.04732%
21974 | 3785.764 | 0.09408%
21977 | 8559.104 | 0.2127%
21978 | 1904.288 | 0.04732%
21979 | 1612.692 | 0.04008%
21981 | 2079.993 | 0.05169%
21988 | 2079.993 | 0.05169%
22000 | 3785.764 | 0.09408%
22005 | 1144.679 | 0.02845%
22015 | 2130.886 | 0.05296%
22019 | 1904.288 | 0.04732%
22021 | 1192.465 | 0.02963%
22023 | 2079.993 | 0.05169%
22024 | 1192.465 | 0.02963%
22039 | 1904.288 | 0.04732%
22041 | 2130.886 | 0.05296%
22047 | 3785.764 | 0.09408%
22052 | 1904.288 | 0.04732%
22053 | 2079.993 | 0.05169%
22059 | 1904.288 | 0.04732%
22061 | 1904.288 | 0.04732%
22077 | 3785.764 | 0.09408%
22084 | 2130.886 | 0.05296%
22086 | 3785.764 | 0.09408%
22087 | 1612.692 | 0.04008%
22095 | 2130.886 | 0.05296%
22096 | 3785.764 | 0.09408%
22108 | 1612.692 | 0.04008%
22109 | 1904.288 | 0.04732%
22123 | 1192.465 | 0.02963%
22124 | 4360.188 | 0.1084%
22125 | 2079.993 | 0.05169%
22127 | 3785.764 | 0.09408%
22129 | 1925.059 | 0.04784%
22131 | 8264.945 | 0.2054%
22138 | 3785.764 | 0.09408%
22144 | 3785.764 | 0.09408%
22153 | 1192.465 | 0.02963%
22159 | 1192.465 | 0.02963%
22172 | 1904.288 | 0.04732%
22175 | 2079.993 | 0.05169%
22176 | 2130.886 | 0.05296%
22177 | 1612.692 | 0.04008%
22179 | 3785.764 | 0.09408%
22180 | 2079.993 | 0.05169%
22181 | 1192.465 | 0.02963%
22186 | 3785.764 | 0.09408%
22187 | 1612.692 | 0.04008%
22191 | 8559.104 | 0.2127%
22198 | 3785.764 | 0.09408%
22200 | 1192.465 | 0.02963%
22203 | 1925.059 | 0.04784%
22205 | 1904.288 | 0.04732%
22212 | 1612.692 | 0.04008%
22214 | 2130.886 | 0.05296%
22215 | 3785.764 | 0.09408%
22222 | 1904.288 | 0.04732%
22225 | 1925.059 | 0.04784%
22226 | 3785.764 | 0.09408%
22228 | 1612.692 | 0.04008%
22232 | 1904.288 | 0.04732%
22233 | 1925.059 | 0.04784%
22240 | 3785.764 | 0.09408%
22245 | 12271.31 | 0.305%
22246 | 1925.059 | 0.04784%
22250 | 1904.288 | 0.04732%
22273 | 1904.288 | 0.04732%
22280 | 12271.31 | 0.305%
22284 | 1144.679 | 0.02845%
22288 | 2079.993 | 0.05169%
22289 | 4360.188 | 0.1084%
22291 | 1192.465 | 0.02963%
22293 | 1925.059 | 0.04784%
22295 | 1925.059 | 0.04784%
22302 | 1612.692 | 0.04008%
22306 | 2130.886 | 0.05296%
22312 | 3785.764 | 0.09408%
22319 | 3785.764 | 0.09408%
22322 | 1612.692 | 0.04008%
22333 | 1144.679 | 0.02845%
22352 | 1192.465 | 0.02963%
22369 | 2130.886 | 0.05296%
22375 | 1612.692 | 0.04008%
22398 | 1144.679 | 0.02845%
22404 | 2079.993 | 0.05169%
22411 | 2079.993 | 0.05169%
22413 | 3785.764 | 0.09408%
22425 | 3785.764 | 0.09408%
22432 | 1925.059 | 0.04784%
22439 | 2079.993 | 0.05169%
22445 | 12271.31 | 0.305%
22458 | 3785.764 | 0.09408%
22460 | 3785.764 | 0.09408%
22474 | 1904.288 | 0.04732%
22475 | 2130.886 | 0.05296%
22479 | 1904.288 | 0.04732%
22493 | 1925.059 | 0.04784%
22509 | 2079.993 | 0.05169%
22514 | 3785.764 | 0.09408%
22515 | 2079.993 | 0.05169%
22519 | 2130.886 | 0.05296%
22521 | 1612.692 | 0.04008%
22530 | 1612.692 | 0.04008%
22533 | 1144.679 | 0.02845%
22546 | 2079.993 | 0.05169%
22557 | 2079.993 | 0.05169%
22559 | 1192.465 | 0.02963%
22566 | 1144.679 | 0.02845%
22570 | 1144.679 | 0.02845%
22571 | 3785.764 | 0.09408%
22576 | 2079.993 | 0.05169%
22577 | 1925.059 | 0.04784%
22580 | 12271.31 | 0.305%
22583 | 2130.886 | 0.05296%
22590 | 1192.465 | 0.02963%
22597 | 8264.945 | 0.2054%
22598 | 2130.886 | 0.05296%
22602 | 1904.288 | 0.04732%
22607 | 1612.692 | 0.04008%
22612 | 3785.764 | 0.09408%
22615 | 2130.886 | 0.05296%
22618 | 2130.886 | 0.05296%
22620 | 2079.993 | 0.05169%
22625 | 1904.288 | 0.04732%
22627 | 2130.886 | 0.05296%
22632 | 1144.679 | 0.02845%
22641 | 1144.679 | 0.02845%
22649 | 1925.059 | 0.04784%
22652 | 2079.993 | 0.05169%
22663 | 1904.288 | 0.04732%
22671 | 1612.692 | 0.04008%
22673 | 1144.679 | 0.02845%
22679 | 2130.886 | 0.05296%
22681 | 1192.465 | 0.02963%
22683 | 2079.993 | 0.05169%
22688 | 1925.059 | 0.04784%
22693 | 12271.31 | 0.305%
22694 | 2079.993 | 0.05169%
22699 | 1612.692 | 0.04008%
22701 | 1925.059 | 0.04784%
22702 | 4360.188 | 0.1084%
22703 | 2079.993 | 0.05169%
22705 | 1144.679 | 0.02845%
22721 | 2130.886 | 0.05296%
22724 | 3785.764 | 0.09408%
22728 | 1144.679 | 0.02845%
22733 | 1192.465 | 0.02963%
22739 | 1192.465 | 0.02963%
22743 | 3785.764 | 0.09408%
22751 | 1925.059 | 0.04784%
22756 | 1904.288 | 0.04732%
22767 | 2079.993 | 0.05169%
22774 | 1144.679 | 0.02845%
22785 | 2079.993 | 0.05169%
22787 | 3785.764 | 0.09408%
22822 | 1904.288 | 0.04732%
22832 | 1612.692 | 0.04008%
22833 | 3785.764 | 0.09408%
22845 | 1144.679 | 0.02845%
22854 | 1144.679 | 0.02845%
22855 | 2079.993 | 0.05169%
22869 | 2079.993 | 0.05169%
22872 | 3785.764 | 0.09408%
22878 | 3785.764 | 0.09408%
22880 | 1612.692 | 0.04008%
22890 | 1904.288 | 0.04732%
22891 | 3785.764 | 0.09408%
22897 | 2079.993 | 0.05169%
22902 | 2130.886 | 0.05296%
22903 | 1904.288 | 0.04732%
22904 | 1612.692 | 0.04008%
22909 | 3785.764 | 0.09408%
22919 | 2079.993 | 0.05169%
22935 | 1192.465 | 0.02963%
22938 | 12271.31 | 0.305%
22944 | 2079.993 | 0.05169%
22950 | 2130.886 | 0.05296%
22953 | 1144.679 | 0.02845%
22955 | 3785.764 | 0.09408%
22957 | 1925.059 | 0.04784%
22960 | 2130.886 | 0.05296%
22965 | 1612.692 | 0.04008%
22966 | 2130.886 | 0.05296%
22969 | 2079.993 | 0.05169%
22977 | 1925.059 | 0.04784%
22982 | 2079.993 | 0.05169%
22985 | 6932.738 | 0.1723%
22993 | 8264.945 | 0.2054%
22994 | 1612.692 | 0.04008%
23003 | 2079.993 | 0.05169%
23017 | 3785.764 | 0.09408%
23021 | 1144.679 | 0.02845%
23028 | 12271.31 | 0.305%
23029 | 1612.692 | 0.04008%
23034 | 1192.465 | 0.02963%
23049 | 3785.764 | 0.09408%
23084 | 2079.993 | 0.05169%
23110 | 3785.764 | 0.09408%
23111 | 1192.465 | 0.02963%
23112 | 1904.288 | 0.04732%
23113 | 1144.679 | 0.02845%
23119 | 1612.692 | 0.04008%
23122 | 2079.993 | 0.05169%
23123 | 2130.886 | 0.05296%
23138 | 1904.288 | 0.04732%
23145 | 3785.764 | 0.09408%
23151 | 12271.31 | 0.305%
23155 | 2079.993 | 0.05169%
23178 | 3785.764 | 0.09408%
23183 | 3785.764 | 0.09408%
23185 | 1144.679 | 0.02845%
23188 | 2079.993 | 0.05169%
23192 | 1904.288 | 0.04732%
23196 | 2079.993 | 0.05169%
23211 | 2130.886 | 0.05296%
23213 | 2130.886 | 0.05296%
23233 | 1904.288 | 0.04732%
23235 | 1612.692 | 0.04008%
23241 | 2079.993 | 0.05169%
23260 | 1904.288 | 0.04732%
23262 | 1612.692 | 0.04008%
23267 | 8264.945 | 0.2054%
23274 | 1144.679 | 0.02845%
23278 | 1612.692 | 0.04008%
23282 | 3785.764 | 0.09408%
23283 | 1925.059 | 0.04784%
23284 | 3785.764 | 0.09408%
23287 | 1612.692 | 0.04008%
23294 | 1904.288 | 0.04732%
23300 | 1925.059 | 0.04784%
23314 | 2130.886 | 0.05296%
23318 | 1144.679 | 0.02845%
23335 | 1192.465 | 0.02963%
23345 | 2079.993 | 0.05169%
23355 | 1192.465 | 0.02963%
23358 | 2130.886 | 0.05296%
23366 | 1925.059 | 0.04784%
23368 | 1612.692 | 0.04008%
23379 | 12271.31 | 0.305%
23380 | 3785.764 | 0.09408%
23381 | 2079.993 | 0.05169%
23384 | 8264.945 | 0.2054%
23387 | 1144.679 | 0.02845%
23390 | 2130.886 | 0.05296%
23391 | 1612.692 | 0.04008%
23392 | 1925.059 | 0.04784%
23400 | 3785.764 | 0.09408%
23403 | 3785.764 | 0.09408%
23408 | 3785.764 | 0.09408%
23414 | 2079.993 | 0.05169%
23424 | 3785.764 | 0.09408%
23427 | 2130.886 | 0.05296%
23428 | 12271.31 | 0.305%
23439 | 1925.059 | 0.04784%
23440 | 1904.288 | 0.04732%
23444 | 2079.993 | 0.05169%
23446 | 2079.993 | 0.05169%
23449 | 8264.945 | 0.2054%
23465 | 1925.059 | 0.04784%
23480 | 1612.692 | 0.04008%
23482 | 2079.993 | 0.05169%
23486 | 1612.692 | 0.04008%
23489 | 3785.764 | 0.09408%
23501 | 2079.993 | 0.05169%
23502 | 1144.679 | 0.02845%
23504 | 1612.692 | 0.04008%
23511 | 3785.764 | 0.09408%
23526 | 1925.059 | 0.04784%
23538 | 4360.188 | 0.1084%
23539 | 2079.993 | 0.05169%
23544 | 1192.465 | 0.02963%
23545 | 1612.692 | 0.04008%
23546 | 2079.993 | 0.05169%
23547 | 2130.886 | 0.05296%
23554 | 1192.465 | 0.02963%
23556 | 8264.945 | 0.2054%
23559 | 8264.945 | 0.2054%
23564 | 2130.886 | 0.05296%
23566 | 1144.679 | 0.02845%
23581 | 1612.692 | 0.04008%
23602 | 1192.465 | 0.02963%
23607 | 2079.993 | 0.05169%
23611 | 1144.679 | 0.02845%
23618 | 3785.764 | 0.09408%
23619 | 2079.993 | 0.05169%
23621 | 2130.886 | 0.05296%
23624 | 3785.764 | 0.09408%
23627 | 1192.465 | 0.02963%
23631 | 1925.059 | 0.04784%
23640 | 2130.886 | 0.05296%
23645 | 1612.692 | 0.04008%
23666 | 1904.288 | 0.04732%
23667 | 8264.945 | 0.2054%
23674 | 1144.679 | 0.02845%
23676 | 2079.993 | 0.05169%
23696 | 3785.764 | 0.09408%
23704 | 1612.692 | 0.04008%
23705 | 1612.692 | 0.04008%
23710 | 2079.993 | 0.05169%
23714 | 8264.945 | 0.2054%
23720 | 1904.288 | 0.04732%
23721 | 1144.679 | 0.02845%
23724 | 1612.692 | 0.04008%
23734 | 2079.993 | 0.05169%
23742 | 3785.764 | 0.09408%
23744 | 1904.288 | 0.04732%
23746 | 8559.104 | 0.2127%
23756 | 1904.288 | 0.04732%
23762 | 8264.945 | 0.2054%
23763 | 2079.993 | 0.05169%
23765 | 1144.679 | 0.02845%
23788 | 1192.465 | 0.02963%
23791 | 1904.288 | 0.04732%
23813 | 1904.288 | 0.04732%
23824 | 1144.679 | 0.02845%
23830 | 1612.692 | 0.04008%
23835 | 8264.945 | 0.2054%
23840 | 1144.679 | 0.02845%
23846 | 1144.679 | 0.02845%
23847 | 2079.993 | 0.05169%
23857 | 1144.679 | 0.02845%
23859 | 2130.886 | 0.05296%
23860 | 1925.059 | 0.04784%
23870 | 2130.886 | 0.05296%
23879 | 2079.993 | 0.05169%
23882 | 1144.679 | 0.02845%
23886 | 1192.465 | 0.02963%
23889 | 1612.692 | 0.04008%
23905 | 2079.993 | 0.05169%
23909 | 1192.465 | 0.02963%
23910 | 3785.764 | 0.09408%
23913 | 2079.993 | 0.05169%
23914 | 1144.679 | 0.02845%
23926 | 3785.764 | 0.09408%
23931 | 1144.679 | 0.02845%
23932 | 3785.764 | 0.09408%
23933 | 3785.764 | 0.09408%
23936 | 3785.764 | 0.09408%
23939 | 2130.886 | 0.05296%
23946 | 2079.993 | 0.05169%
23948 | 1612.692 | 0.04008%
23952 | 1612.692 | 0.04008%
23960 | 1192.465 | 0.02963%
23965 | 1904.288 | 0.04732%
23966 | 3785.764 | 0.09408%
23972 | 2130.886 | 0.05296%
23973 | 1192.465 | 0.02963%
23986 | 2130.886 | 0.05296%
23994 | 3785.764 | 0.09408%
23995 | 2130.886 | 0.05296%
24016 | 12271.31 | 0.305%
24027 | 1925.059 | 0.04784%
24033 | 2079.993 | 0.05169%
24040 | 2079.993 | 0.05169%
24048 | 3785.764 | 0.09408%
24083 | 1904.288 | 0.04732%
24093 | 1192.465 | 0.02963%
24119 | 2079.993 | 0.05169%
24120 | 2130.886 | 0.05296%
24151 | 1925.059 | 0.04784%
24153 | 1144.679 | 0.02845%
24158 | 2079.993 | 0.05169%
24171 | 2079.993 | 0.05169%
24184 | 4360.188 | 0.1084%
24196 | 1904.288 | 0.04732%
24202 | 1192.465 | 0.02963%
24203 | 1904.288 | 0.04732%
24205 | 1192.465 | 0.02963%
24207 | 1925.059 | 0.04784%
24209 | 1904.288 | 0.04732%
24221 | 1192.465 | 0.02963%
24224 | 1904.288 | 0.04732%
24227 | 2130.886 | 0.05296%
24232 | 2079.993 | 0.05169%
24242 | 2130.886 | 0.05296%
24245 | 1612.692 | 0.04008%
24246 | 3785.764 | 0.09408%
24247 | 1612.692 | 0.04008%
24249 | 1904.288 | 0.04732%
24259 | 1144.679 | 0.02845%
24266 | 8264.945 | 0.2054%
24288 | 2130.886 | 0.05296%
24296 | 3785.764 | 0.09408%
24310 | 1904.288 | 0.04732%
24311 | 8264.945 | 0.2054%
24312 | 2079.993 | 0.05169%
24317 | 1144.679 | 0.02845%
24332 | 2130.886 | 0.05296%
24341 | 1904.288 | 0.04732%
24342 | 2130.886 | 0.05296%
24347 | 1904.288 | 0.04732%
24349 | 8559.104 | 0.2127%
24351 | 1144.679 | 0.02845%
24363 | 3785.764 | 0.09408%
24366 | 12271.31 | 0.305%
24373 | 1904.288 | 0.04732%
24375 | 1612.692 | 0.04008%
24378 | 12271.31 | 0.305%
24398 | 1612.692 | 0.04008%
24400 | 1612.692 | 0.04008%
24401 | 1612.692 | 0.04008%
24402 | 4360.188 | 0.1084%
24408 | 1612.692 | 0.04008%
24410 | 1144.679 | 0.02845%
24417 | 1904.288 | 0.04732%
24418 | 1144.679 | 0.02845%
24419 | 1612.692 | 0.04008%
24436 | 2079.993 | 0.05169%
24445 | 1904.288 | 0.04732%
24451 | 2079.993 | 0.05169%
24456 | 2130.886 | 0.05296%
24462 | 3785.764 | 0.09408%
24467 | 1612.692 | 0.04008%
24479 | 8264.945 | 0.2054%
24488 | 2079.993 | 0.05169%
24495 | 4360.188 | 0.1084%
24499 | 1192.465 | 0.02963%
24500 | 1192.465 | 0.02963%
24510 | 1904.288 | 0.04732%
24521 | 2130.886 | 0.05296%
24522 | 2079.993 | 0.05169%
24524 | 1925.059 | 0.04784%
24533 | 1612.692 | 0.04008%
24536 | 1192.465 | 0.02963%
24540 | 1612.692 | 0.04008%
24547 | 1144.679 | 0.02845%
24550 | 8264.945 | 0.2054%
24551 | 2130.886 | 0.05296%
24553 | 1925.059 | 0.04784%
24559 | 2130.886 | 0.05296%
24563 | 3785.764 | 0.09408%
24572 | 4360.188 | 0.1084%
24594 | 1612.692 | 0.04008%
24607 | 1192.465 | 0.02963%
24614 | 2079.993 | 0.05169%
24622 | 2130.886 | 0.05296%
24623 | 1612.692 | 0.04008%
24647 | 1904.288 | 0.04732%
24655 | 1144.679 | 0.02845%
24662 | 2079.993 | 0.05169%
24671 | 1925.059 | 0.04784%
24672 | 3785.764 | 0.09408%
24684 | 1904.288 | 0.04732%
24686 | 1144.679 | 0.02845%
24689 | 1904.288 | 0.04732%
24696 | 2079.993 | 0.05169%
24699 | 1144.679 | 0.02845%
24706 | 1612.692 | 0.04008%
24713 | 1925.059 | 0.04784%
24733 | 4360.188 | 0.1084%
24740 | 2130.886 | 0.05296%
24765 | 1144.679 | 0.02845%
24770 | 3785.764 | 0.09408%
24781 | 2079.993 | 0.05169%
24785 | 1904.288 | 0.04732%
24790 | 2079.993 | 0.05169%
24795 | 2079.993 | 0.05169%
24807 | 2079.993 | 0.05169%
24808 | 3785.764 | 0.09408%
24816 | 2079.993 | 0.05169%
24822 | 1144.679 | 0.02845%
24826 | 1612.692 | 0.04008%
24827 | 1144.679 | 0.02845%
24833 | 12271.31 | 0.305%
24844 | 3785.764 | 0.09408%
24850 | 1192.465 | 0.02963%
24863 | 3785.764 | 0.09408%
24866 | 4360.188 | 0.1084%
| 4023937.035 | 100%

## DPCache_MH Lighting Inventory (hidden)
LightingFixtureType | LightingLampCategory | LightingLampLength | LightingLampType | LightingLampsPerFixture | LightingWattsPerLamp | SiteID+room_it | RoomType | Weight
Ceiling Fan | Compact Fluorescent |  | Twist | 3 | 15 | 101551 | Bathroom | 0.00077542
Ceiling Fan | Incandescent |  | Standard A Lamp | 1 | 60 | 101552 | Bedroom | 0.00077542
Floor lamp | Incandescent |  | Standard A Lamp | 1 | 60 | 101553 | Bedroom | 0.00077542
Floor lamp | Halogen |  | Quartz Tube | 1 | 50 | 101553 | Bedroom | 0.00077542
Exterior | Incandescent |  | Standard A Lamp | 1 | 60 | 101554 | Other | 0.00077542
Ceiling Fixture | Incandescent |  | Standard A Lamp | 1 | 60 | 101555 | Hall | 0.00077542
Other | Compact Fluorescent |  | Twist | 1 | 15 | 101555 | Hall | 0.00077542
Ceiling Fixture | Compact Fluorescent |  | Twist | 1 | 15 | 101556 | Kitchen | 0.00077542
Ceiling Fixture | Compact Fluorescent |  | Twist | 3 | 15 | 101556 | Kitchen | 0.00077542
Recessed Can | Incandescent |  | Standard A Lamp | 2 | 40 | 101556 | Kitchen | 0.00077542
Ceiling Fan | Incandescent |  | Standard A Lamp | 1 | 60 | 101557 | Living Room | 0.00077542
Floor lamp | Compact Fluorescent |  | Twist | 1 | 15 | 101557 | Living Room | 0.00077542
Wall Mount | Compact Fluorescent |  | Twist | 1 | 15 | 101991 | Bathroom | 0.00043459
High bay | Incandescent |  | Standard A Lamp | 1 | 60 | 101991 | Bathroom | 0.00043459
Floor lamp | Compact Fluorescent |  | Twist | 2 | 15 | 101992 | Bedroom | 0.00043459
Ceiling Fixture | Incandescent |  | Standard A Lamp | 1 | 40 | 101993 | Hall | 0.00043459
Ceiling Fixture | Incandescent |  | Standard A Lamp | 2 | 60 | 101994 | Kitchen | 0.00043459
Floor lamp | Compact Fluorescent |  | Twist | 1 | 15 | 101995 | Living Room | 0.00043459
Table | Compact Fluorescent |  | Twist | 1 | 15 | 101996 | Master Bedroom | 0.00043459
Ceiling Fixture | Incandescent |  | Standard A Lamp | 1 | 60 | 101997 | Closet | 0.00043459
Ceiling Fixture | Incandescent |  | Standard A Lamp | 1 | 60 | 102571 | Bathroom | 0.00043459
Ceiling Fixture | Compact Fluorescent |  | Twist | 3 | 15 | 102572 | Bathroom | 0.00043459
Ceiling Fixture | Compact Fluorescent |  | Twist | 2 | 20 | 102573 | Bedroom | 0.00043459
Ceiling Fixture | Incandescent |  | Standard A Lamp | 2 | 60 | 102573 | Bedroom | 0.00043459
Table | Compact Fluorescent |  | Twist | 1 | 22 | 102573 | Bedroom | 0.00043459
Ceiling Fixture | Incandescent |  | Standard A Lamp | 2 | 60 | 102574 | Bedroom | 0.00043459
Table | Incandescent |  | Clear | 1 | 40 | 102574 | Bedroom | 0.00043459
Ceiling Fixture | Compact Fluorescent |  | Twist | 2 | 20 | 102575 | Bedroom | 0.00043459
Table | Compact Fluorescent |  | Twist | 1 | 15 | 102575 | Bedroom | 0.00043459
Ceiling Fixture | Incandescent |  | Standard A Lamp | 2 | 60 | 102576 | Hall | 0.00043459
Ceiling Fixture | Compact Fluorescent |  | Twist | 2 | 22 | 102577 | Kitchen | 0.00043459
Chandelier (Hanging) | Incandescent |  | Clear | 5 | 40 | 102577 | Kitchen | 0.00043459
Table | Linear Fluorescent | 18 | T-8 | 1 | 16 | 102577 | Kitchen | 0.00043459
Torchiere | Incandescent |  | 3-Way CFL | 1 | 100 | 102578 | Living Room | 0.00043459
Floor lamp | Compact Fluorescent |  | Straight Tube | 1 | 28 | 102578 | Living Room | 0.00043459
Table | Compact Fluorescent |  | Twist | 1 | 22 | 102578 | Living Room | 0.00043459
Wall Mount | Incandescent |  | Globe | 3 | 40 | 102578 | Living Room | 0.00043459
Ceiling Fixture | Compact Fluorescent |  | Twist | 2 | 15 | 103391 | Bathroom | 0.00043459
Ceiling Fixture | Compact Fluorescent |  | Twist | 1 | 15 | 103392 | Bathroom | 0.00043459
Ceiling Fixture | Compact Fluorescent |  | Twist | 2 | 15 | 103393 | Bedroom | 0.00043459
Ceiling Fixture | Compact Fluorescent |  | Pin base | 1 | 15 | 103394 | Hall | 0.00043459
Ceiling Fan | Compact Fluorescent |  | Twist | 4 | 15 | 103395 | Kitchen | 0.00043459
Ceiling Fixture | Compact Fluorescent |  | Twist | 1 | 15 | 103395 | Kitchen | 0.00043459
Floor lamp | Compact Fluorescent |  | Twist | 1 | 15 | 103396 | Living Room | 0.00043459
Ceiling Fixture | Compact Fluorescent |  | Twist | 2 | 15 | 103397 | Master Bedroom | 0.00043459
Wall Mount | Incandescent |  | Standard A Lamp | 4 | 60 | 104171 | Bathroom | 0.00077542
Ceiling Fixture | Incandescent |  | Standard A Lamp | 1 | 60 | 104171 | Bathroom | 0.00077542
Wall Mount | Incandescent |  | Standard A Lamp | 5 | 60 | 104172 | Bathroom | 0.00077542
Table | Incandescent |  | Standard A Lamp | 1 | 60 | 104173 | Bedroom | 0.00077542
Ceiling Fixture | Incandescent |  | Standard A Lamp | 1 | 60 | 104173 | Bedroom | 0.00077542
Chandelier (Hanging) | Incandescent |  | Decorative | 5 | 40 | 104173 | Bedroom | 0.00077542
Ceiling Fixture | Incandescent |  | Standard A Lamp | 1 | 60 | 104174 | Bedroom | 0.00077542
Table | Incandescent |  | Standard A Lamp | 1 | 60 | 104174 | Bedroom | 0.00077542
Ceiling Fixture | Incandescent |  | Standard A Lamp | 1 | 60 | 104175 | Bedroom | 0.00077542
Ceiling Fixture | Incandescent |  | Standard A Lamp | 1 | 60 | 104175 | Bedroom | 0.00077542
Exterior | Incandescent |  | Standard A Lamp | 1 | 60 | 104176 | Other | 0.00077542
Exterior | Other |  | High Pressure Sodium | 1 | 200 | 104176 | Other | 0.00077542
Ceiling Fixture | Linear Fluorescent | 48 | T-12 | 2 | 40 | 104177 | Garage | 0.00077542
Ceiling Fixture | Compact Fluorescent |  | Twist | 1 | 15 | 104178 | Hall | 0.00077542
Chandelier (Hanging) | Incandescent |  | Standard A Lamp | 3 | 60 | 104179 | Kitchen | 0.00077542
Ceiling Fixture | Linear Fluorescent | 48 | T-12 | 2 | 40 | 104179 | Kitchen | 0.00077542
Ceiling Fixture | Halogen |  | PAR | 3 | 50 | 104179 | Kitchen | 0.00077542
Ceiling Fixture | Compact Fluorescent |  | Twist | 1 | 15 | 1041710 | Laundry Room | 0.00077542
Table | Compact Fluorescent |  | Twist | 1 | 22 | 1041711 | Living Room | 0.00077542
Wall Mount | Incandescent |  | Standard A Lamp | 1 | 60 | 107321 | Bathroom | 0.00077542
Chandelier (Hanging) | Incandescent |  | Standard A Lamp | 2 | 40 | 107322 | Bathroom | 0.00077542
Ceiling Fan | Incandescent |  | Standard A Lamp | 3 | 60 | 107323 | Master Bedroom | 0.00077542
Table | Incandescent |  | Decorative | 1 | 40 | 107323 | Master Bedroom | 0.00077542
Ceiling Fixture | Compact Fluorescent |  | Twist | 1 | 22 | 107324 | Bedroom | 0.00077542
Wall Mount | Incandescent |  | Decorative | 1 | 40 | 107325 | Office | 0.00077542
Ceiling Fixture | Incandescent |  | Standard A Lamp | 1 | 60 | 107325 | Office | 0.00077542
Ceiling Fan | Incandescent |  | Decorative | 4 | 40 | 107326 | Dining Room | 0.00077542
Ceiling Fixture | Compact Fluorescent |  | Twist | 1 | 15 | 107327 | Hall | 0.00077542
Recessed Can | Linear Fluorescent | 48 | T-12 | 2 | 40 | 107328 | Kitchen | 0.00077542
Track | Incandescent |  | Standard A Lamp | 1 | 65 | 107328 | Kitchen | 0.00077542
Floor lamp | Incandescent |  | Standard A Lamp | 1 | 60 | 107329 | Living Room | 0.00077542
Other | Compact Fluorescent |  | Straight Tube | 1 | 15 | 107329 | Living Room | 0.00077542
Ceiling Fixture | Compact Fluorescent |  | Twist | 3 | 15 | 1073210 | Other | 0.00077542
Ceiling Fixture | Linear Fluorescent | 24 | T-12 | 1 | 20 | 1073211 | Other | 0.00077542
Table | Compact Fluorescent |  | Twist | 1 | 15 | 1073212 | Bedroom | 0.00077542
Wall Mount | Incandescent |  | Standard A Lamp | 1 | 60 | 107681 | Bathroom | 0.0042651
Ceiling Fan | Incandescent |  | Standard A Lamp | 2 | 60 | 107682 | Bedroom | 0.0042651
Ceiling Fan | Incandescent |  | Standard A Lamp | 2 | 60 | 107683 | Bedroom | 0.0042651
Ceiling Fixture | Incandescent |  | Standard A Lamp | 2 | 60 | 107684 | Bedroom | 0.0042651
Ceiling Fixture | Incandescent |  | Standard A Lamp | 1 | 75 | 107685 | Closet | 0.0042651
Ceiling Fan | Incandescent |  | Standard A Lamp | 4 | 60 | 107686 | Dining Room | 0.0042651
Table | Incandescent |  | Standard A Lamp | 1 | 60 | 107686 | Dining Room | 0.0042651
Ceiling Fixture | Incandescent |  | Standard A Lamp | 2 | 60 | 107687 | Hall | 0.0042651
Ceiling Fixture | Incandescent |  | Standard A Lamp | 2 | 60 | 107688 | Kitchen | 0.0042651
Ceiling Fixture | Compact Fluorescent |  | Twist | 1 | 15 | 107688 | Kitchen | 0.0042651
Ceiling Fixture | Incandescent |  | Standard A Lamp | 1 | 60 | 107689 | Laundry Room | 0.0042651
Floor lamp | Halogen |  | Quartz Tube | 1 | 100 | 1076810 | Living Room | 0.0042651
Floor lamp | Incandescent |  | Standard A Lamp | 1 | 60 | 1076810 | Living Room | 0.0042651
Table | Compact Fluorescent |  | Twist | 1 | 23 | 1076810 | Living Room | 0.0042651
Ceiling Fixture | Incandescent |  | Standard A Lamp | 1 | 60 | 1076811 | Bathroom | 0.0042651
Wall Mount | Incandescent |  | Standard A Lamp | 1 | 60 | 1076811 | Bathroom | 0.0042651
Wall Mount | Compact Fluorescent |  | Twist | 1 | 23 | 1076811 | Bathroom | 0.0042651
Ceiling Fan | Incandescent |  | Standard A Lamp | 4 | 60 | 1076812 | Master Bedroom | 0.0042651
Ceiling Fixture | Incandescent |  | Standard A Lamp | 1 | 60 | 1076813 | Closet | 0.0042651
Ceiling Fixture | Incandescent |  | Standard A Lamp | 2 | 40 | 108201 | Bedroom | 0.00077542
Ceiling Fan | Compact Fluorescent |  | Twist | 1 | 23 | 108202 | Family Room | 0.00077542
Floor lamp | Incandescent |  | 3-Way Incandescent | 1 | 150 | 108202 | Family Room | 0.00077542
Ceiling Fixture | Linear Fluorescent | 48 | T-12 | 2 | 32 | 108203 | Kitchen | 0.00077542
Ceiling Fixture | Compact Fluorescent |  | Circline (Screw Base) | 1 | 15 | 108203 | Kitchen | 0.00077542
Chandelier (Hanging) | Incandescent |  | Decorative | 8 | 40 | 108203 | Kitchen | 0.00077542
Track | Halogen |  | PAR | 2 | 50 | 108203 | Kitchen | 0.00077542
Ceiling Fixture | Incandescent |  | Standard A Lamp | 1 | 40 | 108203 | Kitchen | 0.00077542
Torchiere | Incandescent |  | Standard A Lamp | 3 | 60 | 108203 | Kitchen | 0.00077542
Wall Mount | Compact Fluorescent |  | Twist | 1 | 23 | 108203 | Kitchen | 0.00077542
Ceiling Fixture | Compact Fluorescent |  | Twist | 3 | 23 | 108204 | Laundry Room | 0.00077542
Wall Mount | Incandescent |  | Standard A Lamp | 4 | 60 | 108205 | Bathroom | 0.00077542
Ceiling Fixture | Compact Fluorescent |  | Twist | 1 | 13 | 108205 | Bathroom | 0.00077542
Wall Mount | Incandescent |  | Globe | 4 | 40 | 108206 | Bathroom | 0.00077542
Ceiling Fixture | Compact Fluorescent |  | Twist | 1 | 13 | 108206 | Bathroom | 0.00077542
Ceiling Fixture | Compact Fluorescent |  | Twist | 2 | 13 | 108207 | Master Bedroom | 0.00077542
Floor lamp | Incandescent |  | Decorative | 3 | 40 | 108207 | Master Bedroom | 0.00077542
Ceiling Fixture | Compact Fluorescent |  | Circline (Screw Base) | 1 | 15 | 108208 | Master Bedroom | 0.00077542
Ceiling Fixture | Compact Fluorescent |  | Twist | 1 | 13 | 108208 | Master Bedroom | 0.00077542
Floor lamp | Incandescent |  | Decorative | 3 | 40 | 108208 | Master Bedroom | 0.00077542
Torchiere | Incandescent |  | 3-Way Incandescent | 1 | 250 | 108209 | Office | 0.00077542
Ceiling Fixture | Linear Fluorescent | 48 | T-12 | 2 | 32 | 108209 | Office | 0.00077542
Floor lamp | Incandescent |  | 3-Way Incandescent | 1 | 150 | 108209 | Office | 0.00077542
Wall Mount | Compact Fluorescent |  | Twist | 1 | 15 | 111741 | Bathroom | 0.00043459
Ceiling Fixture | Incandescent |  | Standard A Lamp | 2 | 60 | 111742 | Bathroom | 0.00043459
Table | Compact Fluorescent |  | Twist | 1 | 22 | 111743 | Master Bedroom | 0.00043459
Wall Mount | Compact Fluorescent |  | Twist | 1 | 22 | 111743 | Master Bedroom | 0.00043459
Wall Mount | Incandescent |  | Standard A Lamp | 1 | 60 | 111744 | Bedroom | 0.00043459
Wall Mount | Incandescent |  | Decorative | 1 | 40 | 111745 | Hall | 0.00043459
Ceiling Fixture | Linear Fluorescent | 42 | T-12 | 2 | 20 | 111746 | Kitchen | 0.00043459
Ceiling Fan | Incandescent |  | Standard A Lamp | 1 | 100 | 111746 | Kitchen | 0.00043459
Table | Incandescent |  | Standard A Lamp | 1 | 100 | 111747 | Living Room | 0.00043459
Table | Incandescent |  | Standard A Lamp | 1 | 100 | 111748 | Office | 0.00043459
Wall Mount | Compact Fluorescent |  | Twist | 1 | 22 | 111748 | Office | 0.00043459
Ceiling Fixture | Linear Fluorescent | 42 | T-12 | 2 | 20 | 111749 | Other | 0.00043459
Ceiling Fixture | Incandescent |  | Standard A Lamp | 1 | 100 | 111749 | Other | 0.00043459
Ceiling Fixture | Incandescent |  | Standard A Lamp | 2 | 60 | 113141 | Bathroom | 0.00077542
Floor lamp | Incandescent |  | Standard A Lamp | 2 | 60 | 113142 | Family Room | 0.00077542
Chandelier (Hanging) | Incandescent |  | Standard A Lamp | 3 | 60 | 113142 | Family Room | 0.00077542
Ceiling Fixture | Linear Fluorescent | 48 | T-12 | 2 | 40 | 113143 | Kitchen | 0.00077542
Ceiling Fixture | Incandescent |  | Standard A Lamp | 1 | 40 | 113143 | Kitchen | 0.00077542
Wall Mount | Other |  | LED Interior | 1 | 1 | 113143 | Kitchen | 0.00077542
Ceiling Fixture | Incandescent |  | Standard A Lamp | 1 | 60 | 113144 | Laundry Room | 0.00077542
Floor lamp | Incandescent |  | Standard A Lamp | 3 | 60 | 113145 | Living Room | 0.00077542
Floor lamp | Incandescent |  | Standard A Lamp | 1 | 75 | 113145 | Living Room | 0.00077542
Floor lamp | Incandescent |  | 3-Way Incandescent | 1 | 150 | 113145 | Living Room | 0.00077542
Ceiling Fixture | Incandescent |  | Standard A Lamp | 3 | 60 | 113146 | Bathroom | 0.00077542
Ceiling Fixture | Compact Fluorescent |  | Twist | 1 | 13 | 113146 | Bathroom | 0.00077542
Ceiling Fixture | Compact Fluorescent |  | Twist | 1 | 15 | 113147 | Master Bedroom | 0.00077542
Floor lamp | Incandescent |  | Standard A Lamp | 1 | 60 | 113147 | Master Bedroom | 0.00077542
Floor lamp | Incandescent |  | Standard A Lamp | 1 | 60 | 113148 | Office | 0.00077542
Floor lamp | Incandescent |  | Standard A Lamp | 1 | 60 | 113149 | Bedroom | 0.00077542
Wall Mount | Incandescent |  | Globe | 6 | 40 | 113281 | Bathroom | 0.00043459
Ceiling Fixture | Incandescent |  | Standard A Lamp | 2 | 60 | 113281 | Bathroom | 0.00043459
Ceiling Fixture | Incandescent |  | Standard A Lamp | 2 | 60 | 113282 | Bedroom | 0.00043459
Table | Incandescent |  | Standard A Lamp | 1 | 60 | 113282 | Bedroom | 0.00043459
Table | Incandescent |  | 3-Way Incandescent | 1 | 75 | 113282 | Bedroom | 0.00043459
Ceiling Fixture | Incandescent |  | Standard A Lamp | 2 | 60 | 113283 | Dining Room | 0.00043459
Ceiling Fixture | Linear Fluorescent | 48 | T-12 | 2 | 40 | 113284 | Dining Room | 0.00043459
Ceiling Fixture | Linear Fluorescent | 48 | T-12 | 2 | 40 | 113285 | Garage | 0.00043459
Ceiling Fixture | Incandescent |  | Standard A Lamp | 2 | 60 | 113286 | Hall | 0.00043459
Ceiling Fixture | Linear Fluorescent | 48 | T-12 | 2 | 40 | 113287 | Kitchen | 0.00043459
Ceiling Fixture | Incandescent |  | Standard A Lamp | 2 | 60 | 113287 | Kitchen | 0.00043459
Architectural | Incandescent |  | Clear | 1 | 40 | 113287 | Kitchen | 0.00043459
Table | Incandescent |  | Standard A Lamp | 1 | 60 | 113288 | Living Room | 0.00043459
Table | Incandescent |  | 3-Way Incandescent | 1 | 100 | 113288 | Living Room | 0.00043459
Table | Incandescent |  | 3-Way Incandescent | 1 | 75 | 113288 | Living Room | 0.00043459
Wall Mount | Incandescent |  | Globe | 6 | 40 | 113289 | Bathroom | 0.00043459
Chandelier (Hanging) | Compact Fluorescent |  | Twist | 2 | 15 | 113289 | Bathroom | 0.00043459
Ceiling Fan | Incandescent |  | Standard A Lamp | 1 | 60 | 1132810 | Master Bedroom | 0.00043459
Table | Incandescent |  | Standard A Lamp | 1 | 75 | 1132810 | Master Bedroom | 0.00043459
Table | Compact Fluorescent |  | Twist | 1 | 15 | 1132810 | Master Bedroom | 0.00043459
Ceiling Fixture | Compact Fluorescent |  | Twist | 1 | 15 | 1132811 | Closet | 0.00043459
Ceiling Fixture | Incandescent |  | Standard A Lamp | 2 | 60 | 1132812 | Other | 0.00043459
Ceiling Fixture | Incandescent |  | Clear | 4 | 60 | 1132812 | Other | 0.00043459
Table | Incandescent |  | Clear | 1 | 25 | 1132812 | Other | 0.00043459
Ceiling Fixture | Incandescent |  | Standard A Lamp | 2 | 60 | 1132813 | Other | 0.00043459
Ceiling Fixture | Halogen |  | Twist | 2 | 15 | 113901 | Bathroom | 0.00043459
Wall Mount | Linear Fluorescent | 48 | T-8 | 2 | 32 | 113901 | Bathroom | 0.00043459
Chandelier (Hanging) | Incandescent |  | Standard A Lamp | 5 | 100 | 113902 | Dining Room | 0.00043459
Table | Compact Fluorescent |  | Twist | 1 | 15 | 113902 | Dining Room | 0.00043459
Ceiling Fixture | Compact Fluorescent |  | Twist | 2 | 15 | 113903 | Hall | 0.00043459
Ceiling Fixture | Linear Fluorescent | 48 | T-8 | 2 | 32 | 113904 | Kitchen | 0.00043459
Ceiling Fixture | Incandescent |  | Standard A Lamp | 2 | 40 | 113904 | Kitchen | 0.00043459
Table | Incandescent |  | Standard A Lamp | 1 | 100 | 113905 | Living Room | 0.00043459
Architectural | Incandescent |  | Clear | 1 | 25 | 113905 | Living Room | 0.00043459
Wall Mount | Linear Fluorescent | 48 | T-8 | 2 | 32 | 113906 | Bathroom | 0.00043459
Table | Incandescent |  | Standard A Lamp | 2 | 40 | 113906 | Bathroom | 0.00043459
Ceiling Fixture | Compact Fluorescent |  | A shape bulb | 2 | 15 | 113906 | Bathroom | 0.00043459
Ceiling Fixture | Compact Fluorescent |  | Twist | 2 | 15 | 113907 | Master Bedroom | 0.00043459
Table | Incandescent |  | Clear | 1 | 40 | 113907 | Master Bedroom | 0.00043459
Ceiling Fixture | Compact Fluorescent |  | Twist | 2 | 15 | 113908 | Office | 0.00043459
Table | Compact Fluorescent |  | Twist | 3 | 15 | 113908 | Office | 0.00043459
Table | Compact Fluorescent |  | Other | 1 | 15 | 113908 | Office | 0.00043459
Ceiling Fixture | Compact Fluorescent |  | Twist | 3 | 15 | 113909 | Office | 0.00043459
Floor lamp | Compact Fluorescent |  | Twist | 3 | 22 | 113909 | Office | 0.00043459
Table | Compact Fluorescent |  | Straight Tube | 1 | 28 | 113909 | Office | 0.00043459
Table | Compact Fluorescent |  | Twist | 1 | 15 | 113909 | Office | 0.00043459
Ceiling Fixture | Compact Fluorescent |  | Twist | 2 | 15 | 1139010 | Laundry Room | 0.00043459
Ceiling Fixture | Incandescent |  | Standard A Lamp | 1 | 60 | 114981 | Bathroom | 0.00043459
Ceiling Fixture | Incandescent |  | Standard A Lamp | 2 | 60 | 114982 | Bedroom | 0.00043459
Ceiling Fixture | Incandescent |  | Standard A Lamp | 1 | 60 | 114983 | Bedroom | 0.00043459
Ceiling Fixture | Compact Fluorescent |  | Twist | 2 | 15 | 114984 | Hall | 0.00043459
Ceiling Fixture | Linear Fluorescent | 42 | T-8 | 2 | 32 | 114985 | Kitchen | 0.00043459
Table | Compact Fluorescent |  | Twist | 1 | 22 | 114985 | Kitchen | 0.00043459
Chandelier (Hanging) | Incandescent |  | Standard A Lamp | 4 | 60 | 114985 | Kitchen | 0.00043459
Table | Compact Fluorescent |  | Twist | 1 | 22 | 114985 | Kitchen | 0.00043459
Ceiling Fixture | Compact Fluorescent |  | Twist | 1 | 15 | 114986 | Laundry Room | 0.00043459
Floor lamp | Compact Fluorescent |  | Twist | 1 | 20 | 114987 | Living Room | 0.00043459
Floor lamp | Compact Fluorescent |  | Twist | 3 | 15 | 114987 | Living Room | 0.00043459
Wall Mount | Incandescent |  | Standard A Lamp | 2 | 60 | 114988 | Bathroom | 0.00043459
Chandelier (Hanging) | Incandescent |  | Standard A Lamp | 1 | 60 | 114988 | Bathroom | 0.00043459
Ceiling Fixture | Incandescent |  | Standard A Lamp | 2 | 60 | 114989 | Master Bedroom | 0.00043459
Wall Mount | Incandescent |  | Standard A Lamp | 1 | 60 | 114989 | Master Bedroom | 0.00043459
Table | Incandescent |  | Standard A Lamp | 1 | 60 | 114989 | Master Bedroom | 0.00043459
Ceiling Fixture | Incandescent |  | Standard A Lamp | 1 | 60 | 1149810 | Closet | 0.00043459
Ceiling Fixture | Incandescent |  | Standard A Lamp | 1 | 40 | 1149811 | Closet | 0.00043459
Wall Mount | Incandescent |  | Standard A Lamp | 1 | 60 | 1149812 | Other | 0.00043459
Wall Mount | Incandescent |  | Clear | 4 | 60 | 115181 | Bathroom | 0.00043459
Ceiling Fixture | Incandescent |  | Standard A Lamp | 2 | 60 | 115181 | Bathroom | 0.00043459
Wall Mount | Incandescent |  | Globe | 4 | 60 | 115182 | Bathroom | 0.00043459
Ceiling Fixture | Compact Fluorescent |  | Pin base | 1 | 36 | 115182 | Bathroom | 0.00043459
Table | Incandescent |  | Standard A Lamp | 1 | 60 | 115183 | Bedroom | 0.00043459
Floor lamp | Incandescent |  | 3-Way Incandescent | 1 | 150 | 115183 | Bedroom | 0.00043459
Chandelier (Hanging) | Incandescent |  | Mini base | 5 | 36 | 115184 | Dining Room | 0.00043459
Garage door opener | Incandescent |  | Standard A Lamp | 1 | 60 | 115185 | Garage | 0.00043459
Ceiling Fixture | Linear Fluorescent | 48 | T-12 | 2 | 40 | 115185 | Garage | 0.00043459
Wall Mount | Compact Fluorescent |  | Twist | 1 | 15 | 115185 | Garage | 0.00043459
Ceiling Fixture | Linear Fluorescent | 18 | T-8 | 1 | 16 | 115186 | Kitchen | 0.00043459
Ceiling Fixture | Linear Fluorescent | 48 | T-8 | 4 | 32 | 115186 | Kitchen | 0.00043459
Ceiling Fixture | Incandescent |  | Standard A Lamp | 1 | 60 | 115186 | Kitchen | 0.00043459
Table | Incandescent |  | Standard A Lamp | 1 | 40 | 115187 | Living Room | 0.00043459
Architectural | Incandescent |  | Decorative | 2 | 60 | 115188 | Master Bedroom | 0.00043459
Table | Incandescent |  | Standard A Lamp | 1 | 60 | 115188 | Master Bedroom | 0.00043459
Ceiling Fixture | Incandescent |  | Standard A Lamp | 1 | 65 | 115189 | Closet | 0.00043459
Floor lamp | Incandescent |  | Standard A Lamp | 1 | 75 | 1151810 | Office | 0.00043459
Table | Linear Fluorescent | 18 | T-8 | 1 | 16 | 1151810 | Office | 0.00043459
Ceiling Fixture | Compact Fluorescent |  | Circline (Screw Base) | 1 | 36 | 1151811 | Laundry Room | 0.00043459
Ceiling Fixture | Incandescent |  | Standard A Lamp | 1 | 60 | 115581 | Bathroom | 0.00077542
Wall Mount | Incandescent |  | Standard A Lamp | 2 | 40 | 115581 | Bathroom | 0.00077542
Ceiling Fixture | Incandescent |  | Standard A Lamp | 2 | 60 | 115582 | Bedroom | 0.00077542
Floor lamp | Halogen |  | Quartz Tube | 1 | 75 | 115582 | Bedroom | 0.00077542
Ceiling Fixture | Incandescent |  | Standard A Lamp | 2 | 60 | 115583 | Master Bedroom | 0.00077542
Ceiling Fixture | Compact Fluorescent |  | Twist | 1 | 15 | 115584 | Hall | 0.00077542
Ceiling Fan | Incandescent |  | Standard A Lamp | 4 | 75 | 115585 | Kitchen | 0.00077542
Architectural | Incandescent |  | Standard A Lamp | 2 | 60 | 115585 | Kitchen | 0.00077542
Architectural | Compact Fluorescent |  | Twist | 1 | 15 | 115585 | Kitchen | 0.00077542
Table | Compact Fluorescent |  | Twist | 3 | 15 | 115586 | Living Room | 0.00077542
Table | Incandescent |  | Standard A Lamp | 1 | 60 | 115586 | Living Room | 0.00077542
Table | Incandescent |  | Reflector | 1 | 50 | 115586 | Living Room | 0.00077542
Ceiling Fixture | Incandescent |  | Standard A Lamp | 1 | 60 | 115586 | Living Room | 0.00077542
Table | Compact Fluorescent |  | Straight Tube | 1 | 22 | 115586 | Living Room | 0.00077542
Wall Mount | Incandescent |  | Decorative | 2 | 40 | 116121 | Bathroom | 0.0056382
Wall Mount | Incandescent |  | Globe | 6 | 40 | 116121 | Bathroom | 0.0056382
Ceiling Fixture | Incandescent |  | Heat Lamp | 1 | 250 | 116121 | Bathroom | 0.0056382
Ceiling Fan | Incandescent |  | Standard A Lamp | 3 | 60 | 116122 | Bedroom | 0.0056382
Ceiling Fixture | Incandescent |  | Clear | 2 | 60 | 116123 | Bedroom | 0.0056382
Ceiling Fixture | Incandescent |  | Standard A Lamp | 3 | 60 | 116124 | Closet | 0.0056382
Floor lamp | Compact Fluorescent |  | Twist | 1 | 13 | 116125 | Dining Room | 0.0056382
Chandelier (Hanging) | Incandescent |  | Decorative | 4 | 60 | 116125 | Dining Room | 0.0056382
Floor lamp | Incandescent |  | Standard A Lamp | 3 | 60 | 116125 | Dining Room | 0.0056382
Floor lamp | Compact Fluorescent |  | Twist | 1 | 26 | 116126 | Family Room | 0.0056382
Table | Incandescent |  | 3-Way Incandescent | 1 | 100 | 116126 | Family Room | 0.0056382
Ceiling Fixture | Linear Fluorescent | 48 | T-12 | 2 | 40 | 116127 | Kitchen | 0.0056382
Chandelier (Hanging) | Compact Fluorescent |  | Straight Tube | 1 | 13 | 116127 | Kitchen | 0.0056382
Ceiling Fan | Incandescent |  | Standard A Lamp | 4 | 60 | 116127 | Kitchen | 0.0056382
Other | Incandescent |  | Standard A Lamp | 1 | 60 | 116127 | Kitchen | 0.0056382
Ceiling Fixture | Incandescent |  | Standard A Lamp | 1 | 60 | 116128 | Laundry Room | 0.0056382
Floor lamp | Incandescent |  | 3-Way Incandescent | 1 | 100 | 116129 | Living Room | 0.0056382
Ceiling Fan | Incandescent |  | Decorative | 4 | 25 | 1161210 | Master Bedroom | 0.0056382
Table | Incandescent |  | Standard A Lamp | 1 | 40 | 1161210 | Master Bedroom | 0.0056382
Ceiling Fixture | Incandescent |  | Standard A Lamp | 1 | 40 | 116271 | Bathroom | 0.00043459
Ceiling Fixture | Incandescent |  | Standard A Lamp | 1 | 60 | 116272 | Bedroom | 0.00043459
Ceiling Fixture | Incandescent |  | Standard A Lamp | 1 | 60 | 116273 | Bedroom | 0.00043459
Ceiling Fixture | Incandescent |  | Standard A Lamp | 1 | 60 | 116274 | Bedroom | 0.00043459
Ceiling Fixture | Incandescent |  | Standard A Lamp | 1 | 60 | 116275 | Hall | 0.00043459
Ceiling Fixture | Incandescent |  | Standard A Lamp | 1 | 60 | 116276 | Kitchen | 0.00043459
Ceiling Fixture | Linear Fluorescent | 48 | T-12 | 2 | 40 | 116276 | Kitchen | 0.00043459
Floor lamp | Incandescent |  | 3-Way Incandescent | 2 | 100 | 116277 | Family Room | 0.00043459
Ceiling Fixture | Incandescent |  | Standard A Lamp | 2 | 60 | 116278 | Master Bedroom | 0.00043459
Ceiling Fixture | Compact Fluorescent |  | Twist | 1 | 13 | 116711 | Laundry Room | 0.0056382
Ceiling Fixture | Compact Fluorescent |  | Twist | 1 | 13 | 116712 | Bathroom | 0.0056382
Table | Compact Fluorescent |  | Twist | 1 | 13 | 116713 | Bedroom | 0.0056382
Ceiling Fixture | Compact Fluorescent |  | Twist | 1 | 13 | 116714 | Bathroom | 0.0056382
Wall Mount | Compact Fluorescent |  | Twist | 1 | 13 | 116714 | Bathroom | 0.0056382
Table | Compact Fluorescent |  | Twist | 1 | 23 | 116715 | Office | 0.0056382
Ceiling Fixture | Compact Fluorescent |  | Twist | 1 | 13 | 116716 | Kitchen | 0.0056382
Ceiling Fixture | Compact Fluorescent |  | Twist | 1 | 13 | 116717 | Dining Room | 0.0056382
Table | Compact Fluorescent |  | Twist | 1 | 13 | 116718 | Living Room | 0.0056382
Table | Compact Fluorescent |  | Twist | 1 | 13 | 116719 | Bathroom | 0.0056382
Table | Compact Fluorescent |  | Twist | 1 | 13 | 1167110 | Bedroom | 0.0056382
Ceiling Fixture | Compact Fluorescent |  | Twist | 2 | 22 | 118541 | Bedroom | 0.0056382
Floor lamp | Compact Fluorescent |  | Twist | 4 | 22 | 118541 | Bedroom | 0.0056382
Ceiling Fixture | Halogen |  | MR | 3 | 35 | 118542 | Hall | 0.0056382
Ceiling Fixture | Linear Fluorescent | 48 | T-8 | 4 | 32 | 118543 | Garage | 0.0056382
Garage door opener | Incandescent |  | Standard A Lamp | 1 | 60 | 118543 | Garage | 0.0056382
Wall Mount | Incandescent |  | Standard A Lamp | 1 | 100 | 118543 | Garage | 0.0056382
Ceiling Fixture | Compact Fluorescent |  | Twist | 2 | 22 | 118544 | Master Bedroom | 0.0056382
Table | Linear Fluorescent | 48 | Fluorescent Unknown | 1 | 32 | 118544 | Master Bedroom | 0.0056382
Wall Mount | Compact Fluorescent |  | Twist | 2 | 22 | 118545 | Bathroom | 0.0056382
Ceiling Fixture | Compact Fluorescent |  | Twist | 2 | 15 | 118546 | Hall | 0.0056382
Wall Mount | Incandescent |  | Standard A Lamp | 4 | 60 | 118547 | Bathroom | 0.0056382
Wall Mount | Linear Fluorescent | 48 | Fluorescent Other | 1 | 27 | 118547 | Bathroom | 0.0056382
Table | Incandescent |  | 3-Way Incandescent | 1 | 70 | 118548 | Living Room | 0.0056382
Table | Compact Fluorescent |  | Twist | 1 | 22 | 118548 | Living Room | 0.0056382
Ceiling Fan | Compact Fluorescent |  | Twist | 4 | 22 | 118549 | Dining Room | 0.0056382
Ceiling Fixture | Halogen |  | MR | 3 | 35 | 1185410 | Kitchen | 0.0056382
Track | Halogen |  | MR | 4 | 35 | 1185410 | Kitchen | 0.0056382
Ceiling Fixture | Compact Fluorescent |  | Twist | 1 | 22 | 1185411 | Closet | 0.0056382
Wall Mount | Incandescent |  | Standard A Lamp | 3 | 60 | 118611 | Bathroom | 0.00043459
Ceiling Fixture | Incandescent |  | Standard A Lamp | 2 | 60 | 118612 | Bedroom | 0.00043459
Table | Compact Fluorescent |  | Twist | 1 | 15 | 118612 | Bedroom | 0.00043459
Chandelier (Hanging) | Incandescent |  | Standard A Lamp | 3 | 60 | 118613 | Dining Room | 0.00043459
Ceiling Fixture | Incandescent |  | Standard A Lamp | 2 | 60 | 118614 | Hall | 0.00043459
Table | Incandescent |  | Standard A Lamp | 1 | 100 | 118614 | Hall | 0.00043459
Ceiling Fixture | Halogen |  | PAR | 1 | 75 | 118615 | Family Room | 0.00043459
Floor lamp | Compact Fluorescent |  | Straight Tube | 1 | 28 | 118615 | Family Room | 0.00043459
Ceiling Fixture | Linear Fluorescent | 48 | T-12 | 2 | 42 | 118616 | Garage | 0.00043459
Wall Mount | Incandescent |  | Standard A Lamp | 1 | 60 | 118616 | Garage | 0.00043459
Ceiling Fixture | Incandescent |  | Standard A Lamp | 1 | 75 | 118616 | Garage | 0.00043459
Garage door opener | Incandescent |  | Standard A Lamp | 1 | 40 | 118616 | Garage | 0.00043459
Ceiling Fixture | Incandescent |  | Standard A Lamp | 2 | 65 | 118617 | Hall | 0.00043459
Ceiling Fixture | Linear Fluorescent | 48 | T-8 | 2 | 32 | 118618 | Kitchen | 0.00043459
Chandelier (Hanging) | Compact Fluorescent |  | Pin base | 1 | 28 | 118618 | Kitchen | 0.00043459
Table | Compact Fluorescent |  | A shape bulb | 1 | 7 | 118618 | Kitchen | 0.00043459
Architectural | Halogen |  | PAR | 2 | 50 | 118618 | Kitchen | 0.00043459
Table | Incandescent |  | 3-Way Incandescent | 1 | 100 | 118619 | Living Room | 0.00043459
Floor lamp | Compact Fluorescent |  | Straight Tube | 1 | 22 | 118619 | Living Room | 0.00043459
Wall Mount | Compact Fluorescent |  | Twist | 3 | 15 | 1186110 | Bathroom | 0.00043459
Table | Compact Fluorescent |  | A shape bulb | 1 | 7 | 1186110 | Bathroom | 0.00043459
Table | Incandescent |  | Decorative | 2 | 25 | 1186111 | Master Bedroom | 0.00043459
Ceiling Fan | Incandescent |  | Standard A Lamp | 2 | 60 | 1186111 | Master Bedroom | 0.00043459
Ceiling Fixture | Compact Fluorescent |  | Twist | 1 | 15 | 1186112 | Closet | 0.00043459
Ceiling Fixture | Incandescent |  | Standard A Lamp | 2 | 65 | 1186113 | Office | 0.00043459
Table | Incandescent |  | Standard A Lamp | 1 | 25 | 1186113 | Office | 0.00043459
Table | Compact Fluorescent |  | Twist | 1 | 22 | 1186113 | Office | 0.00043459
Table | Halogen |  | Quartz Tube | 1 | 50 | 1186113 | Office | 0.00043459
Ceiling Fixture | Linear Fluorescent | 48 | T-8 | 2 | 32 | 1186114 | Laundry Room | 0.00043459
Ceiling Fixture | Linear Fluorescent | 48 | T-12 | 2 | 40 | 119901 | Bathroom | 0.00077542
Ceiling Fixture | Linear Fluorescent | 24 | T-12 | 2 | 20 | 119901 | Bathroom | 0.00077542
Recessed Can | Compact Fluorescent |  | Reflector | 1 | 15 | 119901 | Bathroom | 0.00077542
Ceiling Fixture | Linear Fluorescent | 48 | T-12 | 2 | 40 | 119902 | Bathroom | 0.00077542
Recessed Can | Incandescent |  | Reflector | 1 | 60 | 119902 | Bathroom | 0.00077542
Ceiling Fixture | Incandescent |  | Standard A Lamp | 2 | 60 | 119903 | Bedroom | 0.00077542
Ceiling Fixture | Compact Fluorescent |  | Twist | 1 | 22 | 119903 | Bedroom | 0.00077542
Table | Incandescent |  | Standard A Lamp | 1 | 60 | 119904 | Bedroom | 0.00077542
Track | Halogen |  | PAR | 3 | 50 | 119905 | Closet | 0.00077542
Chandelier (Hanging) | Incandescent |  | Decorative | 5 | 60 | 119906 | Dining Room | 0.00077542
Ceiling Fixture | Incandescent |  | Globe | 2 | 60 | 119906 | Dining Room | 0.00077542
Ceiling Fixture | Linear Fluorescent | 48 | T-8 | 2 | 32 | 119907 | Garage | 0.00077542
Garage door opener | Incandescent |  | Standard A Lamp | 2 | 60 | 119907 | Garage | 0.00077542
Ceiling Fixture | Incandescent |  | Standard A Lamp | 1 | 60 | 119907 | Garage | 0.00077542
Ceiling Fixture | Incandescent |  | Standard A Lamp | 1 | 60 | 119907 | Garage | 0.00077542
Ceiling Fixture | Incandescent |  | Standard A Lamp | 1 | 60 | 119908 | Hall | 0.00077542
Ceiling Fixture | Linear Fluorescent | 48 | T-12 | 2 | 40 | 119909 | Kitchen | 0.00077542
Recessed - other | Incandescent |  | Standard A Lamp | 1 | 40 | 119909 | Kitchen | 0.00077542
Ceiling Fixture | Incandescent |  | Standard A Lamp | 1 | 60 | 1199010 | Laundry Room | 0.00077542
Table | Compact Fluorescent |  | Twist | 1 | 22 | 1199011 | Living Room | 0.00077542
Recessed Can | Incandescent |  | Reflector | 1 | 60 | 1199011 | Living Room | 0.00077542
Ceiling Fixture | Incandescent |  | Standard A Lamp | 2 | 60 | 1199012 | Office | 0.00077542
Ceiling Fixture | Incandescent |  | Standard A Lamp | 1 | 60 | 121391 | Bathroom | 0.00043459
Ceiling Fixture | Incandescent |  | Decorative | 1 | 60 | 121392 | Bathroom | 0.00043459
Ceiling Fixture | Compact Fluorescent |  | Twist | 3 | 15 | 121393 | Bedroom | 0.00043459
Chandelier (Hanging) | Incandescent |  | Decorative | 5 | 40 | 121394 | Dining Room | 0.00043459
Table | Incandescent |  | Standard A Lamp | 1 | 100 | 121395 | Family Room | 0.00043459
Ceiling Fixture | Incandescent |  | Standard A Lamp | 1 | 100 | 121396 | Garage | 0.00043459
Wall Mount | Compact Fluorescent |  | Twist | 1 | 15 | 121396 | Garage | 0.00043459
Ceiling Fixture | Incandescent |  | Standard A Lamp | 1 | 60 | 121397 | Hall | 0.00043459
Ceiling Fixture | Incandescent |  | Standard A Lamp | 1 | 100 | 121398 | Kitchen | 0.00043459
Ceiling Fixture | Incandescent |  | Standard A Lamp | 2 | 60 | 121399 | Laundry Room | 0.00043459
Table | Incandescent |  | Standard A Lamp | 1 | 100 | 1213910 | Living Room | 0.00043459
Ceiling Fixture | Compact Fluorescent |  | Twist | 1 | 15 | 1213911 | Bathroom | 0.00043459
Floor lamp | Incandescent |  | Standard A Lamp | 1 | 60 | 1213912 | Master Bedroom | 0.00043459
Ceiling Fixture | Compact Fluorescent |  | Twist | 1 | 15 | 1213913 | Closet | 0.00043459
Ceiling Fixture | Incandescent |  | Standard A Lamp | 1 | 60 | 122621 | Bathroom | 0.00043459
Wall Mount | Incandescent |  | Standard A Lamp | 2 | 60 | 122622 | Bathroom | 0.00043459
Ceiling Fixture | Incandescent |  | Standard A Lamp | 1 | 60 | 122623 | Bedroom | 0.00043459
Ceiling Fixture | Incandescent |  | Standard A Lamp | 1 | 60 | 122624 | Hall | 0.00043459
Ceiling Fan | Incandescent |  | Standard A Lamp | 2 | 60 | 122625 | Kitchen | 0.00043459
Ceiling Fixture | Incandescent |  | Standard A Lamp | 1 | 60 | 122625 | Kitchen | 0.00043459
Ceiling Fixture | Compact Fluorescent |  | Twist | 1 | 15 | 122626 | Living Room | 0.00043459
Ceiling Fixture | Incandescent |  | Standard A Lamp | 2 | 60 | 122627 | Master Bedroom | 0.00043459
Ceiling Fixture | Incandescent |  | Standard A Lamp | 2 | 60 | 122851 | Bathroom | 0.00043459
Ceiling Fixture | Incandescent |  | Standard A Lamp | 1 | 60 | 122852 | Bedroom | 0.00043459
Ceiling Fixture | Incandescent |  | Standard A Lamp | 2 | 60 | 122853 | Bedroom | 0.00043459
Ceiling Fixture | Linear Fluorescent | 42 | T-8 | 1 | 32 | 122854 | Kitchen | 0.00043459
Track | Incandescent |  | Reflector | 4 | 25 | 122855 | Living Room | 0.00043459
Table | Incandescent |  | Standard A Lamp | 1 | 100 | 122855 | Living Room | 0.00043459
Ceiling Fixture | Incandescent |  | Standard A Lamp | 2 | 60 | 122856 | Bedroom | 0.00043459
Ceiling Fixture | Incandescent |  | Standard A Lamp | 2 | 60 | 122857 | Master Bedroom | 0.00043459
Table | Incandescent |  | Decorative | 2 | 40 | 122857 | Master Bedroom | 0.00043459
Torchiere | Incandescent |  | Standard A Lamp | 2 | 60 | 122857 | Master Bedroom | 0.00043459
Ceiling Fixture | Incandescent |  | Standard A Lamp | 1 | 60 | 122858 | Closet | 0.00043459
Ceiling Fixture | Incandescent |  | Standard A Lamp | 2 | 60 | 122859 | Hall | 0.00043459
Other | Incandescent |  | Standard A Lamp | 1 | 90 | 1228510 | Other | 0.00043459
Wall Mount | Incandescent |  | Standard A Lamp | 1 | 40 | 123971 | Bathroom | 0.00043459
Ceiling Fixture | Linear Fluorescent | 42 | T-8 | 2 | 32 | 123972 | Bedroom | 0.00043459
Ceiling Fixture | Linear Fluorescent | 42 | T-8 | 2 | 32 | 123973 | Hall | 0.00043459
Ceiling Fan | Incandescent |  | Standard A Lamp | 4 | 90 | 123974 | Kitchen | 0.00043459
Table | Incandescent |  | Standard A Lamp | 1 | 60 | 123975 | Living Room | 0.00043459
Chandelier (Hanging) | Incandescent |  | Globe | 5 | 40 | 123976 | Master Bedroom | 0.00043459
Table | Incandescent |  | Standard A Lamp | 1 | 100 | 123976 | Master Bedroom | 0.00043459
Ceiling Fixture | Linear Fluorescent | 42 | T-12 | 2 | 40 | 123977 | Other | 0.00043459
Wall Mount | Compact Fluorescent |  | A shape bulb | 4 | 15 | 124811 | Bathroom | 0.00043459
Table | Compact Fluorescent |  | Twist | 1 | 15 | 124812 | Bedroom | 0.00043459
Table | Incandescent |  | Mini base | 3 | 60 | 124812 | Bedroom | 0.00043459
Recessed Can | Incandescent |  | Standard A Lamp | 1 | 75 | 124813 | Closet | 0.00043459
Ceiling Fixture | Incandescent |  | Standard A Lamp | 1 | 75 | 124814 | Dining Room | 0.00043459
Ceiling Fixture | Incandescent |  | Standard A Lamp | 2 | 75 | 124815 | Hall | 0.00043459
Ceiling Fixture | Compact Fluorescent |  | Twist | 2 | 15 | 124816 | Hall | 0.00043459
Ceiling Fixture | Linear Fluorescent | 48 | T-8 | 2 | 32 | 124817 | Kitchen | 0.00043459
Architectural | Compact Fluorescent |  | Twist | 1 | 15 | 124817 | Kitchen | 0.00043459
Ceiling Fixture | Incandescent |  | Standard A Lamp | 1 | 40 | 124818 | Laundry Room | 0.00043459
Table | Compact Fluorescent |  | Twist | 1 | 15 | 124819 | Living Room | 0.00043459
Wall Mount | Incandescent |  | Globe | 2 | 60 | 1248110 | Bathroom | 0.00043459
Wall Mount | Compact Fluorescent |  | A shape bulb | 2 | 15 | 1248110 | Bathroom | 0.00043459
Table | Compact Fluorescent |  | Twist | 1 | 15 | 1248111 | Master Bedroom | 0.00043459
Recessed Can | Incandescent |  | Reflector | 1 | 75 | 1248112 | Office | 0.00043459
Torchiere | Compact Fluorescent |  | Twist | 1 | 15 | 1248112 | Office | 0.00043459
Table | Incandescent |  | Mini base | 1 | 60 | 1248112 | Office | 0.00043459
Wall Mount | Incandescent |  | Globe | 4 | 40 | 125841 | Bathroom | 0.00077542
Ceiling Fixture | Incandescent |  | Standard A Lamp | 1 | 60 | 125841 | Bathroom | 0.00077542
Ceiling Fixture | Incandescent |  | Standard A Lamp | 1 | 60 | 125842 | Bathroom | 0.00077542
Wall Mount | Incandescent |  | Globe | 4 | 60 | 125842 | Bathroom | 0.00077542
Ceiling Fixture | Incandescent |  | Standard A Lamp | 1 | 60 | 125843 | Master Bedroom | 0.00077542
Ceiling Fixture | Incandescent |  | Standard A Lamp | 1 | 60 | 125844 | Bedroom | 0.00077542
Ceiling Fixture | Incandescent |  | Standard A Lamp | 2 | 60 | 125845 | Bedroom | 0.00077542
Table | Incandescent |  | Standard A Lamp | 1 | 60 | 125845 | Bedroom | 0.00077542
Ceiling Fixture | Incandescent |  | Standard A Lamp | 2 | 60 | 125846 | Garage | 0.00077542
Ceiling Fixture | Linear Fluorescent | 48 | T-8 | 2 | 32 | 125846 | Garage | 0.00077542
Other | Incandescent |  | Reflector | 1 | 60 | 125846 | Garage | 0.00077542
Ceiling Fixture | Incandescent |  | Standard A Lamp | 2 | 60 | 125847 | Hall | 0.00077542
Table | Incandescent |  | Standard A Lamp | 1 | 60 | 125847 | Hall | 0.00077542
Ceiling Fixture | Incandescent |  | Standard A Lamp | 3 | 60 | 125848 | Kitchen | 0.00077542
Ceiling Fixture | Incandescent |  | Standard A Lamp | 1 | 60 | 125848 | Kitchen | 0.00077542
Ceiling Fixture | Incandescent |  | Standard A Lamp | 2 | 60 | 125848 | Kitchen | 0.00077542
Ceiling Fixture | Incandescent |  | Standard A Lamp | 1 | 60 | 125849 | Laundry Room | 0.00077542
Floor lamp | Incandescent |  | Standard A Lamp | 2 | 60 | 1258410 | Living Room | 0.00077542
Ceiling Fixture | Incandescent |  | Standard A Lamp | 1 | 60 | 1258410 | Living Room | 0.00077542
Wall Mount | Incandescent |  | Standard A Lamp | 2 | 60 | 127521 | Bathroom | 0.00043459
Wall Mount | Compact Fluorescent |  | Twist | 1 | 20 | 127522 | Bedroom | 0.00043459
Wall Mount | Compact Fluorescent |  | Twist | 1 | 20 | 127523 | Hall | 0.00043459
Ceiling Fixture | Compact Fluorescent |  | Circline (Screw Base) | 2 | 32 | 127524 | Kitchen | 0.00043459
Ceiling Fixture | Incandescent |  | Standard A Lamp | 1 | 60 | 127524 | Kitchen | 0.00043459
Table | Incandescent |  | Standard A Lamp | 1 | 60 | 127525 | Living Room | 0.00043459
Floor lamp | Incandescent |  | Standard A Lamp | 1 | 60 | 127525 | Living Room | 0.00043459
Floor lamp | Compact Fluorescent |  | Twist | 2 | 22 | 127525 | Living Room | 0.00043459
Wall Mount | Compact Fluorescent |  | Twist | 1 | 20 | 127526 | Master Bedroom | 0.00043459
Table | Compact Fluorescent |  | Twist | 1 | 15 | 127526 | Master Bedroom | 0.00043459
Ceiling Fan | Incandescent |  | Clear | 4 | 40 | 131331 | Living Room | 0.0056382
Table | Incandescent |  | Standard A Lamp | 1 | 60 | 131331 | Living Room | 0.0056382
Floor lamp | Incandescent |  | 3-Way Incandescent | 2 | 100 | 131331 | Living Room | 0.0056382
Wall Mount | Compact Fluorescent |  | Globe | 6 | 15 | 131332 | Bathroom | 0.0056382
Ceiling Fixture | Incandescent |  | Standard A Lamp | 1 | 60 | 131332 | Bathroom | 0.0056382
Ceiling Fixture | Linear Fluorescent | 48 | T-12 | 2 | 40 | 131333 | Garage | 0.0056382
Garage door opener | Incandescent |  | Standard A Lamp | 1 | 60 | 131333 | Garage | 0.0056382
Floor lamp | Compact Fluorescent |  | Twist | 12 | 22 | 131334 | Family Room | 0.0056382
Ceiling Fan | Incandescent |  | Standard A Lamp | 5 | 60 | 131335 | Dining Room | 0.0056382
Ceiling Fixture | Linear Fluorescent | 48 | T-12 | 1 | 40 | 131336 | Kitchen | 0.0056382
Ceiling Fixture | Incandescent |  | Standard A Lamp | 1 | 60 | 131336 | Kitchen | 0.0056382
Ceiling Fixture | Compact Fluorescent |  | Circline (Screw Base) | 1 | 36 | 131337 | Laundry Room | 0.0056382
Ceiling Fixture | Compact Fluorescent |  | A shape bulb | 1 | 15 | 131338 | Hall | 0.0056382
Wall Mount | Compact Fluorescent |  | Twist | 3 | 15 | 131339 | Bathroom | 0.0056382
Ceiling Fixture | Compact Fluorescent |  | A shape bulb | 1 | 15 | 131339 | Bathroom | 0.0056382
Ceiling Fixture | Incandescent |  | Standard A Lamp | 2 | 60 | 1313310 | Bedroom | 0.0056382
Ceiling Fixture | Compact Fluorescent |  | Twist | 2 | 22 | 1313311 | Master Bedroom | 0.0056382
Table | Incandescent |  | Standard A Lamp | 1 | 40 | 1313311 | Master Bedroom | 0.0056382
Track | Incandescent |  | Globe | 3 | 60 | 131891 | Bathroom | 0.00043459
Torchiere | Incandescent |  | 3-Way Incandescent | 1 | 100 | 131892 | Bedroom | 0.00043459
Torchiere | Incandescent |  | Standard A Lamp | 1 | 60 | 131892 | Bedroom | 0.00043459
Table | Compact Fluorescent |  | A shape bulb | 1 | 15 | 131893 | Bedroom | 0.00043459
Torchiere | Incandescent |  | 3-Way Incandescent | 1 | 100 | 131893 | Bedroom | 0.00043459
Ceiling Fixture | Incandescent |  | Standard A Lamp | 5 | 40 | 131894 | Dining Room | 0.00043459
Ceiling Fixture | Incandescent |  | Standard A Lamp | 1 | 60 | 131895 | Hall | 0.00043459
Ceiling Fixture | Linear Fluorescent | 48 | T-12 | 2 | 32 | 131896 | Kitchen | 0.00043459
Ceiling Fixture | Incandescent |  | Standard A Lamp | 1 | 40 | 131896 | Kitchen | 0.00043459
Ceiling Fixture | Compact Fluorescent |  | Twist | 2 | 15 | 131897 | Laundry Room | 0.00043459
Ceiling Fixture | Incandescent |  | Standard A Lamp | 1 | 40 | 131898 | Living Room | 0.00043459
Torchiere | Incandescent |  | Standard A Lamp | 1 | 60 | 131898 | Living Room | 0.00043459
Floor lamp | Incandescent |  | Standard A Lamp | 1 | 40 | 131899 | Master Bedroom | 0.00043459
Table | Incandescent |  | 3-Way Incandescent | 1 | 100 | 131899 | Master Bedroom | 0.00043459
Table | Incandescent |  | 3-Way Incandescent | 1 | 100 | 131899 | Master Bedroom | 0.00043459
Wall Mount | Incandescent |  | Globe | 4 | 60 | 1318910 | Bathroom | 0.00043459
Wall Mount | Incandescent |  | Globe | 6 | 40 | 132071 | Bathroom | 0.00043459
Ceiling Fixture | Incandescent |  | Standard A Lamp | 2 | 40 | 132072 | Bedroom | 0.00043459
Ceiling Fixture | Incandescent |  | Standard A Lamp | 1 | 40 | 132073 | Hall | 0.00043459
Ceiling Fixture | Compact Fluorescent |  | Circline (Screw Base) | 1 | 32 | 132074 | Kitchen | 0.00043459
Ceiling Fixture | Compact Fluorescent |  | Twist | 1 | 22 | 132074 | Kitchen | 0.00043459
Ceiling Fixture | Incandescent |  | Standard A Lamp | 1 | 40 | 132074 | Kitchen | 0.00043459
Floor lamp | Incandescent |  | Standard A Lamp | 1 | 40 | 132075 | Living Room | 0.00043459
Ceiling Fixture | Incandescent |  | Standard A Lamp | 1 | 40 | 132076 | Bathroom | 0.00043459
Ceiling Fixture | Compact Fluorescent |  | Twist | 4 | 23 | 132471 | Bathroom | 0.00077542
Floor lamp | Incandescent |  | Standard A Lamp | 1 | 60 | 132472 | Bedroom | 0.00077542
Ceiling Fixture | Compact Fluorescent |  | Twist | 1 | 23 | 132474 | Kitchen | 0.00077542
Chandelier (Hanging) | Compact Fluorescent |  | Twist | 1 | 23 | 132475 | Living Room | 0.00077542
Track | Compact Fluorescent |  | Twist | 3 | 13 | 132476 | Office | 0.00077542
Wall Mount | Incandescent |  | Standard A Lamp | 2 | 40 | 134241 | Bathroom | 0.00043459
Ceiling Fixture | Incandescent |  | Standard A Lamp | 2 | 40 | 134241 | Bathroom | 0.00043459
Ceiling Fixture | Incandescent |  | Standard A Lamp | 2 | 60 | 134242 | Bedroom | 0.00043459
Table | Incandescent |  | Standard A Lamp | 1 | 100 | 134242 | Bedroom | 0.00043459
Ceiling Fixture | Incandescent |  | Decorative | 1 | 60 | 134243 | Kitchen | 0.00043459
Chandelier (Hanging) | Compact Fluorescent |  | Twist | 5 | 15 | 134243 | Kitchen | 0.00043459
Architectural | Incandescent |  | Clear | 1 | 40 | 134243 | Kitchen | 0.00043459
Ceiling Fixture | Compact Fluorescent |  | Circline (Screw Base) | 1 | 28 | 134244 | Laundry Room | 0.00043459
Table | Incandescent |  | Standard A Lamp | 1 | 75 | 134245 | Living Room | 0.00043459
Floor lamp | Compact Fluorescent |  | Twist | 2 | 15 | 134245 | Living Room | 0.00043459
Table | Compact Fluorescent |  | Straight Tube | 1 | 15 | 134245 | Living Room | 0.00043459
Wall Mount | Incandescent |  | Standard A Lamp | 2 | 40 | 134246 | Bathroom | 0.00043459
Ceiling Fixture | Incandescent |  | Standard A Lamp | 2 | 40 | 134246 | Bathroom | 0.00043459
Ceiling Fixture | Incandescent |  | Standard A Lamp | 2 | 40 | 134247 | Bedroom | 0.00043459
Floor lamp | Incandescent |  | Standard A Lamp | 2 | 75 | 134247 | Bedroom | 0.00043459
Ceiling Fixture | Incandescent |  | Clear | 1 | 40 | 134248 | Closet | 0.00043459
Wall Mount | Incandescent |  | Globe | 3 | 40 | 134641 | Bathroom | 0.00043459
Table | Incandescent |  | Mini base | 5 | 40 | 134642 | Bedroom | 0.00043459
Table | Incandescent |  | Standard A Lamp | 1 | 60 | 134642 | Bedroom | 0.00043459
Table | Incandescent |  | Mini base | 1 | 25 | 134643 | Dining Room | 0.00043459
Ceiling Fixture | Compact Fluorescent |  | Twist | 1 | 22 | 134644 | Hall | 0.00043459
Ceiling Fixture | Incandescent |  | Standard A Lamp | 1 | 60 | 134644 | Hall | 0.00043459
Ceiling Fixture | Incandescent |  | Standard A Lamp | 2 | 65 | 134645 | Kitchen | 0.00043459
Chandelier (Hanging) | Incandescent |  | Standard A Lamp | 1 | 100 | 134646 | Living Room | 0.00043459
Table | Compact Fluorescent |  | Twist | 1 | 15 | 134646 | Living Room | 0.00043459
Table | Compact Fluorescent |  | Straight Tube | 1 | 28 | 134647 | Bedroom | 0.00043459
Wall Mount | Incandescent |  | Standard A Lamp | 1 | 75 | 134647 | Bedroom | 0.00043459
Table | Compact Fluorescent |  | Twist | 1 | 15 | 134647 | Bedroom | 0.00043459
Ceiling Fixture | Compact Fluorescent |  | Twist | 4 | 15 | 137381 | Bathroom | 0.00043459
Ceiling Fixture | Incandescent |  | Standard A Lamp | 1 | 60 | 137381 | Bathroom | 0.00043459
Table | Incandescent |  | Standard A Lamp | 1 | 60 | 137382 | Bedroom | 0.00043459
Torchiere | Incandescent |  | Standard A Lamp | 1 | 60 | 137382 | Bedroom | 0.00043459
Wall Mount | Linear Fluorescent | 18 | T-8 | 1 | 20 | 137383 | Closet | 0.00043459
Chandelier (Hanging) | Incandescent |  | Mini base | 5 | 25 | 137384 | Dining Room | 0.00043459
Garage door opener | Incandescent |  | Standard A Lamp | 1 | 60 | 137385 | Garage | 0.00043459
Ceiling Fixture | Incandescent |  | Standard A Lamp | 1 | 60 | 137385 | Garage | 0.00043459
Ceiling Fixture | Linear Fluorescent | 48 | T-12 | 2 | 40 | 137385 | Garage | 0.00043459
Ceiling Fixture | Incandescent |  | Mini base | 1 | 5 | 137386 | Kitchen | 0.00043459
Ceiling Fixture | Linear Fluorescent | 48 | T-8 | 2 | 32 | 137386 | Kitchen | 0.00043459
Ceiling Fixture | Linear Fluorescent | 48 | T-12 | 2 | 40 | 137386 | Kitchen | 0.00043459
Architectural | Incandescent |  | Standard A Lamp | 1 | 40 | 137386 | Kitchen | 0.00043459
Ceiling Fixture | Incandescent |  | Standard A Lamp | 2 | 60 | 137387 | Laundry Room | 0.00043459
Wall Mount | Linear Fluorescent | 18 | T-8 | 1 | 16 | 137387 | Laundry Room | 0.00043459
Torchiere | Compact Fluorescent |  | 3-Way CFL | 1 | 22 | 137388 | Living Room | 0.00043459
Table | Incandescent |  | Standard A Lamp | 1 | 25 | 137388 | Living Room | 0.00043459
Table | Compact Fluorescent |  | Twist | 1 | 15 | 137388 | Living Room | 0.00043459
Table | Incandescent |  | Standard A Lamp | 1 | 60 | 137388 | Living Room | 0.00043459
Ceiling Fixture | Incandescent |  | Standard A Lamp | 2 | 60 | 137389 | Bathroom | 0.00043459
Ceiling Fixture | Compact Fluorescent |  | Twist | 4 | 15 | 137389 | Bathroom | 0.00043459
Table | Incandescent |  | Mini base | 2 | 25 | 1373810 | Master Bedroom | 0.00043459
Wall Mount | Incandescent |  | Standard A Lamp | 1 | 60 | 1373810 | Master Bedroom | 0.00043459
Table | Incandescent |  | Standard A Lamp | 1 | 60 | 1373810 | Master Bedroom | 0.00043459
Ceiling Fixture | Incandescent |  | Standard A Lamp | 1 | 60 | 139601 | Bathroom | 0.00077542
Wall Mount | Incandescent |  | Standard A Lamp | 1 | 60 | 139601 | Bathroom | 0.00077542
Wall Mount | Incandescent |  | Standard A Lamp | 1 | 60 | 139602 | Bathroom | 0.00077542
Ceiling Fixture | Incandescent |  | Standard A Lamp | 2 | 60 | 139602 | Bathroom | 0.00077542
Ceiling Fixture | Incandescent |  | Standard A Lamp | 1 | 60 | 139603 | Bedroom | 0.00077542
Ceiling Fixture | Incandescent |  | Standard A Lamp | 2 | 60 | 139604 | Bedroom | 0.00077542
Ceiling Fixture | Incandescent |  | Standard A Lamp | 2 | 60 | 139605 | Bedroom | 0.00077542
Table | Incandescent |  | Standard A Lamp | 1 | 60 | 139606 | Hall | 0.00077542
Chandelier (Hanging) | Incandescent |  | Standard A Lamp | 3 | 40 | 139607 | Kitchen | 0.00077542
Ceiling Fixture | Incandescent |  | Standard A Lamp | 1 | 60 | 139607 | Kitchen | 0.00077542
Ceiling Fixture | Incandescent |  | Standard A Lamp | 1 | 60 | 139608 | Laundry Room | 0.00077542
Table | Incandescent |  | Standard A Lamp | 1 | 60 | 139609 | Living Room | 0.00077542
Wall Mount | Incandescent |  | Standard A Lamp | 3 | 40 | 140271 | Bathroom | 0.00077542
Chandelier (Hanging) | Incandescent |  | Standard A Lamp | 5 | 40 | 140272 | Dining Room | 0.00077542
Table | Incandescent |  | Decorative | 1 | 40 | 140272 | Dining Room | 0.00077542
Table | Incandescent |  | Decorative | 1 | 25 | 140273 | Other | 0.00077542
Table | Compact Fluorescent |  | 3-Way CFL | 1 | 22 | 140273 | Other | 0.00077542
Floor lamp | Compact Fluorescent |  | Pin base | 1 | 36 | 140273 | Other | 0.00077542
Ceiling Fixture | Compact Fluorescent |  | A shape bulb | 2 | 22 | 140274 | Bedroom | 0.00077542
Floor lamp | Compact Fluorescent |  | Twist | 3 | 22 | 140274 | Bedroom | 0.00077542
Floor lamp | Compact Fluorescent |  | Reflector | 1 | 22 | 140274 | Bedroom | 0.00077542
Table | Compact Fluorescent |  | Twist | 1 | 22 | 140274 | Bedroom | 0.00077542
Ceiling Fixture | Compact Fluorescent |  | Twist | 1 | 28 | 140275 | Kitchen | 0.00077542
Ceiling Fixture | Linear Fluorescent | 48 | T-12 | 2 | 32 | 140275 | Kitchen | 0.00077542
Ceiling Fixture | Compact Fluorescent |  | Twist | 2 | 15 | 140275 | Kitchen | 0.00077542
Ceiling Fan | Incandescent |  | Standard A Lamp | 1 | 15 | 140276 | Living Room | 0.00077542
Table | Compact Fluorescent |  | 3-Way CFL | 1 | 22 | 140276 | Living Room | 0.00077542
Floor lamp | Incandescent |  | Standard A Lamp | 1 | 40 | 140276 | Living Room | 0.00077542
Table | Halogen |  | Quartz Tube | 1 | 50 | 140276 | Living Room | 0.00077542
Ceiling Fixture | Compact Fluorescent |  | Twist | 2 | 22 | 140277 | Master Bedroom | 0.00077542
Table | Incandescent |  | Standard A Lamp | 2 | 60 | 140277 | Master Bedroom | 0.00077542
Table | Compact Fluorescent |  | Twist | 1 | 22 | 140277 | Master Bedroom | 0.00077542
Table | Compact Fluorescent |  | Mini base | 2 | 22 | 140277 | Master Bedroom | 0.00077542
Table | Halogen |  | Quartz Tube | 1 | 100 | 140277 | Master Bedroom | 0.00077542
Wall Mount | Incandescent |  | Standard A Lamp | 3 | 40 | 140278 | Bathroom | 0.00077542
Wall Mount | Compact Fluorescent |  | Reflector | 2 | 15 | 140278 | Bathroom | 0.00077542
Ceiling Fixture | Compact Fluorescent |  | Twist | 1 | 22 | 140279 | Closet | 0.00077542
Ceiling Fixture | Compact Fluorescent |  | Twist | 1 | 22 | 1402710 | Office | 0.00077542
Table | Compact Fluorescent |  | Twist | 1 | 22 | 1402710 | Office | 0.00077542
Ceiling Fixture | Compact Fluorescent |  | Twist | 2 | 22 | 1402711 | Laundry Room | 0.00077542
Ceiling Fixture | Compact Fluorescent |  | Twist | 1 | 15 | 140821 | Bathroom | 0.00077542
Floor lamp | Compact Fluorescent |  | Twist | 1 | 23 | 140822 | Bedroom | 0.00077542
Floor lamp | Compact Fluorescent |  | Twist | 1 | 23 | 140823 | Bedroom | 0.00077542
Chandelier (Hanging) | Compact Fluorescent |  | Decorative | 6 | 15 | 140824 | Dining Room | 0.00077542
Ceiling Fixture | Linear Fluorescent | 72 | T-8 | 4 | 40 | 140825 | Kitchen | 0.00077542
Ceiling Fixture | Compact Fluorescent |  | Circline (Screw Base) | 1 | 22 | 140826 | Laundry Room | 0.00077542
Floor lamp | Incandescent |  | 3-Way Incandescent | 1 | 250 | 140827 | Living Room | 0.00077542
Floor lamp | Compact Fluorescent |  | Twist | 1 | 13 | 140827 | Living Room | 0.00077542
Floor lamp | Incandescent |  | 3-Way Incandescent | 1 | 150 | 140827 | Living Room | 0.00077542
Ceiling Fan | Incandescent |  | Standard A Lamp | 2 | 40 | 140827 | Living Room | 0.00077542
Ceiling Fixture | Compact Fluorescent |  | Twist | 3 | 15 | 140828 | Bathroom | 0.00077542
Chandelier (Hanging) | Incandescent |  | Standard A Lamp | 1 | 75 | 140829 | Master Bedroom | 0.00077542
Wall Mount | Compact Fluorescent |  | Twist | 1 | 13 | 140829 | Master Bedroom | 0.00077542
Chandelier (Hanging) | Compact Fluorescent |  | Twist | 1 | 15 | 1408210 | Other | 0.00077542
Chandelier (Hanging) | Compact Fluorescent |  | Flood | 1 | 15 | 1408210 | Other | 0.00077542
Floor lamp | Incandescent |  | Standard A Lamp | 1 | 75 | 1408211 | Office | 0.00077542
Floor lamp | Compact Fluorescent |  | A shape bulb | 1 | 15 | 1408211 | Office | 0.00077542
Ceiling Fixture | Compact Fluorescent |  | Twist | 1 | 23 | 1408211 | Office | 0.00077542
Recessed Can | Incandescent |  | Reflector | 1 | 65 | 1408212 | Other | 0.00077542
Ceiling Fixture | Incandescent |  | Globe | 1 | 60 | 142151 | Bathroom | 0.00077542
Wall Mount | Incandescent |  | Globe | 6 | 60 | 142151 | Bathroom | 0.00077542
Ceiling Fixture | Compact Fluorescent |  | Twist | 1 | 15 | 142152 | Bathroom | 0.00077542
Ceiling Fan | Incandescent |  | Globe | 1 | 60 | 142153 | Bedroom | 0.00077542
Table | Compact Fluorescent |  | Twist | 1 | 15 | 142153 | Bedroom | 0.00077542
Ceiling Fixture | Compact Fluorescent |  | Twist | 1 | 15 | 142154 | Bedroom | 0.00077542
Ceiling Fixture | Compact Fluorescent |  | Twist | 2 | 15 | 142155 | Bedroom | 0.00077542
Ceiling Fixture | Compact Fluorescent |  | Twist | 1 | 15 | 142156 | Closet | 0.00077542
Ceiling Fixture | Compact Fluorescent |  | Twist | 1 | 15 | 142157 | Closet | 0.00077542
Table | Compact Fluorescent |  | Twist | 1 | 15 | 142158 | Family Room | 0.00077542
Ceiling Fixture | Incandescent |  | Standard A Lamp | 1 | 60 | 142159 | Hall | 0.00077542
Chandelier (Hanging) | Compact Fluorescent |  | Twist | 8 | 15 | 1421510 | Kitchen | 0.00077542
Ceiling Fixture | Compact Fluorescent |  | Twist | 3 | 15 | 1421510 | Kitchen | 0.00077542
Ceiling Fixture | Compact Fluorescent |  | Twist | 2 | 15 | 1421511 | Laundry Room | 0.00077542
Table | Compact Fluorescent |  | Twist | 1 | 15 | 1421512 | Living Room | 0.00077542
Ceiling Fan | Compact Fluorescent |  | Twist | 1 | 15 | 1421512 | Living Room | 0.00077542
Ceiling Fixture | Compact Fluorescent |  | Circline (Screw Base) | 1 | 22 | 1421513 | Other | 0.00077542
Ceiling Fixture | Linear Fluorescent | 42 | T-12 | 2 | 40 | 143521 | Bathroom | 0.00043459
Ceiling Fixture | Linear Fluorescent | 42 | T-8 | 2 | 32 | 143522 | Bathroom | 0.00043459
Ceiling Fixture | Compact Fluorescent |  | Globe | 1 | 14 | 143523 | Bedroom | 0.00043459
Recessed Can | Compact Fluorescent |  | Flood | 1 | 22 | 143524 | Family Room | 0.00043459
Ceiling Fixture | Linear Fluorescent | 42 | T-8 | 2 | 32 | 143526 | Kitchen | 0.00043459
Ceiling Fan | Compact Fluorescent |  | Globe | 3 | 14 | 143526 | Kitchen | 0.00043459
Ceiling Fixture | Linear Fluorescent | 42 | T-8 | 2 | 32 | 143527 | Master Bedroom | 0.00043459
Ceiling Fixture | Compact Fluorescent |  | Twist | 1 | 15 | 143528 | Living Room | 0.00043459
Table | Compact Fluorescent |  | Twist | 1 | 22 | 143528 | Living Room | 0.00043459
Ceiling Fixture | Linear Fluorescent | 42 | T-8 | 2 | 32 | 143529 | Master Bedroom | 0.00043459
Ceiling Fixture | Compact Fluorescent |  | Twist | 1 | 15 | 143529 | Master Bedroom | 0.00043459
Ceiling Fixture | Linear Fluorescent | 42 | T-8 | 2 | 32 | 1435210 | Other | 0.00043459
Wall Mount | Incandescent |  | Globe | 5 | 40 | 143891 | Bathroom | 0.00043459
Ceiling Fixture | Incandescent |  | Standard A Lamp | 1 | 60 | 143891 | Bathroom | 0.00043459
Ceiling Fan | Incandescent |  | Standard A Lamp | 1 | 60 | 143892 | Bathroom | 0.00043459
Wall Mount | Incandescent |  | Globe | 5 | 40 | 143892 | Bathroom | 0.00043459
Ceiling Fixture | Incandescent |  | Standard A Lamp | 2 | 50 | 143893 | Bedroom | 0.00043459
Table | Incandescent |  | Standard A Lamp | 1 | 60 | 143893 | Bedroom | 0.00043459
Ceiling Fixture | Incandescent |  | Standard A Lamp | 2 | 60 | 143894 | Bedroom | 0.00043459
Table | Incandescent |  | Standard A Lamp | 2 | 60 | 143894 | Bedroom | 0.00043459
Ceiling Fixture | Linear Fluorescent | 24 | T-12 | 2 | 32 | 143895 | Garage | 0.00043459
Ceiling Fixture | Incandescent |  | Standard A Lamp | 2 | 50 | 143896 | Hall | 0.00043459
Ceiling Fan | Incandescent |  | Decorative | 4 | 40 | 143897 | Kitchen | 0.00043459
Low bay | Linear Fluorescent | 24 | T-8 | 2 | 32 | 143897 | Kitchen | 0.00043459
Recessed Can | Incandescent |  | Reflector | 1 | 65 | 143897 | Kitchen | 0.00043459
Ceiling Fixture | Compact Fluorescent |  | Twist | 1 | 28 | 143897 | Kitchen | 0.00043459
Table | Incandescent |  | Standard A Lamp | 1 | 100 | 143898 | Living Room | 0.00043459
Ceiling Fan | Incandescent |  | Decorative | 4 | 40 | 143899 | Master Bedroom | 0.00043459
Table | Incandescent |  | Decorative | 2 | 40 | 143899 | Master Bedroom | 0.00043459
Ceiling Fixture | Incandescent |  | Standard A Lamp | 1 | 60 | 1438910 | Closet | 0.00043459
Ceiling Fixture | Incandescent |  | Standard A Lamp | 2 | 60 | 145431 | Master Bedroom | 0.00043459
Wall Mount | Incandescent |  | Globe | 4 | 40 | 145432 | Bathroom | 0.00043459
Ceiling Fixture | Incandescent |  | Standard A Lamp | 1 | 60 | 145432 | Bathroom | 0.00043459
Ceiling Fixture | Incandescent |  | Standard A Lamp | 2 | 60 | 145433 | Bedroom | 0.00043459
Table | Incandescent |  | Standard A Lamp | 1 | 60 | 145433 | Bedroom | 0.00043459
Ceiling Fixture | Incandescent |  | Standard A Lamp | 2 | 60 | 145434 | Bedroom | 0.00043459
Ceiling Fixture | Incandescent |  | Standard A Lamp | 1 | 60 | 145435 | Closet | 0.00043459
Ceiling Fixture | Incandescent |  | Standard A Lamp | 1 | 60 | 145436 | Closet | 0.00043459
Chandelier (Hanging) | Incandescent |  | Standard A Lamp | 2 | 60 | 145437 | Hall | 0.00043459
Ceiling Fixture | Incandescent |  | Standard A Lamp | 2 | 60 | 145438 | Kitchen | 0.00043459
Chandelier (Hanging) | Incandescent |  | Standard A Lamp | 3 | 60 | 145438 | Kitchen | 0.00043459
Ceiling Fixture | Incandescent |  | Standard A Lamp | 2 | 60 | 145439 | Laundry Room | 0.00043459
Ceiling Fan | Incandescent |  | Standard A Lamp | 3 | 60 | 1454310 | Living Room | 0.00043459
Floor lamp | Incandescent |  | Standard A Lamp | 1 | 60 | 1454310 | Living Room | 0.00043459
Ceiling Fixture | Incandescent |  | Standard A Lamp | 1 | 60 | 1454311 | Closet | 0.00043459
Wall Mount | Incandescent |  | Globe | 8 | 40 | 1454312 | Bathroom | 0.00043459
Ceiling Fixture | Incandescent |  | Standard A Lamp | 1 | 60 | 1454312 | Bathroom | 0.00043459
Wall Mount | Incandescent |  | Globe | 5 | 60 | 200061 | Bathroom | 0.0053603
Ceiling Fixture | Compact Fluorescent |  | Twist | 1 | 15 | 200061 | Bathroom | 0.0053603
Ceiling Fixture | Incandescent |  | Standard A Lamp | 2 | 60 | 200062 | Bedroom | 0.0053603
Other | Linear Fluorescent | 48 | T-8 | 1 | 32 | 200062 | Bedroom | 0.0053603
Ceiling Fixture | Incandescent |  | Standard A Lamp | 2 | 75 | 200063 | Bedroom | 0.0053603
Table | Incandescent |  | Decorative | 1 | 60 | 200063 | Bedroom | 0.0053603
Ceiling Fixture | Linear Fluorescent | 24 | T-12 | 1 | 20 | 200064 | Closet | 0.0053603
Chandelier (Hanging) | Incandescent |  | Globe | 1 | 60 | 200065 | Dining Room | 0.0053603
Floor lamp | Incandescent |  | Standard A Lamp | 3 | 90 | 200066 | Family Room | 0.0053603
Ceiling Fixture | Incandescent |  | Decorative | 1 | 40 | 200067 | Hall | 0.0053603
Ceiling Fixture | Linear Fluorescent | 48 | T-12 | 2 | 25 | 200068 | Dining Room | 0.0053603
Ceiling Fixture | Linear Fluorescent | 48 | T-12 | 2 | 40 | 200069 | Laundry Room | 0.0053603
Wall Mount | Incandescent |  | Globe | 7 | 60 | 2000610 | Bathroom | 0.0053603
Ceiling Fan | Compact Fluorescent |  | Twist | 4 | 22 | 2000611 | Master Bedroom | 0.0053603
Ceiling Fixture | Compact Fluorescent |  | Twist | 1 | 15 | 2000612 | Closet | 0.0053603
Torchiere | Compact Fluorescent |  | Twist | 1 | 22 | 2000613 | Living Room | 0.0053603
Ceiling Fixture | Compact Fluorescent |  | Twist | 1 | 15 | 2000613 | Living Room | 0.0053603
Ceiling Fixture | Compact Fluorescent |  | Twist | 1 | 15 | 200461 | Laundry Room | 0.0022277
Ceiling Fan | Incandescent |  | Decorative | 2 | 40 | 200462 | Bedroom | 0.0022277
Ceiling Fixture | Incandescent |  | Standard A Lamp | 1 | 60 | 200463 | Kitchen | 0.0022277
Ceiling Fan | Incandescent |  | Standard A Lamp | 3 | 60 | 200464 | Living Room | 0.0022277
Chandelier (Hanging) | Compact Fluorescent |  | Twist | 1 | 15 | 200464 | Living Room | 0.0022277
Ceiling Fixture | Incandescent |  | Standard A Lamp | 1 | 60 | 200465 | Hall | 0.0022277
Ceiling Fixture | Incandescent |  | Standard A Lamp | 1 | 60 | 200466 | Bedroom | 0.0022277
Wall Mount | Compact Fluorescent |  | Twist | 2 | 15 | 200467 | Bathroom | 0.0022277
Ceiling Fan | Compact Fluorescent |  | Twist | 4 | 15 | 200468 | Master Bedroom | 0.0022277
Ceiling Fixture | Compact Fluorescent |  | Twist | 1 | 15 | 200469 | Bathroom | 0.0022277
Wall Mount | Incandescent |  | Globe | 1 | 60 | 200561 | Bathroom | 0.0015972
Wall Mount | Incandescent |  | Globe | 3 | 60 | 200562 | Bathroom | 0.0015972
Table | Incandescent |  | Standard A Lamp | 1 | 60 | 200563 | Bedroom | 0.0015972
Ceiling Fixture | Incandescent |  | Standard A Lamp | 2 | 60 | 200563 | Bedroom | 0.0015972
Table | Incandescent |  | Standard A Lamp | 1 | 60 | 200564 | Bedroom | 0.0015972
Ceiling Fixture | Incandescent |  | Standard A Lamp | 2 | 60 | 200564 | Bedroom | 0.0015972
Table | Incandescent |  | Standard A Lamp | 1 | 60 | 200565 | Bedroom | 0.0015972
Ceiling Fixture | Incandescent |  | Standard A Lamp | 2 | 60 | 200565 | Bedroom | 0.0015972
Chandelier (Hanging) | Compact Fluorescent |  | Twist | 4 | 22 | 200566 | Family Room | 0.0015972
Table | Incandescent |  | Standard A Lamp | 1 | 60 | 200566 | Family Room | 0.0015972
Ceiling Fixture | Incandescent |  | Standard A Lamp | 1 | 60 | 200567 | Laundry Room | 0.0015972
Chandelier (Hanging) | Compact Fluorescent |  | Twist | 5 | 22 | 200568 | Kitchen | 0.0015972
Ceiling Fixture | Compact Fluorescent |  | Twist | 3 | 22 | 200568 | Kitchen | 0.0015972
Table | Incandescent |  | Decorative | 1 | 40 | 200983 | Bathroom | 0.0053603
Floor lamp | Compact Fluorescent |  | Twist | 3 | 15 | 200984 | Living Room | 0.0053603
Ceiling Fixture | Compact Fluorescent |  | Twist | 1 | 15 | 201241 | Bedroom | 0.0022277
Ceiling Fixture | Incandescent |  | Decorative | 2 | 60 | 201241 | Bedroom | 0.0022277
Torchiere | Compact Fluorescent |  | Twist | 1 | 22 | 201242 | Bedroom | 0.0022277
Floor lamp | Incandescent |  | Mini base | 3 | 60 | 201242 | Bedroom | 0.0022277
Other | Incandescent |  | Other | 5 | 100 | 201242 | Bedroom | 0.0022277
Table | Compact Fluorescent |  | Twist | 1 | 15 | 201243 | Bedroom | 0.0022277
Chandelier (Hanging) | Incandescent |  | Mini base | 6 | 40 | 201244 | Dining Room | 0.0022277
Ceiling Fixture | Linear Fluorescent | 48 | T-12 | 2 | 40 | 201245 | Kitchen | 0.0022277
Ceiling Fixture | Compact Fluorescent |  | Twist | 1 | 22 | 201246 | Laundry Room | 0.0022277
Torchiere | Compact Fluorescent |  | Twist | 1 | 22 | 201247 | Living Room | 0.0022277
Floor lamp | Compact Fluorescent |  | Twist | 1 | 15 | 201247 | Living Room | 0.0022277
Other | Linear Fluorescent | 24 | T-5 | 1 | 16 | 201247 | Living Room | 0.0022277
Ceiling Fixture | Compact Fluorescent |  | A shape bulb | 2 | 15 | 201247 | Living Room | 0.0022277
Ceiling Fixture | Compact Fluorescent |  | Twist | 1 | 15 | 201247 | Living Room | 0.0022277
Ceiling Fixture | Compact Fluorescent |  | Twist | 1 | 15 | 201248 | Bathroom | 0.0022277
Floor lamp | Compact Fluorescent |  | Twist | 1 | 15 | 201249 | Master Bedroom | 0.0022277
Wall Mount | Incandescent |  | Standard A Lamp | 3 | 60 | 201781 | Bathroom | 0.0015972
Ceiling Fixture | Incandescent |  | Standard A Lamp | 2 | 60 | 201782 | Bedroom | 0.0015972
Ceiling Fixture | Incandescent |  | Standard A Lamp | 2 | 60 | 201783 | Bedroom | 0.0015972
Ceiling Fixture | Incandescent |  | Standard A Lamp | 2 | 75 | 201784 | Bedroom | 0.0015972
Ceiling Fixture | Linear Fluorescent | 48 | T-8 | 4 | 32 | 201785 | Garage | 0.0015972
Garage door opener | Incandescent |  | Standard A Lamp | 2 | 60 | 201785 | Garage | 0.0015972
Ceiling Fixture | Incandescent |  | Standard A Lamp | 2 | 65 | 201786 | Hall | 0.0015972
Ceiling Fixture | Incandescent |  | Standard A Lamp | 2 | 40 | 201787 | Laundry Room | 0.0015972
Ceiling Fixture | Linear Fluorescent | 48 | T-12 | 2 | 32 | 201788 | Living Room | 0.0015972
Table | Incandescent |  | Standard A Lamp | 1 | 75 | 201788 | Living Room | 0.0015972
Ceiling Fan | Incandescent |  | Standard A Lamp | 3 | 60 | 201788 | Living Room | 0.0015972
Wall Mount | Incandescent |  | Standard A Lamp | 3 | 60 | 201789 | Bathroom | 0.0015972
Table | Incandescent |  | Standard A Lamp | 1 | 60 | 2017810 | Master Bedroom | 0.0015972
Ceiling Fixture | Incandescent |  | Standard A Lamp | 1 | 60 | 201791 | Bathroom | 0.0022277
Wall Mount | Incandescent |  | Standard A Lamp | 1 | 60 | 201792 | Bedroom | 0.0022277
Table | Incandescent |  | Standard A Lamp | 1 | 60 | 201792 | Bedroom | 0.0022277
Floor lamp | Incandescent |  | Standard A Lamp | 1 | 60 | 201792 | Bedroom | 0.0022277
Floor lamp | Compact Fluorescent |  | A shape bulb | 3 | 15 | 201793 | Bedroom | 0.0022277
Floor lamp | Incandescent |  | Standard A Lamp | 1 | 60 | 201793 | Bedroom | 0.0022277
Wall Mount | Incandescent |  | Standard A Lamp | 1 | 60 | 201794 | Hall | 0.0022277
Ceiling Fixture | Incandescent |  | Standard A Lamp | 2 | 60 | 201795 | Hall | 0.0022277
Other | Linear Fluorescent | 18 | T-5 | 1 | 16 | 201795 | Hall | 0.0022277
Wall Mount | Compact Fluorescent |  | Twist | 1 | 15 | 201796 | Living Room | 0.0022277
Wall Mount | Incandescent |  | Standard A Lamp | 1 | 60 | 201796 | Living Room | 0.0022277
Wall Mount | Incandescent |  | Standard A Lamp | 3 | 60 | 201911 | Bathroom | 0.0056382
Wall Mount | Compact Fluorescent |  | Twist | 1 | 15 | 201911 | Bathroom | 0.0056382
Ceiling Fan | Compact Fluorescent |  | Twist | 1 | 15 | 201912 | Bedroom | 0.0056382
Ceiling Fixture | Compact Fluorescent |  | Twist | 2 | 15 | 201913 | Kitchen | 0.0056382
Ceiling Fixture | Incandescent |  | Standard A Lamp | 2 | 60 | 201914 | Laundry Room | 0.0056382
Ceiling Fan | Incandescent |  | Decorative | 3 | 25 | 201915 | Living Room | 0.0056382
Table | Incandescent |  | Standard A Lamp | 1 | 60 | 201915 | Living Room | 0.0056382
Floor lamp | Incandescent |  | Mini base | 1 | 40 | 201915 | Living Room | 0.0056382
Floor lamp | Incandescent |  | Standard A Lamp | 1 | 60 | 201915 | Living Room | 0.0056382
Wall Mount | Compact Fluorescent |  | Twist | 1 | 15 | 201915 | Living Room | 0.0056382
Table | Incandescent |  | Standard A Lamp | 1 | 60 | 201915 | Living Room | 0.0056382
Chandelier (Hanging) | Incandescent |  | Standard A Lamp | 1 | 60 | 201915 | Living Room | 0.0056382
Wall Mount | Compact Fluorescent |  | Twist | 2 | 15 | 201961 | Bathroom | 0.0015972
Ceiling Fixture | Incandescent |  | Standard A Lamp | 2 | 60 | 201962 | Bedroom | 0.0015972
Ceiling Fixture | Compact Fluorescent |  | Twist | 1 | 15 | 201963 | Hall | 0.0015972
Ceiling Fixture | Compact Fluorescent |  | Twist | 4 | 15 | 201964 | Kitchen | 0.0015972
Wall Mount | Compact Fluorescent |  | Twist | 1 | 15 | 201965 | Living Room | 0.0015972
Ceiling Fixture | Incandescent |  | Standard A Lamp | 1 | 60 | 201966 | Master Bedroom | 0.0015972
Wall Mount | Incandescent |  | Standard A Lamp | 2 | 60 | 201991 | Bathroom | 0.0039154
Recessed Can | Incandescent |  | Standard A Lamp | 1 | 60 | 201991 | Bathroom | 0.0039154
Recessed Can | Incandescent |  | Standard A Lamp | 1 | 60 | 201992 | Bathroom | 0.0039154
Wall Mount | Incandescent |  | Standard A Lamp | 2 | 60 | 201992 | Bathroom | 0.0039154
Ceiling Fixture | Incandescent |  | Standard A Lamp | 2 | 60 | 201993 | Bedroom | 0.0039154
Ceiling Fixture | Incandescent |  | Standard A Lamp | 2 | 60 | 201994 | Bedroom | 0.0039154
Wall Mount | Incandescent |  | Standard A Lamp | 1 | 60 | 201995 | Closet | 0.0039154
Recessed - other | Incandescent |  | Standard A Lamp | 1 | 60 | 201996 | Hall | 0.0039154
Ceiling Fixture | Linear Fluorescent | 48 | T-8 | 2 | 32 | 201997 | Kitchen | 0.0039154
Chandelier (Hanging) | Incandescent |  | Decorative | 5 | 40 | 201997 | Kitchen | 0.0039154
Ceiling Fixture | Incandescent |  | Standard A Lamp | 1 | 60 | 201998 | Living Room | 0.0039154
Ceiling Fixture | Incandescent |  | Standard A Lamp | 2 | 60 | 201999 | Master Bedroom | 0.0039154
Table | Incandescent |  | Standard A Lamp | 1 | 60 | 201999 | Master Bedroom | 0.0039154
Ceiling Fixture | Compact Fluorescent |  | Twist | 2 | 13 | 202101 | Bathroom | 0.0039153
Wall Mount | Incandescent |  | Decorative | 3 | 40 | 202101 | Bathroom | 0.0039153
Ceiling Fixture | Compact Fluorescent |  | Twist | 2 | 13 | 202102 | Bathroom | 0.0039153
Wall Mount | Incandescent |  | Decorative | 3 | 40 | 202102 | Bathroom | 0.0039153
Ceiling Fixture | Compact Fluorescent |  | Twist | 2 | 13 | 202103 | Bedroom | 0.0039153
Table | Incandescent |  | Decorative | 1 | 40 | 202103 | Bedroom | 0.0039153
Ceiling Fixture | Compact Fluorescent |  | Twist | 1 | 13 | 202104 | Closet | 0.0039153
Ceiling Fixture | Compact Fluorescent |  | Twist | 2 | 13 | 202105 | Other | 0.0039153
Chandelier (Hanging) | Compact Fluorescent |  | Twist | 3 | 7 | 202106 | Dining Room | 0.0039153
Ceiling Fixture | Compact Fluorescent |  | Twist | 1 | 13 | 202107 | Hall | 0.0039153
Recessed Can | Compact Fluorescent |  | Reflector | 1 | 20 | 202108 | Kitchen | 0.0039153
Other | Incandescent |  | Clear | 2 | 40 | 202108 | Kitchen | 0.0039153
Ceiling Fixture | Compact Fluorescent |  | Twist | 2 | 13 | 202109 | Laundry Room | 0.0039153
Ceiling Fixture | Compact Fluorescent |  | Twist | 2 | 13 | 2021010 | Master Bedroom | 0.0039153
Wall Mount | Incandescent |  | Decorative | 1 | 40 | 2021010 | Master Bedroom | 0.0039153
Table | Compact Fluorescent |  | Twist | 1 | 20 | 2021011 | Family Room | 0.0039153
Wall Mount | Compact Fluorescent |  | Twist | 2 | 15 | 202831 | Bathroom | 0.0042651
Ceiling Fixture | Compact Fluorescent |  | Twist | 2 | 22 | 202832 | Bedroom | 0.0042651
Recessed - other | Incandescent |  | Standard A Lamp | 2 | 100 | 202832 | Bedroom | 0.0042651
Wall Mount | Compact Fluorescent |  | Twist | 2 | 15 | 202833 | Bathroom | 0.0042651
Ceiling Fixture | Compact Fluorescent |  | Twist | 1 | 15 | 202833 | Bathroom | 0.0042651
Ceiling Fixture | Compact Fluorescent |  | A shape bulb | 2 | 15 | 202834 | Bedroom | 0.0042651
Floor lamp | Compact Fluorescent |  | Twist | 1 | 15 | 202834 | Bedroom | 0.0042651
Table | Incandescent |  | Standard A Lamp | 1 | 60 | 202835 | Master Bedroom | 0.0042651
Ceiling Fixture | Compact Fluorescent |  | Twist | 2 | 15 | 202835 | Master Bedroom | 0.0042651
Wall Mount | Compact Fluorescent |  | Twist | 1 | 15 | 202836 | Bathroom | 0.0042651
Ceiling Fixture | Compact Fluorescent |  | Twist | 1 | 15 | 202837 | Closet | 0.0042651
Ceiling Fixture | Compact Fluorescent |  | Twist | 1 | 15 | 202838 | Hall | 0.0042651
Chandelier (Hanging) | Incandescent |  | Standard A Lamp | 4 | 40 | 202839 | Kitchen | 0.0042651
Recessed Can | Compact Fluorescent |  | Reflector | 1 | 22 | 202839 | Kitchen | 0.0042651
Recessed Can | Incandescent |  | Reflector | 1 | 65 | 202839 | Kitchen | 0.0042651
Ceiling Fixture | Compact Fluorescent |  | Twist | 1 | 15 | 2028310 | Laundry Room | 0.0042651
Floor lamp | Compact Fluorescent |  | Twist | 3 | 22 | 2028311 | Living Room | 0.0042651
Table | Incandescent |  | 3-Way Incandescent | 1 | 100 | 2028311 | Living Room | 0.0042651
Ceiling Fixture | Compact Fluorescent |  | Twist | 2 | 22 | 2028312 | Office | 0.0042651
Table | Incandescent |  | Standard A Lamp | 2 | 100 | 2028312 | Office | 0.0042651
Table | Compact Fluorescent |  | Twist | 1 | 15 | 2028312 | Office | 0.0042651
Ceiling Fixture | Compact Fluorescent |  | Twist | 1 | 22 | 2028313 | Closet | 0.0042651
Ceiling Fixture | Compact Fluorescent |  | Twist | 1 | 15 | 203001 | Bathroom | 0.0039153
Torchiere | Incandescent |  | Standard A Lamp | 1 | 150 | 203002 | Bedroom | 0.0039153
Wall Mount | Compact Fluorescent |  | Twist | 1 | 15 | 203004 | Dining Room | 0.0039153
Chandelier (Hanging) | Compact Fluorescent |  | Twist | 5 | 15 | 203005 | Other | 0.0039153
Ceiling Fixture | Compact Fluorescent |  | Twist | 1 | 15 | 203006 | Hall | 0.0039153
Ceiling Fixture | Compact Fluorescent |  | Twist | 3 | 15 | 203007 | Kitchen | 0.0039153
Ceiling Fixture | Compact Fluorescent |  | Twist | 1 | 15 | 203008 | Laundry Room | 0.0039153
Wall Mount | Compact Fluorescent |  | Twist | 2 | 15 | 203009 | Living Room | 0.0039153
Ceiling Fixture | Compact Fluorescent |  | Twist | 1 | 13 | 2030010 | Bathroom | 0.0039153
Floor lamp | Compact Fluorescent |  | Twist | 3 | 15 | 2030011 | Master Bedroom | 0.0039153
Floor lamp | Other |  | LED Interior | 2 | 1 | 2030011 | Master Bedroom | 0.0039153
Torchiere | Incandescent |  | Decorative | 2 | 60 | 2030011 | Master Bedroom | 0.0039153
Wall Mount | Incandescent |  | Mini base | 1 | 40 | 203061 | Master Bedroom | 0.0022277
Wall Mount | Compact Fluorescent |  | Twist | 1 | 15 | 203062 | Bathroom | 0.0022277
Ceiling Fixture | Compact Fluorescent |  | Twist | 1 | 15 | 203063 | Hall | 0.0022277
Wall Mount | Incandescent |  | Standard A Lamp | 1 | 60 | 203064 | Bedroom | 0.0022277
Ceiling Fixture | Linear Fluorescent | 48 | T-8 | 2 | 32 | 203065 | Kitchen | 0.0022277
Ceiling Fixture | Compact Fluorescent |  | Twist | 1 | 15 | 203065 | Kitchen | 0.0022277
Table | Incandescent |  | Standard A Lamp | 1 | 40 | 203065 | Kitchen | 0.0022277
Wall Mount | Incandescent |  | Standard A Lamp | 1 | 40 | 203066 | Bedroom | 0.0022277
Ceiling Fixture | Compact Fluorescent |  | Twist | 1 | 15 | 203067 | Bathroom | 0.0022277
Ceiling Fixture | Incandescent |  | Standard A Lamp | 1 | 75 | 203171 | Bathroom | 0.0042651
Ceiling Fixture | Incandescent |  | Standard A Lamp | 2 | 40 | 203172 | Dining Room | 0.0042651
Chandelier (Hanging) | Incandescent |  | Standard A Lamp | 6 | 40 | 203173 | Dining Room | 0.0042651
Ceiling Fixture | Incandescent |  | Standard A Lamp | 2 | 60 | 203174 | Bedroom | 0.0042651
Table | Incandescent |  | Decorative | 3 | 40 | 203174 | Bedroom | 0.0042651
Ceiling Fixture | Incandescent |  | Standard A Lamp | 1 | 75 | 203175 | Hall | 0.0042651
Ceiling Fixture | Linear Fluorescent | 48 | T-12 | 2 | 40 | 203176 | Kitchen | 0.0042651
Ceiling Fan | Incandescent |  | Mini base | 4 | 40 | 203177 | Living Room | 0.0042651
Table | Compact Fluorescent |  | Twist | 1 | 22 | 203177 | Living Room | 0.0042651
Ceiling Fixture | Incandescent |  | Standard A Lamp | 2 | 60 | 203178 | Bedroom | 0.0042651
Table | Compact Fluorescent |  | Twist | 1 | 22 | 203178 | Bedroom | 0.0042651
Wall Mount | Compact Fluorescent |  | Twist | 3 | 15 | 203179 | Bathroom | 0.0042651
Ceiling Fixture | Compact Fluorescent |  | Twist | 2 | 15 | 2031710 | Office | 0.0042651
Ceiling Fixture | Incandescent |  | Standard A Lamp | 2 | 75 | 2031711 | Living Room | 0.0042651
Floor lamp | Incandescent |  | 3-Way Incandescent | 1 | 100 | 2031711 | Living Room | 0.0042651
Ceiling Fixture | Incandescent |  | Standard A Lamp | 1 | 75 | 2031712 | Laundry Room | 0.0042651
Ceiling Fixture | Compact Fluorescent |  | Twist | 1 | 25 | 203221 | Bathroom | 0.0039154
Ceiling Fixture | Compact Fluorescent |  | Twist | 1 | 20 | 203222 | Bathroom | 0.0039154
Ceiling Fan | Compact Fluorescent |  | Twist | 1 | 15 | 203223 | Bedroom | 0.0039154
Ceiling Fixture | Compact Fluorescent |  | Twist | 1 | 15 | 203224 | Bedroom | 0.0039154
Ceiling Fixture | Compact Fluorescent |  | Twist | 1 | 15 | 203225 | Closet | 0.0039154
Ceiling Fan | Compact Fluorescent |  | Twist | 1 | 15 | 203226 | Hall | 0.0039154
Track | Halogen |  | Mini base | 5 | 20 | 203227 | Kitchen | 0.0039154
Ceiling Fixture | Compact Fluorescent |  | Twist | 3 | 15 | 203227 | Kitchen | 0.0039154
Ceiling Fixture | Compact Fluorescent |  | Twist | 2 | 15 | 203228 | Laundry Room | 0.0039154
Table | Compact Fluorescent |  | Twist | 1 | 25 | 203229 | Living Room | 0.0039154
Ceiling Fixture | Incandescent |  | Globe | 1 | 40 | 2032210 | Closet | 0.0039154
Ceiling Fan | Compact Fluorescent |  | Twist | 3 | 25 | 2032211 | Master Bedroom | 0.0039154
Ceiling Fixture | Compact Fluorescent |  | A shape bulb | 2 | 7 | 203641 | Hall | 0.0022277
Chandelier (Hanging) | Compact Fluorescent |  | A shape bulb | 5 | 7 | 203642 | Kitchen | 0.0022277
Ceiling Fixture | Compact Fluorescent |  | A shape bulb | 2 | 7 | 203642 | Kitchen | 0.0022277
Table | Compact Fluorescent |  | A shape bulb | 1 | 7 | 203642 | Kitchen | 0.0022277
Ceiling Fixture | Compact Fluorescent |  | Twist | 1 | 15 | 203642 | Kitchen | 0.0022277
Ceiling Fixture | Compact Fluorescent |  | A shape bulb | 2 | 7 | 203643 | Laundry Room | 0.0022277
Ceiling Fan | Incandescent |  | Decorative | 3 | 40 | 203644 | Living Room | 0.0022277
Floor lamp | Compact Fluorescent |  | A shape bulb | 1 | 7 | 203644 | Living Room | 0.0022277
Ceiling Fixture | Compact Fluorescent |  | A shape bulb | 2 | 7 | 203645 | Bathroom | 0.0022277
Other | Incandescent |  | Mini base | 1 | 5 | 203645 | Bathroom | 0.0022277
Ceiling Fan | Compact Fluorescent |  | A shape bulb | 1 | 7 | 203645 | Bathroom | 0.0022277
Ceiling Fixture | Compact Fluorescent |  | A shape bulb | 2 | 7 | 203646 | Bathroom | 0.0022277
Ceiling Fixture | Compact Fluorescent |  | A shape bulb | 2 | 7 | 203647 | Bedroom | 0.0022277
Ceiling Fixture | Compact Fluorescent |  | A shape bulb | 1 | 7 | 203648 | Bedroom | 0.0022277
Ceiling Fixture | Compact Fluorescent |  | A shape bulb | 2 | 7 | 203648 | Bedroom | 0.0022277
Other | Incandescent |  | Standard A Lamp | 1 | 40 | 203648 | Bedroom | 0.0022277
Ceiling Fixture | Compact Fluorescent |  | A shape bulb | 1 | 7 | 203649 | Master Bedroom | 0.0022277
Ceiling Fixture | Compact Fluorescent |  | A shape bulb | 1 | 7 | 203649 | Master Bedroom | 0.0022277
Table | Compact Fluorescent |  | A shape bulb | 1 | 7 | 203649 | Master Bedroom | 0.0022277
Table | Incandescent |  | Standard A Lamp | 1 | 90 | 203771 | Living Room | 0.0042651
Torchiere | Incandescent |  | Standard A Lamp | 2 | 100 | 203771 | Living Room | 0.0042651
Wall Mount | Incandescent |  | Globe | 5 | 40 | 203772 | Bathroom | 0.0042651
Ceiling Fan | Incandescent |  | Standard A Lamp | 1 | 60 | 203772 | Bathroom | 0.0042651
Wall Mount | Incandescent |  | Standard A Lamp | 1 | 40 | 203773 | Other | 0.0042651
Wall Mount | Incandescent |  | Reflector | 1 | 150 | 203773 | Other | 0.0042651
Chandelier (Hanging) | Incandescent |  | Mini base | 4 | 25 | 203774 | Dining Room | 0.0042651
Ceiling Fixture | Incandescent |  | Standard A Lamp | 1 | 100 | 203775 | Hall | 0.0042651
Ceiling Fixture | Linear Fluorescent | 42 | T-12 | 2 | 40 | 203776 | Kitchen | 0.0042651
Ceiling Fixture | Incandescent |  | Standard A Lamp | 2 | 100 | 203776 | Kitchen | 0.0042651
Other | Incandescent |  | Reflector | 1 | 40 | 203776 | Kitchen | 0.0042651
Ceiling Fixture | Linear Fluorescent | 42 | T-12 | 2 | 40 | 203777 | Laundry Room | 0.0042651
Wall Mount | Incandescent |  | Globe | 5 | 40 | 203778 | Bathroom | 0.0042651
Ceiling Fan | Incandescent |  | Standard A Lamp | 1 | 60 | 203778 | Bathroom | 0.0042651
Table | Incandescent |  | Mini base | 6 | 25 | 203779 | Master Bedroom | 0.0042651
Table | Incandescent |  | Standard A Lamp | 1 | 75 | 203779 | Master Bedroom | 0.0042651
Ceiling Fixture | Incandescent |  | Standard A Lamp | 1 | 100 | 203779 | Master Bedroom | 0.0042651
Table | Incandescent |  | Standard A Lamp | 1 | 60 | 2037710 | Office | 0.0042651
Table | Incandescent |  | Mini base | 1 | 25 | 2037710 | Office | 0.0042651
Ceiling Fixture | Incandescent |  | Standard A Lamp | 2 | 100 | 2037711 | Bedroom | 0.0042651
Table | Incandescent |  | Standard A Lamp | 1 | 60 | 2037711 | Bedroom | 0.0042651
Ceiling Fixture | Incandescent |  | Mini base | 3 | 25 | 2037712 | Hall | 0.0042651
Ceiling Fixture | Compact Fluorescent |  | Twist | 2 | 15 | 203781 | Office | 0.0053603
Ceiling Fixture | Linear Fluorescent | 24 | T-12 | 2 | 20 | 203782 | Bathroom | 0.0053603
Ceiling Fixture | Compact Fluorescent |  | Twist | 1 | 15 | 203782 | Bathroom | 0.0053603
Ceiling Fixture | Incandescent |  | Standard A Lamp | 1 | 60 | 203783 | Bathroom | 0.0053603
Ceiling Fixture | Linear Fluorescent | 48 | T-12 | 2 | 40 | 203783 | Bathroom | 0.0053603
Track | Incandescent |  | Reflector | 3 | 30 | 203783 | Bathroom | 0.0053603
Floor lamp | Compact Fluorescent |  | Twist | 1 | 22 | 203783 | Bathroom | 0.0053603
Floor lamp | Compact Fluorescent |  | Twist | 1 | 15 | 203783 | Bathroom | 0.0053603
Ceiling Fixture | Linear Fluorescent | 24 | T-12 | 1 | 20 | 203784 | Kitchen | 0.0053603
Ceiling Fixture | Incandescent |  | Standard A Lamp | 1 | 60 | 203785 | Laundry Room | 0.0053603
Ceiling Fixture | Incandescent |  | Standard A Lamp | 2 | 60 | 203786 | Master Bedroom | 0.0053603
Table | Compact Fluorescent |  | Twist | 1 | 15 | 203786 | Master Bedroom | 0.0053603
Ceiling Fixture | Incandescent |  | Standard A Lamp | 1 | 75 | 203787 | Closet | 0.0053603
Ceiling Fixture | Linear Fluorescent | 24 | T-12 | 2 | 20 | 203788 | Bathroom | 0.0053603
Ceiling Fixture | Incandescent |  | Standard A Lamp | 1 | 60 | 203788 | Bathroom | 0.0053603
Ceiling Fixture | Compact Fluorescent |  | Twist | 1 | 15 | 203911 | Master Bedroom | 0.0056382
Torchiere | Compact Fluorescent |  | Twist | 1 | 22 | 203911 | Master Bedroom | 0.0056382
Table | Incandescent |  | Standard A Lamp | 1 | 60 | 203912 | Bathroom | 0.0056382
Ceiling Fixture | Linear Fluorescent | 48 | T-12 | 2 | 40 | 203912 | Bathroom | 0.0056382
Ceiling Fixture | Compact Fluorescent |  | Twist | 1 | 15 | 203914 | Bedroom | 0.0056382
Chandelier (Hanging) | Incandescent |  | Decorative | 5 | 40 | 203915 | Kitchen | 0.0056382
Ceiling Fixture | Incandescent |  | Standard A Lamp | 1 | 60 | 203916 | Living Room | 0.0056382
Ceiling Fixture | Incandescent |  | Standard A Lamp | 1 | 60 | 203917 | Garage | 0.0056382
Ceiling Fixture | Compact Fluorescent |  | Twist | 2 | 15 | 204011 | Kitchen | 0.0022277
Ceiling Fixture | Linear Fluorescent | 48 | T-12 | 2 | 32 | 204011 | Kitchen | 0.0022277
Ceiling Fixture | Incandescent |  | Standard A Lamp | 1 | 100 | 204012 | Laundry Room | 0.0022277
Ceiling Fixture | Incandescent |  | Standard A Lamp | 2 | 60 | 204013 | Bedroom | 0.0022277
Table | Incandescent |  | Standard A Lamp | 1 | 60 | 204013 | Bedroom | 0.0022277
Ceiling Fixture | Incandescent |  | Standard A Lamp | 2 | 100 | 204014 | Living Room | 0.0022277
Table | Incandescent |  | Standard A Lamp | 1 | 100 | 204014 | Living Room | 0.0022277
Ceiling Fixture | Compact Fluorescent |  | Twist | 4 | 15 | 204015 | Dining Room | 0.0022277
Track | Incandescent |  | Decorative | 4 | 25 | 204016 | Bathroom | 0.0022277
Ceiling Fixture | Incandescent |  | Standard A Lamp | 2 | 100 | 204017 | Bedroom | 0.0022277
Table | Incandescent |  | Standard A Lamp | 1 | 100 | 204018 | Family Room | 0.0022277
Table | Incandescent |  | Decorative | 2 | 40 | 204018 | Family Room | 0.0022277
Table | Incandescent |  | Standard A Lamp | 1 | 100 | 204019 | Master Bedroom | 0.0022277
Table | Compact Fluorescent |  | Other | 1 | 42 | 204019 | Master Bedroom | 0.0022277
Ceiling Fixture | Incandescent |  | Standard A Lamp | 1 | 100 | 204019 | Master Bedroom | 0.0022277
Track | Incandescent |  | Decorative | 4 | 40 | 2040110 | Bathroom | 0.0022277
Ceiling Fixture | Compact Fluorescent |  | Twist | 2 | 22 | 204291 | Bathroom | 0.0015972
Ceiling Fixture | Compact Fluorescent |  | Twist | 2 | 22 | 204292 | Bathroom | 0.0015972
Ceiling Fan | Compact Fluorescent |  | Twist | 3 | 22 | 204293 | Bedroom | 0.0015972
Ceiling Fan | Compact Fluorescent |  | Twist | 3 | 22 | 204294 | Bedroom | 0.0015972
Chandelier (Hanging) | Compact Fluorescent |  | Straight Tube | 1 | 22 | 204295 | Dining Room | 0.0015972
Ceiling Fan | Compact Fluorescent |  | Twist | 3 | 22 | 204296 | Other | 0.0015972
Floor lamp | Compact Fluorescent |  | Twist | 1 | 22 | 204297 | Family Room | 0.0015972
Ceiling Fixture | Incandescent |  | Standard A Lamp | 1 | 60 | 204298 | Garage | 0.0015972
Ceiling Fixture | Linear Fluorescent | 48 | T-8 | 2 | 40 | 204298 | Garage | 0.0015972
Ceiling Fixture | Compact Fluorescent |  | Twist | 2 | 22 | 204299 | Hall | 0.0015972
Ceiling Fixture | Incandescent |  | Standard A Lamp | 1 | 60 | 2042910 | Hall | 0.0015972
Ceiling Fixture | Compact Fluorescent |  | Twist | 2 | 22 | 2042911 | Kitchen | 0.0015972
Track | Incandescent |  | Standard A Lamp | 3 | 40 | 2042912 | Laundry Room | 0.0015972
Floor lamp | Compact Fluorescent |  | Twist | 2 | 15 | 2042913 | Living Room | 0.0015972
Ceiling Fan | Incandescent |  | Standard A Lamp | 4 | 60 | 2042914 | Master Bedroom | 0.0015972
Ceiling Fixture | Compact Fluorescent |  | Twist | 1 | 15 | 2042915 | Other | 0.0015972
Wall Mount | Incandescent |  | Mini base | 6 | 25 | 204391 | Bathroom | 0.0039154
Wall Mount | Compact Fluorescent |  | Twist | 1 | 15 | 204392 | Bedroom | 0.0039154
Wall Mount | Incandescent |  | Standard A Lamp | 1 | 60 | 204392 | Bedroom | 0.0039154
Table | Incandescent |  | Standard A Lamp | 1 | 60 | 204392 | Bedroom | 0.0039154
Wall Mount | Compact Fluorescent |  | Twist | 1 | 15 | 204393 | Hall | 0.0039154
Ceiling Fixture | Compact Fluorescent |  | Twist | 3 | 15 | 204394 | Kitchen | 0.0039154
Ceiling Fan | Compact Fluorescent |  | Twist | 4 | 15 | 204395 | Living Room | 0.0039154
Torchiere | Compact Fluorescent |  | Twist | 2 | 15 | 204395 | Living Room | 0.0039154
Wall Mount | Incandescent |  | Standard A Lamp | 1 | 60 | 204395 | Living Room | 0.0039154
Wall Mount | Compact Fluorescent |  | A shape bulb | 1 | 15 | 204396 | Office | 0.0039154
Wall Mount | Incandescent |  | Globe | 5 | 40 | 204641 | Bathroom | 0.0042651
Ceiling Fixture | Incandescent |  | Standard A Lamp | 2 | 60 | 204642 | Bedroom | 0.0042651
Table | Incandescent |  | Standard A Lamp | 1 | 40 | 204642 | Bedroom | 0.0042651
Ceiling Fixture | Incandescent |  | Standard A Lamp | 2 | 60 | 204643 | Bedroom | 0.0042651
Table | Incandescent |  | Globe | 1 | 25 | 204643 | Bedroom | 0.0042651
Chandelier (Hanging) | Incandescent |  | Standard A Lamp | 3 | 75 | 204644 | Dining Room | 0.0042651
Table | Incandescent |  | Decorative | 1 | 5 | 204644 | Dining Room | 0.0042651
Ceiling Fixture | Incandescent |  | Globe | 3 | 40 | 204645 | Hall | 0.0042651
Ceiling Fixture | Incandescent |  | Standard A Lamp | 1 | 60 | 204646 | Hall | 0.0042651
Ceiling Fixture | Linear Fluorescent | 48 | T-12 | 2 | 32 | 204647 | Kitchen | 0.0042651
Ceiling Fixture | Halogen |  | PAR | 2 | 50 | 204647 | Kitchen | 0.0042651
Recessed - other | Linear Fluorescent | 48 | T-12 | 2 | 32 | 204648 | Laundry Room | 0.0042651
Recessed - other | Linear Fluorescent | 48 | T-12 | 2 | 32 | 204649 | Laundry Room | 0.0042651
Wall Mount | Incandescent |  | Globe | 5 | 40 | 2046410 | Bathroom | 0.0042651
Ceiling Fixture | Incandescent |  | Standard A Lamp | 1 | 60 | 2046410 | Bathroom | 0.0042651
Table | Incandescent |  | Standard A Lamp | 1 | 60 | 2046411 | Master Bedroom | 0.0042651
Ceiling Fixture | Linear Fluorescent | 48 | T-12 | 2 | 32 | 2046412 | Bedroom | 0.0042651
Ceiling Fixture | Incandescent |  | Standard A Lamp | 2 | 60 | 2046413 | Office | 0.0042651
Table | Incandescent |  | Standard A Lamp | 1 | 60 | 2046413 | Office | 0.0042651
Ceiling Fixture | Compact Fluorescent |  | Twist | 2 | 15 | 204651 | Bathroom | 0.0042651
Wall Mount | Incandescent |  | Globe | 8 | 60 | 204651 | Bathroom | 0.0042651
Wall Mount | Incandescent |  | Globe | 4 | 60 | 204652 | Bathroom | 0.0042651
Ceiling Fixture | Incandescent |  | Standard A Lamp | 2 | 60 | 204653 | Bedroom | 0.0042651
Ceiling Fixture | Incandescent |  | Standard A Lamp | 2 | 65 | 204654 | Bedroom | 0.0042651
Ceiling Fixture | Incandescent |  | Standard A Lamp | 1 | 60 | 204654 | Bedroom | 0.0042651
Ceiling Fixture | Incandescent |  | Standard A Lamp | 2 | 60 | 204655 | Bedroom | 0.0042651
Ceiling Fixture | Incandescent |  | Standard A Lamp | 1 | 60 | 204656 | Hall | 0.0042651
Chandelier (Hanging) | Incandescent |  | Standard A Lamp | 3 | 60 | 204657 | Kitchen | 0.0042651
Ceiling Fixture | Linear Fluorescent | 48 | T-8 | 2 | 32 | 204657 | Kitchen | 0.0042651
Ceiling Fixture | Incandescent |  | Standard A Lamp | 3 | 60 | 204657 | Kitchen | 0.0042651
Ceiling Fixture | Incandescent |  | Reflector | 1 | 50 | 204657 | Kitchen | 0.0042651
Recessed - other | Incandescent |  | Standard A Lamp | 1 | 60 | 204657 | Kitchen | 0.0042651
Ceiling Fixture | Incandescent |  | Standard A Lamp | 2 | 60 | 204658 | Laundry Room | 0.0042651
Ceiling Fan | Compact Fluorescent |  | Circline (Screw Base) | 1 | 22 | 204659 | Living Room | 0.0042651
Ceiling Fixture | Linear Fluorescent | 48 | T-12 | 1 | 40 | 2046510 | Office | 0.0042651
Ceiling Fixture | Compact Fluorescent |  | Twist | 1 | 15 | 204701 | Bathroom | 0.0056382
Ceiling Fixture | Incandescent |  | Standard A Lamp | 1 | 100 | 204702 | Bathroom | 0.0056382
Table | Incandescent |  | Standard A Lamp | 1 | 60 | 204703 | Bathroom | 0.0056382
Floor lamp | Incandescent |  | Standard A Lamp | 1 | 60 | 204704 | Bedroom | 0.0056382
Table | Incandescent |  | 3-Way Incandescent | 1 | 100 | 204705 | Family Room | 0.0056382
Floor lamp | Compact Fluorescent |  | Twist | 1 | 15 | 204705 | Family Room | 0.0056382
Floor lamp | Incandescent |  | 3-Way Incandescent | 1 | 100 | 204705 | Family Room | 0.0056382
Ceiling Fan | Incandescent |  | Standard A Lamp | 4 | 60 | 204706 | Kitchen | 0.0056382
Ceiling Fixture | Linear Fluorescent | 24 | T-12 | 2 | 20 | 204706 | Kitchen | 0.0056382
Ceiling Fixture | Incandescent |  | Standard A Lamp | 2 | 60 | 204707 | Laundry Room | 0.0056382
Ceiling Fixture | Compact Fluorescent |  | Twist | 2 | 25 | 204841 | Bathroom | 0.0039153
Ceiling Fixture | Linear Fluorescent | 24 | T-12 | 1 | 20 | 204841 | Bathroom | 0.0039153
Ceiling Fixture | Linear Fluorescent | 24 | T-12 | 1 | 20 | 204842 | Bathroom | 0.0039153
Ceiling Fixture | Compact Fluorescent |  | Twist | 2 | 20 | 204842 | Bathroom | 0.0039153
Ceiling Fixture | Compact Fluorescent |  | Twist | 2 | 20 | 204843 | Bedroom | 0.0039153
Table | Compact Fluorescent |  | Twist | 1 | 20 | 204843 | Bedroom | 0.0039153
Ceiling Fixture | Compact Fluorescent |  | Twist | 2 | 20 | 204844 | Bedroom | 0.0039153
Table | Compact Fluorescent |  | Twist | 1 | 20 | 204844 | Bedroom | 0.0039153
Chandelier (Hanging) | Compact Fluorescent |  | Twist | 5 | 20 | 204845 | Living Room | 0.0039153
Torchiere | Halogen |  | Quartz Tube | 1 | 150 | 204846 | Family Room | 0.0039153
Table | Compact Fluorescent |  | Twist | 1 | 20 | 204846 | Family Room | 0.0039153
Ceiling Fixture | Compact Fluorescent |  | Twist | 1 | 20 | 204847 | Hall | 0.0039153
Ceiling Fixture | Linear Fluorescent | 48 | T-12 | 4 | 34 | 204848 | Kitchen | 0.0039153
Ceiling Fixture | Compact Fluorescent |  | Twist | 1 | 20 | 204848 | Kitchen | 0.0039153
Ceiling Fixture | Compact Fluorescent |  | Twist | 2 | 20 | 204849 | Laundry Room | 0.0039153
Ceiling Fixture | Compact Fluorescent |  | Twist | 1 | 20 | 2048410 | Living Room | 0.0039153
Table | Compact Fluorescent |  | Twist | 1 | 20 | 2048410 | Living Room | 0.0039153
Ceiling Fan | Compact Fluorescent |  | Twist | 3 | 13 | 2048411 | Other | 0.0039153
Floor lamp | Compact Fluorescent |  | Twist | 1 | 13 | 2048411 | Other | 0.0039153
Ceiling Fixture | Compact Fluorescent |  | Twist | 2 | 20 | 2048412 | Other | 0.0039153
Ceiling Fixture | Incandescent |  | Standard A Lamp | 1 | 40 | 205111 | Closet | 0.0022277
Chandelier (Hanging) | Compact Fluorescent |  | Twist | 1 | 22 | 205112 | Living Room | 0.0022277
Ceiling Fixture | Incandescent |  | Standard A Lamp | 1 | 90 | 205113 | Kitchen | 0.0022277
Ceiling Fixture | Compact Fluorescent |  | Twist | 2 | 22 | 205113 | Kitchen | 0.0022277
Wall Mount | Compact Fluorescent |  | Twist | 1 | 7 | 205114 | Hall | 0.0022277
Ceiling Fixture | Incandescent |  | Standard A Lamp | 1 | 40 | 205115 | Bathroom | 0.0022277
Table | Incandescent |  | Standard A Lamp | 1 | 60 | 205116 | Bedroom | 0.0022277
Table | Incandescent |  | Decorative | 1 | 40 | 205117 | Office | 0.0022277
Table | Incandescent |  | Standard A Lamp | 1 | 65 | 205117 | Office | 0.0022277
Wall Mount | Incandescent |  | Standard A Lamp | 2 | 65 | 205118 | Bathroom | 0.0022277
Table | Incandescent |  | Standard A Lamp | 1 | 15 | 205119 | Master Bedroom | 0.0022277
Table | Compact Fluorescent |  | Twist | 1 | 15 | 205171 | Bathroom | 0.0053603
Ceiling Fixture | Incandescent |  | Standard A Lamp | 2 | 60 | 205172 | Bathroom | 0.0053603
Wall Mount | Incandescent |  | Globe | 3 | 60 | 205172 | Bathroom | 0.0053603
Table | Compact Fluorescent |  | Twist | 1 | 15 | 205173 | Living Room | 0.0053603
Chandelier (Hanging) | Incandescent |  | Standard A Lamp | 1 | 60 | 205174 | Dining Room | 0.0053603
Ceiling Fixture | Incandescent |  | Standard A Lamp | 2 | 60 | 205175 | Kitchen | 0.0053603
Wall Mount | Incandescent |  | Globe | 3 | 40 | 205176 | Bathroom | 0.0053603
Table | Compact Fluorescent |  | Twist | 1 | 15 | 205178 | Bedroom | 0.0053603
Ceiling Fixture | Incandescent |  | Standard A Lamp | 2 | 60 | 205179 | Laundry Room | 0.0053603
Ceiling Fixture | Incandescent |  | Standard A Lamp | 1 | 75 | 205351 | Bedroom | 0.0022277
Table | Incandescent |  | Standard A Lamp | 1 | 75 | 205351 | Bedroom | 0.0022277
Ceiling Fixture | Incandescent |  | Standard A Lamp | 2 | 75 | 205352 | Bedroom | 0.0022277
Ceiling Fixture | Compact Fluorescent |  | Twist | 1 | 15 | 205352 | Bedroom | 0.0022277
Ceiling Fixture | Incandescent |  | Standard A Lamp | 1 | 75 | 205353 | Kitchen | 0.0022277
Wall Mount | Compact Fluorescent |  | Twist | 1 | 15 | 205353 | Kitchen | 0.0022277
Ceiling Fixture | Compact Fluorescent |  | Twist | 2 | 15 | 205354 | Living Room | 0.0022277
Ceiling Fixture | Incandescent |  | Standard A Lamp | 2 | 75 | 205355 | Master Bedroom | 0.0022277
Wall Mount | Incandescent |  | Globe | 3 | 40 | 205411 | Bathroom | 0.0022277
Ceiling Fixture | Incandescent |  | Standard A Lamp | 2 | 60 | 205412 | Bedroom | 0.0022277
Ceiling Fixture | Compact Fluorescent |  | Twist | 2 | 15 | 205413 | Hall | 0.0022277
Ceiling Fixture | Compact Fluorescent |  | Twist | 2 | 15 | 205414 | Kitchen | 0.0022277
Chandelier (Hanging) | Compact Fluorescent |  | Twist | 1 | 15 | 205414 | Kitchen | 0.0022277
Ceiling Fan | Compact Fluorescent |  | Twist | 1 | 15 | 205414 | Kitchen | 0.0022277
Wall Mount | Incandescent |  | Globe | 3 | 40 | 205415 | Bathroom | 0.0022277
Ceiling Fixture | Compact Fluorescent |  | Twist | 2 | 15 | 205416 | Bedroom | 0.0022277
Table | Incandescent |  | Standard A Lamp | 1 | 75 | 205416 | Bedroom | 0.0022277
Ceiling Fixture | Compact Fluorescent |  | Twist | 2 | 13 | 205417 | Laundry Room | 0.0022277
Ceiling Fixture | Linear Fluorescent | 48 | T-12 | 2 | 40 | 205418 | Garage | 0.0022277
Table | Incandescent |  | Standard A Lamp | 1 | 75 | 205419 | Living Room | 0.0022277
Floor lamp | Halogen |  | Quartz Tube | 1 | 100 | 205419 | Living Room | 0.0022277
Ceiling Fixture | Incandescent |  | Standard A Lamp | 2 | 60 | 2054110 | Bedroom | 0.0022277
Table | Incandescent |  | Decorative | 2 | 40 | 2054110 | Bedroom | 0.0022277
Wall Mount | Compact Fluorescent |  | Globe | 3 | 22 | 205421 | Bathroom | 0.0015972
Ceiling Fixture | Compact Fluorescent |  | Twist | 2 | 15 | 205422 | Bathroom | 0.0015972
Wall Mount | Compact Fluorescent |  | Twist | 3 | 22 | 205422 | Bathroom | 0.0015972
Ceiling Fixture | Compact Fluorescent |  | Twist | 1 | 22 | 205423 | Bedroom | 0.0015972
Ceiling Fixture | Compact Fluorescent |  | Twist | 1 | 15 | 205424 | Hall | 0.0015972
Chandelier (Hanging) | Compact Fluorescent |  | Twist | 1 | 22 | 205425 | Living Room | 0.0015972
Table | Compact Fluorescent |  | Twist | 1 | 15 | 205425 | Living Room | 0.0015972
Floor lamp | Compact Fluorescent |  | Twist | 1 | 15 | 205425 | Living Room | 0.0015972
Ceiling Fixture | Compact Fluorescent |  | Twist | 1 | 22 | 205425 | Living Room | 0.0015972
Ceiling Fixture | Compact Fluorescent |  | Twist | 2 | 15 | 205426 | Master Bedroom | 0.0015972
Ceiling Fixture | Incandescent |  | Standard A Lamp | 2 | 40 | 205921 | Bedroom | 0.0022277
Wall Mount | Incandescent |  | Globe | 2 | 90 | 205921 | Bedroom | 0.0022277
Torchiere | Incandescent |  | 3-Way Incandescent | 1 | 75 | 205921 | Bedroom | 0.0022277
Chandelier (Hanging) | Incandescent |  | Standard A Lamp | 2 | 60 | 205922 | Master Bedroom | 0.0022277
Table | Incandescent |  | Globe | 1 | 60 | 205923 | Family Room | 0.0022277
Ceiling Fixture | Incandescent |  | Standard A Lamp | 1 | 60 | 205924 | Dining Room | 0.0022277
Ceiling Fixture | Incandescent |  | Standard A Lamp | 1 | 60 | 205925 | Kitchen | 0.0022277
Ceiling Fixture | Incandescent |  | Standard A Lamp | 1 | 60 | 205926 | Laundry Room | 0.0022277
Torchiere | Incandescent |  | Standard A Lamp | 1 | 60 | 205927 | Living Room | 0.0022277
Table | Incandescent |  | Standard A Lamp | 1 | 60 | 205927 | Living Room | 0.0022277
Wall Mount | Incandescent |  | Globe | 1 | 90 | 205928 | Bathroom | 0.0022277
Ceiling Fixture | Incandescent |  | Standard A Lamp | 1 | 60 | 205929 | Bedroom | 0.0022277
Wall Mount | Incandescent |  | Standard A Lamp | 5 | 60 | 206111 | Bathroom | 0.0053603
Ceiling Fixture | Incandescent |  | Standard A Lamp | 3 | 60 | 206111 | Bathroom | 0.0053603
Ceiling Fixture | Incandescent |  | Standard A Lamp | 1 | 60 | 206112 | Hall | 0.0053603
Table | Incandescent |  | Standard A Lamp | 1 | 60 | 206113 | Bedroom | 0.0053603
Wall Mount | Incandescent |  | Standard A Lamp | 1 | 60 | 206114 | Master Bedroom | 0.0053603
Wall Mount | Incandescent |  | 3-Way Incandescent | 1 | 100 | 206114 | Master Bedroom | 0.0053603
Ceiling Fan | Incandescent |  | Standard A Lamp | 3 | 60 | 206115 | Dining Room | 0.0053603
Table | Incandescent |  | 3-Way Incandescent | 1 | 100 | 206116 | Living Room | 0.0053603
Floor lamp | Incandescent |  | Standard A Lamp | 1 | 60 | 206116 | Living Room | 0.0053603
Ceiling Fixture | Incandescent |  | Standard A Lamp | 2 | 60 | 206116 | Living Room | 0.0053603
Ceiling Fan | Incandescent |  | Standard A Lamp | 3 | 40 | 206116 | Living Room | 0.0053603
Ceiling Fixture | Linear Fluorescent | 48 | T-12 | 2 | 40 | 206117 | Kitchen | 0.0053603
Architectural | Incandescent |  | Reflector | 2 | 40 | 206117 | Kitchen | 0.0053603
Ceiling Fixture | Incandescent |  | Standard A Lamp | 1 | 60 | 206118 | Laundry Room | 0.0053603
Ceiling Fixture | Incandescent |  | Standard A Lamp | 1 | 60 | 206119 | Office | 0.0053603
Table | Halogen |  | Other | 1 | 30 | 206119 | Office | 0.0053603
Wall Mount | Incandescent |  | Mini base | 2 | 60 | 2061110 | Bedroom | 0.0053603
Table | Incandescent |  | Mini base | 1 | 60 | 2061110 | Bedroom | 0.0053603
Wall Mount | Compact Fluorescent |  | A shape bulb | 1 | 15 | 2061111 | Bathroom | 0.0053603
Wall Mount | Incandescent |  | Standard A Lamp | 1 | 60 | 2061111 | Bathroom | 0.0053603
Ceiling Fixture | Incandescent |  | Standard A Lamp | 1 | 60 | 2061111 | Bathroom | 0.0053603
Wall Mount | Compact Fluorescent |  | Twist | 1 | 15 | 206211 | Bathroom | 0.0042651
Table | Compact Fluorescent |  | Twist | 1 | 15 | 206212 | Bedroom | 0.0042651
Floor lamp | Compact Fluorescent |  | Twist | 3 | 15 | 206212 | Bedroom | 0.0042651
Ceiling Fixture | Compact Fluorescent |  | Twist | 1 | 15 | 206213 | Bedroom | 0.0042651
Ceiling Fixture | Incandescent |  | Standard A Lamp | 1 | 60 | 206214 | Bedroom | 0.0042651
Ceiling Fixture | Compact Fluorescent |  | Twist | 1 | 15 | 206215 | Hall | 0.0042651
Ceiling Fixture | Compact Fluorescent |  | Twist | 1 | 15 | 206216 | Kitchen | 0.0042651
Table | Compact Fluorescent |  | Twist | 1 | 15 | 206216 | Kitchen | 0.0042651
Ceiling Fixture | Compact Fluorescent |  | Twist | 1 | 15 | 206217 | Laundry Room | 0.0042651
Table | Compact Fluorescent |  | Twist | 1 | 15 | 206218 | Living Room | 0.0042651
Ceiling Fixture | Compact Fluorescent |  | Twist | 1 | 22 | 206301 | Other | 0.0015972
Ceiling Fixture | Compact Fluorescent |  | Twist | 2 | 22 | 206302 | Bathroom | 0.0015972
Ceiling Fixture | Incandescent |  | Standard A Lamp | 2 | 60 | 206303 | Bathroom | 0.0015972
Ceiling Fixture | Compact Fluorescent |  | Twist | 2 | 28 | 206304 | Bedroom | 0.0015972
Ceiling Fixture | Incandescent |  | Standard A Lamp | 2 | 60 | 206305 | Bedroom | 0.0015972
Chandelier (Hanging) | Incandescent |  | Decorative | 5 | 40 | 206306 | Dining Room | 0.0015972
Ceiling Fixture | Compact Fluorescent |  | Twist | 2 | 22 | 206307 | Hall | 0.0015972
Ceiling Fixture | Compact Fluorescent |  | Twist | 2 | 22 | 206308 | Kitchen | 0.0015972
Ceiling Fixture | Compact Fluorescent |  | Twist | 2 | 15 | 206309 | Kitchen | 0.0015972
Ceiling Fixture | Compact Fluorescent |  | Twist | 2 | 15 | 2063010 | Laundry Room | 0.0015972
Ceiling Fan | Incandescent |  | Standard A Lamp | 5 | 60 | 2063011 | Living Room | 0.0015972
Ceiling Fixture | Incandescent |  | Reflector | 2 | 60 | 2063011 | Living Room | 0.0015972
Wall Mount | Incandescent |  | Standard A Lamp | 4 | 60 | 206391 | Bathroom | 0.0015972
Ceiling Fixture | Incandescent |  | Standard A Lamp | 2 | 60 | 206392 | Bedroom | 0.0015972
Table | Incandescent |  | Standard A Lamp | 1 | 60 | 206392 | Bedroom | 0.0015972
Ceiling Fixture | Incandescent |  | Standard A Lamp | 1 | 60 | 206393 | Closet | 0.0015972
Ceiling Fixture | Compact Fluorescent |  | Twist | 2 | 15 | 206394 | Bedroom | 0.0015972
Ceiling Fixture | Incandescent |  | Standard A Lamp | 1 | 60 | 206395 | Closet | 0.0015972
Table | Incandescent |  | Standard A Lamp | 1 | 60 | 206395 | Closet | 0.0015972
Chandelier (Hanging) | Compact Fluorescent |  | Twist | 5 | 15 | 206396 | Dining Room | 0.0015972
Ceiling Fixture | Incandescent |  | Globe | 1 | 60 | 206397 | Family Room | 0.0015972
Floor lamp | Compact Fluorescent |  | Twist | 4 | 15 | 206397 | Family Room | 0.0015972
Ceiling Fixture | Incandescent |  | Standard A Lamp | 2 | 60 | 206398 | Hall | 0.0015972
Recessed Can | Incandescent |  | Reflector | 1 | 65 | 206399 | Kitchen | 0.0015972
Ceiling Fixture | Incandescent |  | Standard A Lamp | 2 | 60 | 2063910 | Laundry Room | 0.0015972
Ceiling Fixture | Incandescent |  | Standard A Lamp | 1 | 60 | 2063911 | Living Room | 0.0015972
Floor lamp | Compact Fluorescent |  | Twist | 2 | 15 | 2063911 | Living Room | 0.0015972
Ceiling Fixture | Incandescent |  | Standard A Lamp | 1 | 60 | 2063912 | Bathroom | 0.0015972
Wall Mount | Incandescent |  | Standard A Lamp | 3 | 60 | 2063912 | Bathroom | 0.0015972
Table | Incandescent |  | Decorative | 3 | 25 | 2063913 | Bedroom | 0.0015972
Ceiling Fixture | Incandescent |  | Standard A Lamp | 1 | 60 | 2063914 | Closet | 0.0015972
Track | Compact Fluorescent |  | Twist | 4 | 15 | 206541 | Bathroom | 0.0015972
Table | Compact Fluorescent |  | Twist | 1 | 15 | 206542 | Bedroom | 0.0015972
Table | Incandescent |  | Standard A Lamp | 1 | 40 | 206543 | Master Bedroom | 0.0015972
Ceiling Fixture | Compact Fluorescent |  | Twist | 1 | 15 | 206544 | Hall | 0.0015972
Ceiling Fixture | Compact Fluorescent |  | Twist | 1 | 15 | 206545 | Kitchen | 0.0015972
Ceiling Fixture | Compact Fluorescent |  | Twist | 1 | 15 | 206546 | Living Room | 0.0015972
Chandelier (Hanging) | Incandescent |  | Standard A Lamp | 2 | 75 | 206561 | Bathroom | 0.0015972
Ceiling Fixture | Incandescent |  | Standard A Lamp | 2 | 60 | 206562 | Bedroom | 0.0015972
Ceiling Fixture | Incandescent |  | Standard A Lamp | 1 | 75 | 206562 | Bedroom | 0.0015972
Ceiling Fixture | Incandescent |  | Standard A Lamp | 3 | 75 | 206563 | Bedroom | 0.0015972
Table | Incandescent |  | Standard A Lamp | 1 | 100 | 206563 | Bedroom | 0.0015972
Ceiling Fixture | Incandescent |  | Standard A Lamp | 2 | 65 | 206564 | Hall | 0.0015972
Ceiling Fixture | Incandescent |  | Standard A Lamp | 2 | 60 | 206565 | Kitchen | 0.0015972
Chandelier (Hanging) | Compact Fluorescent |  | Twist | 1 | 22 | 206565 | Kitchen | 0.0015972
Table | Incandescent |  | Standard A Lamp | 1 | 75 | 206566 | Living Room | 0.0015972
Ceiling Fixture | Incandescent |  | Standard A Lamp | 1 | 40 | 206811 | Bedroom | 0.0022277
Ceiling Fixture | Incandescent |  | Standard A Lamp | 2 | 100 | 206812 | Bathroom | 0.0022277
Ceiling Fixture | Incandescent |  | Standard A Lamp | 2 | 75 | 206813 | Bathroom | 0.0022277
Ceiling Fixture | Incandescent |  | Standard A Lamp | 2 | 100 | 206814 | Closet | 0.0022277
Floor lamp | Incandescent |  | Mini base | 1 | 40 | 206815 | Bedroom | 0.0022277
Ceiling Fixture | Incandescent |  | Standard A Lamp | 1 | 75 | 206816 | Bedroom | 0.0022277
Recessed Can | Halogen |  | PAR | 1 | 30 | 206817 | Living Room | 0.0022277
Ceiling Fixture | Incandescent |  | Standard A Lamp | 3 | 75 | 206817 | Living Room | 0.0022277
Ceiling Fixture | Incandescent |  | Standard A Lamp | 1 | 75 | 206818 | Hall | 0.0022277
Ceiling Fan | Incandescent |  | Standard A Lamp | 1 | 75 | 206819 | Kitchen | 0.0022277
Ceiling Fixture | Incandescent |  | Standard A Lamp | 2 | 75 | 206819 | Kitchen | 0.0022277
Ceiling Fixture | Incandescent |  | Standard A Lamp | 2 | 75 | 2068110 | Laundry Room | 0.0022277
Recessed Can | Halogen |  | PAR | 1 | 30 | 2068111 | Living Room | 0.0022277
Ceiling Fixture | Incandescent |  | Standard A Lamp | 2 | 75 | 2068112 | Master Bedroom | 0.0022277
Other | Incandescent |  | Standard A Lamp | 1 | 75 | 2068113 | Other | 0.0022277
Wall Mount | Incandescent |  | Globe | 4 | 40 | 206821 | Bathroom | 0.0039153
Ceiling Fixture | Incandescent |  | Standard A Lamp | 1 | 40 | 206821 | Bathroom | 0.0039153
Floor lamp | Incandescent |  | Standard A Lamp | 1 | 40 | 206822 | Family Room | 0.0039153
Torchiere | Halogen |  | Quartz Tube | 1 | 100 | 206822 | Family Room | 0.0039153
Ceiling Fixture | Incandescent |  | Decorative | 1 | 60 | 206823 | Hall | 0.0039153
Torchiere | Halogen |  | Quartz Tube | 1 | 100 | 206824 | Kitchen | 0.0039153
Wall Mount | Incandescent |  | Standard A Lamp | 1 | 60 | 206824 | Kitchen | 0.0039153
Chandelier (Hanging) | Incandescent |  | Standard A Lamp | 1 | 60 | 206824 | Kitchen | 0.0039153
Wall Mount | Incandescent |  | Standard A Lamp | 1 | 60 | 206824 | Kitchen | 0.0039153
Ceiling Fixture | Linear Fluorescent | 48 | T-8 | 2 | 32 | 206824 | Kitchen | 0.0039153
Chandelier (Hanging) | Incandescent |  | Decorative | 6 | 40 | 206825 | Living Room | 0.0039153
Ceiling Fixture | Incandescent |  | Standard A Lamp | 1 | 60 | 206825 | Living Room | 0.0039153
Wall Mount | Incandescent |  | Globe | 4 | 40 | 206826 | Bathroom | 0.0039153
Floor lamp | Incandescent |  | 3-Way Incandescent | 1 | 150 | 206827 | Master Bedroom | 0.0039153
Track | Incandescent |  | Reflector | 2 | 75 | 206827 | Master Bedroom | 0.0039153
Ceiling Fixture | Incandescent |  | Standard A Lamp | 1 | 60 | 206828 | Laundry Room | 0.0039153
Ceiling Fixture | Linear Fluorescent | 48 | T-12 | 2 | 40 | 206828 | Laundry Room | 0.0039153
Ceiling Fixture | Incandescent |  | Reflector | 2 | 60 | 206828 | Laundry Room | 0.0039153
Ceiling Fixture | Incandescent |  | Standard A Lamp | 1 | 40 | 206891 | Bathroom | 0.0022277
Wall Mount | Halogen |  | Quartz Tube | 2 | 75 | 206891 | Bathroom | 0.0022277
Wall Mount | Incandescent |  | Standard A Lamp | 2 | 75 | 206891 | Bathroom | 0.0022277
Table | Incandescent |  | Reflector | 1 | 25 | 206891 | Bathroom | 0.0022277
Recessed - other | Incandescent |  | Standard A Lamp | 1 | 60 | 206892 | Bedroom | 0.0022277
Table | Incandescent |  | Standard A Lamp | 1 | 90 | 206893 | Bedroom | 0.0022277
Table | Incandescent |  | Standard A Lamp | 1 | 60 | 206894 | Bedroom | 0.0022277
Ceiling Fixture | Incandescent |  | Standard A Lamp | 1 | 75 | 206895 | Closet | 0.0022277
Table | Incandescent |  | Standard A Lamp | 1 | 75 | 206896 | Dining Room | 0.0022277
Ceiling Fixture | Incandescent |  | Standard A Lamp | 1 | 75 | 206896 | Dining Room | 0.0022277
Table | Incandescent |  | Standard A Lamp | 1 | 75 | 206897 | Kitchen | 0.0022277
Table | Halogen |  | Quartz Tube | 1 | 30 | 206897 | Kitchen | 0.0022277
Table | Compact Fluorescent |  | Twist | 1 | 15 | 206897 | Kitchen | 0.0022277
Ceiling Fan | Incandescent |  | Standard A Lamp | 1 | 40 | 206897 | Kitchen | 0.0022277
Chandelier (Hanging) | Incandescent |  | Standard A Lamp | 1 | 40 | 206897 | Kitchen | 0.0022277
Ceiling Fixture | Incandescent |  | Standard A Lamp | 1 | 40 | 206897 | Kitchen | 0.0022277
Table | Incandescent |  | Standard A Lamp | 1 | 90 | 206898 | Living Room | 0.0022277
Table | Compact Fluorescent |  | Twist | 1 | 15 | 206898 | Living Room | 0.0022277
Wall Mount | Halogen |  | Other | 3 | 30 | 206899 | Bathroom | 0.0022277
Table | Incandescent |  | Mini base | 1 | 25 | 206899 | Bathroom | 0.0022277
Table | Incandescent |  | Standard A Lamp | 1 | 60 | 2068910 | Master Bedroom | 0.0022277
Table | Compact Fluorescent |  | Twist | 1 | 15 | 2068910 | Master Bedroom | 0.0022277
Ceiling Fan | Halogen |  | Other | 1 | 25 | 2068910 | Master Bedroom | 0.0022277
Ceiling Fixture | Incandescent |  | Standard A Lamp | 1 | 75 | 2068911 | Laundry Room | 0.0022277
Ceiling Fixture | Incandescent |  | Standard A Lamp | 1 | 40 | 206971 | Bathroom | 0.0015972
Ceiling Fixture | Incandescent |  | Standard A Lamp | 1 | 60 | 206972 | Bathroom | 0.0015972
Wall Mount | Incandescent |  | Globe | 4 | 40 | 206972 | Bathroom | 0.0015972
Torchiere | Incandescent |  | Standard A Lamp | 2 | 65 | 206973 | Bedroom | 0.0015972
Table | Incandescent |  | Standard A Lamp | 1 | 60 | 206973 | Bedroom | 0.0015972
Ceiling Fixture | Incandescent |  | Standard A Lamp | 1 | 60 | 206973 | Bedroom | 0.0015972
Ceiling Fixture | Incandescent |  | Standard A Lamp | 2 | 40 | 206974 | Bedroom | 0.0015972
Ceiling Fixture | Incandescent |  | Standard A Lamp | 1 | 60 | 206975 | Hall | 0.0015972
Ceiling Fixture | Linear Fluorescent | 48 | T-8 | 2 | 40 | 206976 | Kitchen | 0.0015972
Ceiling Fixture | Incandescent |  | Standard A Lamp | 1 | 40 | 206977 | Laundry Room | 0.0015972
Torchiere | Incandescent |  | Standard A Lamp | 1 | 60 | 206978 | Living Room | 0.0015972
Ceiling Fan | Incandescent |  | Standard A Lamp | 1 | 60 | 206978 | Living Room | 0.0015972
Table | Incandescent |  | Standard A Lamp | 1 | 100 | 206978 | Living Room | 0.0015972
Ceiling Fixture | Incandescent |  | Standard A Lamp | 2 | 60 | 206979 | Master Bedroom | 0.0015972
Table | Incandescent |  | Standard A Lamp | 1 | 40 | 206979 | Master Bedroom | 0.0015972
Chandelier (Hanging) | Incandescent |  | Decorative | 3 | 25 | 2069710 | Other | 0.0015972
Wall Mount | Incandescent |  | Standard A Lamp | 2 | 60 | 207221 | Bathroom | 0.0022277
Ceiling Fixture | Incandescent |  | Standard A Lamp | 1 | 75 | 207222 | Bathroom | 0.0022277
Ceiling Fixture | Incandescent |  | Standard A Lamp | 1 | 60 | 207223 | Bathroom | 0.0022277
Ceiling Fixture | Compact Fluorescent |  | Twist | 2 | 15 | 207223 | Bathroom | 0.0022277
Chandelier (Hanging) | Incandescent |  | Standard A Lamp | 1 | 60 | 207224 | Bedroom | 0.0022277
Chandelier (Hanging) | Incandescent |  | Standard A Lamp | 1 | 60 | 207225 | Hall | 0.0022277
Ceiling Fixture | Incandescent |  | Standard A Lamp | 1 | 75 | 207226 | Kitchen | 0.0022277
Chandelier (Hanging) | Incandescent |  | Decorative | 5 | 40 | 207226 | Kitchen | 0.0022277
Ceiling Fixture | Linear Fluorescent | 48 | T-12 | 2 | 32 | 207227 | Laundry Room | 0.0022277
Table | Incandescent |  | Standard A Lamp | 1 | 100 | 207228 | Living Room | 0.0022277
Floor lamp | Incandescent |  | Standard A Lamp | 1 | 75 | 207228 | Living Room | 0.0022277
Ceiling Fan | Incandescent |  | Standard A Lamp | 4 | 75 | 207229 | Living Room | 0.0022277
Ceiling Fixture | Compact Fluorescent |  | Twist | 2 | 15 | 207229 | Living Room | 0.0022277
Ceiling Fixture | Incandescent |  | Standard A Lamp | 1 | 60 | 207229 | Living Room | 0.0022277
Ceiling Fixture | Incandescent |  | Standard A Lamp | 2 | 75 | 207229 | Living Room | 0.0022277
Wall Mount | Incandescent |  | Standard A Lamp | 1 | 60 | 2072210 | Other | 0.0022277
Ceiling Fixture | Incandescent |  | Standard A Lamp | 3 | 60 | 2072211 | Bedroom | 0.0022277
Table | Incandescent |  | Standard A Lamp | 1 | 40 | 2072211 | Bedroom | 0.0022277
Ceiling Fixture | Incandescent |  | Standard A Lamp | 1 | 75 | 2072212 | Hall | 0.0022277
Wall Mount | Incandescent |  | Standard A Lamp | 1 | 75 | 2072213 | Bedroom | 0.0022277
Table | Incandescent |  | Standard A Lamp | 2 | 75 | 2072213 | Bedroom | 0.0022277
Floor lamp | Incandescent |  | Decorative | 1 | 60 | 2072214 | Bedroom | 0.0022277
Table | Incandescent |  | Standard A Lamp | 1 | 40 | 2072214 | Bedroom | 0.0022277
Wall Mount | Incandescent |  | Standard A Lamp | 1 | 60 | 2072214 | Bedroom | 0.0022277
Ceiling Fixture | Incandescent |  | Standard A Lamp | 2 | 75 | 2072214 | Bedroom | 0.0022277
Ceiling Fixture | Compact Fluorescent |  | Twist | 1 | 13 | 207291 | Bedroom | 0.0056382
Ceiling Fixture | Compact Fluorescent |  | Twist | 1 | 23 | 207292 | Master Bedroom | 0.0056382
Table | Compact Fluorescent |  | Twist | 1 | 15 | 207292 | Master Bedroom | 0.0056382
Ceiling Fixture | Compact Fluorescent |  | Twist | 2 | 23 | 207293 | Bathroom | 0.0056382
Wall Mount | Compact Fluorescent |  | Twist | 2 | 13 | 207293 | Bathroom | 0.0056382
Ceiling Fixture | Compact Fluorescent |  | Twist | 2 | 13 | 207294 | Closet | 0.0056382
Table | Compact Fluorescent |  | 3-Way CFL | 1 | 23 | 207295 | Living Room | 0.0056382
Ceiling Fixture | Incandescent |  | Standard A Lamp | 3 | 60 | 207296 | Family Room | 0.0056382
Ceiling Fixture | Linear Fluorescent | 48 | T-12 | 2 | 40 | 207297 | Kitchen | 0.0056382
Ceiling Fixture | Incandescent |  | Mini base | 2 | 40 | 207298 | Laundry Room | 0.0056382
Ceiling Fixture | Incandescent |  | Mini base | 2 | 40 | 207299 | Bathroom | 0.0056382
Ceiling Fixture | Compact Fluorescent |  | Twist | 2 | 13 | 2072911 | Bedroom | 0.0056382
Ceiling Fixture | Compact Fluorescent |  | Twist | 2 | 13 | 2072912 | Hall | 0.0056382
Wall Mount | Incandescent |  | Standard A Lamp | 1 | 60 | 207311 | Bathroom | 0.0015972
Wall Mount | Incandescent |  | Standard A Lamp | 1 | 60 | 207312 | Bathroom | 0.0015972
Ceiling Fixture | Incandescent |  | Standard A Lamp | 2 | 60 | 207313 | Bedroom | 0.0015972
Ceiling Fixture | Incandescent |  | Standard A Lamp | 2 | 60 | 207314 | Bedroom | 0.0015972
Ceiling Fixture | Incandescent |  | Standard A Lamp | 2 | 60 | 207315 | Bedroom | 0.0015972
Ceiling Fixture | Incandescent |  | Standard A Lamp | 5 | 40 | 207316 | Dining Room | 0.0015972
Ceiling Fixture | Incandescent |  | Standard A Lamp | 1 | 65 | 207317 | Hall | 0.0015972
Ceiling Fixture | Incandescent |  | Standard A Lamp | 2 | 60 | 207318 | Kitchen | 0.0015972
Wall Mount | Incandescent |  | Standard A Lamp | 1 | 60 | 207319 | Living Room | 0.0015972
Floor lamp | Incandescent |  | Standard A Lamp | 1 | 60 | 207319 | Living Room | 0.0015972
Ceiling Fixture | Linear Fluorescent | 48 | T-12 | 2 | 32 | 2073110 | Closet | 0.0015972
Wall Mount | Compact Fluorescent |  | Twist | 2 | 15 | 207331 | Bathroom | 0.0022277
Ceiling Fixture | Incandescent |  | Other | 1 | 40 | 207331 | Bathroom | 0.0022277
Ceiling Fixture | Incandescent |  | Standard A Lamp | 1 | 60 | 207332 | Bedroom | 0.0022277
Ceiling Fixture | Compact Fluorescent |  | Twist | 1 | 15 | 207332 | Bedroom | 0.0022277
Ceiling Fixture | Compact Fluorescent |  | Twist | 2 | 15 | 207333 | Bedroom | 0.0022277
Table | Compact Fluorescent |  | Twist | 1 | 15 | 207333 | Bedroom | 0.0022277
Wall Mount | Compact Fluorescent |  | Pin base | 1 | 15 | 207334 | Dining Room | 0.0022277
Ceiling Fixture | Incandescent |  | Decorative | 1 | 40 | 207335 | Hall | 0.0022277
Chandelier (Hanging) | Compact Fluorescent |  | Decorative | 2 | 7 | 207336 | Kitchen | 0.0022277
Architectural | Incandescent |  | Mini base | 2 | 40 | 207336 | Kitchen | 0.0022277
Recessed Can | Compact Fluorescent |  | Reflector | 1 | 15 | 207336 | Kitchen | 0.0022277
Architectural | Halogen |  | Other | 3 | 20 | 207336 | Kitchen | 0.0022277
Ceiling Fixture | Compact Fluorescent |  | Twist | 1 | 22 | 207337 | Living Room | 0.0022277
Ceiling Fan | Incandescent |  | Standard A Lamp | 2 | 60 | 207337 | Living Room | 0.0022277
Floor lamp | Compact Fluorescent |  | Twist | 1 | 15 | 207337 | Living Room | 0.0022277
Table | Compact Fluorescent |  | Twist | 1 | 15 | 207337 | Living Room | 0.0022277
Ceiling Fixture | Incandescent |  | Decorative | 3 | 40 | 207338 | Bathroom | 0.0022277
Wall Mount | Compact Fluorescent |  | Twist | 3 | 15 | 207338 | Bathroom | 0.0022277
Wall Mount | Incandescent |  | Standard A Lamp | 1 | 60 | 207338 | Bathroom | 0.0022277
Ceiling Fixture | Incandescent |  | Standard A Lamp | 2 | 60 | 207339 | Master Bedroom | 0.0022277
Floor lamp | Compact Fluorescent |  | Twist | 1 | 15 | 207339 | Master Bedroom | 0.0022277
Floor lamp | Incandescent |  | Standard A Lamp | 2 | 40 | 207339 | Master Bedroom | 0.0022277
Ceiling Fixture | Incandescent |  | Standard A Lamp | 1 | 60 | 2073310 | Office | 0.0022277
Ceiling Fixture | Compact Fluorescent |  | Twist | 1 | 15 | 2073310 | Office | 0.0022277
Table | Halogen |  | Other | 1 | 20 | 2073310 | Office | 0.0022277
Recessed Can | Compact Fluorescent |  | Reflector | 1 | 15 | 2073311 | Laundry Room | 0.0022277
Wall Mount | Incandescent |  | Standard A Lamp | 1 | 60 | 207361 | Bedroom | 0.0022277
Ceiling Fixture | Compact Fluorescent |  | Twist | 1 | 15 | 207361 | Bedroom | 0.0022277
Ceiling Fixture | Incandescent |  | Decorative | 10 | 40 | 207362 | Bedroom | 0.0022277
Ceiling Fixture | Incandescent |  | Standard A Lamp | 1 | 65 | 207362 | Bedroom | 0.0022277
Ceiling Fixture | Incandescent |  | Decorative | 4 | 40 | 207362 | Bedroom | 0.0022277
Wall Mount | Compact Fluorescent |  | Twist | 1 | 15 | 207363 | Hall | 0.0022277
Ceiling Fixture | Incandescent |  | Standard A Lamp | 1 | 60 | 207364 | Kitchen | 0.0022277
Table | Compact Fluorescent |  | Twist | 1 | 22 | 207364 | Kitchen | 0.0022277
Recessed - other | Incandescent |  | Standard A Lamp | 1 | 60 | 207364 | Kitchen | 0.0022277
Table | Compact Fluorescent |  | Twist | 1 | 15 | 207365 | Living Room | 0.0022277
Ceiling Fixture | Incandescent |  | Decorative | 4 | 40 | 207365 | Living Room | 0.0022277
Floor lamp | Incandescent |  | Standard A Lamp | 3 | 60 | 207365 | Living Room | 0.0022277
Ceiling Fixture | Incandescent |  | Standard A Lamp | 2 | 40 | 207366 | Bathroom | 0.0022277
Ceiling Fixture | Compact Fluorescent |  | Twist | 2 | 22 | 208041 | Bedroom | 0.0022277
Ceiling Fixture | Compact Fluorescent |  | Twist | 2 | 22 | 208042 | Bedroom | 0.0022277
Ceiling Fixture | Compact Fluorescent |  | Twist | 2 | 22 | 208043 | Bathroom | 0.0022277
Ceiling Fixture | Linear Fluorescent | 24 | T-12 | 1 | 20 | 208043 | Bathroom | 0.0022277
Ceiling Fixture | Linear Fluorescent | 48 | T-8 | 2 | 40 | 208044 | Dining Room | 0.0022277
Ceiling Fixture | Compact Fluorescent |  | Twist | 2 | 22 | 208045 | Hall | 0.0022277
Ceiling Fixture | Linear Fluorescent | 48 | T-8 | 2 | 32 | 208046 | Kitchen | 0.0022277
Ceiling Fixture | Compact Fluorescent |  | Twist | 2 | 22 | 208047 | Laundry Room | 0.0022277
Ceiling Fan | Incandescent |  | Standard A Lamp | 1 | 100 | 208048 | Living Room | 0.0022277
Table | Incandescent |  | Mini base | 3 | 25 | 208048 | Living Room | 0.0022277
Ceiling Fixture | Compact Fluorescent |  | Twist | 2 | 15 | 208049 | Bathroom | 0.0022277
Ceiling Fixture | Linear Fluorescent | 24 | T-12 | 1 | 20 | 208049 | Bathroom | 0.0022277
Ceiling Fixture | Compact Fluorescent |  | Twist | 2 | 15 | 2080410 | Closet | 0.0022277
Ceiling Fixture | Compact Fluorescent |  | Twist | 2 | 22 | 2080411 | Master Bedroom | 0.0022277
Ceiling Fixture | Compact Fluorescent |  | Twist | 2 | 22 | 2080412 | Bedroom | 0.0022277
Wall Mount | Compact Fluorescent |  | Twist | 2 | 15 | 208321 | Bathroom | 0.0056382
Ceiling Fixture | Compact Fluorescent |  | Twist | 2 | 15 | 208322 | Bedroom | 0.0056382
Ceiling Fixture | Compact Fluorescent |  | Twist | 2 | 15 | 208323 | Bedroom | 0.0056382
Chandelier (Hanging) | Compact Fluorescent |  | Twist | 3 | 15 | 208324 | Dining Room | 0.0056382
Ceiling Fixture | Compact Fluorescent |  | Twist | 1 | 15 | 208325 | Kitchen | 0.0056382
Ceiling Fixture | Incandescent |  | Standard A Lamp | 1 | 60 | 208326 | Laundry Room | 0.0056382
Table | Compact Fluorescent |  | Twist | 1 | 15 | 208327 | Living Room | 0.0056382
Wall Mount | Compact Fluorescent |  | Twist | 2 | 15 | 208328 | Bathroom | 0.0056382
Ceiling Fixture | Compact Fluorescent |  | Twist | 2 | 15 | 208329 | Master Bedroom | 0.0056382
Wall Mount | Incandescent |  | Mini base | 4 | 40 | 208491 | Bathroom | 0.0022277
Ceiling Fixture | Incandescent |  | Standard A Lamp | 1 | 60 | 208491 | Bathroom | 0.0022277
Wall Mount | Incandescent |  | Standard A Lamp | 1 | 60 | 208492 | Bedroom | 0.0022277
Floor lamp | Incandescent |  | Standard A Lamp | 1 | 60 | 208493 | Bedroom | 0.0022277
Wall Mount | Incandescent |  | Standard A Lamp | 1 | 60 | 208493 | Bedroom | 0.0022277
Ceiling Fixture | Incandescent |  | Standard A Lamp | 1 | 60 | 208494 | Hall | 0.0022277
Ceiling Fixture | Incandescent |  | Standard A Lamp | 1 | 60 | 208495 | Hall | 0.0022277
Ceiling Fixture | Incandescent |  | Standard A Lamp | 1 | 60 | 208496 | Kitchen | 0.0022277
Chandelier (Hanging) | Incandescent |  | Mini base | 4 | 40 | 208496 | Kitchen | 0.0022277
Architectural | Incandescent |  | Standard A Lamp | 1 | 60 | 208496 | Kitchen | 0.0022277
Ceiling Fixture | Incandescent |  | Standard A Lamp | 1 | 60 | 208497 | Laundry Room | 0.0022277
Table | Incandescent |  | Standard A Lamp | 1 | 75 | 208498 | Living Room | 0.0022277
Ceiling Fixture | Incandescent |  | Standard A Lamp | 1 | 100 | 208499 | Bathroom | 0.0022277
Wall Mount | Incandescent |  | Standard A Lamp | 3 | 40 | 208499 | Bathroom | 0.0022277
Wall Mount | Incandescent |  | Standard A Lamp | 1 | 60 | 2084910 | Master Bedroom | 0.0022277
Ceiling Fixture | Compact Fluorescent |  | Twist | 2 | 15 | 208581 | Bathroom | 0.0039154
Chandelier (Hanging) | Incandescent |  | Mini base | 6 | 40 | 208582 | Dining Room | 0.0039154
Floor lamp | Compact Fluorescent |  | Straight Tube | 1 | 22 | 208582 | Dining Room | 0.0039154
Ceiling Fixture | Compact Fluorescent |  | Twist | 2 | 15 | 208583 | Family Room | 0.0039154
Wall Mount | Compact Fluorescent |  | Twist | 1 | 15 | 208584 | Hall | 0.0039154
Ceiling Fixture | Compact Fluorescent |  | Twist | 2 | 15 | 208585 | Kitchen | 0.0039154
Architectural | Incandescent |  | Clear | 1 | 40 | 208585 | Kitchen | 0.0039154
Ceiling Fixture | Compact Fluorescent |  | Twist | 2 | 15 | 208586 | Laundry Room | 0.0039154
Table | Compact Fluorescent |  | Twist | 1 | 15 | 208587 | Living Room | 0.0039154
Ceiling Fixture | Compact Fluorescent |  | Twist | 2 | 15 | 208588 | Bathroom | 0.0039154
Wall Mount | Compact Fluorescent |  | Twist | 1 | 15 | 208589 | Master Bedroom | 0.0039154
Table | Incandescent |  | Standard A Lamp | 1 | 75 | 208589 | Master Bedroom | 0.0039154
Wall Mount | Incandescent |  | Standard A Lamp | 1 | 75 | 2085810 | Closet | 0.0039154
Wall Mount | Incandescent |  | Standard A Lamp | 1 | 100 | 2085811 | Bedroom | 0.0039154
Ceiling Fixture | Linear Fluorescent | 48 | T-12 | 2 | 40 | 2085812 | Bedroom | 0.0039154
Wall Mount | Linear Fluorescent | 24 | T-12 | 1 | 32 | 2085812 | Bedroom | 0.0039154
Table | Compact Fluorescent |  | Twist | 1 | 15 | 2085812 | Bedroom | 0.0039154
Wall Mount | Compact Fluorescent |  | Twist | 1 | 15 | 2085812 | Bedroom | 0.0039154
Ceiling Fan | Incandescent |  | Decorative | 3 | 60 | 208741 | Living Room | 0.0056382
Wall Mount | Incandescent |  | Clear | 3 | 40 | 208742 | Bathroom | 0.0056382
Ceiling Fixture | Linear Fluorescent | 48 | T-12 | 4 | 40 | 208743 | Office | 0.0056382
Ceiling Fixture | Incandescent |  | Standard A Lamp | 1 | 60 | 208744 | Bathroom | 0.0056382
Wall Mount | Incandescent |  | Globe | 3 | 40 | 208744 | Bathroom | 0.0056382
Ceiling Fixture | Compact Fluorescent |  | Twist | 2 | 13 | 208745 | Master Bedroom | 0.0056382
Table | Incandescent |  | Mini base | 1 | 60 | 208745 | Master Bedroom | 0.0056382
Recessed Can | Incandescent |  | Reflector | 1 | 65 | 208746 | Kitchen | 0.0056382
Other | Incandescent |  | Clear | 1 | 25 | 208746 | Kitchen | 0.0056382
Chandelier (Hanging) | Incandescent |  | Mini base | 3 | 230 | 208747 | Dining Room | 0.0056382
Other | Incandescent |  | Decorative | 1 | 25 | 208747 | Dining Room | 0.0056382
Ceiling Fixture | Incandescent |  | Standard A Lamp | 1 | 60 | 208748 | Closet | 0.0056382
Ceiling Fixture | Incandescent |  | Standard A Lamp | 1 | 60 | 208749 | Laundry Room | 0.0056382
Ceiling Fixture | Incandescent |  | Standard A Lamp | 1 | 75 | 2087410 | Hall | 0.0056382
Ceiling Fan | Incandescent |  | Mini base | 3 | 60 | 2087411 | Living Room | 0.0056382
Table | Compact Fluorescent |  | Twist | 2 | 13 | 2087411 | Living Room | 0.0056382
Floor lamp | Compact Fluorescent |  | Twist | 2 | 19 | 2087411 | Living Room | 0.0056382
Ceiling Fixture | Compact Fluorescent |  | Twist | 2 | 13 | 2087412 | Bedroom | 0.0056382
Ceiling Fixture | Incandescent |  | Clear | 1 | 40 | 2087413 | Closet | 0.0056382
Ceiling Fan | Incandescent |  | Standard A Lamp | 1 | 60 | 208791 | Bathroom | 0.0039154
Wall Mount | Incandescent |  | Mini base | 4 | 25 | 208791 | Bathroom | 0.0039154
Ceiling Fixture | Incandescent |  | Standard A Lamp | 2 | 60 | 208792 | Bedroom | 0.0039154
Table | Incandescent |  | Standard A Lamp | 1 | 40 | 208792 | Bedroom | 0.0039154
Ceiling Fixture | Incandescent |  | Standard A Lamp | 1 | 60 | 208793 | Bedroom | 0.0039154
Ceiling Fixture | Compact Fluorescent |  | Twist | 1 | 15 | 208794 | Closet | 0.0039154
Ceiling Fixture | Compact Fluorescent |  | Twist | 3 | 15 | 208795 | Dining Room | 0.0039154
Ceiling Fan | Incandescent |  | Decorative | 3 | 40 | 208796 | Family Room | 0.0039154
Table | Compact Fluorescent |  | Twist | 1 | 15 | 208796 | Family Room | 0.0039154
Ceiling Fixture | Incandescent |  | Standard A Lamp | 1 | 60 | 208797 | Hall | 0.0039154
Ceiling Fixture | Incandescent |  | Standard A Lamp | 2 | 60 | 208798 | Kitchen | 0.0039154
Ceiling Fixture | Incandescent |  | Standard A Lamp | 2 | 60 | 208799 | Laundry Room | 0.0039154
Table | Compact Fluorescent |  | Straight Tube | 1 | 28 | 2087910 | Living Room | 0.0039154
Table | Incandescent |  | Mini base | 1 | 5 | 2087910 | Living Room | 0.0039154
Table | Incandescent |  | Clear | 1 | 25 | 2087910 | Living Room | 0.0039154
Ceiling Fixture | Incandescent |  | Standard A Lamp | 2 | 60 | 2087911 | Bedroom | 0.0039154
Table | Incandescent |  | Standard A Lamp | 1 | 40 | 2087911 | Bedroom | 0.0039154
Table | Incandescent |  | Decorative | 1 | 25 | 2087911 | Bedroom | 0.0039154
Wall Mount | Incandescent |  | Mini base | 4 | 25 | 2087912 | Bathroom | 0.0039154
Ceiling Fan | Incandescent |  | Standard A Lamp | 1 | 60 | 2087912 | Bathroom | 0.0039154
Ceiling Fixture | Incandescent |  | 3-Way Incandescent | 1 | 100 | 208811 | Bedroom | 0.0042651
Wall Mount | Linear Fluorescent | 18 | T-5 | 1 | 20 | 208811 | Bedroom | 0.0042651
Table | Incandescent |  | Standard A Lamp | 1 | 75 | 208812 | Bedroom | 0.0042651
Architectural | Linear Fluorescent | 24 | T-5 | 1 | 26 | 208813 | Bedroom | 0.0042651
Ceiling Fixture | Compact Fluorescent |  | Twist | 1 | 15 | 208814 | Hall | 0.0042651
Ceiling Fixture | Compact Fluorescent |  | Twist | 2 | 22 | 208815 | Kitchen | 0.0042651
Architectural | Incandescent |  | Standard A Lamp | 1 | 40 | 208815 | Kitchen | 0.0042651
Architectural | Linear Fluorescent | 12 | T-4 | 1 | 16 | 208815 | Kitchen | 0.0042651
Torchiere | Incandescent |  | Standard A Lamp | 2 | 75 | 208816 | Living Room | 0.0042651
Floor lamp | Incandescent |  | Standard A Lamp | 1 | 100 | 208816 | Living Room | 0.0042651
Recessed Can | Compact Fluorescent |  | Twist | 1 | 22 | 209071 | Bathroom | 0.0042651
Ceiling Fan | Incandescent |  | Standard A Lamp | 3 | 40 | 209072 | Bedroom | 0.0042651
Floor lamp | Compact Fluorescent |  | Twist | 1 | 22 | 209072 | Bedroom | 0.0042651
Ceiling Fan | Incandescent |  | Standard A Lamp | 4 | 40 | 209073 | Bedroom | 0.0042651
Floor lamp | Incandescent |  | Standard A Lamp | 1 | 60 | 209073 | Bedroom | 0.0042651
Ceiling Fixture | Compact Fluorescent |  | Twist | 1 | 22 | 209074 | Closet | 0.0042651
Ceiling Fixture | Linear Fluorescent | 36 | T-12 | 2 | 60 | 209075 | Garage | 0.0042651
Chandelier (Hanging) | Compact Fluorescent |  | Twist | 5 | 22 | 209076 | Kitchen | 0.0042651
Track | Compact Fluorescent |  | Twist | 3 | 22 | 209076 | Kitchen | 0.0042651
Floor lamp | Compact Fluorescent |  | Twist | 1 | 22 | 209076 | Kitchen | 0.0042651
Ceiling Fan | Incandescent |  | Decorative | 4 | 60 | 209077 | Living Room | 0.0042651
Ceiling Fixture | Compact Fluorescent |  | Twist | 2 | 22 | 209077 | Living Room | 0.0042651
Ceiling Fixture | Compact Fluorescent |  | Twist | 1 | 22 | 209078 | Bathroom | 0.0042651
Recessed - other | Compact Fluorescent |  | Twist | 1 | 22 | 209078 | Bathroom | 0.0042651
Ceiling Fixture | Linear Fluorescent | 48 | T-8 | 1 | 32 | 209561 | Bathroom | 0.0042651
Wall Mount | Incandescent |  | Standard A Lamp | 2 | 60 | 209561 | Bathroom | 0.0042651
Ceiling Fixture | Incandescent |  | Standard A Lamp | 1 | 60 | 209562 | Bedroom | 0.0042651
Ceiling Fixture | Incandescent |  | Globe | 2 | 40 | 209563 | Hall | 0.0042651
Ceiling Fixture | Compact Fluorescent |  | Twist | 2 | 15 | 209564 | Kitchen | 0.0042651
Other | Compact Fluorescent |  | Twist | 1 | 15 | 209564 | Kitchen | 0.0042651
Floor lamp | Compact Fluorescent |  | Twist | 2 | 15 | 209565 | Living Room | 0.0042651
Ceiling Fixture | Compact Fluorescent |  | A shape bulb | 2 | 15 | 209566 | Master Bedroom | 0.0042651
Ceiling Fixture | Incandescent |  | Standard A Lamp | 1 | 60 | 209971 | Bathroom | 0.0015972
Ceiling Fixture | Incandescent |  | Standard A Lamp | 1 | 60 | 209972 | Bedroom | 0.0015972
Ceiling Fixture | Linear Fluorescent | 48 | T-12 | 2 | 40 | 209973 | Living Room | 0.0015972
Ceiling Fixture | Incandescent |  | Standard A Lamp | 2 | 65 | 209973 | Living Room | 0.0015972
Table | Incandescent |  | Decorative | 1 | 40 | 209973 | Living Room | 0.0015972
Wall Mount | Incandescent |  | Standard A Lamp | 1 | 60 | 209974 | Bedroom | 0.0015972
Wall Mount | Incandescent |  | Clear | 6 | 40 | 210651 | Bathroom | 0.0039154
Ceiling Fixture | Incandescent |  | Standard A Lamp | 1 | 60 | 210652 | Bedroom | 0.0039154
Table | Incandescent |  | Standard A Lamp | 1 | 60 | 210652 | Bedroom | 0.0039154
Chandelier (Hanging) | Incandescent |  | Standard A Lamp | 1 | 60 | 210653 | Dining Room | 0.0039154
Ceiling Fixture | Linear Fluorescent | 48 | T-8 | 2 | 32 | 210654 | Kitchen | 0.0039154
Recessed Can | Incandescent |  | Reflector | 1 | 65 | 210654 | Kitchen | 0.0039154
Ceiling Fixture | Incandescent |  | Standard A Lamp | 1 | 60 | 210655 | Laundry Room | 0.0039154
Floor lamp | Incandescent |  | Standard A Lamp | 1 | 60 | 210656 | Living Room | 0.0039154
Ceiling Fixture | Incandescent |  | Standard A Lamp | 4 | 60 | 210656 | Living Room | 0.0039154
Floor lamp | Compact Fluorescent |  | Straight Tube | 1 | 28 | 210656 | Living Room | 0.0039154
Wall Mount | Incandescent |  | Clear | 6 | 40 | 210657 | Bathroom | 0.0039154
Ceiling Fixture | Incandescent |  | Standard A Lamp | 1 | 60 | 210657 | Bathroom | 0.0039154
Ceiling Fixture | Incandescent |  | Standard A Lamp | 1 | 60 | 210658 | Bedroom | 0.0039154
Table | Compact Fluorescent |  | Twist | 1 | 15 | 210658 | Bedroom | 0.0039154
Table | Incandescent |  | 3-Way Incandescent | 1 | 100 | 210658 | Bedroom | 0.0039154
Ceiling Fixture | Incandescent |  | Standard A Lamp | 1 | 65 | 210659 | Closet | 0.0039154
Table | Incandescent |  | Standard A Lamp | 1 | 60 | 2106510 | Office | 0.0039154
Wall Mount | Incandescent |  | Globe | 6 | 40 | 210711 | Bathroom | 0.0042651
Chandelier (Hanging) | Incandescent |  | Standard A Lamp | 5 | 40 | 210712 | Dining Room | 0.0042651
Table | Incandescent |  | Standard A Lamp | 1 | 100 | 210713 | Family Room | 0.0042651
Table | Compact Fluorescent |  | Twist | 1 | 15 | 210713 | Family Room | 0.0042651
Ceiling Fixture | Incandescent |  | Standard A Lamp | 2 | 40 | 210714 | Hall | 0.0042651
Recessed Can | Compact Fluorescent |  | Reflector | 1 | 15 | 210715 | Kitchen | 0.0042651
Ceiling Fixture | Incandescent |  | Standard A Lamp | 2 | 60 | 210716 | Laundry Room | 0.0042651
Ceiling Fixture | Incandescent |  | Standard A Lamp | 2 | 40 | 210717 | Living Room | 0.0042651
Table | Incandescent |  | Standard A Lamp | 1 | 40 | 210717 | Living Room | 0.0042651
Wall Mount | Incandescent |  | Standard A Lamp | 1 | 40 | 210718 | Master Bedroom | 0.0042651
Ceiling Fixture | Incandescent |  | Standard A Lamp | 2 | 40 | 210718 | Master Bedroom | 0.0042651
Table | Incandescent |  | Mini base | 2 | 40 | 210718 | Master Bedroom | 0.0042651
Wall Mount | Incandescent |  | Globe | 8 | 25 | 210719 | Bathroom | 0.0042651
Ceiling Fixture | Incandescent |  | Standard A Lamp | 2 | 40 | 210719 | Bathroom | 0.0042651
Ceiling Fixture | Incandescent |  | Standard A Lamp | 1 | 40 | 2107110 | Closet | 0.0042651
Ceiling Fixture | Incandescent |  | Standard A Lamp | 2 | 40 | 2107111 | Office | 0.0042651
Ceiling Fixture | Incandescent |  | Standard A Lamp | 1 | 40 | 2107112 | Closet | 0.0042651
Ceiling Fixture | Incandescent |  | Standard A Lamp | 2 | 40 | 2107113 | Bedroom | 0.0042651
Table | Incandescent |  | Standard A Lamp | 1 | 40 | 2107113 | Bedroom | 0.0042651
Ceiling Fan | Incandescent |  | Standard A Lamp | 2 | 40 | 2107114 | Family Room | 0.0042651
Ceiling Fixture | Incandescent |  | Standard A Lamp | 2 | 60 | 210791 | Bedroom | 0.0022277
Ceiling Fixture | Incandescent |  | Standard A Lamp | 2 | 60 | 210792 | Hall | 0.0022277
Ceiling Fixture | Incandescent |  | Standard A Lamp | 3 | 60 | 210793 | Other | 0.0022277
Wall Mount | Incandescent |  | Standard A Lamp | 2 | 60 | 210794 | Bathroom | 0.0022277
Ceiling Fixture | Incandescent |  | Standard A Lamp | 2 | 60 | 210795 | Bedroom | 0.0022277
Ceiling Fixture | Incandescent |  | Standard A Lamp | 1 | 60 | 210796 | Bedroom | 0.0022277
Ceiling Fixture | Linear Fluorescent | 48 | T-12 | 2 | 40 | 210797 | Kitchen | 0.0022277
Ceiling Fixture | Incandescent |  | Standard A Lamp | 1 | 60 | 210797 | Kitchen | 0.0022277
Ceiling Fixture | Incandescent |  | Standard A Lamp | 1 | 60 | 210798 | Laundry Room | 0.0022277
Ceiling Fan | Incandescent |  | Standard A Lamp | 4 | 40 | 210799 | Living Room | 0.0022277
Table | Incandescent |  | Decorative | 1 | 40 | 210799 | Living Room | 0.0022277
Floor lamp | Incandescent |  | Standard A Lamp | 1 | 40 | 210799 | Living Room | 0.0022277
Table | Incandescent |  | Standard A Lamp | 1 | 40 | 210799 | Living Room | 0.0022277
Table | Incandescent |  | Mini base | 1 | 5 | 210799 | Living Room | 0.0022277
Wall Mount | Incandescent |  | Standard A Lamp | 2 | 60 | 2107910 | Bathroom | 0.0022277
Table | Incandescent |  | Decorative | 1 | 60 | 2107910 | Bathroom | 0.0022277
Ceiling Fixture | Incandescent |  | Standard A Lamp | 2 | 40 | 2107911 | Master Bedroom | 0.0022277
Ceiling Fixture | Incandescent |  | Standard A Lamp | 1 | 40 | 2107911 | Master Bedroom | 0.0022277
Ceiling Fan | Incandescent |  | Standard A Lamp | 5 | 60 | 2107912 | Family Room | 0.0022277
Floor lamp | Incandescent |  | Standard A Lamp | 1 | 150 | 2107912 | Family Room | 0.0022277
Table | Halogen |  | Quartz Tube | 1 | 50 | 2107912 | Family Room | 0.0022277
Ceiling Fixture | Incandescent |  | Standard A Lamp | 1 | 60 | 2107913 | Hall | 0.0022277
Ceiling Fixture | Incandescent |  | Standard A Lamp | 1 | 60 | 2107914 | Hall | 0.0022277
Ceiling Fixture | Incandescent |  | Standard A Lamp | 1 | 75 | 210881 | Bathroom | 0.0015972
Wall Mount | Incandescent |  | Standard A Lamp | 1 | 40 | 210881 | Bathroom | 0.0015972
Ceiling Fixture | Compact Fluorescent |  | Twist | 1 | 15 | 210882 | Bedroom | 0.0015972
Ceiling Fixture | Incandescent |  | Standard A Lamp | 1 | 60 | 210883 | Bedroom | 0.0015972
Ceiling Fixture | Incandescent |  | Globe | 1 | 14 | 210884 | Dining Room | 0.0015972
Ceiling Fixture | Compact Fluorescent |  | Twist | 1 | 15 | 210885 | Hall | 0.0015972
Ceiling Fixture | Incandescent |  | Standard A Lamp | 1 | 60 | 210886 | Kitchen | 0.0015972
Ceiling Fixture | Compact Fluorescent |  | Twist | 1 | 15 | 210887 | Laundry Room | 0.0015972
Floor lamp | Compact Fluorescent |  | Twist | 2 | 15 | 210888 | Living Room | 0.0015972
Ceiling Fan | Compact Fluorescent |  | Twist | 1 | 15 | 210888 | Living Room | 0.0015972
Table | Compact Fluorescent |  | Twist | 1 | 15 | 210888 | Living Room | 0.0015972
Ceiling Fixture | Incandescent |  | Standard A Lamp | 1 | 75 | 210889 | Bathroom | 0.0015972
Wall Mount | Compact Fluorescent |  | Twist | 1 | 15 | 210889 | Bathroom | 0.0015972
Ceiling Fixture | Incandescent |  | Standard A Lamp | 1 | 60 | 2108810 | Master Bedroom | 0.0015972
Table | Incandescent |  | Decorative | 1 | 20 | 2108810 | Master Bedroom | 0.0015972
Table | Compact Fluorescent |  | Twist | 1 | 15 | 2108810 | Master Bedroom | 0.0015972
Ceiling Fixture | Incandescent |  | Standard A Lamp | 1 | 40 | 2108811 | Closet | 0.0015972
Ceiling Fixture | Incandescent |  | Standard A Lamp | 1 | 60 | 210961 | Bedroom | 0.0039154
Wall Mount | Incandescent |  | Clear | 3 | 40 | 210962 | Bathroom | 0.0039154
Ceiling Fixture | Incandescent |  | Standard A Lamp | 2 | 60 | 210962 | Bathroom | 0.0039154
Track | Compact Fluorescent |  | Twist | 3 | 15 | 210963 | Kitchen | 0.0039154
Ceiling Fixture | Compact Fluorescent |  | Twist | 2 | 15 | 210964 | Laundry Room | 0.0039154
Table | Incandescent |  | Standard A Lamp | 1 | 40 | 210965 | Living Room | 0.0039154
Torchiere | Incandescent |  | Standard A Lamp | 1 | 40 | 210965 | Living Room | 0.0039154
Ceiling Fixture | Compact Fluorescent |  | Twist | 1 | 15 | 210966 | Bedroom | 0.0039154
Ceiling Fixture | Linear Fluorescent | 42 | T-12 | 2 | 40 | 210967 | Other | 0.0039154
Ceiling Fan | Incandescent |  | Standard A Lamp | 1 | 75 | 211101 | Master Bedroom | 0.0053603
Table | Incandescent |  | Standard A Lamp | 1 | 100 | 211101 | Master Bedroom | 0.0053603
Ceiling Fixture | Incandescent |  | Reflector | 1 | 65 | 211102 | Bathroom | 0.0053603
Ceiling Fixture | Incandescent |  | Standard A Lamp | 2 | 75 | 211103 | Bedroom | 0.0053603
Ceiling Fixture | Incandescent |  | Standard A Lamp | 1 | 75 | 211104 | Hall | 0.0053603
Wall Mount | Incandescent |  | Standard A Lamp | 1 | 60 | 211105 | Bathroom | 0.0053603
Ceiling Fixture | Incandescent |  | Standard A Lamp | 2 | 75 | 211106 | Bedroom | 0.0053603
Table | Incandescent |  | Standard A Lamp | 1 | 100 | 211106 | Bedroom | 0.0053603
Table | Incandescent |  | 3-Way Incandescent | 1 | 100 | 211107 | Living Room | 0.0053603
Floor lamp | Compact Fluorescent |  | Twist | 1 | 22 | 211107 | Living Room | 0.0053603
Floor lamp | Incandescent |  | 3-Way Incandescent | 1 | 100 | 211107 | Living Room | 0.0053603
Chandelier (Hanging) | Compact Fluorescent |  | Straight Tube | 1 | 22 | 211108 | Dining Room | 0.0053603
Ceiling Fixture | Incandescent |  | Standard A Lamp | 1 | 40 | 211109 | Kitchen | 0.0053603
Ceiling Fixture | Incandescent |  | Standard A Lamp | 2 | 75 | 211109 | Kitchen | 0.0053603
Ceiling Fixture | Incandescent |  | Standard A Lamp | 1 | 60 | 211231 | Bathroom | 0.0022277
Ceiling Fixture | Compact Fluorescent |  | Twist | 1 | 15 | 211231 | Bathroom | 0.0022277
Ceiling Fixture | Incandescent |  | Standard A Lamp | 1 | 60 | 211232 | Bedroom | 0.0022277
Ceiling Fixture | Compact Fluorescent |  | Twist | 2 | 15 | 211233 | Bedroom | 0.0022277
Table | Compact Fluorescent |  | Twist | 1 | 15 | 211234 | Family Room | 0.0022277
Ceiling Fixture | Linear Fluorescent | 48 | T-12 | 2 | 40 | 211235 | Garage | 0.0022277
Ceiling Fixture | Incandescent |  | Decorative | 4 | 40 | 211236 | Hall | 0.0022277
Ceiling Fixture | Compact Fluorescent |  | Twist | 2 | 15 | 211237 | Kitchen | 0.0022277
Ceiling Fixture | Compact Fluorescent |  | Twist | 1 | 15 | 211237 | Kitchen | 0.0022277
Chandelier (Hanging) | Incandescent |  | Decorative | 5 | 40 | 211237 | Kitchen | 0.0022277
Track | Incandescent |  | Standard A Lamp | 1 | 100 | 211238 | Living Room | 0.0022277
Ceiling Fixture | Incandescent |  | Standard A Lamp | 1 | 60 | 211239 | Bathroom | 0.0022277
Ceiling Fan | Incandescent |  | Standard A Lamp | 1 | 60 | 2112310 | Bedroom | 0.0022277
Wall Mount | Incandescent |  | Globe | 4 | 40 | 211261 | Bathroom | 0.0015972
Ceiling Fixture | Compact Fluorescent |  | Twist | 1 | 15 | 211262 | Bedroom | 0.0015972
Table | Incandescent |  | Standard A Lamp | 1 | 40 | 211262 | Bedroom | 0.0015972
Ceiling Fixture | Compact Fluorescent |  | Twist | 1 | 15 | 211263 | Hall | 0.0015972
Ceiling Fixture | Compact Fluorescent |  | Twist | 2 | 15 | 211264 | Kitchen | 0.0015972
Ceiling Fixture | Linear Fluorescent | 48 | T-12 | 2 | 32 | 211264 | Kitchen | 0.0015972
Wall Mount | Compact Fluorescent |  | Twist | 1 | 15 | 211264 | Kitchen | 0.0015972
Other | Incandescent |  | Standard A Lamp | 1 | 15 | 211265 | Living Room | 0.0015972
Table | Incandescent |  | 3-Way Incandescent | 1 | 100 | 211266 | Bedroom | 0.0015972
Ceiling Fixture | Incandescent |  | Standard A Lamp | 1 | 60 | 211331 | Hall | 0.0022277
Ceiling Fixture | Compact Fluorescent |  | Twist | 1 | 15 | 211332 | Bathroom | 0.0022277
Ceiling Fixture | Incandescent |  | Standard A Lamp | 1 | 60 | 211333 | Bedroom | 0.0022277
Table | Incandescent |  | Standard A Lamp | 1 | 60 | 211333 | Bedroom | 0.0022277
Ceiling Fixture | Incandescent |  | Standard A Lamp | 2 | 60 | 211334 | Bedroom | 0.0022277
Ceiling Fixture | Incandescent |  | Standard A Lamp | 1 | 60 | 211334 | Bedroom | 0.0022277
Table | Compact Fluorescent |  | Twist | 2 | 22 | 211334 | Bedroom | 0.0022277
Ceiling Fixture | Compact Fluorescent |  | Twist | 1 | 15 | 211335 | Bedroom | 0.0022277
Table | Incandescent |  | Reflector | 1 | 40 | 211335 | Bedroom | 0.0022277
Ceiling Fixture | Incandescent |  | Standard A Lamp | 1 | 60 | 211336 | Bathroom | 0.0022277
Ceiling Fixture | Compact Fluorescent |  | Twist | 2 | 15 | 211337 | Kitchen | 0.0022277
Recessed Can | Compact Fluorescent |  | Twist | 1 | 15 | 211337 | Kitchen | 0.0022277
Ceiling Fixture | Compact Fluorescent |  | Twist | 1 | 15 | 211337 | Kitchen | 0.0022277
Ceiling Fixture | Compact Fluorescent |  | Twist | 1 | 15 | 211338 | Laundry Room | 0.0022277
Ceiling Fan | Compact Fluorescent |  | Twist | 3 | 15 | 211339 | Living Room | 0.0022277
Other | Incandescent |  | Globe | 1 | 40 | 211339 | Living Room | 0.0022277
Architectural | Compact Fluorescent |  | Twist | 1 | 15 | 211339 | Living Room | 0.0022277
Ceiling Fixture | Incandescent |  | Reflector | 1 | 75 | 2113310 | Garage | 0.0022277
Ceiling Fixture | Incandescent |  | Standard A Lamp | 2 | 60 | 211401 | Bathroom | 0.0042651
Ceiling Fixture | Incandescent |  | Standard A Lamp | 2 | 60 | 211402 | Bathroom | 0.0042651
Ceiling Fixture | Incandescent |  | Standard A Lamp | 1 | 60 | 211403 | Bedroom | 0.0042651
Ceiling Fixture | Incandescent |  | Standard A Lamp | 1 | 60 | 211404 | Hall | 0.0042651
Ceiling Fixture | Compact Fluorescent |  | Twist | 2 | 22 | 211405 | Kitchen | 0.0042651
Ceiling Fixture | Incandescent |  | Standard A Lamp | 2 | 60 | 211405 | Kitchen | 0.0042651
Table | Compact Fluorescent |  | Twist | 1 | 22 | 211406 | Living Room | 0.0042651
Ceiling Fixture | Incandescent |  | Standard A Lamp | 2 | 60 | 211407 | Bedroom | 0.0042651
Table | Compact Fluorescent |  | Twist | 1 | 22 | 211407 | Bedroom | 0.0042651
Ceiling Fixture | Compact Fluorescent |  | Twist | 1 | 22 | 211408 | Garage | 0.0042651
Ceiling Fixture | Compact Fluorescent |  | Twist | 1 | 15 | 211409 | Garage | 0.0042651
Ceiling Fixture | Linear Fluorescent | 48 | T-12 | 2 | 32 | 211409 | Garage | 0.0042651
Wall Mount | Incandescent |  | Globe | 2 | 75 | 212261 | Bathroom | 0.0042651
Chandelier (Hanging) | Incandescent |  | Mini base | 6 | 40 | 212262 | Dining Room | 0.0042651
Ceiling Fan | Incandescent |  | Decorative | 4 | 65 | 212263 | Family Room | 0.0042651
Table | Compact Fluorescent |  | Straight Tube | 1 | 28 | 212263 | Family Room | 0.0042651
Ceiling Fixture | Compact Fluorescent |  | Twist | 2 | 22 | 212264 | Bedroom | 0.0042651
Wall Mount | Incandescent |  | Standard A Lamp | 1 | 60 | 212264 | Bedroom | 0.0042651
Ceiling Fixture | Incandescent |  | Clear | 3 | 75 | 212265 | Hall | 0.0042651
Chandelier (Hanging) | Compact Fluorescent |  | Twist | 1 | 15 | 212266 | Kitchen | 0.0042651
Ceiling Fixture | Compact Fluorescent |  | Twist | 1 | 15 | 212266 | Kitchen | 0.0042651
Ceiling Fixture | Incandescent |  | Standard A Lamp | 1 | 60 | 212267 | Laundry Room | 0.0042651
Table | Compact Fluorescent |  | Twist | 1 | 22 | 212268 | Living Room | 0.0042651
Ceiling Fan | Incandescent |  | Decorative | 5 | 40 | 212268 | Living Room | 0.0042651
Wall Mount | Incandescent |  | Standard A Lamp | 3 | 65 | 212269 | Bathroom | 0.0042651
Wall Mount | Incandescent |  | 3-Way Incandescent | 1 | 100 | 2122610 | Master Bedroom | 0.0042651
Ceiling Fixture | Compact Fluorescent |  | Twist | 1 | 22 | 2122610 | Master Bedroom | 0.0042651
Ceiling Fixture | Compact Fluorescent |  | Twist | 2 | 22 | 2122611 | Bedroom | 0.0042651
Floor lamp | Compact Fluorescent |  | Straight Tube | 1 | 28 | 2122611 | Bedroom | 0.0042651
Ceiling Fixture | Incandescent |  | Standard A Lamp | 2 | 40 | 212351 | Office | 0.0053603
Table | Incandescent |  | Standard A Lamp | 1 | 60 | 212351 | Office | 0.0053603
Ceiling Fixture | Incandescent |  | Standard A Lamp | 1 | 40 | 212352 | Hall | 0.0053603
Ceiling Fixture | Incandescent |  | Standard A Lamp | 2 | 40 | 212353 | Bedroom | 0.0053603
Table | Incandescent |  | Standard A Lamp | 1 | 100 | 212353 | Bedroom | 0.0053603
Ceiling Fixture | Incandescent |  | Standard A Lamp | 1 | 40 | 212354 | Laundry Room | 0.0053603
Wall Mount | Incandescent |  | Globe | 4 | 60 | 212355 | Bathroom | 0.0053603
Ceiling Fixture | Incandescent |  | Standard A Lamp | 1 | 40 | 212355 | Bathroom | 0.0053603
Table | Incandescent |  | Standard A Lamp | 2 | 40 | 212356 | Living Room | 0.0053603
Table | Incandescent |  | Standard A Lamp | 1 | 60 | 212356 | Living Room | 0.0053603
Ceiling Fixture | Incandescent |  | Standard A Lamp | 1 | 40 | 212356 | Living Room | 0.0053603
Ceiling Fixture | Linear Fluorescent | 48 | T-12 | 2 | 40 | 212357 | Kitchen | 0.0053603
Architectural | Incandescent |  | Standard A Lamp | 1 | 60 | 212357 | Kitchen | 0.0053603
Ceiling Fan | Incandescent |  | Standard A Lamp | 3 | 100 | 212357 | Kitchen | 0.0053603
Ceiling Fixture | Incandescent |  | Standard A Lamp | 2 | 60 | 212358 | Master Bedroom | 0.0053603
Ceiling Fixture | Incandescent |  | Standard A Lamp | 1 | 60 | 212359 | Bathroom | 0.0053603
Wall Mount | Incandescent |  | Globe | 6 | 60 | 212359 | Bathroom | 0.0053603
Ceiling Fixture | Incandescent |  | Standard A Lamp | 1 | 100 | 212411 | Kitchen | 0.0056382
Torchiere | Incandescent |  | Standard A Lamp | 1 | 100 | 212412 | Living Room | 0.0056382
Wall Mount | Incandescent |  | Clear | 1 | 100 | 212412 | Living Room | 0.0056382
Wall Mount | Incandescent |  | Standard A Lamp | 1 | 60 | 212414 | Bedroom | 0.0056382
Ceiling Fixture | Incandescent |  | Standard A Lamp | 1 | 100 | 212415 | Bathroom | 0.0056382
Wall Mount | Incandescent |  | Standard A Lamp | 1 | 100 | 212416 | Bedroom | 0.0056382
Ceiling Fixture | Compact Fluorescent |  | Twist | 1 | 15 | 212781 | Bathroom | 0.0022277
Torchiere | Compact Fluorescent |  | Straight Tube | 1 | 22 | 212782 | Bedroom | 0.0022277
Table | Incandescent |  | Standard A Lamp | 1 | 60 | 212783 | Bedroom | 0.0022277
Chandelier (Hanging) | Incandescent |  | Clear | 3 | 60 | 212784 | Dining Room | 0.0022277
Ceiling Fan | Incandescent |  | Standard A Lamp | 4 | 100 | 212784 | Dining Room | 0.0022277
Garage door opener | Incandescent |  | Reflector | 1 | 65 | 212785 | Garage | 0.0022277
Ceiling Fixture | Incandescent |  | Standard A Lamp | 1 | 100 | 212786 | Hall | 0.0022277
Ceiling Fixture | Linear Fluorescent | 48 | T-12 | 2 | 40 | 212787 | Kitchen | 0.0022277
Ceiling Fixture | Incandescent |  | Standard A Lamp | 1 | 100 | 212788 | Laundry Room | 0.0022277
Ceiling Fixture | Linear Fluorescent | 24 | T-12 | 2 | 16 | 212788 | Laundry Room | 0.0022277
Ceiling Fixture | Compact Fluorescent |  | Twist | 1 | 15 | 212789 | Bathroom | 0.0022277
Ceiling Fixture | Linear Fluorescent | 24 | T-12 | 2 | 20 | 212789 | Bathroom | 0.0022277
Ceiling Fixture | Incandescent |  | Standard A Lamp | 1 | 100 | 2127810 | Closet | 0.0022277
Table | Incandescent |  | Decorative | 1 | 150 | 2127811 | Master Bedroom | 0.0022277
Torchiere | Incandescent |  | Standard A Lamp | 2 | 60 | 2127811 | Master Bedroom | 0.0022277
Ceiling Fixture | Compact Fluorescent |  | Twist | 1 | 15 | 2127812 | Living Room | 0.0022277
Torchiere | Compact Fluorescent |  | Twist | 1 | 22 | 2127812 | Living Room | 0.0022277
Ceiling Fixture | Incandescent |  | Mini base | 3 | 40 | 212791 | Bathroom | 0.0022277
Wall Mount | Incandescent |  | Standard A Lamp | 1 | 60 | 212792 | Bedroom | 0.0022277
Table | Incandescent |  | Standard A Lamp | 1 | 100 | 212792 | Bedroom | 0.0022277
Chandelier (Hanging) | Compact Fluorescent |  | Twist | 5 | 15 | 212793 | Dining Room | 0.0022277
Ceiling Fixture | Compact Fluorescent |  | Circline (Screw Base) | 1 | 36 | 212794 | Hall | 0.0022277
Ceiling Fan | Incandescent |  | Standard A Lamp | 1 | 60 | 212795 | Hall | 0.0022277
Ceiling Fixture | Incandescent |  | Standard A Lamp | 1 | 60 | 212796 | Hall | 0.0022277
Architectural | Halogen |  | MR | 1 | 30 | 212797 | Kitchen | 0.0022277
Ceiling Fixture | Incandescent |  | Standard A Lamp | 3 | 60 | 212797 | Kitchen | 0.0022277
Ceiling Fixture | Incandescent |  | Standard A Lamp | 1 | 60 | 212798 | Laundry Room | 0.0022277
Wall Mount | Incandescent |  | Globe | 5 | 60 | 212798 | Laundry Room | 0.0022277
Ceiling Fixture | Halogen |  | Other | 1 | 60 | 212799 | Living Room | 0.0022277
Table | Incandescent |  | Standard A Lamp | 1 | 75 | 212799 | Living Room | 0.0022277
Torchiere | Incandescent |  | Standard A Lamp | 1 | 100 | 212799 | Living Room | 0.0022277
Floor lamp | Incandescent |  | Standard A Lamp | 1 | 40 | 212799 | Living Room | 0.0022277
Table | Incandescent |  | Standard A Lamp | 1 | 60 | 212799 | Living Room | 0.0022277
Ceiling Fixture | Incandescent |  | Standard A Lamp | 2 | 60 | 2127910 | Bedroom | 0.0022277
Table | Incandescent |  | Standard A Lamp | 1 | 60 | 2127910 | Bedroom | 0.0022277
Wall Mount | Incandescent |  | Clear | 5 | 40 | 212881 | Bedroom | 0.0015972
Wall Mount | Incandescent |  | Decorative | 2 | 40 | 212881 | Bedroom | 0.0015972
Table | Incandescent |  | Standard A Lamp | 1 | 65 | 212881 | Bedroom | 0.0015972
Chandelier (Hanging) | Incandescent |  | Globe | 3 | 65 | 212882 | Family Room | 0.0015972
Floor lamp | Incandescent |  | Standard A Lamp | 1 | 65 | 212882 | Family Room | 0.0015972
Ceiling Fixture | Incandescent |  | Globe | 1 | 65 | 212882 | Family Room | 0.0015972
Wall Mount | Incandescent |  | Globe | 3 | 40 | 212883 | Bedroom | 0.0015972
Ceiling Fixture | Incandescent |  | Standard A Lamp | 2 | 60 | 212883 | Bedroom | 0.0015972
Ceiling Fan | Incandescent |  | Decorative | 3 | 40 | 212884 | Kitchen | 0.0015972
Wall Mount | Incandescent |  | Globe | 3 | 40 | 212884 | Kitchen | 0.0015972
Ceiling Fixture | Incandescent |  | Standard A Lamp | 1 | 60 | 212884 | Kitchen | 0.0015972
Ceiling Fixture | Compact Fluorescent |  | Twist | 2 | 22 | 213151 | Bathroom | 0.0015972
Ceiling Fixture | Incandescent |  | Standard A Lamp | 2 | 40 | 213152 | Bathroom | 0.0015972
Ceiling Fixture | Compact Fluorescent |  | Twist | 2 | 22 | 213153 | Bedroom | 0.0015972
Ceiling Fixture | Compact Fluorescent |  | Twist | 2 | 22 | 213154 | Hall | 0.0015972
Ceiling Fixture | Compact Fluorescent |  | Twist | 2 | 15 | 213155 | Kitchen | 0.0015972
Ceiling Fixture | Compact Fluorescent |  | Twist | 2 | 15 | 213156 | Laundry Room | 0.0015972
Chandelier (Hanging) | Compact Fluorescent |  | Twist | 1 | 28 | 213157 | Living Room | 0.0015972
Table | Incandescent |  | 3-Way Incandescent | 1 | 75 | 213157 | Living Room | 0.0015972
Floor lamp | Incandescent |  | 3-Way Incandescent | 1 | 65 | 213157 | Living Room | 0.0015972
Ceiling Fixture | Compact Fluorescent |  | Twist | 2 | 15 | 213158 | Master Bedroom | 0.0015972
Table | Incandescent |  | Mini base | 2 | 25 | 213158 | Master Bedroom | 0.0015972
Ceiling Fixture | Compact Fluorescent |  | Twist | 2 | 22 | 213159 | Office | 0.0015972
Table | Incandescent |  | Standard A Lamp | 1 | 60 | 213159 | Office | 0.0015972
Floor lamp | Compact Fluorescent |  | Twist | 1 | 15 | 213541 | Living Room | 0.0022277
Ceiling Fixture | Incandescent |  | Standard A Lamp | 2 | 60 | 213541 | Living Room | 0.0022277
Ceiling Fixture | Incandescent |  | Standard A Lamp | 1 | 75 | 213542 | Laundry Room | 0.0022277
Ceiling Fixture | Compact Fluorescent |  | Twist | 1 | 15 | 213542 | Laundry Room | 0.0022277
Table | Compact Fluorescent |  | Twist | 1 | 15 | 213544 | Master Bedroom | 0.0022277
Ceiling Fixture | Incandescent |  | Standard A Lamp | 1 | 60 | 213545 | Hall | 0.0022277
Ceiling Fixture | Incandescent |  | Standard A Lamp | 1 | 60 | 213546 | Bathroom | 0.0022277
Ceiling Fixture | Incandescent |  | Standard A Lamp | 1 | 60 | 213547 | Kitchen | 0.0022277
Ceiling Fixture | Compact Fluorescent |  | Twist | 2 | 15 | 213547 | Kitchen | 0.0022277
Architectural | Incandescent |  | Standard A Lamp | 1 | 60 | 213547 | Kitchen | 0.0022277
Ceiling Fan | Incandescent |  | Standard A Lamp | 1 | 100 | 213548 | Dining Room | 0.0022277
Ceiling Fixture | Incandescent |  | Standard A Lamp | 2 | 60 | 213549 | Bathroom | 0.0022277
Ceiling Fixture | Compact Fluorescent |  | Twist | 1 | 15 | 2135410 | Bedroom | 0.0022277
Ceiling Fan | Incandescent |  | Standard A Lamp | 1 | 40 | 2135411 | Bedroom | 0.0022277
Ceiling Fan | Compact Fluorescent |  | Twist | 4 | 22 | 213691 | Bedroom | 0.0015972
Table | Compact Fluorescent |  | Twist | 1 | 22 | 213691 | Bedroom | 0.0015972
Wall Mount | Compact Fluorescent |  | Twist | 2 | 22 | 213691 | Bedroom | 0.0015972
Recessed Can | Compact Fluorescent |  | Twist | 1 | 22 | 213691 | Bedroom | 0.0015972
Ceiling Fixture | Compact Fluorescent |  | Twist | 2 | 22 | 213692 | Bedroom | 0.0015972
Table | Compact Fluorescent |  | Twist | 1 | 22 | 213692 | Bedroom | 0.0015972
Ceiling Fan | Incandescent |  | Standard A Lamp | 4 | 60 | 213693 | Family Room | 0.0015972
Table | Compact Fluorescent |  | Twist | 1 | 22 | 213693 | Family Room | 0.0015972
Recessed Can | Compact Fluorescent |  | Twist | 1 | 22 | 213694 | Kitchen | 0.0015972
Chandelier (Hanging) | Compact Fluorescent |  | Twist | 1 | 15 | 213694 | Kitchen | 0.0015972
Ceiling Fixture | Compact Fluorescent |  | Twist | 2 | 22 | 213695 | Laundry Room | 0.0015972
Wall Mount | Compact Fluorescent |  | Twist | 2 | 22 | 213695 | Laundry Room | 0.0015972
Ceiling Fan | Compact Fluorescent |  | Twist | 4 | 22 | 213696 | Office | 0.0015972
Floor lamp | Halogen |  | Quartz Tube | 1 | 75 | 213696 | Office | 0.0015972
Wall Mount | Incandescent |  | Standard A Lamp | 4 | 60 | 213951 | Bathroom | 0.0022277
Ceiling Fixture | Incandescent |  | Standard A Lamp | 1 | 60 | 213951 | Bathroom | 0.0022277
Ceiling Fan | Compact Fluorescent |  | Twist | 1 | 15 | 213952 | Dining Room | 0.0022277
Ceiling Fixture | Linear Fluorescent | 48 | T-8 | 1 | 32 | 213952 | Dining Room | 0.0022277
Ceiling Fixture | Incandescent |  | Standard A Lamp | 2 | 60 | 213953 | Master Bedroom | 0.0022277
Table | Incandescent |  | Mini base | 1 | 25 | 213953 | Master Bedroom | 0.0022277
Ceiling Fixture | Incandescent |  | Standard A Lamp | 1 | 60 | 213954 | Hall | 0.0022277
Ceiling Fixture | Incandescent |  | Standard A Lamp | 1 | 60 | 213955 | Hall | 0.0022277
Ceiling Fixture | Compact Fluorescent |  | Twist | 1 | 15 | 213956 | Kitchen | 0.0022277
Ceiling Fixture | Incandescent |  | Standard A Lamp | 1 | 60 | 213957 | Laundry Room | 0.0022277
Table | Compact Fluorescent |  | Twist | 1 | 15 | 213958 | Living Room | 0.0022277
Chandelier (Hanging) | Incandescent |  | Standard A Lamp | 1 | 40 | 213959 | Bathroom | 0.0022277
Ceiling Fixture | Incandescent |  | Decorative | 1 | 60 | 2139510 | Master Bedroom | 0.0022277
Table | Incandescent |  | Standard A Lamp | 1 | 60 | 2139510 | Master Bedroom | 0.0022277
Ceiling Fixture | Incandescent |  | Standard A Lamp | 1 | 60 | 2139511 | Bedroom | 0.0022277
Chandelier (Hanging) | Compact Fluorescent |  | Twist | 1 | 15 | 2139512 | Living Room | 0.0022277
Table | Incandescent |  | Mini base | 3 | 40 | 2139512 | Living Room | 0.0022277
Wall Mount | Incandescent |  | Standard A Lamp | 2 | 60 | 214291 | Bathroom | 0.0056382
Recessed - other | Linear Fluorescent | 48 | T-12 | 2 | 32 | 214291 | Bathroom | 0.0056382
Recessed - other | Linear Fluorescent | 48 | T-12 | 2 | 32 | 214292 | Bathroom | 0.0056382
Ceiling Fixture | Incandescent |  | Standard A Lamp | 2 | 40 | 214293 | Bedroom | 0.0056382
Ceiling Fixture | Incandescent |  | Standard A Lamp | 2 | 40 | 214294 | Bedroom | 0.0056382
Ceiling Fixture | Incandescent |  | Standard A Lamp | 1 | 60 | 214295 | Closet | 0.0056382
Chandelier (Hanging) | Incandescent |  | Standard A Lamp | 5 | 40 | 214296 | Dining Room | 0.0056382
Ceiling Fan | Incandescent |  | Standard A Lamp | 3 | 40 | 214297 | Family Room | 0.0056382
Ceiling Fixture | Incandescent |  | Standard A Lamp | 2 | 40 | 214298 | Hall | 0.0056382
Recessed - other | Linear Fluorescent | 48 | T-8 | 2 | 32 | 214299 | Kitchen | 0.0056382
Ceiling Fixture | Incandescent |  | Standard A Lamp | 2 | 60 | 2142910 | Laundry Room | 0.0056382
Ceiling Fixture | Incandescent |  | Standard A Lamp | 1 | 40 | 2142911 | Living Room | 0.0056382
Ceiling Fixture | Incandescent |  | Standard A Lamp | 2 | 40 | 2142912 | Master Bedroom | 0.0056382
Chandelier (Hanging) | Incandescent |  | Standard A Lamp | 1 | 40 | 2142913 | Dining Room | 0.0056382
Wall Mount | Incandescent |  | Globe | 3 | 40 | 215181 | Bathroom | 0.0042651
Ceiling Fixture | Incandescent |  | Standard A Lamp | 1 | 60 | 215181 | Bathroom | 0.0042651
Chandelier (Hanging) | Incandescent |  | Decorative | 3 | 40 | 215182 | Bathroom | 0.0042651
Wall Mount | Compact Fluorescent |  | Twist | 2 | 15 | 215182 | Bathroom | 0.0042651
Ceiling Fixture | Compact Fluorescent |  | Twist | 1 | 15 | 215183 | Bedroom | 0.0042651
Chandelier (Hanging) | Compact Fluorescent |  | Twist | 1 | 22 | 215184 | Bedroom | 0.0042651
Ceiling Fan | Compact Fluorescent |  | Twist | 2 | 15 | 215185 | Master Bedroom | 0.0042651
Ceiling Fixture | Incandescent |  | Standard A Lamp | 1 | 40 | 215186 | Closet | 0.0042651
Ceiling Fixture | Compact Fluorescent |  | Twist | 1 | 15 | 215187 | Dining Room | 0.0042651
Ceiling Fixture | Compact Fluorescent |  | Twist | 2 | 15 | 215188 | Kitchen | 0.0042651
Ceiling Fan | Incandescent |  | Standard A Lamp | 1 | 60 | 215189 | Living Room | 0.0042651
Table | Compact Fluorescent |  | Twist | 1 | 15 | 215189 | Living Room | 0.0042651
Table | Incandescent |  | Decorative | 1 | 25 | 215189 | Living Room | 0.0042651
Ceiling Fixture | Compact Fluorescent |  | Twist | 1 | 15 | 215189 | Living Room | 0.0042651
Wall Mount | Compact Fluorescent |  | Twist | 2 | 15 | 215351 | Bathroom | 0.0039154
Ceiling Fixture | Compact Fluorescent |  | Twist | 1 | 7 | 215351 | Bathroom | 0.0039154
Ceiling Fixture | Compact Fluorescent |  | Twist | 2 | 15 | 215352 | Bedroom | 0.0039154
Table | Compact Fluorescent |  | Twist | 2 | 15 | 215352 | Bedroom | 0.0039154
Ceiling Fixture | Incandescent |  | Decorative | 6 | 25 | 215353 | Dining Room | 0.0039154
Ceiling Fixture | Linear Fluorescent | 42 | T-12 | 2 | 40 | 215354 | Garage | 0.0039154
Track | Compact Fluorescent |  | Twist | 4 | 15 | 215354 | Garage | 0.0039154
Wall Mount | Halogen |  | Quartz Tube | 2 | 100 | 215354 | Garage | 0.0039154
Ceiling Fixture | Incandescent |  | Standard A Lamp | 2 | 60 | 215355 | Hall | 0.0039154
Ceiling Fixture | Halogen |  | MR | 6 | 50 | 215356 | Kitchen | 0.0039154
Ceiling Fixture | Incandescent |  | Decorative | 1 | 25 | 215356 | Kitchen | 0.0039154
Ceiling Fixture | Compact Fluorescent |  | Twist | 1 | 15 | 215357 | Laundry Room | 0.0039154
Ceiling Fan | Incandescent |  | Standard A Lamp | 3 | 60 | 215358 | Living Room | 0.0039154
Table | Incandescent |  | Decorative | 1 | 25 | 215358 | Living Room | 0.0039154
Floor lamp | Compact Fluorescent |  | Twist | 2 | 15 | 215358 | Living Room | 0.0039154
Wall Mount | Incandescent |  | Globe | 8 | 40 | 215359 | Bathroom | 0.0039154
Ceiling Fixture | Compact Fluorescent |  | Twist | 1 | 15 | 215359 | Bathroom | 0.0039154
Table | Compact Fluorescent |  | Twist | 1 | 15 | 2153510 | Master Bedroom | 0.0039154
Ceiling Fixture | Incandescent |  | Standard A Lamp | 2 | 60 | 2153510 | Master Bedroom | 0.0039154
Ceiling Fixture | Incandescent |  | Standard A Lamp | 1 | 60 | 2153511 | Bedroom | 0.0039154
Floor lamp | Compact Fluorescent |  | Twist | 1 | 15 | 2153511 | Bedroom | 0.0039154
Wall Mount | Incandescent |  | Standard A Lamp | 2 | 60 | 215481 | Bathroom | 0.0056382
Ceiling Fixture | Incandescent |  | Standard A Lamp | 2 | 60 | 215481 | Bathroom | 0.0056382
Ceiling Fixture | Incandescent |  | Standard A Lamp | 1 | 60 | 215482 | Bedroom | 0.0056382
Ceiling Fan | Compact Fluorescent |  | Twist | 2 | 13 | 215483 | Master Bedroom | 0.0056382
Table | Incandescent |  | Standard A Lamp | 1 | 60 | 215483 | Master Bedroom | 0.0056382
Table | Incandescent |  | Mini base | 1 | 25 | 215483 | Master Bedroom | 0.0056382
Ceiling Fixture | Incandescent |  | Standard A Lamp | 1 | 60 | 215484 | Closet | 0.0056382
Ceiling Fixture | Incandescent |  | Standard A Lamp | 1 | 60 | 215485 | Closet | 0.0056382
Chandelier (Hanging) | Incandescent |  | Decorative | 5 | 40 | 215486 | Family Room | 0.0056382
Ceiling Fixture | Incandescent |  | Decorative | 2 | 60 | 215486 | Family Room | 0.0056382
Floor lamp | Compact Fluorescent |  | Twist | 1 | 13 | 215486 | Family Room | 0.0056382
Ceiling Fixture | Incandescent |  | Standard A Lamp | 2 | 60 | 215487 | Hall | 0.0056382
Ceiling Fixture | Linear Fluorescent | 48 | T-12 | 2 | 40 | 215488 | Kitchen | 0.0056382
Ceiling Fixture | Compact Fluorescent |  | Twist | 2 | 13 | 215488 | Kitchen | 0.0056382
Ceiling Fixture | Linear Fluorescent | 48 | T-12 | 2 | 40 | 215489 | Laundry Room | 0.0056382
Table | Compact Fluorescent |  | Twist | 1 | 13 | 2154810 | Dining Room | 0.0056382
Floor lamp | Incandescent |  | Globe | 1 | 40 | 2154810 | Dining Room | 0.0056382
Wall Mount | Incandescent |  | Standard A Lamp | 2 | 60 | 2154811 | Bathroom | 0.0056382
Ceiling Fixture | Incandescent |  | Standard A Lamp | 1 | 60 | 2154812 | Bedroom | 0.0056382
Ceiling Fixture | Incandescent |  | Standard A Lamp | 1 | 60 | 215551 | Bathroom | 0.0056382
Ceiling Fixture | Incandescent |  | Standard A Lamp | 2 | 60 | 215552 | Bedroom | 0.0056382
Ceiling Fixture | Incandescent |  | Standard A Lamp | 2 | 60 | 215553 | Bedroom | 0.0056382
Chandelier (Hanging) | Incandescent |  | Decorative | 5 | 40 | 215554 | Dining Room | 0.0056382
Ceiling Fixture | Incandescent |  | Standard A Lamp | 1 | 60 | 215555 | Hall | 0.0056382
Ceiling Fixture | Incandescent |  | Standard A Lamp | 1 | 60 | 215556 | Kitchen | 0.0056382
Ceiling Fixture | Compact Fluorescent |  | Twist | 1 | 15 | 215557 | Laundry Room | 0.0056382
Table | Incandescent |  | Standard A Lamp | 1 | 60 | 215558 | Living Room | 0.0056382
Ceiling Fixture | Incandescent |  | Standard A Lamp | 1 | 60 | 215559 | Bathroom | 0.0056382
Ceiling Fixture | Incandescent |  | Standard A Lamp | 2 | 60 | 2155510 | Master Bedroom | 0.0056382
Ceiling Fixture | Incandescent |  | Standard A Lamp | 1 | 60 | 2155511 | Dining Room | 0.0056382
Ceiling Fixture | Compact Fluorescent |  | Twist | 1 | 22 | 215591 | Bedroom | 0.0022277
Ceiling Fixture | Incandescent |  | Standard A Lamp | 2 | 60 | 215591 | Bedroom | 0.0022277
Wall Mount | Incandescent |  | Standard A Lamp | 3 | 60 | 215591 | Bedroom | 0.0022277
Ceiling Fixture | Incandescent |  | Decorative | 3 | 60 | 215592 | Kitchen | 0.0022277
Table | Incandescent |  | Standard A Lamp | 1 | 75 | 215592 | Kitchen | 0.0022277
Wall Mount | Incandescent |  | Standard A Lamp | 2 | 60 | 215593 | Bedroom | 0.0022277
Other | Incandescent |  | Decorative | 1 | 25 | 215593 | Bedroom | 0.0022277
Chandelier (Hanging) | Incandescent |  | Standard A Lamp | 2 | 60 | 215594 | Bedroom | 0.0022277
Table | Incandescent |  | Standard A Lamp | 1 | 60 | 215594 | Bedroom | 0.0022277
Wall Mount | Incandescent |  | Standard A Lamp | 1 | 60 | 215595 | Living Room | 0.0022277
Ceiling Fixture | Incandescent |  | Standard A Lamp | 1 | 60 | 215595 | Living Room | 0.0022277
Chandelier (Hanging) | Incandescent |  | Standard A Lamp | 1 | 60 | 215596 | Laundry Room | 0.0022277
Ceiling Fixture | Incandescent |  | Decorative | 1 | 60 | 215597 | Other | 0.0022277
Floor lamp | Incandescent |  | Standard A Lamp | 1 | 60 | 215711 | Bedroom | 0.0053603
Ceiling Fan | Incandescent |  | Decorative | 1 | 40 | 215712 | Master Bedroom | 0.0053603
Ceiling Fixture | Incandescent |  | Mini base | 3 | 15 | 215713 | Bathroom | 0.0053603
Wall Mount | Incandescent |  | Standard A Lamp | 3 | 75 | 215713 | Bathroom | 0.0053603
Wall Mount | Compact Fluorescent |  | Twist | 2 | 22 | 215714 | Bedroom | 0.0053603
Table | Incandescent |  | Standard A Lamp | 1 | 60 | 215714 | Bedroom | 0.0053603
Ceiling Fixture | Incandescent |  | Mini base | 3 | 5 | 215715 | Bathroom | 0.0053603
Wall Mount | Incandescent |  | Standard A Lamp | 1 | 60 | 215715 | Bathroom | 0.0053603
Ceiling Fixture | Incandescent |  | Standard A Lamp | 1 | 60 | 215716 | Hall | 0.0053603
Table | Compact Fluorescent |  | Twist | 1 | 22 | 215717 | Office | 0.0053603
Track | Incandescent |  | Standard A Lamp | 1 | 60 | 215718 | Living Room | 0.0053603
Table | Incandescent |  | Mini base | 3 | 40 | 215718 | Living Room | 0.0053603
Ceiling Fixture | Linear Fluorescent | 48 | T-12 | 2 | 40 | 215719 | Kitchen | 0.0053603
Ceiling Fixture | Incandescent |  | Standard A Lamp | 2 | 5 | 215719 | Kitchen | 0.0053603
Architectural | Incandescent |  | Standard A Lamp | 1 | 60 | 215719 | Kitchen | 0.0053603
Ceiling Fixture | Incandescent |  | Mini base | 2 | 5 | 2157110 | Laundry Room | 0.0053603
Ceiling Fan | Incandescent |  | Standard A Lamp | 1 | 40 | 2157111 | Dining Room | 0.0053603
Wall Mount | Compact Fluorescent |  | Twist | 1 | 15 | 215801 | Bathroom | 0.0042651
Table | Compact Fluorescent |  | Twist | 1 | 15 | 215802 | Bedroom | 0.0042651
Wall Mount | Compact Fluorescent |  | Twist | 1 | 15 | 215803 | Bedroom | 0.0042651
Ceiling Fixture | Incandescent |  | Standard A Lamp | 1 | 60 | 215804 | Hall | 0.0042651
Ceiling Fan | Compact Fluorescent |  | Twist | 3 | 15 | 215805 | Kitchen | 0.0042651
Ceiling Fixture | Compact Fluorescent |  | Twist | 1 | 15 | 215805 | Kitchen | 0.0042651
Recessed - other | Incandescent |  | Standard A Lamp | 1 | 40 | 215805 | Kitchen | 0.0042651
Floor lamp | Compact Fluorescent |  | Twist | 1 | 22 | 215806 | Living Room | 0.0042651
Table | Incandescent |  | Standard A Lamp | 1 | 25 | 215806 | Living Room | 0.0042651
Wall Mount | Incandescent |  | Standard A Lamp | 1 | 60 | 215941 | Bathroom | 0.0042651
Wall Mount | Incandescent |  | Standard A Lamp | 3 | 40 | 215942 | Bathroom | 0.0042651
Wall Mount | Incandescent |  | Decorative | 1 | 60 | 215943 | Bedroom | 0.0042651
Ceiling Fixture | Linear Fluorescent | 36 | T-12 | 2 | 40 | 215944 | Kitchen | 0.0042651
Ceiling Fixture | Linear Fluorescent | 24 | T-12 | 2 | 40 | 215944 | Kitchen | 0.0042651
Ceiling Fixture | Linear Fluorescent | 24 | T-12 | 2 | 40 | 215944 | Kitchen | 0.0042651
Floor lamp | Incandescent |  | Standard A Lamp | 1 | 150 | 215945 | Living Room | 0.0042651
Wall Mount | Compact Fluorescent |  | Twist | 1 | 13 | 215946 | Master Bedroom | 0.0042651
Floor lamp | Incandescent |  | Standard A Lamp | 1 | 60 | 215946 | Master Bedroom | 0.0042651
Ceiling Fixture | Compact Fluorescent |  | Twist | 2 | 15 | 215991 | Master Bedroom | 0.0039153
Table | Compact Fluorescent |  | Twist | 1 | 15 | 215991 | Master Bedroom | 0.0039153
Ceiling Fixture | Linear Fluorescent | 48 | T-12 | 1 | 40 | 215992 | Kitchen | 0.0039153
Ceiling Fixture | Compact Fluorescent |  | Twist | 2 | 15 | 215992 | Kitchen | 0.0039153
Track | Incandescent |  | Standard A Lamp | 2 | 60 | 215992 | Kitchen | 0.0039153
Track | Incandescent |  | Standard A Lamp | 3 | 30 | 215993 | Other | 0.0039153
Ceiling Fixture | Linear Fluorescent | 48 | T-12 | 2 | 40 | 215994 | Garage | 0.0039153
Exterior | Compact Fluorescent |  | Reflector | 2 | 15 | 215994 | Garage | 0.0039153
Ceiling Fixture | Compact Fluorescent |  | Twist | 2 | 15 | 215995 | Bathroom | 0.0039153
Wall Mount | Incandescent |  | Clear | 4 | 40 | 215995 | Bathroom | 0.0039153
Ceiling Fixture | Compact Fluorescent |  | Pin base | 2 | 15 | 215996 | Bedroom | 0.0039153
Table | Compact Fluorescent |  | Twist | 1 | 15 | 215996 | Bedroom | 0.0039153
Ceiling Fixture | Compact Fluorescent |  | Twist | 2 | 15 | 215997 | Bathroom | 0.0039153
Wall Mount | Incandescent |  | Clear | 4 | 40 | 215997 | Bathroom | 0.0039153
Ceiling Fixture | Compact Fluorescent |  | Twist | 2 | 15 | 215998 | Bedroom | 0.0039153
Ceiling Fixture | Compact Fluorescent |  | Twist | 1 | 15 | 215999 | Hall | 0.0039153
Ceiling Fan | Incandescent |  | Clear | 3 | 60 | 2159910 | Living Room | 0.0039153
Ceiling Fixture | Incandescent |  | Standard A Lamp | 2 | 60 | 2159910 | Living Room | 0.0039153
Table | Compact Fluorescent |  | Twist | 1 | 15 | 2159910 | Living Room | 0.0039153
Floor lamp | Halogen |  | Quartz Tube | 1 | 50 | 2159910 | Living Room | 0.0039153
Torchiere | Incandescent |  | Standard A Lamp | 1 | 100 | 2159911 | Dining Room | 0.0039153
Chandelier (Hanging) | Incandescent |  | Mini base | 5 | 60 | 2159911 | Dining Room | 0.0039153
Floor lamp | Incandescent |  | Standard A Lamp | 1 | 40 | 2159911 | Dining Room | 0.0039153
Ceiling Fixture | Compact Fluorescent |  | Twist | 2 | 15 | 2159912 | Laundry Room | 0.0039153
Ceiling Fixture | Compact Fluorescent |  | Twist | 2 | 13 | 216301 | Bathroom | 0.0056382
Wall Mount | Incandescent |  | Globe | 5 | 40 | 216301 | Bathroom | 0.0056382
Ceiling Fixture | Compact Fluorescent |  | Twist | 2 | 13 | 216302 | Bathroom | 0.0056382
Ceiling Fan | Compact Fluorescent |  | A shape bulb | 1 | 13 | 216303 | Bedroom | 0.0056382
Ceiling Fan | Compact Fluorescent |  | Twist | 2 | 13 | 216304 | Bedroom | 0.0056382
Table | Compact Fluorescent |  | Twist | 1 | 13 | 216304 | Bedroom | 0.0056382
Table | Compact Fluorescent |  | Twist | 1 | 13 | 216305 | Family Room | 0.0056382
Ceiling Fixture | Compact Fluorescent |  | Twist | 2 | 13 | 216306 | Hall | 0.0056382
Ceiling Fixture | Compact Fluorescent |  | Twist | 2 | 13 | 216307 | Kitchen | 0.0056382
Ceiling Fixture | Compact Fluorescent |  | Twist | 2 | 13 | 216308 | Laundry Room | 0.0056382
Ceiling Fixture | Incandescent |  | Standard A Lamp | 2 | 60 | 216311 | Bathroom | 0.0056382
Wall Mount | Incandescent |  | Clear | 2 | 60 | 216312 | Bathroom | 0.0056382
Ceiling Fixture | Compact Fluorescent |  | Twist | 1 | 15 | 216312 | Bathroom | 0.0056382
Table | Compact Fluorescent |  | Twist | 1 | 20 | 216313 | Bedroom | 0.0056382
Table | Incandescent |  | Standard A Lamp | 1 | 60 | 216313 | Bedroom | 0.0056382
Table | Incandescent |  | Standard A Lamp | 1 | 60 | 216314 | Bedroom | 0.0056382
Table | Incandescent |  | 3-Way Incandescent | 1 | 100 | 216315 | Bedroom | 0.0056382
Chandelier (Hanging) | Incandescent |  | Decorative | 4 | 25 | 216317 | Dining Room | 0.0056382
Ceiling Fixture | Compact Fluorescent |  | Twist | 1 | 13 | 216318 | Other | 0.0056382
Chandelier (Hanging) | Compact Fluorescent |  | Twist | 1 | 23 | 216319 | Family Room | 0.0056382
Ceiling Fixture | Compact Fluorescent |  | Twist | 1 | 15 | 2163110 | Hall | 0.0056382
Track | Compact Fluorescent |  | Twist | 2 | 15 | 2163111 | Kitchen | 0.0056382
Ceiling Fixture | Incandescent |  | Clear | 1 | 60 | 2163112 | Laundry Room | 0.0056382
Table | Compact Fluorescent |  | Twist | 1 | 23 | 2163113 | Living Room | 0.0056382
Ceiling Fixture | Incandescent |  | Standard A Lamp | 2 | 40 | 216761 | Bathroom | 0.0022277
Wall Mount | Compact Fluorescent |  | Twist | 1 | 15 | 216762 | Bedroom | 0.0022277
Table | Incandescent |  | Standard A Lamp | 1 | 75 | 216762 | Bedroom | 0.0022277
Wall Mount | Compact Fluorescent |  | Twist | 1 | 15 | 216763 | Garage | 0.0022277
Ceiling Fixture | Linear Fluorescent | 48 | T-12 | 2 | 40 | 216764 | Living Room | 0.0022277
Floor lamp | Incandescent |  | Standard A Lamp | 1 | 100 | 216764 | Living Room | 0.0022277
Table | Compact Fluorescent |  | Twist | 1 | 15 | 216764 | Living Room | 0.0022277
Wall Mount | Incandescent |  | Decorative | 4 | 40 | 216765 | Master Bedroom | 0.0022277
Low bay | Linear Fluorescent | 36 | T-12 | 1 | 32 | 216766 | Kitchen | 0.0022277
Ceiling Fixture | Linear Fluorescent | 48 | T-12 | 2 | 40 | 216766 | Kitchen | 0.0022277
Wall Mount | Compact Fluorescent |  | Twist | 4 | 13 | 217231 | Bathroom | 0.0053603
Wall Mount | Compact Fluorescent |  | Twist | 4 | 15 | 217232 | Bathroom | 0.0053603
Chandelier (Hanging) | Compact Fluorescent |  | Twist | 1 | 15 | 217233 | Bedroom | 0.0053603
Table | Compact Fluorescent |  | Twist | 1 | 13 | 217233 | Bedroom | 0.0053603
Chandelier (Hanging) | Compact Fluorescent |  | Twist | 1 | 15 | 217234 | Bedroom | 0.0053603
Table | Incandescent |  | Mini base | 1 | 25 | 217234 | Bedroom | 0.0053603
Chandelier (Hanging) | Compact Fluorescent |  | Twist | 5 | 15 | 217235 | Dining Room | 0.0053603
Wall Mount | Compact Fluorescent |  | Twist | 1 | 15 | 217236 | Other | 0.0053603
Table | Incandescent |  | Standard A Lamp | 1 | 100 | 217237 | Family Room | 0.0053603
Table | Compact Fluorescent |  | Twist | 1 | 22 | 217237 | Family Room | 0.0053603
Ceiling Fan | Incandescent |  | Standard A Lamp | 3 | 100 | 217237 | Family Room | 0.0053603
Recessed - other | Compact Fluorescent |  | Twist | 1 | 15 | 217237 | Family Room | 0.0053603
Chandelier (Hanging) | Incandescent |  | Mini base | 6 | 40 | 217238 | Dining Room | 0.0053603
Table | Compact Fluorescent |  | Twist | 1 | 15 | 217238 | Dining Room | 0.0053603
Ceiling Fixture | Linear Fluorescent | 96 | T-12 | 2 | 95 | 217239 | Garage | 0.0053603
Garage door opener | Incandescent |  | Standard A Lamp | 2 | 90 | 217239 | Garage | 0.0053603
Chandelier (Hanging) | Compact Fluorescent |  | Twist | 1 | 22 | 2172310 | Hall | 0.0053603
Chandelier (Hanging) | Compact Fluorescent |  | Twist | 1 | 15 | 2172311 | Hall | 0.0053603
Ceiling Fixture | Linear Fluorescent | 48 | T-8 | 2 | 32 | 2172312 | Kitchen | 0.0053603
Ceiling Fixture | Linear Fluorescent | 48 | T-12 | 2 | 40 | 2172313 | Laundry Room | 0.0053603
Wall Mount | Incandescent |  | Clear | 14 | 40 | 2172314 | Bathroom | 0.0053603
Ceiling Fixture | Compact Fluorescent |  | Twist | 1 | 15 | 2172314 | Bathroom | 0.0053603
Track | Compact Fluorescent |  | Twist | 3 | 15 | 2172315 | Master Bedroom | 0.0053603
Table | Incandescent |  | Other | 1 | 25 | 2172315 | Master Bedroom | 0.0053603
Ceiling Fan | Incandescent |  | Standard A Lamp | 3 | 60 | 2172315 | Master Bedroom | 0.0053603
Chandelier (Hanging) | Compact Fluorescent |  | Twist | 1 | 22 | 2172316 | Office | 0.0053603
Table | Compact Fluorescent |  | Twist | 3 | 15 | 2172316 | Office | 0.0053603
Ceiling Fixture | Linear Fluorescent | 48 | T-12 | 2 | 40 | 2172317 | Closet | 0.0053603
Table | Incandescent |  | Standard A Lamp | 1 | 100 | 2172318 | Living Room | 0.0053603
Floor lamp | Incandescent |  | Reflector | 1 | 30 | 2172318 | Living Room | 0.0053603
Wall Mount | Incandescent |  | Mini base | 4 | 25 | 217291 | Bathroom | 0.0042651
Ceiling Fixture | Incandescent |  | Standard A Lamp | 1 | 60 | 217292 | Bedroom | 0.0042651
Wall Mount | Incandescent |  | Decorative | 1 | 40 | 217292 | Bedroom | 0.0042651
Floor lamp | Incandescent |  | Standard A Lamp | 1 | 60 | 217293 | Bathroom | 0.0042651
Ceiling Fixture | Incandescent |  | Standard A Lamp | 1 | 60 | 217294 | Hall | 0.0042651
Ceiling Fixture | Incandescent |  | Standard A Lamp | 1 | 60 | 217295 | Kitchen | 0.0042651
Chandelier (Hanging) | Compact Fluorescent |  | Twist | 5 | 22 | 217296 | Living Room | 0.0042651
Floor lamp | Incandescent |  | Standard A Lamp | 1 | 60 | 217296 | Living Room | 0.0042651
Wall Mount | Compact Fluorescent |  | Twist | 2 | 15 | 217311 | Bathroom | 0.0056382
Ceiling Fixture | Incandescent |  | Decorative | 3 | 25 | 217311 | Bathroom | 0.0056382
Wall Mount | Compact Fluorescent |  | Twist | 2 | 15 | 217312 | Bathroom | 0.0056382
Ceiling Fixture | Incandescent |  | Standard A Lamp | 2 | 60 | 217313 | Bedroom | 0.0056382
Table | Compact Fluorescent |  | Twist | 1 | 22 | 217313 | Bedroom | 0.0056382
Ceiling Fixture | Incandescent |  | Standard A Lamp | 2 | 60 | 217314 | Bedroom | 0.0056382
Chandelier (Hanging) | Incandescent |  | Decorative | 8 | 25 | 217315 | Dining Room | 0.0056382
Ceiling Fan | Compact Fluorescent |  | Twist | 3 | 15 | 217316 | Family Room | 0.0056382
Ceiling Fixture | Incandescent |  | Standard A Lamp | 2 | 60 | 217316 | Family Room | 0.0056382
Ceiling Fixture | Linear Fluorescent | 48 | T-12 | 2 | 40 | 217317 | Kitchen | 0.0056382
Table | Compact Fluorescent |  | Twist | 1 | 22 | 217318 | Living Room | 0.0056382
Ceiling Fixture | Incandescent |  | Mini base | 3 | 25 | 217319 | Hall | 0.0056382
Chandelier (Hanging) | Incandescent |  | Standard A Lamp | 1 | 60 | 217451 | Bathroom | 0.0056382
Chandelier (Hanging) | Incandescent |  | Standard A Lamp | 1 | 60 | 217452 | Bathroom | 0.0056382
Floor lamp | Incandescent |  | 3-Way Incandescent | 1 | 100 | 217453 | Bedroom | 0.0056382
Table | Linear Fluorescent | 18 | T-12 | 1 | 15 | 217453 | Bedroom | 0.0056382
Floor lamp | Incandescent |  | Standard A Lamp | 1 | 60 | 217454 | Bedroom | 0.0056382
Ceiling Fixture | Incandescent |  | Standard A Lamp | 1 | 100 | 217455 | Closet | 0.0056382
Chandelier (Hanging) | Incandescent |  | Globe | 1 | 75 | 217456 | Dining Room | 0.0056382
Table | Compact Fluorescent |  | Twist | 1 | 15 | 217457 | Family Room | 0.0056382
Floor lamp | Incandescent |  | 3-Way Incandescent | 1 | 100 | 217457 | Family Room | 0.0056382
Ceiling Fixture | Incandescent |  | Standard A Lamp | 2 | 60 | 217458 | Hall | 0.0056382
Ceiling Fixture | Incandescent |  | Standard A Lamp | 2 | 60 | 217459 | Kitchen | 0.0056382
Ceiling Fixture | Incandescent |  | Standard A Lamp | 2 | 40 | 217601 | Kitchen | 0.0022277
Wall Mount | Incandescent |  | Standard A Lamp | 1 | 40 | 217602 | Living Room | 0.0022277
Other | Other |  | Other | 1 | 12 | 217603 | Hall | 0.0022277
Wall Mount | Incandescent |  | Standard A Lamp | 2 | 60 | 217604 | Bathroom | 0.0022277
Wall Mount | Incandescent |  | Standard A Lamp | 1 | 40 | 217605 | Bedroom | 0.0022277
Wall Mount | Compact Fluorescent |  | Twist | 1 | 15 | 217651 | Bathroom | 0.0015972
Wall Mount | Incandescent |  | Standard A Lamp | 1 | 75 | 217652 | Bedroom | 0.0015972
Chandelier (Hanging) | Incandescent |  | Standard A Lamp | 1 | 60 | 217653 | Bedroom | 0.0015972
Wall Mount | Compact Fluorescent |  | Twist | 1 | 15 | 217654 | Hall | 0.0015972
Ceiling Fixture | Incandescent |  | Standard A Lamp | 1 | 60 | 217655 | Kitchen | 0.0015972
Wall Mount | Incandescent |  | Standard A Lamp | 1 | 75 | 217655 | Kitchen | 0.0015972
Wall Mount | Incandescent |  | Standard A Lamp | 2 | 60 | 217661 | Bedroom | 0.0022277
Wall Mount | Incandescent |  | Standard A Lamp | 1 | 40 | 217662 | Bathroom | 0.0022277
Wall Mount | Incandescent |  | Standard A Lamp | 1 | 60 | 217663 | Bedroom | 0.0022277
Wall Mount | Incandescent |  | Standard A Lamp | 1 | 60 | 217664 | Bedroom | 0.0022277
Table | Incandescent |  | Standard A Lamp | 1 | 40 | 217664 | Bedroom | 0.0022277
Wall Mount | Incandescent |  | Standard A Lamp | 1 | 60 | 217665 | Hall | 0.0022277
Ceiling Fixture | Incandescent |  | Standard A Lamp | 2 | 60 | 217666 | Kitchen | 0.0022277
Table | Incandescent |  | Decorative | 1 | 60 | 217667 | Living Room | 0.0022277
Ceiling Fixture | Incandescent |  | Standard A Lamp | 2 | 65 | 217668 | Other | 0.0022277
Ceiling Fixture | Compact Fluorescent |  | Twist | 1 | 15 | 217741 | Bathroom | 0.0056382
Ceiling Fixture | Compact Fluorescent |  | Twist | 1 | 13 | 217742 | Bedroom | 0.0056382
Table | Compact Fluorescent |  | Twist | 1 | 13 | 217742 | Bedroom | 0.0056382
Ceiling Fixture | Compact Fluorescent |  | Twist | 1 | 15 | 217743 | Hall | 0.0056382
Ceiling Fixture | Compact Fluorescent |  | Twist | 1 | 15 | 217744 | Kitchen | 0.0056382
Track | Halogen |  | MR | 5 | 35 | 217744 | Kitchen | 0.0056382
Ceiling Fixture | Compact Fluorescent |  | Twist | 1 | 15 | 217745 | Laundry Room | 0.0056382
Table | Compact Fluorescent |  | 3-Way CFL | 1 | 29 | 217746 | Living Room | 0.0056382
Table | Compact Fluorescent |  | Straight Tube | 1 | 13 | 217746 | Living Room | 0.0056382
Ceiling Fixture | Compact Fluorescent |  | Twist | 1 | 13 | 217747 | Bathroom | 0.0056382
Table | Compact Fluorescent |  | Twist | 1 | 13 | 217748 | Master Bedroom | 0.0056382
Wall Mount | Incandescent |  | Mini base | 1 | 30 | 217748 | Master Bedroom | 0.0056382
Wall Mount | Incandescent |  | Standard A Lamp | 2 | 60 | 218191 | Bathroom | 0.0015972
Ceiling Fixture | Incandescent |  | Standard A Lamp | 1 | 60 | 218193 | Bedroom | 0.0015972
Ceiling Fan | Incandescent |  | Standard A Lamp | 1 | 60 | 218194 | Living Room | 0.0015972
Ceiling Fixture | Incandescent |  | Standard A Lamp | 1 | 60 | 218194 | Living Room | 0.0015972
Ceiling Fixture | Incandescent |  | Standard A Lamp | 1 | 75 | 218195 | Other | 0.0015972
Ceiling Fixture | Compact Fluorescent |  | Twist | 2 | 13 | 218201 | Bathroom | 0.0056382
Ceiling Fixture | Compact Fluorescent |  | Twist | 1 | 13 | 218202 | Bedroom | 0.0056382
Table | Compact Fluorescent |  | Twist | 1 | 20 | 218203 | Bedroom | 0.0056382
Other | Incandescent |  | Standard A Lamp | 1 | 100 | 218203 | Bedroom | 0.0056382
Floor lamp | Compact Fluorescent |  | Twist | 1 | 20 | 218203 | Bedroom | 0.0056382
Ceiling Fixture | Compact Fluorescent |  | Twist | 1 | 9 | 218204 | Bedroom | 0.0056382
Table | Compact Fluorescent |  | Twist | 1 | 20 | 218204 | Bedroom | 0.0056382
Floor lamp | Compact Fluorescent |  | Twist | 1 | 13 | 218205 | Family Room | 0.0056382
Ceiling Fixture | Compact Fluorescent |  | Twist | 1 | 13 | 218206 | Laundry Room | 0.0056382
Ceiling Fixture | Linear Fluorescent | 48 | T-12 | 2 | 40 | 218207 | Kitchen | 0.0056382
Ceiling Fan | Compact Fluorescent |  | Twist | 1 | 13 | 218207 | Kitchen | 0.0056382
Floor lamp | Incandescent |  | Standard A Lamp | 1 | 100 | 218461 | Dining Room | 0.0039153
Ceiling Fixture | Incandescent |  | Globe | 1 | 100 | 218461 | Dining Room | 0.0039153
Wall Mount | Incandescent |  | Globe | 4 | 40 | 218462 | Bathroom | 0.0039153
Ceiling Fixture | Incandescent |  | Standard A Lamp | 1 | 60 | 218462 | Bathroom | 0.0039153
Ceiling Fixture | Incandescent |  | Standard A Lamp | 1 | 40 | 218463 | Laundry Room | 0.0039153
Ceiling Fixture | Incandescent |  | Standard A Lamp | 2 | 60 | 218464 | Garage | 0.0039153
Garage door opener | Incandescent |  | Standard A Lamp | 1 | 40 | 218464 | Garage | 0.0039153
Ceiling Fixture | Incandescent |  | Clear | 3 | 40 | 218465 | Living Room | 0.0039153
Floor lamp | Incandescent |  | Standard A Lamp | 1 | 100 | 218465 | Living Room | 0.0039153
Table | Incandescent |  | Decorative | 1 | 40 | 218465 | Living Room | 0.0039153
Ceiling Fixture | Linear Fluorescent | 48 | T-12 | 1 | 40 | 218466 | Kitchen | 0.0039153
Ceiling Fixture | Incandescent |  | Standard A Lamp | 1 | 60 | 218466 | Kitchen | 0.0039153
Other | Halogen |  | MR | 2 | 50 | 218466 | Kitchen | 0.0039153
Table | Incandescent |  | Standard A Lamp | 1 | 60 | 218467 | Living Room | 0.0039153
Wall Mount | Incandescent |  | Standard A Lamp | 1 | 60 | 218467 | Living Room | 0.0039153
Ceiling Fixture | Incandescent |  | Standard A Lamp | 1 | 60 | 218468 | Hall | 0.0039153
Ceiling Fixture | Incandescent |  | Standard A Lamp | 1 | 60 | 218469 | Bedroom | 0.0039153
Wall Mount | Incandescent |  | Standard A Lamp | 1 | 40 | 218469 | Bedroom | 0.0039153
Wall Mount | Incandescent |  | Globe | 4 | 40 | 2184610 | Bathroom | 0.0039153
Table | Incandescent |  | Standard A Lamp | 1 | 60 | 2184611 | Bedroom | 0.0039153
Ceiling Fixture | Incandescent |  | Standard A Lamp | 1 | 60 | 2184612 | Closet | 0.0039153
Wall Mount | Compact Fluorescent |  | Twist | 2 | 22 | 218551 | Bathroom | 0.0056382
Wall Mount | Compact Fluorescent |  | Twist | 2 | 22 | 218552 | Bathroom | 0.0056382
Ceiling Fixture | Incandescent |  | Standard A Lamp | 1 | 60 | 218552 | Bathroom | 0.0056382
Table | Compact Fluorescent |  | Twist | 1 | 22 | 218553 | Bedroom | 0.0056382
Ceiling Fixture | Incandescent |  | Standard A Lamp | 1 | 60 | 218554 | Hall | 0.0056382
Chandelier (Hanging) | Incandescent |  | Mini base | 4 | 25 | 218555 | Kitchen | 0.0056382
Ceiling Fixture | Incandescent |  | Standard A Lamp | 1 | 60 | 218555 | Kitchen | 0.0056382
Ceiling Fan | Incandescent |  | Standard A Lamp | 3 | 40 | 218555 | Kitchen | 0.0056382
Table | Incandescent |  | Standard A Lamp | 1 | 40 | 218556 | Laundry Room | 0.0056382
Table | Compact Fluorescent |  | Twist | 1 | 22 | 218557 | Living Room | 0.0056382
Table | Compact Fluorescent |  | Twist | 1 | 22 | 218558 | Master Bedroom | 0.0056382
Ceiling Fixture | Incandescent |  | Standard A Lamp | 1 | 40 | 218701 | Bathroom | 0.0039153
Floor lamp | Compact Fluorescent |  | A shape bulb | 1 | 15 | 218702 | Bedroom | 0.0039153
Chandelier (Hanging) | Compact Fluorescent |  | A shape bulb | 3 | 15 | 218703 | Dining Room | 0.0039153
Chandelier (Hanging) | Incandescent |  | Standard A Lamp | 1 | 40 | 218704 | Kitchen | 0.0039153
Ceiling Fixture | Incandescent |  | Standard A Lamp | 1 | 60 | 218705 | Laundry Room | 0.0039153
Floor lamp | Compact Fluorescent |  | Twist | 1 | 13 | 218706 | Living Room | 0.0039153
Floor lamp | Incandescent |  | 3-Way Incandescent | 1 | 150 | 218706 | Living Room | 0.0039153
Floor lamp | Incandescent |  | Standard A Lamp | 1 | 40 | 218706 | Living Room | 0.0039153
Ceiling Fixture | Incandescent |  | Standard A Lamp | 1 | 60 | 218707 | Bathroom | 0.0039153
Floor lamp | Incandescent |  | 3-Way Incandescent | 1 | 100 | 218708 | Master Bedroom | 0.0039153
Floor lamp | Incandescent |  | Standard A Lamp | 1 | 60 | 218708 | Master Bedroom | 0.0039153
Torchiere | Incandescent |  | Standard A Lamp | 1 | 100 | 218708 | Master Bedroom | 0.0039153
Floor lamp | Incandescent |  | Standard A Lamp | 1 | 150 | 218709 | Office | 0.0039153
Floor lamp | Incandescent |  | Standard A Lamp | 1 | 40 | 218709 | Office | 0.0039153
Wall Mount | Incandescent |  | Globe | 3 | 40 | 218931 | Bathroom | 0.0053603
Ceiling Fixture | Incandescent |  | Standard A Lamp | 1 | 60 | 218931 | Bathroom | 0.0053603
Ceiling Fixture | Incandescent |  | Standard A Lamp | 2 | 60 | 218932 | Bedroom | 0.0053603
Table | Incandescent |  | Decorative | 3 | 25 | 218932 | Bedroom | 0.0053603
Ceiling Fixture | Incandescent |  | Standard A Lamp | 2 | 60 | 218933 | Bedroom | 0.0053603
Ceiling Fixture | Incandescent |  | Decorative | 3 | 40 | 218934 | Dining Room | 0.0053603
Ceiling Fixture | Incandescent |  | Standard A Lamp | 2 | 60 | 218935 | Hall | 0.0053603
Ceiling Fixture | Halogen |  | PAR | 3 | 50 | 218936 | Kitchen | 0.0053603
Ceiling Fixture | Compact Fluorescent |  | Twist | 2 | 15 | 218936 | Kitchen | 0.0053603
Architectural | Incandescent |  | Globe | 1 | 40 | 218936 | Kitchen | 0.0053603
Ceiling Fixture | Compact Fluorescent |  | Twist | 2 | 15 | 218937 | Laundry Room | 0.0053603
Ceiling Fixture | Incandescent |  | Standard A Lamp | 2 | 60 | 218938 | Living Room | 0.0053603
Table | Compact Fluorescent |  | Twist | 1 | 15 | 218938 | Living Room | 0.0053603
Architectural | Linear Fluorescent | 24 | T-8 | 1 | 16 | 218938 | Living Room | 0.0053603
Ceiling Fixture | Incandescent |  | Standard A Lamp | 2 | 60 | 218939 | Bathroom | 0.0053603
Wall Mount | Incandescent |  | Globe | 3 | 40 | 218939 | Bathroom | 0.0053603
Ceiling Fixture | Incandescent |  | Standard A Lamp | 2 | 60 | 2189310 | Master Bedroom | 0.0053603
Floor lamp | Compact Fluorescent |  | Twist | 1 | 19 | 2189310 | Master Bedroom | 0.0053603
Ceiling Fixture | Incandescent |  | Standard A Lamp | 1 | 60 | 2189311 | Closet | 0.0053603
Chandelier (Hanging) | Incandescent |  | Mini base | 7 | 40 | 219131 | Dining Room | 0.0056382
Table | Incandescent |  | Clear | 1 | 40 | 219131 | Dining Room | 0.0056382
Ceiling Fixture | Linear Fluorescent | 48 | T-8 | 2 | 32 | 219132 | Closet | 0.0056382
Table | Incandescent |  | Standard A Lamp | 2 | 40 | 219133 | Living Room | 0.0056382
Chandelier (Hanging) | Incandescent |  | Standard A Lamp | 2 | 40 | 219133 | Living Room | 0.0056382
Floor lamp | Incandescent |  | Standard A Lamp | 1 | 40 | 219133 | Living Room | 0.0056382
Ceiling Fixture | Linear Fluorescent | 48 | T-8 | 2 | 32 | 219134 | Kitchen | 0.0056382
Other | Halogen |  | MR | 2 | 50 | 219134 | Kitchen | 0.0056382
Ceiling Fixture | Incandescent |  | Standard A Lamp | 2 | 40 | 219135 | Laundry Room | 0.0056382
Ceiling Fixture | Incandescent |  | Standard A Lamp | 2 | 60 | 219136 | Hall | 0.0056382
Ceiling Fixture | Incandescent |  | Standard A Lamp | 2 | 60 | 219137 | Bathroom | 0.0056382
Wall Mount | Compact Fluorescent |  | Globe | 8 | 9 | 219137 | Bathroom | 0.0056382
Ceiling Fixture | Compact Fluorescent |  | Twist | 2 | 15 | 219138 | Office | 0.0056382
Floor lamp | Incandescent |  | Standard A Lamp | 1 | 60 | 219138 | Office | 0.0056382
Table | Incandescent |  | Standard A Lamp | 1 | 60 | 219138 | Office | 0.0056382
Ceiling Fixture | Incandescent |  | Standard A Lamp | 2 | 60 | 219139 | Bedroom | 0.0056382
Table | Compact Fluorescent |  | Twist | 1 | 15 | 219139 | Bedroom | 0.0056382
Ceiling Fixture | Incandescent |  | Standard A Lamp | 2 | 60 | 2191310 | Bathroom | 0.0056382
Wall Mount | Halogen |  | PAR | 1 | 50 | 2191310 | Bathroom | 0.0056382
Wall Mount | Compact Fluorescent |  | Twist | 2 | 15 | 219421 | Bathroom | 0.0015972
Chandelier (Hanging) | Incandescent |  | Decorative | 5 | 45 | 219422 | Bedroom | 0.0015972
Table | Compact Fluorescent |  | Twist | 1 | 15 | 219422 | Bedroom | 0.0015972
Chandelier (Hanging) | Incandescent |  | Decorative | 5 | 25 | 219423 | Bedroom | 0.0015972
Table | Compact Fluorescent |  | Twist | 1 | 22 | 219423 | Bedroom | 0.0015972
Ceiling Fixture | Compact Fluorescent |  | Twist | 2 | 15 | 219424 | Other | 0.0015972
Ceiling Fixture | Compact Fluorescent |  | Twist | 2 | 22 | 219425 | Other | 0.0015972
Ceiling Fixture | Linear Fluorescent | 48 | T-12 | 2 | 40 | 219426 | Garage | 0.0015972
Ceiling Fixture | Incandescent |  | Standard A Lamp | 1 | 60 | 219426 | Garage | 0.0015972
Chandelier (Hanging) | Compact Fluorescent |  | Twist | 3 | 22 | 219427 | Kitchen | 0.0015972
Chandelier (Hanging) | Compact Fluorescent |  | Twist | 1 | 22 | 219427 | Kitchen | 0.0015972
Wall Mount | Incandescent |  | Standard A Lamp | 1 | 60 | 219427 | Kitchen | 0.0015972
Chandelier (Hanging) | Incandescent |  | Decorative | 4 | 65 | 219428 | Living Room | 0.0015972
Table | Compact Fluorescent |  | Twist | 2 | 22 | 219428 | Living Room | 0.0015972
Ceiling Fixture | Compact Fluorescent |  | Twist | 1 | 15 | 219429 | Bathroom | 0.0015972
Chandelier (Hanging) | Incandescent |  | Decorative | 4 | 60 | 2194210 | Bedroom | 0.0015972
Table | Compact Fluorescent |  | Twist | 1 | 15 | 2194210 | Bedroom | 0.0015972
Ceiling Fixture | Compact Fluorescent |  | Twist | 1 | 15 | 2194211 | Closet | 0.0015972
Chandelier (Hanging) | Incandescent |  | Decorative | 3 | 45 | 2194212 | Office | 0.0015972
Table | Compact Fluorescent |  | Twist | 1 | 15 | 2194212 | Office | 0.0015972
Ceiling Fixture | Incandescent |  | Decorative | 6 | 60 | 2194213 | Living Room | 0.0015972
Table | Compact Fluorescent |  | Twist | 1 | 22 | 2194213 | Living Room | 0.0015972
Wall Mount | Incandescent |  | Globe | 4 | 40 | 219601 | Bathroom | 0.0042651
Ceiling Fan | Incandescent |  | Standard A Lamp | 1 | 40 | 219601 | Bathroom | 0.0042651
Table | Incandescent |  | Decorative | 3 | 25 | 219602 | Bedroom | 0.0042651
Chandelier (Hanging) | Incandescent |  | Decorative | 3 | 25 | 219603 | Bedroom | 0.0042651
Floor lamp | Incandescent |  | Globe | 3 | 40 | 219603 | Bedroom | 0.0042651
Chandelier (Hanging) | Incandescent |  | Globe | 1 | 100 | 219604 | Dining Room | 0.0042651
Chandelier (Hanging) | Incandescent |  | Decorative | 6 | 25 | 219604 | Dining Room | 0.0042651
Ceiling Fan | Incandescent |  | Standard A Lamp | 4 | 60 | 219605 | Dining Room | 0.0042651
Ceiling Fixture | Incandescent |  | Standard A Lamp | 1 | 60 | 219606 | Hall | 0.0042651
Ceiling Fixture | Linear Fluorescent | 48 | T-12 | 2 | 32 | 219607 | Kitchen | 0.0042651
Ceiling Fixture | Incandescent |  | Standard A Lamp | 2 | 60 | 219608 | Laundry Room | 0.0042651
Chandelier (Hanging) | Incandescent |  | Standard A Lamp | 1 | 90 | 219609 | Living Room | 0.0042651
Ceiling Fixture | Incandescent |  | Mini base | 5 | 25 | 219609 | Living Room | 0.0042651
Table | Compact Fluorescent |  | Twist | 1 | 15 | 219609 | Living Room | 0.0042651
Table | Incandescent |  | Standard A Lamp | 1 | 60 | 219609 | Living Room | 0.0042651
Ceiling Fixture | Incandescent |  | Standard A Lamp | 2 | 25 | 2196010 | Bathroom | 0.0042651
Ceiling Fixture | Incandescent |  | Standard A Lamp | 1 | 60 | 2196010 | Bathroom | 0.0042651
Chandelier (Hanging) | Incandescent |  | Decorative | 6 | 25 | 2196011 | Master Bedroom | 0.0042651
Wall Mount | Incandescent |  | Standard A Lamp | 1 | 60 | 2196012 | Bedroom | 0.0042651
Floor lamp | Incandescent |  | Standard A Lamp | 3 | 60 | 2196012 | Bedroom | 0.0042651
Wall Mount | Incandescent |  | Globe | 3 | 60 | 219701 | Laundry Room | 0.0015972
Ceiling Fixture | Incandescent |  | Standard A Lamp | 1 | 60 | 219701 | Laundry Room | 0.0015972
Table | Incandescent |  | Standard A Lamp | 1 | 60 | 219702 | Bedroom | 0.0015972
Wall Mount | Incandescent |  | Globe | 4 | 60 | 219703 | Bedroom | 0.0015972
Ceiling Fixture | Incandescent |  | Standard A Lamp | 2 | 60 | 219703 | Bedroom | 0.0015972
Table | Incandescent |  | Decorative | 3 | 40 | 219703 | Bedroom | 0.0015972
Table | Incandescent |  | Standard A Lamp | 1 | 60 | 219704 | Family Room | 0.0015972
Ceiling Fan | Incandescent |  | Standard A Lamp | 3 | 60 | 219704 | Family Room | 0.0015972
Chandelier (Hanging) | Incandescent |  | Decorative | 3 | 40 | 219705 | Dining Room | 0.0015972
Ceiling Fixture | Incandescent |  | Standard A Lamp | 2 | 60 | 219711 | Bathroom | 0.0022277
Wall Mount | Incandescent |  | Standard A Lamp | 2 | 60 | 219711 | Bathroom | 0.0022277
Table | Compact Fluorescent |  | Twist | 1 | 22 | 219713 | Bedroom | 0.0022277
Ceiling Fixture | Incandescent |  | Standard A Lamp | 2 | 60 | 219714 | Hall | 0.0022277
Ceiling Fixture | Incandescent |  | Standard A Lamp | 3 | 60 | 219715 | Living Room | 0.0022277
Table | Compact Fluorescent |  | Twist | 1 | 22 | 219715 | Living Room | 0.0022277
Ceiling Fixture | Linear Fluorescent | 48 | T-12 | 1 | 40 | 219821 | Kitchen | 0.0056382
Ceiling Fixture | Halogen |  | MR | 4 | 50 | 219821 | Kitchen | 0.0056382
Wall Mount | Compact Fluorescent |  | Twist | 3 | 22 | 219822 | Bathroom | 0.0056382
Recessed Can | Compact Fluorescent |  | Twist | 1 | 22 | 219822 | Bathroom | 0.0056382
Ceiling Fixture | Compact Fluorescent |  | Twist | 1 | 15 | 219823 | Closet | 0.0056382
Ceiling Fixture | Compact Fluorescent |  | Twist | 1 | 15 | 219824 | Laundry Room | 0.0056382
Ceiling Fixture | Compact Fluorescent |  | Twist | 2 | 15 | 219825 | Bedroom | 0.0056382
Chandelier (Hanging) | Incandescent |  | Mini base | 6 | 60 | 219826 | Dining Room | 0.0056382
Wall Mount | Compact Fluorescent |  | Twist | 1 | 15 | 219827 | Hall | 0.0056382
Table | Compact Fluorescent |  | Twist | 1 | 22 | 219828 | Family Room | 0.0056382
Table | Compact Fluorescent |  | Twist | 1 | 22 | 219829 | Living Room | 0.0056382
Ceiling Fan | Compact Fluorescent |  | Twist | 3 | 22 | 219829 | Living Room | 0.0056382
Ceiling Fixture | Compact Fluorescent |  | Twist | 2 | 22 | 2198210 | Hall | 0.0056382
Table | Compact Fluorescent |  | Twist | 1 | 22 | 2198211 | Bedroom | 0.0056382
Recessed Can | Compact Fluorescent |  | Other | 1 | 22 | 2198212 | Bathroom | 0.0056382
Wall Mount | Compact Fluorescent |  | Twist | 3 | 22 | 2198212 | Bathroom | 0.0056382
Ceiling Fan | Compact Fluorescent |  | Twist | 2 | 22 | 2198213 | Master Bedroom | 0.0056382
Table | Incandescent |  | Decorative | 1 | 60 | 2198213 | Master Bedroom | 0.0056382
Wall Mount | Compact Fluorescent |  | Twist | 1 | 22 | 219841 | Bathroom | 0.0015972
Ceiling Fixture | Compact Fluorescent |  | Twist | 1 | 22 | 219842 | Hall | 0.0015972
Ceiling Fixture | Compact Fluorescent |  | Twist | 1 | 22 | 219843 | Kitchen | 0.0015972
Ceiling Fixture | Incandescent |  | Standard A Lamp | 2 | 60 | 219844 | Bedroom | 0.0015972
Ceiling Fixture | Incandescent |  | Standard A Lamp | 1 | 65 | 219845 | Bedroom | 0.0015972
Ceiling Fixture | Compact Fluorescent |  | Twist | 2 | 15 | 219971 | Kitchen | 0.0039153
Ceiling Fixture | Compact Fluorescent |  | Twist | 1 | 15 | 219972 | Bedroom | 0.0039153
Ceiling Fixture | Linear Fluorescent | 18 | T-4 | 1 | 22 | 219973 | Closet | 0.0039153
Ceiling Fixture | Compact Fluorescent |  | Twist | 1 | 16 | 219974 | Bathroom | 0.0039153
Wall Mount | Incandescent |  | Decorative | 4 | 60 | 219974 | Bathroom | 0.0039153
Ceiling Fixture | Compact Fluorescent |  | Twist | 2 | 15 | 219975 | Laundry Room | 0.0039153
Ceiling Fan | Incandescent |  | Standard A Lamp | 3 | 40 | 219976 | Dining Room | 0.0039153
Floor lamp | Compact Fluorescent |  | Twist | 1 | 15 | 219977 | Living Room | 0.0039153
Ceiling Fixture | Compact Fluorescent |  | Twist | 1 | 15 | 219978 | Hall | 0.0039153
Ceiling Fixture | Compact Fluorescent |  | Twist | 1 | 15 | 219979 | Bathroom | 0.0039153
Track | Halogen |  | MR | 3 | 50 | 2199710 | Bedroom | 0.0039153
Ceiling Fixture | Compact Fluorescent |  | Twist | 1 | 15 | 2199711 | Bedroom | 0.0039153
Ceiling Fixture | Compact Fluorescent |  | Twist | 1 | 15 | 2199712 | Bedroom | 0.0039153
Floor lamp | Compact Fluorescent |  | Twist | 1 | 15 | 2199712 | Bedroom | 0.0039153
Ceiling Fixture | Compact Fluorescent |  | Twist | 1 | 13 | 220041 | Bathroom | 0.0039153
Ceiling Fixture | Incandescent |  | Standard A Lamp | 1 | 40 | 220042 | Bedroom | 0.0039153
Ceiling Fixture | Compact Fluorescent |  | Twist | 1 | 13 | 220043 | Hall | 0.0039153
Ceiling Fixture | Compact Fluorescent |  | Twist | 1 | 13 | 220044 | Kitchen | 0.0039153
Chandelier (Hanging) | Compact Fluorescent |  | Twist | 1 | 23 | 220044 | Kitchen | 0.0039153
Floor lamp | Compact Fluorescent |  | Twist | 1 | 23 | 220045 | Living Room | 0.0039153
Floor lamp | Compact Fluorescent |  | Twist | 1 | 13 | 220045 | Living Room | 0.0039153
Floor lamp | Incandescent |  | Standard A Lamp | 1 | 60 | 220045 | Living Room | 0.0039153
Ceiling Fixture | Compact Fluorescent |  | Twist | 2 | 23 | 220046 | Master Bedroom | 0.0039153
Ceiling Fixture | Incandescent |  | Standard A Lamp | 1 | 40 | 220131 | Bathroom | 0.0015972
Ceiling Fixture | Incandescent |  | Standard A Lamp | 1 | 60 | 220131 | Bathroom | 0.0015972
Ceiling Fixture | Incandescent |  | Standard A Lamp | 1 | 40 | 220132 | Bedroom | 0.0015972
Ceiling Fixture | Incandescent |  | Standard A Lamp | 1 | 60 | 220133 | Bedroom | 0.0015972
Ceiling Fixture | Incandescent |  | Standard A Lamp | 1 | 40 | 220134 | Hall | 0.0015972
Ceiling Fixture | Incandescent |  | Standard A Lamp | 2 | 65 | 220135 | Kitchen | 0.0015972
Table | Incandescent |  | Standard A Lamp | 1 | 60 | 220135 | Kitchen | 0.0015972
Floor lamp | Compact Fluorescent |  | Twist | 3 | 15 | 220136 | Living Room | 0.0015972
Wall Mount | Linear Fluorescent | 48 | T-8 | 1 | 40 | 220136 | Living Room | 0.0015972
Ceiling Fixture | Incandescent |  | Standard A Lamp | 1 | 60 | 220171 | Bathroom | 0.0022277
Ceiling Fixture | Compact Fluorescent |  | Twist | 1 | 22 | 220172 | Bathroom | 0.0022277
Wall Mount | Incandescent |  | Mini base | 6 | 25 | 220172 | Bathroom | 0.0022277
Ceiling Fixture | Incandescent |  | Standard A Lamp | 1 | 60 | 220173 | Bedroom | 0.0022277
Table | Incandescent |  | Standard A Lamp | 1 | 60 | 220173 | Bedroom | 0.0022277
Table | Linear Fluorescent | 24 | T-8 | 2 | 20 | 220173 | Bedroom | 0.0022277
Table | Incandescent |  | Mini base | 1 | 5 | 220173 | Bedroom | 0.0022277
Ceiling Fixture | Incandescent |  | Standard A Lamp | 1 | 60 | 220174 | Bedroom | 0.0022277
Table | Incandescent |  | Decorative | 1 | 60 | 220174 | Bedroom | 0.0022277
Table | Incandescent |  | Standard A Lamp | 1 | 60 | 220174 | Bedroom | 0.0022277
Ceiling Fixture | Incandescent |  | Reflector | 1 | 75 | 220175 | Garage | 0.0022277
Garage door opener | Incandescent |  | Standard A Lamp | 1 | 60 | 220175 | Garage | 0.0022277
Wall Mount | Incandescent |  | Reflector | 2 | 75 | 220175 | Garage | 0.0022277
Wall Mount | Other |  | Mercury Vapor | 1 | 100 | 220175 | Garage | 0.0022277
Ceiling Fixture | Incandescent |  | Standard A Lamp | 1 | 60 | 220176 | Hall | 0.0022277
Chandelier (Hanging) | Incandescent |  | Decorative | 6 | 60 | 220177 | Kitchen | 0.0022277
Ceiling Fixture | Linear Fluorescent | 48 | T-12 | 2 | 40 | 220177 | Kitchen | 0.0022277
Ceiling Fixture | Linear Fluorescent | 24 | T-12 | 2 | 32 | 220177 | Kitchen | 0.0022277
Chandelier (Hanging) | Incandescent |  | Decorative | 3 | 60 | 220178 | Living Room | 0.0022277
Table | Compact Fluorescent |  | Twist | 1 | 22 | 220178 | Living Room | 0.0022277
Table | Incandescent |  | Standard A Lamp | 1 | 150 | 220179 | Master Bedroom | 0.0022277
Table | Incandescent |  | Decorative | 1 | 60 | 220179 | Master Bedroom | 0.0022277
Table | Compact Fluorescent |  | Twist | 1 | 22 | 220179 | Master Bedroom | 0.0022277
Table | Incandescent |  | Decorative | 1 | 60 | 220179 | Master Bedroom | 0.0022277
Ceiling Fixture | Incandescent |  | Standard A Lamp | 1 | 60 | 2201710 | Laundry Room | 0.0022277
Ceiling Fixture | Compact Fluorescent |  | Twist | 1 | 15 | 220281 | Hall | 0.0015972
Ceiling Fan | Incandescent |  | Standard A Lamp | 1 | 45 | 220282 | Bathroom | 0.0015972
Ceiling Fixture | Incandescent |  | Standard A Lamp | 2 | 60 | 220283 | Bedroom | 0.0015972
Ceiling Fixture | Compact Fluorescent |  | Twist | 1 | 15 | 220284 | Dining Room | 0.0015972
Ceiling Fixture | Compact Fluorescent |  | Twist | 1 | 15 | 220285 | Garage | 0.0015972
Ceiling Fixture | Compact Fluorescent |  | Twist | 1 | 15 | 220286 | Kitchen | 0.0015972
Wall Mount | Compact Fluorescent |  | Twist | 1 | 15 | 220286 | Kitchen | 0.0015972
Table | Compact Fluorescent |  | Twist | 1 | 15 | 220287 | Living Room | 0.0015972
Floor lamp | Incandescent |  | 3-Way Incandescent | 1 | 100 | 220287 | Living Room | 0.0015972
Ceiling Fixture | Incandescent |  | Standard A Lamp | 2 | 60 | 220288 | Master Bedroom | 0.0015972
Table | Compact Fluorescent |  | Twist | 1 | 15 | 220288 | Master Bedroom | 0.0015972
Ceiling Fixture | Incandescent |  | Standard A Lamp | 1 | 60 | 220481 | Bathroom | 0.0042651
Ceiling Fixture | Incandescent |  | Standard A Lamp | 1 | 60 | 220482 | Bedroom | 0.0042651
Ceiling Fixture | Incandescent |  | Standard A Lamp | 1 | 60 | 220483 | Bedroom | 0.0042651
Ceiling Fixture | Incandescent |  | Standard A Lamp | 1 | 60 | 220484 | Closet | 0.0042651
Chandelier (Hanging) | Incandescent |  | Standard A Lamp | 1 | 60 | 220485 | Dining Room | 0.0042651
Ceiling Fixture | Incandescent |  | Standard A Lamp | 1 | 60 | 220486 | Hall | 0.0042651
Ceiling Fixture | Incandescent |  | Standard A Lamp | 1 | 60 | 220487 | Kitchen | 0.0042651
Ceiling Fan | Incandescent |  | Standard A Lamp | 3 | 65 | 220488 | Living Room | 0.0042651
Floor lamp | Compact Fluorescent |  | Twist | 1 | 22 | 220488 | Living Room | 0.0042651
Ceiling Fan | Incandescent |  | Standard A Lamp | 3 | 60 | 220489 | Master Bedroom | 0.0042651
Wall Mount | Incandescent |  | Standard A Lamp | 2 | 60 | 2204810 | Bathroom | 0.0042651
Ceiling Fixture | Incandescent |  | Standard A Lamp | 1 | 65 | 2204810 | Bathroom | 0.0042651
Ceiling Fixture | Incandescent |  | Standard A Lamp | 3 | 75 | 220561 | Kitchen | 0.0022277
Table | Incandescent |  | Standard A Lamp | 1 | 75 | 220562 | Living Room | 0.0022277
Ceiling Fixture | Incandescent |  | Standard A Lamp | 1 | 60 | 220563 | Bedroom | 0.0022277
Wall Mount | Incandescent |  | Standard A Lamp | 1 | 40 | 220564 | Bathroom | 0.0022277
Ceiling Fixture | Incandescent |  | Standard A Lamp | 2 | 60 | 220566 | Other | 0.0022277
Ceiling Fixture | Incandescent |  | Standard A Lamp | 2 | 60 | 220671 | Bathroom | 0.0015972
Table | Compact Fluorescent |  | Twist | 1 | 22 | 220672 | Bedroom | 0.0015972
Chandelier (Hanging) | Incandescent |  | Standard A Lamp | 1 | 60 | 220672 | Bedroom | 0.0015972
Table | Compact Fluorescent |  | A shape bulb | 1 | 15 | 220672 | Bedroom | 0.0015972
Ceiling Fixture | Incandescent |  | Standard A Lamp | 1 | 60 | 220672 | Bedroom | 0.0015972
Ceiling Fixture | Linear Fluorescent | 48 | T-8 | 2 | 60 | 220673 | Kitchen | 0.0015972
Ceiling Fan | Compact Fluorescent |  | Twist | 3 | 22 | 220673 | Kitchen | 0.0015972
Ceiling Fixture | Incandescent |  | Standard A Lamp | 2 | 65 | 220674 | Laundry Room | 0.0015972
Chandelier (Hanging) | Compact Fluorescent |  | Twist | 1 | 15 | 220675 | Living Room | 0.0015972
Table | Compact Fluorescent |  | Twist | 1 | 28 | 220675 | Living Room | 0.0015972
Ceiling Fixture | Compact Fluorescent |  | Twist | 2 | 22 | 220676 | Bathroom | 0.0015972
Ceiling Fixture | Incandescent |  | Standard A Lamp | 2 | 65 | 220677 | Office | 0.0015972
Table | Linear Fluorescent | 24 | T-8 | 2 | 16 | 220677 | Office | 0.0015972
Ceiling Fixture | Incandescent |  | Standard A Lamp | 2 | 75 | 220678 | Bedroom | 0.0015972
Table | Incandescent |  | Standard A Lamp | 1 | 40 | 220678 | Bedroom | 0.0015972
Ceiling Fixture | Incandescent |  | Standard A Lamp | 2 | 60 | 220731 | Bathroom | 0.0015972
Ceiling Fixture | Incandescent |  | Standard A Lamp | 2 | 60 | 220732 | Bedroom | 0.0015972
Table | Compact Fluorescent |  | Twist | 1 | 22 | 220732 | Bedroom | 0.0015972
Ceiling Fixture | Incandescent |  | Decorative | 3 | 60 | 220733 | Bedroom | 0.0015972
Table | Incandescent |  | Standard A Lamp | 1 | 60 | 220733 | Bedroom | 0.0015972
Ceiling Fan | Compact Fluorescent |  | Twist | 3 | 22 | 220734 | Dining Room | 0.0015972
Chandelier (Hanging) | Compact Fluorescent |  | Twist | 2 | 22 | 220735 | Family Room | 0.0015972
Ceiling Fan | Compact Fluorescent |  | Twist | 4 | 22 | 220735 | Family Room | 0.0015972
Table | Incandescent |  | Standard A Lamp | 1 | 95 | 220735 | Family Room | 0.0015972
Ceiling Fixture | Linear Fluorescent | 48 | T-12 | 2 | 40 | 220736 | Garage | 0.0015972
Garage door opener | Incandescent |  | Standard A Lamp | 1 | 60 | 220736 | Garage | 0.0015972
Ceiling Fixture | Incandescent |  | Standard A Lamp | 2 | 100 | 220737 | Hall | 0.0015972
Recessed - other | Linear Fluorescent | 42 | T-12 | 2 | 32 | 220738 | Kitchen | 0.0015972
Wall Mount | Incandescent |  | Standard A Lamp | 1 | 40 | 220738 | Kitchen | 0.0015972
Ceiling Fixture | Compact Fluorescent |  | Twist | 2 | 22 | 220738 | Kitchen | 0.0015972
Ceiling Fixture | Incandescent |  | Mini base | 2 | 25 | 220739 | Bathroom | 0.0015972
Wall Mount | Compact Fluorescent |  | Twist | 2 | 15 | 220739 | Bathroom | 0.0015972
Ceiling Fixture | Incandescent |  | Standard A Lamp | 3 | 60 | 2207310 | Bedroom | 0.0015972
Table | Compact Fluorescent |  | Twist | 1 | 22 | 2207310 | Bedroom | 0.0015972
Ceiling Fixture | Incandescent |  | Standard A Lamp | 2 | 60 | 2207311 | Closet | 0.0015972
Ceiling Fixture | Incandescent |  | Standard A Lamp | 2 | 60 | 2207312 | Other | 0.0015972
Ceiling Fixture | Incandescent |  | Standard A Lamp | 3 | 60 | 221121 | Bedroom | 0.0042651
Other | Linear Fluorescent | 18 | T-4 | 1 | 16 | 221121 | Bedroom | 0.0042651
Ceiling Fixture | Compact Fluorescent |  | Twist | 2 | 15 | 221122 | Bedroom | 0.0042651
Ceiling Fixture | Incandescent |  | Standard A Lamp | 1 | 60 | 221122 | Bedroom | 0.0042651
Ceiling Fan | Incandescent |  | Standard A Lamp | 4 | 60 | 221123 | Dining Room | 0.0042651
Ceiling Fixture | Compact Fluorescent |  | Twist | 3 | 15 | 221124 | Garage | 0.0042651
Ceiling Fixture | Linear Fluorescent | 48 | T-12 | 2 | 32 | 221124 | Garage | 0.0042651
Garage door opener | Incandescent |  | Standard A Lamp | 1 | 60 | 221124 | Garage | 0.0042651
Ceiling Fixture | Incandescent |  | Standard A Lamp | 1 | 60 | 221125 | Hall | 0.0042651
Recessed - other | Linear Fluorescent | 48 | T-12 | 2 | 32 | 221126 | Kitchen | 0.0042651
Ceiling Fixture | Incandescent |  | Standard A Lamp | 1 | 60 | 221127 | Laundry Room | 0.0042651
Ceiling Fan | Compact Fluorescent |  | A shape bulb | 3 | 22 | 221128 | Living Room | 0.0042651
Ceiling Fan | Incandescent |  | Standard A Lamp | 1 | 60 | 221128 | Living Room | 0.0042651
Wall Mount | Incandescent |  | Standard A Lamp | 2 | 60 | 221129 | Bathroom | 0.0042651
Ceiling Fixture | Incandescent |  | Heat Lamp | 1 | 150 | 221129 | Bathroom | 0.0042651
Wall Mount | Incandescent |  | Standard A Lamp | 2 | 60 | 2211210 | Bathroom | 0.0042651
Ceiling Fixture | Incandescent |  | Standard A Lamp | 1 | 60 | 2211210 | Bathroom | 0.0042651
Ceiling Fixture | Incandescent |  | Standard A Lamp | 1 | 60 | 2211211 | Master Bedroom | 0.0042651
Table | Compact Fluorescent |  | Twist | 1 | 15 | 2211211 | Master Bedroom | 0.0042651
Wall Mount | Incandescent |  | Globe | 3 | 40 | 221191 | Bathroom | 0.0015972
Ceiling Fixture | Incandescent |  | Standard A Lamp | 2 | 60 | 221192 | Bedroom | 0.0015972
Table | Incandescent |  | Standard A Lamp | 1 | 60 | 221192 | Bedroom | 0.0015972
Chandelier (Hanging) | Incandescent |  | Decorative | 5 | 40 | 221193 | Dining Room | 0.0015972
Wall Mount | Incandescent |  | Globe | 6 | 40 | 221194 | Bathroom | 0.0015972
Ceiling Fixture | Incandescent |  | Standard A Lamp | 1 | 60 | 221194 | Bathroom | 0.0015972
Ceiling Fixture | Incandescent |  | Standard A Lamp | 2 | 60 | 221195 | Bedroom | 0.0015972
Ceiling Fixture | Incandescent |  | Standard A Lamp | 1 | 60 | 221196 | Bedroom | 0.0015972
Ceiling Fixture | Linear Fluorescent | 48 | T-12 | 2 | 40 | 221196 | Bedroom | 0.0015972
Recessed Can | Incandescent |  | Standard A Lamp | 1 | 60 | 221197 | Hall | 0.0015972
Recessed Can | Incandescent |  | Reflector | 1 | 60 | 221198 | Kitchen | 0.0015972
Wall Mount | Incandescent |  | Decorative | 1 | 25 | 221198 | Kitchen | 0.0015972
Recessed Can | Incandescent |  | Reflector | 1 | 60 | 221199 | Living Room | 0.0015972
Ceiling Fixture | Incandescent |  | Standard A Lamp | 1 | 60 | 2211910 | Other | 0.0015972
Table | Compact Fluorescent |  | Twist | 1 | 22 | 2211911 | Family Room | 0.0015972
Floor lamp | Compact Fluorescent |  | Pin base | 1 | 28 | 2211911 | Family Room | 0.0015972
Ceiling Fixture | Incandescent |  | Standard A Lamp | 1 | 40 | 2211912 | Hall | 0.0015972
Ceiling Fixture | Linear Fluorescent | 48 | T-12 | 2 | 32 | 2211913 | Kitchen | 0.0015972
Wall Mount | Incandescent |  | Standard A Lamp | 1 | 40 | 2211913 | Kitchen | 0.0015972
Ceiling Fixture | Incandescent |  | Standard A Lamp | 1 | 40 | 2211913 | Kitchen | 0.0015972
Ceiling Fixture | Incandescent |  | Standard A Lamp | 1 | 60 | 2211914 | Laundry Room | 0.0015972
Table | Incandescent |  | Decorative | 1 | 40 | 2211915 | Living Room | 0.0015972
Table | Incandescent |  | Standard A Lamp | 1 | 60 | 2211915 | Living Room | 0.0015972
Floor lamp | Incandescent |  | 3-Way Incandescent | 1 | 100 | 2211915 | Living Room | 0.0015972
Ceiling Fixture | Incandescent |  | Standard A Lamp | 1 | 60 | 2211916 | Bathroom | 0.0015972
Wall Mount | Incandescent |  | Globe | 3 | 40 | 2211916 | Bathroom | 0.0015972
Ceiling Fan | Incandescent |  | Standard A Lamp | 4 | 60 | 2211917 | Master Bedroom | 0.0015972
Table | Incandescent |  | Standard A Lamp | 1 | 100 | 2211917 | Master Bedroom | 0.0015972
Wall Mount | Compact Fluorescent |  | Twist | 1 | 15 | 2211917 | Master Bedroom | 0.0015972
Wall Mount | Incandescent |  | Globe | 3 | 25 | 221901 | Bathroom | 0.0015972
Wall Mount | Incandescent |  | Standard A Lamp | 3 | 60 | 221902 | Bedroom | 0.0015972
Table | Compact Fluorescent |  | Twist | 1 | 22 | 221902 | Bedroom | 0.0015972
Wall Mount | Incandescent |  | Globe | 3 | 40 | 221902 | Bedroom | 0.0015972
Wall Mount | Incandescent |  | Globe | 3 | 40 | 221903 | Bedroom | 0.0015972
Wall Mount | Incandescent |  | Globe | 4 | 40 | 221904 | Bedroom | 0.0015972
Chandelier (Hanging) | Incandescent |  | Globe | 5 | 60 | 221905 | Dining Room | 0.0015972
Ceiling Fixture | Incandescent |  | Standard A Lamp | 1 | 60 | 221905 | Dining Room | 0.0015972
Ceiling Fan | Incandescent |  | Standard A Lamp | 1 | 60 | 221906 | Family Room | 0.0015972
Wall Mount | Compact Fluorescent |  | Twist | 1 | 22 | 221906 | Family Room | 0.0015972
Floor lamp | Compact Fluorescent |  | Straight Tube | 1 | 15 | 221907 | Office | 0.0015972
Wall Mount | Incandescent |  | Standard A Lamp | 1 | 60 | 221907 | Office | 0.0015972
Wall Mount | Incandescent |  | Standard A Lamp | 3 | 60 | 221907 | Office | 0.0015972
Floor lamp | Incandescent |  | Standard A Lamp | 1 | 60 | 221908 | Living Room | 0.0015972
Ceiling Fixture | Incandescent |  | Standard A Lamp | 1 | 60 | 221921 | Bathroom | 0.0039154
Ceiling Fixture | Incandescent |  | Standard A Lamp | 1 | 60 | 221922 | Bedroom | 0.0039154
Floor lamp | Incandescent |  | Standard A Lamp | 5 | 60 | 221922 | Bedroom | 0.0039154
Ceiling Fixture | Incandescent |  | Standard A Lamp | 1 | 60 | 221923 | Bedroom | 0.0039154
Table | Incandescent |  | Standard A Lamp | 1 | 60 | 221923 | Bedroom | 0.0039154
Ceiling Fan | Incandescent |  | Decorative | 3 | 40 | 221924 | Dining Room | 0.0039154
Ceiling Fixture | Incandescent |  | Standard A Lamp | 1 | 60 | 221925 | Dining Room | 0.0039154
Ceiling Fixture | Linear Fluorescent | 48 | T-12 | 2 | 40 | 221926 | Garage | 0.0039154
Ceiling Fixture | Incandescent |  | Standard A Lamp | 1 | 60 | 221927 | Hall | 0.0039154
Ceiling Fixture | Incandescent |  | Standard A Lamp | 1 | 60 | 221928 | Kitchen | 0.0039154
Ceiling Fixture | Compact Fluorescent |  | Twist | 1 | 15 | 221928 | Kitchen | 0.0039154
Ceiling Fixture | Incandescent |  | Standard A Lamp | 1 | 60 | 221929 | Laundry Room | 0.0039154
Floor lamp | Incandescent |  | Standard A Lamp | 3 | 60 | 2219210 | Living Room | 0.0039154
Ceiling Fixture | Incandescent |  | Standard A Lamp | 1 | 60 | 2219211 | Bathroom | 0.0039154
Ceiling Fan | Incandescent |  | Decorative | 4 | 40 | 2219212 | Master Bedroom | 0.0039154
Table | Incandescent |  | Decorative | 1 | 40 | 2219212 | Master Bedroom | 0.0039154
Floor lamp | Incandescent |  | Standard A Lamp | 1 | 60 | 2219213 | Office | 0.0039154
Table | Incandescent |  | Decorative | 1 | 40 | 2219213 | Office | 0.0039154
Wall Mount | Compact Fluorescent |  | Twist | 3 | 15 | 222041 | Bathroom | 0.0042651
Wall Mount | Compact Fluorescent |  | Twist | 2 | 15 | 222042 | Bathroom | 0.0042651
Ceiling Fixture | Compact Fluorescent |  | Twist | 1 | 15 | 222043 | Bedroom | 0.0042651
Ceiling Fixture | Compact Fluorescent |  | Twist | 2 | 15 | 222044 | Bedroom | 0.0042651
Ceiling Fixture | Compact Fluorescent |  | Twist | 1 | 15 | 222045 | Kitchen | 0.0042651
Ceiling Fixture | Compact Fluorescent |  | Twist | 2 | 15 | 222046 | Living Room | 0.0042651
Wall Mount | Incandescent |  | Clear | 6 | 40 | 222361 | Bathroom | 0.0056382
Wall Mount | Incandescent |  | Mini base | 6 | 25 | 222362 | Bathroom | 0.0056382
Table | Incandescent |  | Standard A Lamp | 1 | 60 | 222363 | Bedroom | 0.0056382
Recessed Can | Incandescent |  | Reflector | 1 | 40 | 222364 | Closet | 0.0056382
Chandelier (Hanging) | Incandescent |  | Mini base | 7 | 25 | 222365 | Dining Room | 0.0056382
Ceiling Fixture | Incandescent |  | Decorative | 4 | 25 | 222366 | Closet | 0.0056382
Recessed Can | Incandescent |  | Reflector | 1 | 65 | 222367 | Family Room | 0.0056382
Table | Incandescent |  | 3-Way Incandescent | 1 | 150 | 222367 | Family Room | 0.0056382
Ceiling Fixture | Incandescent |  | Mini base | 4 | 25 | 222368 | Hall | 0.0056382
Ceiling Fixture | Linear Fluorescent | 48 | T-12 | 2 | 32 | 222369 | Kitchen | 0.0056382
Ceiling Fixture | Incandescent |  | Standard A Lamp | 1 | 60 | 2223610 | Laundry Room | 0.0056382
Floor lamp | Compact Fluorescent |  | Twist | 1 | 22 | 2223611 | Living Room | 0.0056382
Table | Incandescent |  | 3-Way Incandescent | 1 | 150 | 2223611 | Living Room | 0.0056382
Table | Incandescent |  | Standard A Lamp | 1 | 60 | 2223612 | Master Bedroom | 0.0056382
Ceiling Fixture | Incandescent |  | Standard A Lamp | 1 | 60 | 222771 | Bathroom | 0.0042651
Wall Mount | Incandescent |  | Standard A Lamp | 3 | 60 | 222771 | Bathroom | 0.0042651
Ceiling Fixture | Linear Fluorescent | 48 | T-12 | 2 | 40 | 222772 | Bedroom | 0.0042651
Table | Compact Fluorescent |  | Twist | 1 | 15 | 222772 | Bedroom | 0.0042651
Ceiling Fixture | Linear Fluorescent | 48 | T-12 | 2 | 40 | 222773 | Kitchen | 0.0042651
Ceiling Fan | Incandescent |  | Standard A Lamp | 4 | 60 | 222773 | Kitchen | 0.0042651
Recessed - other | Incandescent |  | Standard A Lamp | 1 | 60 | 222773 | Kitchen | 0.0042651
Ceiling Fixture | Incandescent |  | Standard A Lamp | 2 | 60 | 222774 | Laundry Room | 0.0042651
Table | Compact Fluorescent |  | Twist | 1 | 15 | 222775 | Living Room | 0.0042651
Chandelier (Hanging) | Incandescent |  | Decorative | 11 | 40 | 222775 | Living Room | 0.0042651
Ceiling Fixture | Incandescent |  | Standard A Lamp | 2 | 60 | 222775 | Living Room | 0.0042651
Ceiling Fixture | Incandescent |  | Standard A Lamp | 1 | 60 | 222776 | Bathroom | 0.0042651
Wall Mount | Compact Fluorescent |  | Globe | 3 | 11 | 222776 | Bathroom | 0.0042651
Ceiling Fixture | Incandescent |  | Heat Lamp | 1 | 150 | 222776 | Bathroom | 0.0042651
Floor lamp | Incandescent |  | Standard A Lamp | 3 | 60 | 222777 | Master Bedroom | 0.0042651
Table | Compact Fluorescent |  | Twist | 1 | 15 | 222777 | Master Bedroom | 0.0042651
Ceiling Fan | Incandescent |  | Standard A Lamp | 4 | 60 | 223131 | Living Room | 0.0022277
Wall Mount | Incandescent |  | Globe | 3 | 60 | 223132 | Bathroom | 0.0022277
Ceiling Fixture | Incandescent |  | Standard A Lamp | 1 | 60 | 223132 | Bathroom | 0.0022277
Ceiling Fixture | Incandescent |  | Standard A Lamp | 2 | 60 | 223133 | Bedroom | 0.0022277
Ceiling Fixture | Incandescent |  | Standard A Lamp | 2 | 60 | 223134 | Bedroom | 0.0022277
Table | Incandescent |  | Standard A Lamp | 1 | 60 | 223134 | Bedroom | 0.0022277
Chandelier (Hanging) | Incandescent |  | Standard A Lamp | 3 | 60 | 223135 | Dining Room | 0.0022277
Ceiling Fixture | Linear Fluorescent | 48 | T-12 | 2 | 40 | 223136 | Garage | 0.0022277
Garage door opener | Incandescent |  | Standard A Lamp | 1 | 40 | 223136 | Garage | 0.0022277
Wall Mount | Compact Fluorescent |  | Twist | 1 | 15 | 223136 | Garage | 0.0022277
Ceiling Fixture | Linear Fluorescent | 24 | Fluorescent Other | 1 | 60 | 223137 | Kitchen | 0.0022277
Track | Halogen |  | Quartz Tube | 3 | 50 | 223137 | Kitchen | 0.0022277
Floor lamp | Incandescent |  | Standard A Lamp | 1 | 60 | 223138 | Living Room | 0.0022277
Ceiling Fan | Incandescent |  | Mini base | 4 | 40 | 223139 | Master Bedroom | 0.0022277
Ceiling Fixture | Incandescent |  | Standard A Lamp | 1 | 60 | 2231310 | Closet | 0.0022277
Ceiling Fixture | Incandescent |  | Standard A Lamp | 1 | 60 | 2231311 | Office | 0.0022277
Wall Mount | Incandescent |  | Globe | 3 | 60 | 2231312 | Bathroom | 0.0022277
Ceiling Fixture | Incandescent |  | Standard A Lamp | 1 | 60 | 2231313 | Laundry Room | 0.0022277
Ceiling Fixture | Compact Fluorescent |  | Twist | 1 | 15 | 2231314 | Other | 0.0022277
Ceiling Fixture | Incandescent |  | Globe | 4 | 40 | 223201 | Bathroom | 0.0042651
Wall Mount | Incandescent |  | Standard A Lamp | 1 | 60 | 223202 | Bedroom | 0.0042651
Table | Incandescent |  | Standard A Lamp | 1 | 60 | 223202 | Bedroom | 0.0042651
Wall Mount | Incandescent |  | Standard A Lamp | 1 | 60 | 223203 | Bedroom | 0.0042651
Table | Incandescent |  | Standard A Lamp | 1 | 60 | 223203 | Bedroom | 0.0042651
Ceiling Fixture | Incandescent |  | Standard A Lamp | 1 | 60 | 223204 | Hall | 0.0042651
Wall Mount | Linear Fluorescent | 48 | T-12 | 2 | 40 | 223204 | Hall | 0.0042651
Ceiling Fixture | Linear Fluorescent | 48 | T-12 | 2 | 40 | 223205 | Kitchen | 0.0042651
Table | Incandescent |  | Standard A Lamp | 1 | 60 | 223206 | Living Room | 0.0042651
Floor lamp | Incandescent |  | Standard A Lamp | 2 | 60 | 223206 | Living Room | 0.0042651
Wall Mount | Incandescent |  | Decorative | 1 | 40 | 223206 | Living Room | 0.0042651
Wall Mount | Compact Fluorescent |  | Twist | 4 | 14 | 223421 | Bathroom | 0.0042651
Ceiling Fixture | Incandescent |  | Heat Lamp | 2 | 250 | 223421 | Bathroom | 0.0042651
Ceiling Fixture | Linear Fluorescent | 48 | T-12 | 2 | 40 | 223422 | Bedroom | 0.0042651
Table | Compact Fluorescent |  | Twist | 1 | 15 | 223422 | Bedroom | 0.0042651
Ceiling Fixture | Linear Fluorescent | 48 | T-12 | 2 | 40 | 223423 | Bedroom | 0.0042651
Floor lamp | Compact Fluorescent |  | 3-Way CFL | 1 | 22 | 223423 | Bedroom | 0.0042651
Chandelier (Hanging) | Incandescent |  | Decorative | 5 | 40 | 223424 | Dining Room | 0.0042651
Table | Incandescent |  | Standard A Lamp | 1 | 75 | 223425 | Family Room | 0.0042651
Garage door opener | Incandescent |  | Standard A Lamp | 2 | 60 | 223426 | Other | 0.0042651
Ceiling Fixture | Linear Fluorescent | 48 | T-12 | 2 | 40 | 223426 | Other | 0.0042651
Ceiling Fixture | Incandescent |  | Standard A Lamp | 1 | 60 | 223427 | Hall | 0.0042651
Table | Compact Fluorescent |  | Twist | 1 | 22 | 223427 | Hall | 0.0042651
Ceiling Fixture | Linear Fluorescent | 48 | T-12 | 2 | 40 | 223428 | Kitchen | 0.0042651
Ceiling Fixture | Compact Fluorescent |  | Twist | 1 | 22 | 223428 | Kitchen | 0.0042651
Ceiling Fixture | Linear Fluorescent | 48 | T-12 | 2 | 40 | 223429 | Laundry Room | 0.0042651
Chandelier (Hanging) | Incandescent |  | Globe | 5 | 60 | 2234210 | Living Room | 0.0042651
Ceiling Fixture | Linear Fluorescent | 48 | T-12 | 2 | 40 | 2234211 | Bathroom | 0.0042651
Wall Mount | Compact Fluorescent |  | 3-Way CFL | 4 | 14 | 2234211 | Bathroom | 0.0042651
Ceiling Fixture | Linear Fluorescent | 48 | T-12 | 2 | 40 | 2234212 | Master Bedroom | 0.0042651
Wall Mount | Incandescent |  | Standard A Lamp | 1 | 60 | 223581 | Bathroom | 0.0022277
Ceiling Fixture | Incandescent |  | Standard A Lamp | 1 | 60 | 223582 | Hall | 0.0022277
Ceiling Fan | Incandescent |  | Standard A Lamp | 1 | 60 | 223583 | Kitchen | 0.0022277
Chandelier (Hanging) | Incandescent |  | Decorative | 5 | 60 | 223583 | Kitchen | 0.0022277
Ceiling Fixture | Incandescent |  | Standard A Lamp | 3 | 60 | 223583 | Kitchen | 0.0022277
Ceiling Fixture | Incandescent |  | Standard A Lamp | 1 | 60 | 223583 | Kitchen | 0.0022277
Table | Incandescent |  | Standard A Lamp | 1 | 150 | 223584 | Living Room | 0.0022277
Table | Compact Fluorescent |  | Twist | 1 | 15 | 223584 | Living Room | 0.0022277
Ceiling Fixture | Incandescent |  | Standard A Lamp | 2 | 60 | 223585 | Bedroom | 0.0022277
Ceiling Fixture | Incandescent |  | Standard A Lamp | 1 | 60 | 223586 | Laundry Room | 0.0022277
Ceiling Fixture | Incandescent |  | Standard A Lamp | 2 | 60 | 223587 | Master Bedroom | 0.0022277
Chandelier (Hanging) | Incandescent |  | Standard A Lamp | 1 | 60 | 223588 | Bathroom | 0.0022277
Ceiling Fixture | Incandescent |  | Standard A Lamp | 1 | 100 | 223589 | Garage | 0.0022277
Floor lamp | Compact Fluorescent |  | Twist | 1 | 15 | 223589 | Garage | 0.0022277
Garage door opener | Incandescent |  | Standard A Lamp | 1 | 60 | 223589 | Garage | 0.0022277
Ceiling Fixture | Compact Fluorescent |  | Twist | 1 | 22 | 223701 | Bathroom | 0.0042651
Architectural | Linear Fluorescent | 48 | T-12 | 2 | 32 | 223702 | Family Room | 0.0042651
Torchiere | Halogen |  | Quartz Tube | 1 | 150 | 223702 | Family Room | 0.0042651
Torchiere | Incandescent |  | 3-Way Incandescent | 1 | 75 | 223702 | Family Room | 0.0042651
Wall Mount | Incandescent |  | Standard A Lamp | 2 | 60 | 223702 | Family Room | 0.0042651
Table | Compact Fluorescent |  | Twist | 1 | 22 | 223702 | Family Room | 0.0042651
Ceiling Fixture | Linear Fluorescent | 48 | Fluorescent Unknown | 2 | 32 | 223703 | Kitchen | 0.0042651
Ceiling Fixture | Compact Fluorescent |  | Twist | 1 | 22 | 223703 | Kitchen | 0.0042651
Ceiling Fixture | Incandescent |  | Standard A Lamp | 1 | 75 | 223704 | Laundry Room | 0.0042651
Table | Compact Fluorescent |  | Twist | 1 | 22 | 223705 | Living Room | 0.0042651
Torchiere | Halogen |  | Quartz Tube | 1 | 300 | 223705 | Living Room | 0.0042651
Chandelier (Hanging) | Incandescent |  | Decorative | 4 | 40 | 223705 | Living Room | 0.0042651
Chandelier (Hanging) | Incandescent |  | Standard A Lamp | 1 | 60 | 223705 | Living Room | 0.0042651
Table | Incandescent |  | Decorative | 1 | 25 | 223705 | Living Room | 0.0042651
Table | Compact Fluorescent |  | Straight Tube | 1 | 22 | 223705 | Living Room | 0.0042651
Ceiling Fixture | Compact Fluorescent |  | Twist | 2 | 22 | 223706 | Bathroom | 0.0042651
Architectural | Incandescent |  | Standard A Lamp | 1 | 60 | 223706 | Bathroom | 0.0042651
Ceiling Fixture | Incandescent |  | Standard A Lamp | 1 | 60 | 223707 | Master Bedroom | 0.0042651
Table | Incandescent |  | Standard A Lamp | 1 | 60 | 223707 | Master Bedroom | 0.0042651
Table | Compact Fluorescent |  | Twist | 1 | 22 | 223707 | Master Bedroom | 0.0042651
Table | Halogen |  | MR | 1 | 75 | 223707 | Master Bedroom | 0.0042651
Ceiling Fixture | Incandescent |  | Standard A Lamp | 1 | 75 | 223708 | Closet | 0.0042651
Ceiling Fixture | Compact Fluorescent |  | Twist | 2 | 22 | 223709 | Bedroom | 0.0042651
Table | Incandescent |  | Standard A Lamp | 1 | 100 | 223709 | Bedroom | 0.0042651
Ceiling Fixture | Compact Fluorescent |  | Twist | 1 | 15 | 223971 | Bathroom | 0.0053603
Wall Mount | Compact Fluorescent |  | Twist | 3 | 15 | 223971 | Bathroom | 0.0053603
Ceiling Fixture | Compact Fluorescent |  | Twist | 1 | 15 | 223972 | Bedroom | 0.0053603
Ceiling Fixture | Compact Fluorescent |  | Twist | 1 | 15 | 223973 | Other | 0.0053603
Ceiling Fixture | Linear Fluorescent | 48 | T-12 | 2 | 40 | 223973 | Other | 0.0053603
Ceiling Fixture | Compact Fluorescent |  | Twist | 1 | 15 | 223974 | Hall | 0.0053603
Ceiling Fan | Compact Fluorescent |  | Twist | 3 | 15 | 223975 | Kitchen | 0.0053603
Architectural | Compact Fluorescent |  | Twist | 1 | 15 | 223975 | Kitchen | 0.0053603
Ceiling Fixture | Compact Fluorescent |  | Twist | 1 | 15 | 223975 | Kitchen | 0.0053603
Chandelier (Hanging) | Compact Fluorescent |  | Twist | 5 | 15 | 223976 | Living Room | 0.0053603
Floor lamp | Compact Fluorescent |  | Twist | 2 | 15 | 223976 | Living Room | 0.0053603
Ceiling Fixture | Incandescent |  | Standard A Lamp | 3 | 100 | 223977 | Master Bedroom | 0.0053603
Table | Incandescent |  | Decorative | 1 | 40 | 223977 | Master Bedroom | 0.0053603
Table | Compact Fluorescent |  | Twist | 1 | 15 | 223977 | Master Bedroom | 0.0053603
Track | Compact Fluorescent |  | Twist | 3 | 15 | 224031 | Bathroom | 0.0039154
Ceiling Fan | Compact Fluorescent |  | Twist | 3 | 15 | 224032 | Bedroom | 0.0039154
Table | Incandescent |  | Clear | 1 | 60 | 224032 | Bedroom | 0.0039154
Ceiling Fan | Compact Fluorescent |  | Twist | 3 | 22 | 224033 | Bedroom | 0.0039154
Table | Compact Fluorescent |  | Other | 1 | 22 | 224033 | Bedroom | 0.0039154
Ceiling Fixture | Incandescent |  | Standard A Lamp | 2 | 60 | 224034 | Closet | 0.0039154
Ceiling Fixture | Incandescent |  | Standard A Lamp | 1 | 60 | 224035 | Closet | 0.0039154
Ceiling Fan | Compact Fluorescent |  | Twist | 3 | 15 | 224036 | Dining Room | 0.0039154
Ceiling Fixture | Compact Fluorescent |  | Twist | 1 | 15 | 224037 | Garage | 0.0039154
Other | Halogen |  | PAR | 2 | 50 | 224037 | Garage | 0.0039154
Ceiling Fixture | Compact Fluorescent |  | Twist | 2 | 15 | 224038 | Hall | 0.0039154
Torchiere | Incandescent |  | Standard A Lamp | 1 | 100 | 224039 | Living Room | 0.0039154
Torchiere | Compact Fluorescent |  | Twist | 1 | 15 | 224039 | Living Room | 0.0039154
Wall Mount | Incandescent |  | Standard A Lamp | 1 | 60 | 224039 | Living Room | 0.0039154
Table | Incandescent |  | Mini base | 1 | 5 | 224039 | Living Room | 0.0039154
Ceiling Fan | Compact Fluorescent |  | A shape bulb | 4 | 15 | 2240310 | Master Bedroom | 0.0039154
Table | Compact Fluorescent |  | Other | 1 | 28 | 2240310 | Master Bedroom | 0.0039154
Wall Mount | Compact Fluorescent |  | Twist | 4 | 15 | 2240311 | Bathroom | 0.0039154
Ceiling Fixture | Incandescent |  | Standard A Lamp | 2 | 60 | 2240311 | Bathroom | 0.0039154
Wall Mount | Linear Fluorescent | 24 | T-8 | 1 | 20 | 2240312 | Office | 0.0039154
Table | Compact Fluorescent |  | Other | 1 | 28 | 2240312 | Office | 0.0039154
Ceiling Fan | Incandescent |  | Standard A Lamp | 1 | 60 | 2240312 | Office | 0.0039154
Ceiling Fan | Compact Fluorescent |  | Twist | 3 | 15 | 2240313 | Kitchen | 0.0039154
Ceiling Fixture | Compact Fluorescent |  | Twist | 2 | 15 | 2240313 | Kitchen | 0.0039154
Ceiling Fixture | Compact Fluorescent |  | Twist | 2 | 15 | 2240314 | Other | 0.0039154
Chandelier (Hanging) | Compact Fluorescent |  | Twist | 5 | 13 | 224121 | Dining Room | 0.0056382
Ceiling Fixture | Incandescent |  | Standard A Lamp | 1 | 60 | 224122 | Hall | 0.0056382
Ceiling Fixture | Incandescent |  | Standard A Lamp | 1 | 60 | 224123 | Bathroom | 0.0056382
Wall Mount | Other |  | LED Interior | 1 | 1 | 224123 | Bathroom | 0.0056382
Ceiling Fixture | Linear Fluorescent | 48 | T-12 | 2 | 40 | 224124 | Kitchen | 0.0056382
Ceiling Fixture | Compact Fluorescent |  | Twist | 1 | 13 | 224124 | Kitchen | 0.0056382
Other | Compact Fluorescent |  | Twist | 1 | 13 | 224124 | Kitchen | 0.0056382
Ceiling Fixture | Incandescent |  | Standard A Lamp | 1 | 60 | 224125 | Laundry Room | 0.0056382
Ceiling Fan | Compact Fluorescent |  | Twist | 2 | 13 | 224126 | Living Room | 0.0056382
Ceiling Fixture | Incandescent |  | Standard A Lamp | 1 | 60 | 224127 | Bathroom | 0.0056382
Wall Mount | Linear Fluorescent | 18 | T-8 | 1 | 15 | 224127 | Bathroom | 0.0056382
Wall Mount | Incandescent |  | Mini base | 1 | 7 | 224127 | Bathroom | 0.0056382
Ceiling Fixture | Compact Fluorescent |  | Twist | 2 | 13 | 224128 | Master Bedroom | 0.0056382
Table | Compact Fluorescent |  | Twist | 1 | 13 | 224128 | Master Bedroom | 0.0056382
Ceiling Fixture | Compact Fluorescent |  | Twist | 2 | 13 | 224129 | Office | 0.0056382
Ceiling Fixture | Incandescent |  | Standard A Lamp | 1 | 60 | 2241210 | Garage | 0.0056382
Table | Compact Fluorescent |  | Twist | 1 | 15 | 224181 | Bedroom | 0.0015972
Ceiling Fan | Compact Fluorescent |  | Twist | 3 | 15 | 224182 | Kitchen | 0.0015972
Ceiling Fixture | Compact Fluorescent |  | Twist | 3 | 15 | 224182 | Kitchen | 0.0015972
Ceiling Fixture | Compact Fluorescent |  | Twist | 1 | 15 | 224182 | Kitchen | 0.0015972
Floor lamp | Incandescent |  | Standard A Lamp | 1 | 60 | 224183 | Family Room | 0.0015972
Ceiling Fixture | Compact Fluorescent |  | Twist | 3 | 15 | 224183 | Family Room | 0.0015972
Wall Mount | Compact Fluorescent |  | Twist | 1 | 15 | 224184 | Laundry Room | 0.0015972
Ceiling Fixture | Compact Fluorescent |  | Twist | 1 | 15 | 224184 | Laundry Room | 0.0015972
Floor lamp | Compact Fluorescent |  | Twist | 2 | 15 | 224185 | Office | 0.0015972
Wall Mount | Compact Fluorescent |  | Twist | 1 | 15 | 224186 | Other | 0.0015972
Ceiling Fixture | Incandescent |  | Standard A Lamp | 1 | 75 | 224191 | Bathroom | 0.0053603
Chandelier (Hanging) | Incandescent |  | Decorative | 5 | 25 | 224192 | Dining Room | 0.0053603
Ceiling Fixture | Incandescent |  | Standard A Lamp | 1 | 60 | 224192 | Dining Room | 0.0053603
Ceiling Fixture | Compact Fluorescent |  | Twist | 1 | 15 | 224193 | Hall | 0.0053603
Architectural | Incandescent |  | Clear | 1 | 40 | 224194 | Kitchen | 0.0053603
Ceiling Fixture | Linear Fluorescent | 48 | T-12 | 1 | 40 | 224194 | Kitchen | 0.0053603
Ceiling Fixture | Incandescent |  | Standard A Lamp | 1 | 60 | 224194 | Kitchen | 0.0053603
Ceiling Fixture | Incandescent |  | Standard A Lamp | 1 | 60 | 224195 | Laundry Room | 0.0053603
Table | Compact Fluorescent |  | Twist | 1 | 15 | 224196 | Living Room | 0.0053603
Table | Incandescent |  | Decorative | 3 | 25 | 224196 | Living Room | 0.0053603
Ceiling Fixture | Incandescent |  | Standard A Lamp | 2 | 60 | 224197 | Master Bedroom | 0.0053603
Ceiling Fixture | Incandescent |  | Standard A Lamp | 1 | 60 | 224198 | Bedroom | 0.0053603
Ceiling Fixture | Incandescent |  | Standard A Lamp | 2 | 75 | 224199 | Bathroom | 0.0053603
Ceiling Fixture | Incandescent |  | Standard A Lamp | 1 | 75 | 2241910 | Closet | 0.0053603
Ceiling Fan | Compact Fluorescent |  | Twist | 4 | 22 | 224631 | Living Room | 0.0022277
Other | Other |  | Other | 1 | 150 | 224631 | Living Room | 0.0022277
Ceiling Fan | Compact Fluorescent |  | Twist | 4 | 15 | 224632 | Office | 0.0022277
Ceiling Fixture | Incandescent |  | Standard A Lamp | 2 | 60 | 224633 | Laundry Room | 0.0022277
Ceiling Fixture | Compact Fluorescent |  | Twist | 2 | 15 | 224633 | Laundry Room | 0.0022277
Floor lamp | Compact Fluorescent |  | Twist | 1 | 15 | 224634 | Bedroom | 0.0022277
Ceiling Fan | Compact Fluorescent |  | Twist | 4 | 15 | 224635 | Dining Room | 0.0022277
Table | Compact Fluorescent |  | Straight Tube | 1 | 7 | 224635 | Dining Room | 0.0022277
Wall Mount | Compact Fluorescent |  | Twist | 1 | 15 | 224636 | Hall | 0.0022277
Ceiling Fixture | Compact Fluorescent |  | Twist | 1 | 15 | 224637 | Bathroom | 0.0022277
Ceiling Fixture | Incandescent |  | Standard A Lamp | 1 | 60 | 224637 | Bathroom | 0.0022277
Wall Mount | Incandescent |  | Standard A Lamp | 3 | 60 | 224637 | Bathroom | 0.0022277
Track | Compact Fluorescent |  | Twist | 3 | 15 | 224638 | Kitchen | 0.0022277
Ceiling Fixture | Linear Fluorescent | 48 | T-12 | 2 | 40 | 224638 | Kitchen | 0.0022277
Ceiling Fixture | Linear Fluorescent | 24 | T-12 | 1 | 20 | 224638 | Kitchen | 0.0022277
Ceiling Fixture | Compact Fluorescent |  | Twist | 3 | 22 | 224639 | Master Bedroom | 0.0022277
Ceiling Fixture | Linear Fluorescent | 12 | T-12 | 2 | 20 | 224639 | Master Bedroom | 0.0022277
Ceiling Fan | Incandescent |  | Standard A Lamp | 3 | 60 | 2246310 | Bathroom | 0.0022277
Ceiling Fan | Compact Fluorescent |  | Twist | 1 | 15 | 2246310 | Bathroom | 0.0022277
Table | Incandescent |  | Mini base | 1 | 40 | 2246310 | Bathroom | 0.0022277
Ceiling Fan | Compact Fluorescent |  | Twist | 1 | 15 | 2246311 | Bedroom | 0.0022277
Ceiling Fixture | Incandescent |  | Standard A Lamp | 2 | 60 | 2246312 | Bedroom | 0.0022277
Ceiling Fixture | Incandescent |  | Standard A Lamp | 1 | 60 | 224641 | Bathroom | 0.0022277
Ceiling Fixture | Incandescent |  | Standard A Lamp | 1 | 60 | 224642 | Bedroom | 0.0022277
Table | Incandescent |  | Standard A Lamp | 1 | 70 | 224642 | Bedroom | 0.0022277
Table | Compact Fluorescent |  | Twist | 1 | 15 | 224642 | Bedroom | 0.0022277
Chandelier (Hanging) | Incandescent |  | Mini base | 6 | 25 | 224643 | Dining Room | 0.0022277
Ceiling Fixture | Incandescent |  | Standard A Lamp | 3 | 60 | 224644 | Kitchen | 0.0022277
Ceiling Fixture | Compact Fluorescent |  | Twist | 1 | 15 | 224644 | Kitchen | 0.0022277
Ceiling Fan | Incandescent |  | Standard A Lamp | 1 | 60 | 224645 | Laundry Room | 0.0022277
Floor lamp | Incandescent |  | Mini base | 4 | 40 | 224645 | Laundry Room | 0.0022277
Table | Incandescent |  | Standard A Lamp | 3 | 40 | 224645 | Laundry Room | 0.0022277
Wall Mount | Incandescent |  | Standard A Lamp | 1 | 75 | 224646 | Bathroom | 0.0022277
Ceiling Fixture | Compact Fluorescent |  | Twist | 1 | 15 | 224647 | Bedroom | 0.0022277
Table | Incandescent |  | Standard A Lamp | 1 | 60 | 224647 | Bedroom | 0.0022277
Table | Compact Fluorescent |  | Twist | 1 | 15 | 224647 | Bedroom | 0.0022277
Ceiling Fixture | Incandescent |  | Standard A Lamp | 1 | 60 | 224648 | Laundry Room | 0.0022277
Ceiling Fixture | Incandescent |  | Standard A Lamp | 1 | 60 | 224649 | Bedroom | 0.0022277
Wall Mount | Compact Fluorescent |  | Twist | 2 | 15 | 224651 | Bathroom | 0.0056382
Table | Incandescent |  | Standard A Lamp | 1 | 60 | 224652 | Bedroom | 0.0056382
Ceiling Fixture | Incandescent |  | Standard A Lamp | 1 | 60 | 224653 | Closet | 0.0056382
Ceiling Fixture | Incandescent |  | Standard A Lamp | 1 | 60 | 224654 | Closet | 0.0056382
Chandelier (Hanging) | Incandescent |  | Standard A Lamp | 5 | 40 | 224655 | Dining Room | 0.0056382
Ceiling Fixture | Incandescent |  | Standard A Lamp | 1 | 60 | 224656 | Hall | 0.0056382
Recessed - other | Linear Fluorescent | 48 | T-12 | 2 | 32 | 224657 | Kitchen | 0.0056382
Ceiling Fixture | Incandescent |  | Reflector | 1 | 65 | 224657 | Kitchen | 0.0056382
Ceiling Fixture | Incandescent |  | Standard A Lamp | 1 | 60 | 224658 | Laundry Room | 0.0056382
Table | Incandescent |  | Standard A Lamp | 1 | 75 | 224659 | Living Room | 0.0056382
Chandelier (Hanging) | Incandescent |  | Standard A Lamp | 1 | 60 | 224659 | Living Room | 0.0056382
Wall Mount | Incandescent |  | Globe | 6 | 40 | 2246510 | Bathroom | 0.0056382
Recessed - other | Incandescent |  | Heat Lamp | 1 | 250 | 2246510 | Bathroom | 0.0056382
Ceiling Fixture | Incandescent |  | Standard A Lamp | 1 | 60 | 2246510 | Bathroom | 0.0056382
Table | Incandescent |  | Standard A Lamp | 1 | 60 | 2246511 | Master Bedroom | 0.0056382
Table | Incandescent |  | 3-Way Incandescent | 1 | 150 | 2246512 | Family Room | 0.0056382
Ceiling Fixture | Incandescent |  | Standard A Lamp | 2 | 60 | 224681 | Bathroom | 0.0022277
Ceiling Fixture | Incandescent |  | Standard A Lamp | 2 | 60 | 224682 | Bedroom | 0.0022277
Table | Incandescent |  | Standard A Lamp | 1 | 150 | 224682 | Bedroom | 0.0022277
Wall Mount | Incandescent |  | Standard A Lamp | 1 | 100 | 224682 | Bedroom | 0.0022277
Chandelier (Hanging) | Incandescent |  | Decorative | 5 | 60 | 224684 | Kitchen | 0.0022277
Ceiling Fixture | Incandescent |  | Standard A Lamp | 1 | 60 | 224684 | Kitchen | 0.0022277
Ceiling Fixture | Incandescent |  | Standard A Lamp | 1 | 100 | 224685 | Living Room | 0.0022277
Table | Incandescent |  | Standard A Lamp | 1 | 150 | 224685 | Living Room | 0.0022277
Floor lamp | Compact Fluorescent |  | Pin base | 1 | 22 | 224685 | Living Room | 0.0022277
Ceiling Fixture | Incandescent |  | Standard A Lamp | 2 | 60 | 224686 | Bedroom | 0.0022277
Wall Mount | Incandescent |  | Standard A Lamp | 1 | 100 | 224686 | Bedroom | 0.0022277
Ceiling Fan | Compact Fluorescent |  | Twist | 1 | 7 | 224721 | Bathroom | 0.0015972
Wall Mount | Compact Fluorescent |  | Twist | 2 | 22 | 224721 | Bathroom | 0.0015972
Ceiling Fixture | Compact Fluorescent |  | Twist | 1 | 22 | 224722 | Bathroom | 0.0015972
Wall Mount | Compact Fluorescent |  | Twist | 1 | 22 | 224722 | Bathroom | 0.0015972
Ceiling Fixture | Incandescent |  | Standard A Lamp | 1 | 75 | 224723 | Bedroom | 0.0015972
Table | Compact Fluorescent |  | Twist | 1 | 22 | 224723 | Bedroom | 0.0015972
Ceiling Fixture | Compact Fluorescent |  | Twist | 1 | 22 | 224724 | Bedroom | 0.0015972
Ceiling Fixture | Compact Fluorescent |  | Twist | 1 | 22 | 224725 | Bedroom | 0.0015972
Ceiling Fixture | Compact Fluorescent |  | Twist | 1 | 22 | 224726 | Kitchen | 0.0015972
Ceiling Fixture | Compact Fluorescent |  | Twist | 1 | 22 | 224727 | Living Room | 0.0015972
Ceiling Fixture | Halogen |  | MR | 6 | 20 | 224727 | Living Room | 0.0015972
Floor lamp | Compact Fluorescent |  | Twist | 3 | 22 | 224727 | Living Room | 0.0015972
Ceiling Fixture | Compact Fluorescent |  | Twist | 1 | 22 | 224728 | Laundry Room | 0.0015972
Ceiling Fixture | Compact Fluorescent |  | Twist | 2 | 15 | 224841 | Bedroom | 0.0022277
High bay | Incandescent |  | Standard A Lamp | 1 | 60 | 224842 | Master Bedroom | 0.0022277
Ceiling Fixture | Compact Fluorescent |  | Twist | 1 | 15 | 224843 | Kitchen | 0.0022277
Table | Compact Fluorescent |  | Twist | 1 | 15 | 224844 | Living Room | 0.0022277
Ceiling Fan | Other |  | Other | 2 | 25 | 224845 | Family Room | 0.0022277
Ceiling Fixture | Compact Fluorescent |  | Twist | 1 | 15 | 224846 | Hall | 0.0022277
Ceiling Fixture | Compact Fluorescent |  | Twist | 1 | 15 | 224847 | Bathroom | 0.0022277
Ceiling Fixture | Compact Fluorescent |  | Twist | 1 | 15 | 224848 | Bathroom | 0.0022277
Ceiling Fixture | Compact Fluorescent |  | Twist | 2 | 15 | 224849 | Bedroom | 0.0022277
Wall Mount | Compact Fluorescent |  | Twist | 1 | 23 | 225081 | Bathroom | 0.0039153
Ceiling Fixture | Compact Fluorescent |  | Twist | 1 | 23 | 225082 | Bedroom | 0.0039153
Ceiling Fixture | Incandescent |  | Standard A Lamp | 1 | 60 | 225083 | Bedroom | 0.0039153
Floor lamp | Compact Fluorescent |  | Twist | 2 | 23 | 225084 | Family Room | 0.0039153
Torchiere | Halogen |  | Quartz Tube | 1 | 100 | 225084 | Family Room | 0.0039153
Ceiling Fixture | Incandescent |  | Reflector | 2 | 75 | 225084 | Family Room | 0.0039153
Ceiling Fixture | Incandescent |  | Standard A Lamp | 1 | 60 | 225085 | Hall | 0.0039153
Chandelier (Hanging) | Compact Fluorescent |  | Twist | 1 | 23 | 225086 | Kitchen | 0.0039153
Ceiling Fixture | Linear Fluorescent | 48 | T-12 | 2 | 40 | 225086 | Kitchen | 0.0039153
Chandelier (Hanging) | Incandescent |  | Decorative | 5 | 40 | 225087 | Living Room | 0.0039153
Floor lamp | Compact Fluorescent |  | Twist | 1 | 13 | 225087 | Living Room | 0.0039153
Floor lamp | Incandescent |  | Standard A Lamp | 1 | 60 | 225087 | Living Room | 0.0039153
Wall Mount | Incandescent |  | Standard A Lamp | 2 | 100 | 225088 | Bathroom | 0.0039153
Floor lamp | Compact Fluorescent |  | Twist | 1 | 13 | 225088 | Bathroom | 0.0039153
Ceiling Fixture | Incandescent |  | Standard A Lamp | 2 | 100 | 225089 | Master Bedroom | 0.0039153
Floor lamp | Compact Fluorescent |  | Twist | 1 | 13 | 225089 | Master Bedroom | 0.0039153
Ceiling Fixture | Compact Fluorescent |  | Twist | 1 | 15 | 225111 | Bathroom | 0.0042651
Ceiling Fixture | Compact Fluorescent |  | Twist | 2 | 15 | 225112 | Bathroom | 0.0042651
Table | Compact Fluorescent |  | Twist | 1 | 15 | 225113 | Bedroom | 0.0042651
Ceiling Fixture | Compact Fluorescent |  | Twist | 2 | 15 | 225114 | Bedroom | 0.0042651
Ceiling Fixture | Compact Fluorescent |  | Twist | 1 | 15 | 225115 | Closet | 0.0042651
Ceiling Fixture | Compact Fluorescent |  | Twist | 2 | 15 | 225116 | Hall | 0.0042651
Ceiling Fixture | Compact Fluorescent |  | Twist | 2 | 15 | 225117 | Kitchen | 0.0042651
Table | Compact Fluorescent |  | Twist | 1 | 15 | 225117 | Kitchen | 0.0042651
Ceiling Fixture | Compact Fluorescent |  | Twist | 2 | 15 | 225118 | Laundry Room | 0.0042651
Floor lamp | Compact Fluorescent |  | Twist | 1 | 15 | 225119 | Living Room | 0.0042651
Ceiling Fixture | Compact Fluorescent |  | Twist | 1 | 15 | 225119 | Living Room | 0.0042651
Ceiling Fixture | Compact Fluorescent |  | Twist | 2 | 15 | 2251110 | Master Bedroom | 0.0042651
Table | Compact Fluorescent |  | Twist | 1 | 15 | 2251110 | Master Bedroom | 0.0042651
Wall Mount | Incandescent |  | Globe | 3 | 60 | 225521 | Bathroom | 0.0015972
Wall Mount | Incandescent |  | Standard A Lamp | 3 | 60 | 225522 | Bathroom | 0.0015972
Ceiling Fixture | Incandescent |  | Standard A Lamp | 1 | 60 | 225523 | Master Bedroom | 0.0015972
Ceiling Fixture | Incandescent |  | Standard A Lamp | 1 | 60 | 225524 | Closet | 0.0015972
Ceiling Fixture | Incandescent |  | Standard A Lamp | 2 | 60 | 225525 | Hall | 0.0015972
Recessed Can | Incandescent |  | Reflector | 1 | 50 | 225526 | Kitchen | 0.0015972
Ceiling Fixture | Incandescent |  | Standard A Lamp | 2 | 60 | 225527 | Laundry Room | 0.0015972
Ceiling Fan | Incandescent |  | Standard A Lamp | 3 | 60 | 225528 | Living Room | 0.0015972
Floor lamp | Incandescent |  | Standard A Lamp | 1 | 60 | 225528 | Living Room | 0.0015972
Ceiling Fixture | Incandescent |  | Standard A Lamp | 2 | 60 | 225529 | Office | 0.0015972
Ceiling Fixture | Incandescent |  | Standard A Lamp | 2 | 60 | 2255210 | Bedroom | 0.0015972
Ceiling Fixture | Incandescent |  | Standard A Lamp | 1 | 60 | 225651 | Bathroom | 0.0015972
Ceiling Fixture | Compact Fluorescent |  | Twist | 2 | 22 | 225652 | Bedroom | 0.0015972
Table | Compact Fluorescent |  | Pin base | 1 | 27 | 225652 | Bedroom | 0.0015972
Table | Incandescent |  | Standard A Lamp | 1 | 60 | 225652 | Bedroom | 0.0015972
Ceiling Fixture | Incandescent |  | Standard A Lamp | 2 | 60 | 225653 | Bedroom | 0.0015972
Table | Incandescent |  | Standard A Lamp | 1 | 40 | 225653 | Bedroom | 0.0015972
Table | Incandescent |  | Standard A Lamp | 1 | 60 | 225653 | Bedroom | 0.0015972
Ceiling Fan | Incandescent |  | Standard A Lamp | 3 | 40 | 225654 | Bedroom | 0.0015972
Table | Compact Fluorescent |  | Twist | 1 | 15 | 225654 | Bedroom | 0.0015972
Table | Incandescent |  | Standard A Lamp | 1 | 60 | 225654 | Bedroom | 0.0015972
Ceiling Fixture | Incandescent |  | Standard A Lamp | 1 | 75 | 225655 | Closet | 0.0015972
Ceiling Fixture | Incandescent |  | Standard A Lamp | 1 | 60 | 225656 | Closet | 0.0015972
Wall Mount | Incandescent |  | Clear | 12 | 40 | 225656 | Closet | 0.0015972
Track | Incandescent |  | Reflector | 9 | 50 | 225657 | Dining Room | 0.0015972
Floor lamp | Incandescent |  | Standard A Lamp | 2 | 60 | 225657 | Dining Room | 0.0015972
Ceiling Fixture | Incandescent |  | Standard A Lamp | 2 | 60 | 225658 | Kitchen | 0.0015972
Ceiling Fixture | Linear Fluorescent | 48 | T-12 | 1 | 25 | 225658 | Kitchen | 0.0015972
Ceiling Fixture | Incandescent |  | Standard A Lamp | 1 | 60 | 225658 | Kitchen | 0.0015972
Ceiling Fixture | Incandescent |  | Standard A Lamp | 1 | 60 | 225659 | Laundry Room | 0.0015972
Ceiling Fan | Incandescent |  | Standard A Lamp | 4 | 60 | 2256510 | Living Room | 0.0015972
Table | Compact Fluorescent |  | Twist | 1 | 15 | 2256510 | Living Room | 0.0015972
Table | Compact Fluorescent |  | Twist | 1 | 22 | 2256510 | Living Room | 0.0015972
Floor lamp | Compact Fluorescent |  | Twist | 1 | 22 | 2256510 | Living Room | 0.0015972
Table | Linear Fluorescent | 48 | T-8 | 1 | 20 | 2256510 | Living Room | 0.0015972
Ceiling Fixture | Incandescent |  | Reflector | 3 | 50 | 2256510 | Living Room | 0.0015972
Ceiling Fixture | Incandescent |  | Standard A Lamp | 1 | 60 | 2256511 | Bathroom | 0.0015972
Ceiling Fixture | Incandescent |  | Standard A Lamp | 3 | 50 | 2256512 | Office | 0.0015972
Ceiling Fixture | Incandescent |  | Standard A Lamp | 1 | 75 | 226051 | Other | 0.0042651
Wall Mount | Incandescent |  | Standard A Lamp | 1 | 60 | 226052 | Bedroom | 0.0042651
Wall Mount | Incandescent |  | Standard A Lamp | 1 | 60 | 226053 | Kitchen | 0.0042651
Floor lamp | Incandescent |  | Standard A Lamp | 1 | 60 | 226054 | Living Room | 0.0042651
Floor lamp | Incandescent |  | Standard A Lamp | 1 | 60 | 226055 | Bathroom | 0.0042651
Wall Mount | Incandescent |  | Standard A Lamp | 1 | 60 | 226301 | Bathroom | 0.0015972
Ceiling Fixture | Incandescent |  | Standard A Lamp | 2 | 60 | 226302 | Bedroom | 0.0015972
Ceiling Fixture | Incandescent |  | Standard A Lamp | 2 | 60 | 226303 | Bedroom | 0.0015972
Ceiling Fan | Incandescent |  | Standard A Lamp | 1 | 60 | 226304 | Dining Room | 0.0015972
Floor lamp | Incandescent |  | Standard A Lamp | 1 | 60 | 226304 | Dining Room | 0.0015972
Ceiling Fixture | Incandescent |  | Standard A Lamp | 1 | 60 | 226305 | Other | 0.0015972
Ceiling Fixture | Incandescent |  | Standard A Lamp | 3 | 60 | 226305 | Other | 0.0015972
Ceiling Fixture | Linear Fluorescent | 48 | T-8 | 2 | 40 | 226306 | Garage | 0.0015972
Ceiling Fixture | Incandescent |  | Standard A Lamp | 1 | 60 | 226307 | Kitchen | 0.0015972
Floor lamp | Incandescent |  | Standard A Lamp | 1 | 60 | 226307 | Kitchen | 0.0015972
Chandelier (Hanging) | Incandescent |  | Decorative | 4 | 60 | 226307 | Kitchen | 0.0015972
Ceiling Fixture | Linear Fluorescent | 48 | T-8 | 2 | 40 | 226307 | Kitchen | 0.0015972
Ceiling Fixture | Incandescent |  | Standard A Lamp | 1 | 60 | 226308 | Laundry Room | 0.0015972
Ceiling Fan | Incandescent |  | Standard A Lamp | 4 | 60 | 226309 | Bedroom | 0.0015972
Ceiling Fixture | Incandescent |  | Standard A Lamp | 1 | 60 | 226309 | Bedroom | 0.0015972
Wall Mount | Incandescent |  | Globe | 3 | 60 | 226309 | Bedroom | 0.0015972
Ceiling Fan | Incandescent |  | Standard A Lamp | 5 | 60 | 226391 | Living Room | 0.0056382
Ceiling Fixture | Incandescent |  | Standard A Lamp | 2 | 60 | 226392 | Bedroom | 0.0056382
Ceiling Fixture | Incandescent |  | Standard A Lamp | 2 | 60 | 226393 | Dining Room | 0.0056382
Ceiling Fixture | Incandescent |  | Standard A Lamp | 2 | 60 | 226394 | Kitchen | 0.0056382
Wall Mount | Incandescent |  | Standard A Lamp | 1 | 60 | 226395 | Hall | 0.0056382
Ceiling Fixture | Incandescent |  | Standard A Lamp | 1 | 60 | 226396 | Laundry Room | 0.0056382
Ceiling Fixture | Incandescent |  | Standard A Lamp | 2 | 60 | 226397 | Bedroom | 0.0056382
Ceiling Fixture | Incandescent |  | Standard A Lamp | 1 | 60 | 226398 | Bathroom | 0.0056382
Ceiling Fixture | Incandescent |  | Standard A Lamp | 2 | 60 | 226399 | Master Bedroom | 0.0056382
Table | Incandescent |  | Standard A Lamp | 1 | 34 | 226399 | Master Bedroom | 0.0056382
Wall Mount | Incandescent |  | Globe | 4 | 40 | 2263910 | Bathroom | 0.0056382
Ceiling Fixture | Incandescent |  | Clear | 1 | 40 | 226431 | Bathroom | 0.0022277
Wall Mount | Compact Fluorescent |  | Twist | 2 | 22 | 226431 | Bathroom | 0.0022277
Ceiling Fixture | Incandescent |  | Standard A Lamp | 2 | 60 | 226432 | Bedroom | 0.0022277
Track | Halogen |  | PAR | 5 | 50 | 226433 | Bedroom | 0.0022277
Ceiling Fixture | Incandescent |  | Standard A Lamp | 1 | 60 | 226434 | Closet | 0.0022277
Ceiling Fixture | Incandescent |  | Standard A Lamp | 1 | 60 | 226435 | Closet | 0.0022277
Track | Halogen |  | PAR | 4 | 50 | 226436 | Family Room | 0.0022277
Table | Halogen |  | Quartz Tube | 1 | 30 | 226436 | Family Room | 0.0022277
Wall Mount | Incandescent |  | Standard A Lamp | 1 | 40 | 226437 | Hall | 0.0022277
Ceiling Fixture | Compact Fluorescent |  | Twist | 2 | 22 | 226438 | Kitchen | 0.0022277
Ceiling Fan | Incandescent |  | Standard A Lamp | 5 | 40 | 226439 | Living Room | 0.0022277
Ceiling Fixture | Compact Fluorescent |  | Twist | 1 | 15 | 2264310 | Master Bedroom | 0.0022277
Wall Mount | Incandescent |  | Standard A Lamp | 4 | 40 | 2264310 | Master Bedroom | 0.0022277
Ceiling Fan | Incandescent |  | Standard A Lamp | 4 | 40 | 2264311 | Master Bedroom | 0.0022277
Ceiling Fixture | Compact Fluorescent |  | Twist | 2 | 15 | 2264312 | Laundry Room | 0.0022277
Wall Mount | Compact Fluorescent |  | Twist | 3 | 15 | 226471 | Bathroom | 0.0022277
Ceiling Fixture | Compact Fluorescent |  | Twist | 2 | 15 | 226472 | Bedroom | 0.0022277
Table | Incandescent |  | Standard A Lamp | 1 | 25 | 226472 | Bedroom | 0.0022277
Ceiling Fixture | Compact Fluorescent |  | Twist | 2 | 15 | 226473 | Bedroom | 0.0022277
Table | Compact Fluorescent |  | Twist | 1 | 15 | 226473 | Bedroom | 0.0022277
Table | Incandescent |  | Standard A Lamp | 1 | 60 | 226473 | Bedroom | 0.0022277
Recessed Can | Compact Fluorescent |  | Circline (Screw Base) | 1 | 22 | 226474 | Closet | 0.0022277
Ceiling Fixture | Compact Fluorescent |  | Twist | 1 | 15 | 226474 | Closet | 0.0022277
Chandelier (Hanging) | Compact Fluorescent |  | Twist | 3 | 15 | 226475 | Dining Room | 0.0022277
Table | Compact Fluorescent |  | T-5 | 1 | 15 | 226475 | Dining Room | 0.0022277
Table | Compact Fluorescent |  | Twist | 1 | 22 | 226476 | Family Room | 0.0022277
Table | Incandescent |  | Standard A Lamp | 1 | 25 | 226476 | Family Room | 0.0022277
Table | Compact Fluorescent |  | Twist | 1 | 15 | 226476 | Family Room | 0.0022277
Ceiling Fan | Other |  | LED Interior | 2 | 11 | 226476 | Family Room | 0.0022277
Ceiling Fixture | Compact Fluorescent |  | Twist | 1 | 15 | 226477 | Hall | 0.0022277
Ceiling Fixture | Linear Fluorescent | 48 | T-12 | 2 | 40 | 226478 | Kitchen | 0.0022277
Recessed - other | Compact Fluorescent |  | Reflector | 1 | 7 | 226478 | Kitchen | 0.0022277
Ceiling Fan | Compact Fluorescent |  | Twist | 2 | 15 | 226479 | Living Room | 0.0022277
Recessed - other | Compact Fluorescent |  | Flood | 1 | 15 | 226479 | Living Room | 0.0022277
Table | Compact Fluorescent |  | Twist | 1 | 22 | 226479 | Living Room | 0.0022277
Wall Mount | Compact Fluorescent |  | Twist | 4 | 15 | 2264710 | Bathroom | 0.0022277
Ceiling Fixture | Compact Fluorescent |  | Twist | 1 | 15 | 2264710 | Bathroom | 0.0022277
Ceiling Fan | Compact Fluorescent |  | Twist | 2 | 15 | 2264711 | Master Bedroom | 0.0022277
Table | Incandescent |  | Standard A Lamp | 1 | 60 | 2264711 | Master Bedroom | 0.0022277
Table | Compact Fluorescent |  | Twist | 1 | 15 | 2264711 | Master Bedroom | 0.0022277
Ceiling Fixture | Linear Fluorescent | 48 | T-12 | 2 | 40 | 2264712 | Laundry Room | 0.0022277
Ceiling Fixture | Incandescent |  | Standard A Lamp | 2 | 75 | 226571 | Bedroom | 0.0022277
Ceiling Fixture | Incandescent |  | Standard A Lamp | 2 | 75 | 226572 | Bedroom | 0.0022277
Table | Incandescent |  | Standard A Lamp | 1 | 75 | 226572 | Bedroom | 0.0022277
Chandelier (Hanging) | Incandescent |  | Mini base | 5 | 60 | 226573 | Dining Room | 0.0022277
Ceiling Fixture | Linear Fluorescent | 96 | T-12 | 2 | 60 | 226574 | Garage | 0.0022277
Wall Mount | Incandescent |  | Standard A Lamp | 1 | 100 | 226574 | Garage | 0.0022277
Table | Incandescent |  | Standard A Lamp | 1 | 40 | 226574 | Garage | 0.0022277
Garage door opener | Incandescent |  | Standard A Lamp | 1 | 60 | 226574 | Garage | 0.0022277
Ceiling Fixture | Linear Fluorescent | 48 | T-12 | 2 | 40 | 226575 | Kitchen | 0.0022277
Ceiling Fixture | Linear Fluorescent | 48 | T-12 | 2 | 40 | 226576 | Laundry Room | 0.0022277
Ceiling Fixture | Incandescent |  | Standard A Lamp | 1 | 100 | 226577 | Laundry Room | 0.0022277
Wall Mount | Incandescent |  | Globe | 3 | 75 | 226577 | Laundry Room | 0.0022277
Table | Compact Fluorescent |  | Pin base | 1 | 15 | 226578 | Living Room | 0.0022277
Table | Linear Fluorescent | 18 | T-8 | 1 | 16 | 226578 | Living Room | 0.0022277
Ceiling Fan | Incandescent |  | Mini base | 4 | 60 | 226578 | Living Room | 0.0022277
Table | Incandescent |  | Standard A Lamp | 1 | 75 | 226578 | Living Room | 0.0022277
Chandelier (Hanging) | Incandescent |  | Decorative | 1 | 60 | 226578 | Living Room | 0.0022277
Ceiling Fixture | Incandescent |  | Standard A Lamp | 1 | 60 | 226578 | Living Room | 0.0022277
Ceiling Fan | Incandescent |  | Mini base | 4 | 60 | 226579 | Living Room | 0.0022277
Chandelier (Hanging) | Incandescent |  | Standard A Lamp | 1 | 60 | 226579 | Living Room | 0.0022277
Table | Incandescent |  | Standard A Lamp | 1 | 75 | 226579 | Living Room | 0.0022277
Floor lamp | Incandescent |  | Standard A Lamp | 3 | 75 | 226579 | Living Room | 0.0022277
Table | Incandescent |  | Standard A Lamp | 1 | 40 | 226579 | Living Room | 0.0022277
Ceiling Fixture | Incandescent |  | Standard A Lamp | 1 | 75 | 2265710 | Bathroom | 0.0022277
Wall Mount | Incandescent |  | Globe | 3 | 75 | 2265710 | Bathroom | 0.0022277
Ceiling Fan | Incandescent |  | Standard A Lamp | 1 | 75 | 2265711 | Master Bedroom | 0.0022277
Wall Mount | Incandescent |  | Standard A Lamp | 1 | 40 | 2265711 | Master Bedroom | 0.0022277
Table | Incandescent |  | Standard A Lamp | 1 | 75 | 2265711 | Master Bedroom | 0.0022277
Wall Mount | Compact Fluorescent |  | Twist | 1 | 15 | 226741 | Bedroom | 0.0053603
Ceiling Fixture | Compact Fluorescent |  | Pin base | 1 | 28 | 226742 | Kitchen | 0.0053603
Chandelier (Hanging) | Compact Fluorescent |  | Twist | 3 | 15 | 226742 | Kitchen | 0.0053603
Table | Compact Fluorescent |  | Twist | 1 | 15 | 226743 | Living Room | 0.0053603
Wall Mount | Compact Fluorescent |  | Twist | 1 | 15 | 226744 | Hall | 0.0053603
Wall Mount | Compact Fluorescent |  | Twist | 1 | 15 | 226745 | Bedroom | 0.0053603
Wall Mount | Compact Fluorescent |  | Twist | 1 | 15 | 226746 | Master Bedroom | 0.0053603
Table | Compact Fluorescent |  | Twist | 1 | 15 | 226746 | Master Bedroom | 0.0053603
Wall Mount | Incandescent |  | Reflector | 1 | 40 | 226746 | Master Bedroom | 0.0053603
Wall Mount | Compact Fluorescent |  | Twist | 2 | 15 | 226747 | Bathroom | 0.0053603
Ceiling Fixture | Incandescent |  | Standard A Lamp | 1 | 75 | 226821 | Bathroom | 0.0042651
Ceiling Fixture | Incandescent |  | Standard A Lamp | 1 | 75 | 226822 | Hall | 0.0042651
Ceiling Fixture | Incandescent |  | Standard A Lamp | 1 | 75 | 226823 | Kitchen | 0.0042651
Floor lamp | Compact Fluorescent |  | Twist | 3 | 15 | 226824 | Living Room | 0.0042651
Floor lamp | Incandescent |  | 3-Way Incandescent | 1 | 75 | 226824 | Living Room | 0.0042651
Wall Mount | Incandescent |  | Standard A Lamp | 1 | 75 | 226825 | Office | 0.0042651
Wall Mount | Incandescent |  | Standard A Lamp | 1 | 75 | 226826 | Bedroom | 0.0042651
Wall Mount | Incandescent |  | Mini base | 6 | 25 | 226901 | Bathroom | 0.0053603
Ceiling Fixture | Incandescent |  | Standard A Lamp | 1 | 60 | 226901 | Bathroom | 0.0053603
Ceiling Fixture | Incandescent |  | Standard A Lamp | 1 | 60 | 226902 | Laundry Room | 0.0053603
Ceiling Fixture | Incandescent |  | Standard A Lamp | 2 | 60 | 226903 | Master Bedroom | 0.0053603
Ceiling Fixture | Incandescent |  | Standard A Lamp | 1 | 60 | 226904 | Closet | 0.0053603
Table | Incandescent |  | Globe | 1 | 60 | 226905 | Living Room | 0.0053603
Floor lamp | Incandescent |  | Decorative | 1 | 40 | 226905 | Living Room | 0.0053603
Torchiere | Incandescent |  | 3-Way Incandescent | 1 | 100 | 226905 | Living Room | 0.0053603
Ceiling Fixture | Incandescent |  | Standard A Lamp | 1 | 60 | 226905 | Living Room | 0.0053603
Ceiling Fan | Incandescent |  | Standard A Lamp | 3 | 60 | 226906 | Kitchen | 0.0053603
Ceiling Fixture | Incandescent |  | Standard A Lamp | 1 | 60 | 226906 | Kitchen | 0.0053603
Architectural | Incandescent |  | Mini base | 2 | 40 | 226906 | Kitchen | 0.0053603
Ceiling Fixture | Incandescent |  | Standard A Lamp | 1 | 60 | 226907 | Hall | 0.0053603
Ceiling Fixture | Incandescent |  | Standard A Lamp | 1 | 60 | 226908 | Bathroom | 0.0053603
Ceiling Fixture | Incandescent |  | Standard A Lamp | 2 | 60 | 226909 | Bedroom | 0.0053603
Ceiling Fixture | Incandescent |  | Standard A Lamp | 2 | 60 | 2269010 | Bedroom | 0.0053603
Ceiling Fixture | Incandescent |  | Standard A Lamp | 1 | 60 | 227071 | Bathroom | 0.0042651
Ceiling Fixture | Incandescent |  | Standard A Lamp | 1 | 60 | 227072 | Master Bedroom | 0.0042651
Other | Incandescent |  | Decorative | 1 | 5 | 227073 | Bedroom | 0.0042651
Ceiling Fixture | Incandescent |  | Standard A Lamp | 1 | 60 | 227074 | Bedroom | 0.0042651
Ceiling Fixture | Incandescent |  | Standard A Lamp | 1 | 60 | 227075 | Kitchen | 0.0042651
Chandelier (Hanging) | Compact Fluorescent |  | Twist | 2 | 15 | 227075 | Kitchen | 0.0042651
Ceiling Fixture | Compact Fluorescent |  | Circline (Screw Base) | 1 | 22 | 227076 | Laundry Room | 0.0042651
Ceiling Fixture | Compact Fluorescent |  | Twist | 3 | 15 | 227077 | Living Room | 0.0042651
Floor lamp | Incandescent |  | Standard A Lamp | 2 | 50 | 227131 | Family Room | 0.0022277
Floor lamp | Incandescent |  | Standard A Lamp | 1 | 60 | 227131 | Family Room | 0.0022277
Ceiling Fixture | Compact Fluorescent |  | Twist | 2 | 15 | 227132 | Laundry Room | 0.0022277
Ceiling Fixture | Compact Fluorescent |  | Twist | 2 | 15 | 227133 | Master Bedroom | 0.0022277
Table | Incandescent |  | Mini base | 1 | 40 | 227133 | Master Bedroom | 0.0022277
Wall Mount | Compact Fluorescent |  | Twist | 2 | 15 | 227134 | Bathroom | 0.0022277
Ceiling Fixture | Incandescent |  | Standard A Lamp | 1 | 60 | 227134 | Bathroom | 0.0022277
Table | Incandescent |  | Standard A Lamp | 2 | 40 | 227135 | Living Room | 0.0022277
Table | Incandescent |  | Standard A Lamp | 1 | 100 | 227135 | Living Room | 0.0022277
Ceiling Fan | Incandescent |  | Mini base | 3 | 40 | 227135 | Living Room | 0.0022277
Ceiling Fixture | Compact Fluorescent |  | Twist | 2 | 15 | 227136 | Hall | 0.0022277
Wall Mount | Compact Fluorescent |  | Twist | 2 | 15 | 227137 | Bathroom | 0.0022277
Ceiling Fixture | Compact Fluorescent |  | Twist | 2 | 15 | 227137 | Bathroom | 0.0022277
Recessed Can | Compact Fluorescent |  | Flood | 1 | 15 | 227138 | Kitchen | 0.0022277
Ceiling Fixture | Compact Fluorescent |  | Twist | 1 | 22 | 227138 | Kitchen | 0.0022277
Table | Incandescent |  | Standard A Lamp | 1 | 60 | 227138 | Kitchen | 0.0022277
Architectural | Incandescent |  | Standard A Lamp | 1 | 40 | 227138 | Kitchen | 0.0022277
Floor lamp | Compact Fluorescent |  | Twist | 2 | 15 | 227139 | Bedroom | 0.0022277
Ceiling Fixture | Compact Fluorescent |  | Twist | 2 | 15 | 227139 | Bedroom | 0.0022277
Ceiling Fixture | Compact Fluorescent |  | Twist | 2 | 15 | 2271310 | Bedroom | 0.0022277
Wall Mount | Compact Fluorescent |  | Twist | 2 | 22 | 227161 | Bathroom | 0.0015972
Ceiling Fan | Compact Fluorescent |  | Twist | 4 | 22 | 227162 | Bedroom | 0.0015972
Table | Compact Fluorescent |  | Twist | 1 | 22 | 227162 | Bedroom | 0.0015972
Ceiling Fixture | Compact Fluorescent |  | Twist | 2 | 22 | 227163 | Bedroom | 0.0015972
Ceiling Fixture | Incandescent |  | Standard A Lamp | 1 | 60 | 227164 | Bedroom | 0.0015972
Ceiling Fixture | Compact Fluorescent |  | Twist | 1 | 22 | 227165 | Master Bedroom | 0.0015972
Ceiling Fixture | Incandescent |  | Standard A Lamp | 1 | 60 | 227166 | Other | 0.0015972
Ceiling Fixture | Linear Fluorescent | 36 | T-12 | 2 | 40 | 227166 | Other | 0.0015972
Ceiling Fixture | Incandescent |  | Standard A Lamp | 1 | 60 | 227167 | Other | 0.0015972
Ceiling Fan | Compact Fluorescent |  | Twist | 4 | 28 | 227168 | Kitchen | 0.0015972
Ceiling Fan | Compact Fluorescent |  | Twist | 4 | 28 | 227169 | Living Room | 0.0015972
Table | Compact Fluorescent |  | Twist | 1 | 22 | 227169 | Living Room | 0.0015972
Floor lamp | Incandescent |  | Standard A Lamp | 1 | 60 | 227169 | Living Room | 0.0015972
Ceiling Fixture | Compact Fluorescent |  | Twist | 2 | 22 | 2271610 | Hall | 0.0015972
Ceiling Fan | Incandescent |  | Standard A Lamp | 1 | 60 | 2271610 | Hall | 0.0015972
Wall Mount | Incandescent |  | Standard A Lamp | 2 | 100 | 227301 | Bathroom | 0.0015972
Ceiling Fixture | Incandescent |  | Standard A Lamp | 2 | 100 | 227302 | Bedroom | 0.0015972
Table | Incandescent |  | 3-Way Incandescent | 1 | 75 | 227302 | Bedroom | 0.0015972
Ceiling Fixture | Linear Fluorescent | 24 | T-8 | 2 | 20 | 227303 | Hall | 0.0015972
Ceiling Fixture | Linear Fluorescent | 48 | T-8 | 2 | 20 | 227304 | Kitchen | 0.0015972
Wall Mount | Incandescent |  | Standard A Lamp | 1 | 100 | 227304 | Kitchen | 0.0015972
Wall Mount | Incandescent |  | Clear | 1 | 40 | 227304 | Kitchen | 0.0015972
Ceiling Fixture | Linear Fluorescent | 48 | T-8 | 2 | 20 | 227305 | Laundry Room | 0.0015972
Floor lamp | Incandescent |  | Standard A Lamp | 3 | 60 | 227306 | Living Room | 0.0015972
Table | Incandescent |  | 3-Way Incandescent | 1 | 75 | 227306 | Living Room | 0.0015972
Table | Incandescent |  | Clear | 1 | 40 | 227306 | Living Room | 0.0015972
Chandelier (Hanging) | Incandescent |  | Standard A Lamp | 1 | 90 | 227307 | Master Bedroom | 0.0015972
Table | Incandescent |  | Standard A Lamp | 1 | 100 | 227307 | Master Bedroom | 0.0015972
Wall Mount | Compact Fluorescent |  | Twist | 1 | 13 | 227321 | Bathroom | 0.0056382
Wall Mount | Incandescent |  | Globe | 6 | 25 | 227322 | Bathroom | 0.0056382
Ceiling Fixture | Compact Fluorescent |  | Twist | 1 | 15 | 227322 | Bathroom | 0.0056382
Ceiling Fixture | Compact Fluorescent |  | Twist | 2 | 15 | 227323 | Bedroom | 0.0056382
Ceiling Fixture | Compact Fluorescent |  | Twist | 2 | 15 | 227324 | Bedroom | 0.0056382
Ceiling Fixture | Compact Fluorescent |  | Twist | 2 | 15 | 227325 | Bedroom | 0.0056382
Ceiling Fixture | Compact Fluorescent |  | Twist | 1 | 15 | 227326 | Closet | 0.0056382
Ceiling Fixture | Compact Fluorescent |  | Twist | 2 | 15 | 227327 | Family Room | 0.0056382
Ceiling Fixture | Linear Fluorescent | 24 | T-12 | 2 | 20 | 227328 | Garage | 0.0056382
Ceiling Fixture | Compact Fluorescent |  | Twist | 1 | 23 | 227328 | Garage | 0.0056382
Wall Mount | Compact Fluorescent |  | Twist | 1 | 13 | 227329 | Hall | 0.0056382
Ceiling Fixture | Linear Fluorescent | 48 | T-12 | 2 | 40 | 2273210 | Kitchen | 0.0056382
Chandelier (Hanging) | Compact Fluorescent |  | Twist | 1 | 20 | 2273210 | Kitchen | 0.0056382
Ceiling Fixture | Compact Fluorescent |  | Twist | 1 | 14 | 2273211 | Laundry Room | 0.0056382
Ceiling Fixture | Compact Fluorescent |  | Twist | 2 | 15 | 2273212 | Living Room | 0.0056382
Ceiling Fixture | Compact Fluorescent |  | Twist | 2 | 15 | 2273213 | Master Bedroom | 0.0056382
Table | Compact Fluorescent |  | Twist | 1 | 13 | 2273213 | Master Bedroom | 0.0056382
Ceiling Fixture | Incandescent |  | Standard A Lamp | 1 | 60 | 227361 | Bathroom | 0.0022277
Ceiling Fixture | Incandescent |  | Standard A Lamp | 1 | 60 | 227362 | Bathroom | 0.0022277
Chandelier (Hanging) | Incandescent |  | Decorative | 1 | 60 | 227363 | Bedroom | 0.0022277
Ceiling Fixture | Incandescent |  | Standard A Lamp | 1 | 60 | 227364 | Hall | 0.0022277
Ceiling Fixture | Incandescent |  | Standard A Lamp | 2 | 60 | 227365 | Kitchen | 0.0022277
Ceiling Fixture | Incandescent |  | Standard A Lamp | 1 | 60 | 227365 | Kitchen | 0.0022277
Ceiling Fixture | Incandescent |  | Standard A Lamp | 1 | 60 | 227366 | Laundry Room | 0.0022277
Floor lamp | Incandescent |  | Standard A Lamp | 2 | 100 | 227367 | Living Room | 0.0022277
Table | Incandescent |  | Standard A Lamp | 1 | 60 | 227367 | Living Room | 0.0022277
Table | Incandescent |  | Standard A Lamp | 1 | 60 | 227368 | Master Bedroom | 0.0022277
Ceiling Fixture | Incandescent |  | Standard A Lamp | 2 | 60 | 227368 | Master Bedroom | 0.0022277
Ceiling Fixture | Incandescent |  | Standard A Lamp | 1 | 75 | 227368 | Master Bedroom | 0.0022277
Ceiling Fixture | Incandescent |  | Standard A Lamp | 1 | 100 | 227369 | Other | 0.0022277
Ceiling Fixture | Incandescent |  | Standard A Lamp | 1 | 100 | 2273610 | Garage | 0.0022277
Ceiling Fixture | Incandescent |  | Standard A Lamp | 1 | 100 | 2273611 | Other | 0.0022277
Table | Compact Fluorescent |  | Twist | 1 | 15 | 227721 | Living Room | 0.0022277
Ceiling Fan | Compact Fluorescent |  | Twist | 1 | 15 | 227721 | Living Room | 0.0022277
Ceiling Fixture | Incandescent |  | Standard A Lamp | 1 | 40 | 227722 | Kitchen | 0.0022277
Ceiling Fixture | Incandescent |  | Decorative | 3 | 40 | 227722 | Kitchen | 0.0022277
Ceiling Fixture | Compact Fluorescent |  | Twist | 1 | 22 | 227723 | Bedroom | 0.0022277
Ceiling Fixture | Incandescent |  | Standard A Lamp | 1 | 60 | 227724 | Bathroom | 0.0022277
Ceiling Fixture | Incandescent |  | Standard A Lamp | 1 | 40 | 227725 | Hall | 0.0022277
Wall Mount | Incandescent |  | Standard A Lamp | 3 | 60 | 227726 | Bathroom | 0.0022277
Ceiling Fixture | Linear Fluorescent | 24 | T-12 | 2 | 20 | 227726 | Bathroom | 0.0022277
Ceiling Fixture | Incandescent |  | Standard A Lamp | 1 | 100 | 227726 | Bathroom | 0.0022277
Ceiling Fixture | Incandescent |  | Standard A Lamp | 1 | 40 | 227726 | Bathroom | 0.0022277
Ceiling Fixture | Incandescent |  | Standard A Lamp | 1 | 60 | 227727 | Bedroom | 0.0022277
Wall Mount | Compact Fluorescent |  | Twist | 2 | 15 | 227731 | Bathroom | 0.0042651
Ceiling Fixture | Incandescent |  | Standard A Lamp | 1 | 60 | 227732 | Bedroom | 0.0042651
Ceiling Fixture | Incandescent |  | Standard A Lamp | 1 | 60 | 227733 | Bedroom | 0.0042651
Table | Compact Fluorescent |  | Twist | 1 | 15 | 227733 | Bedroom | 0.0042651
Ceiling Fixture | Compact Fluorescent |  | Twist | 1 | 22 | 227734 | Hall | 0.0042651
Chandelier (Hanging) | Incandescent |  | Decorative | 4 | 40 | 227735 | Kitchen | 0.0042651
Ceiling Fixture | Incandescent |  | Standard A Lamp | 1 | 60 | 227735 | Kitchen | 0.0042651
Ceiling Fixture | Linear Fluorescent | 48 | T-8 | 2 | 20 | 227735 | Kitchen | 0.0042651
Floor lamp | Incandescent |  | 3-Way Incandescent | 1 | 100 | 227736 | Living Room | 0.0042651
Floor lamp | Compact Fluorescent |  | Twist | 1 | 22 | 227736 | Living Room | 0.0042651
Wall Mount | Incandescent |  | Globe | 4 | 40 | 227751 | Bathroom | 0.0039154
Ceiling Fixture | Incandescent |  | Standard A Lamp | 2 | 60 | 227752 | Bedroom | 0.0039154
Ceiling Fixture | Compact Fluorescent |  | Twist | 1 | 15 | 227753 | Bedroom | 0.0039154
Wall Mount | Incandescent |  | Standard A Lamp | 2 | 60 | 227754 | Bathroom | 0.0039154
Ceiling Fixture | Incandescent |  | Standard A Lamp | 2 | 60 | 227755 | Kitchen | 0.0039154
Ceiling Fixture | Incandescent |  | Standard A Lamp | 1 | 60 | 227756 | Laundry Room | 0.0039154
Floor lamp | Compact Fluorescent |  | Twist | 1 | 28 | 227757 | Living Room | 0.0039154
Ceiling Fixture | Incandescent |  | Standard A Lamp | 2 | 60 | 228111 | Bathroom | 0.0039154
Wall Mount | Incandescent |  | Globe | 2 | 40 | 228111 | Bathroom | 0.0039154
Ceiling Fixture | Incandescent |  | Standard A Lamp | 2 | 60 | 228112 | Bathroom | 0.0039154
Table | Incandescent |  | Standard A Lamp | 1 | 60 | 228113 | Bedroom | 0.0039154
Table | Incandescent |  | Standard A Lamp | 1 | 40 | 228114 | Bedroom | 0.0039154
Chandelier (Hanging) | Incandescent |  | Decorative | 4 | 60 | 228115 | Kitchen | 0.0039154
Ceiling Fixture | Compact Fluorescent |  | Twist | 1 | 22 | 228115 | Kitchen | 0.0039154
Ceiling Fixture | Incandescent |  | Standard A Lamp | 2 | 60 | 228115 | Kitchen | 0.0039154
Recessed - other | Incandescent |  | Standard A Lamp | 1 | 40 | 228115 | Kitchen | 0.0039154
Ceiling Fixture | Incandescent |  | Standard A Lamp | 1 | 60 | 228116 | Laundry Room | 0.0039154
Chandelier (Hanging) | Incandescent |  | Standard A Lamp | 6 | 60 | 228117 | Living Room | 0.0039154
Ceiling Fixture | Incandescent |  | Decorative | 1 | 40 | 228117 | Living Room | 0.0039154
Table | Compact Fluorescent |  | Twist | 1 | 15 | 228117 | Living Room | 0.0039154
Table | Compact Fluorescent |  | Twist | 1 | 15 | 228118 | Master Bedroom | 0.0039154
Ceiling Fixture | Incandescent |  | Standard A Lamp | 1 | 60 | 228119 | Other | 0.0039154
Ceiling Fixture | Linear Fluorescent | 48 | T-8 | 2 | 32 | 228119 | Other | 0.0039154
Wall Mount | Compact Fluorescent |  | Straight Tube | 1 | 15 | 228211 | Bathroom | 0.0053603
Ceiling Fixture | Compact Fluorescent |  | Twist | 2 | 15 | 228212 | Bathroom | 0.0053603
Chandelier (Hanging) | Compact Fluorescent |  | Twist | 1 | 22 | 228213 | Bedroom | 0.0053603
Ceiling Fixture | Compact Fluorescent |  | Twist | 1 | 15 | 228214 | Hall | 0.0053603
Ceiling Fixture | Compact Fluorescent |  | Twist | 1 | 15 | 228215 | Hall | 0.0053603
Ceiling Fixture | Compact Fluorescent |  | Twist | 2 | 15 | 228216 | Kitchen | 0.0053603
Ceiling Fixture | Compact Fluorescent |  | Twist | 2 | 15 | 228216 | Kitchen | 0.0053603
Ceiling Fan | Compact Fluorescent |  | Twist | 1 | 15 | 228217 | Living Room | 0.0053603
Ceiling Fixture | Compact Fluorescent |  | Twist | 1 | 22 | 228217 | Living Room | 0.0053603
Table | Incandescent |  | Standard A Lamp | 1 | 60 | 228217 | Living Room | 0.0053603
Ceiling Fixture | Compact Fluorescent |  | Twist | 1 | 15 | 228218 | Bedroom | 0.0053603
Exterior | Linear Fluorescent | 48 | T-12 | 2 | 40 | 228219 | Other | 0.0053603
Ceiling Fixture | Compact Fluorescent |  | Twist | 2 | 15 | 228241 | Bathroom | 0.0039154
Floor lamp | Incandescent |  | Standard A Lamp | 1 | 75 | 228242 | Bedroom | 0.0039154
Floor lamp | Compact Fluorescent |  | Twist | 1 | 15 | 228243 | Bedroom | 0.0039154
Ceiling Fixture | Compact Fluorescent |  | Twist | 1 | 15 | 228244 | Closet | 0.0039154
Ceiling Fixture | Incandescent |  | Decorative | 2 | 40 | 228245 | Dining Room | 0.0039154
Ceiling Fixture | Compact Fluorescent |  | Twist | 1 | 15 | 228246 | Living Room | 0.0039154
Ceiling Fixture | Incandescent |  | Standard A Lamp | 1 | 40 | 228247 | Hall | 0.0039154
Ceiling Fixture | Compact Fluorescent |  | Twist | 1 | 15 | 228248 | Kitchen | 0.0039154
Table | Compact Fluorescent |  | Twist | 1 | 15 | 228249 | Living Room | 0.0039154
Ceiling Fixture | Linear Fluorescent | 18 | T-12 | 1 | 20 | 2282410 | Bathroom | 0.0039154
Ceiling Fixture | Compact Fluorescent |  | Twist | 1 | 15 | 2282410 | Bathroom | 0.0039154
Table | Incandescent |  | Standard A Lamp | 1 | 60 | 2282411 | Master Bedroom | 0.0039154
Ceiling Fixture | Incandescent |  | Standard A Lamp | 2 | 40 | 228271 | Bedroom | 0.0022277
Table | Incandescent |  | Decorative | 1 | 40 | 228271 | Bedroom | 0.0022277
Ceiling Fixture | Incandescent |  | Standard A Lamp | 1 | 40 | 228272 | Bathroom | 0.0022277
Wall Mount | Incandescent |  | Globe | 6 | 60 | 228272 | Bathroom | 0.0022277
Ceiling Fixture | Incandescent |  | Standard A Lamp | 1 | 40 | 228273 | Hall | 0.0022277
Ceiling Fixture | Compact Fluorescent |  | Twist | 2 | 15 | 228274 | Office | 0.0022277
Table | Incandescent |  | Decorative | 1 | 40 | 228275 | Living Room | 0.0022277
Ceiling Fixture | Incandescent |  | Standard A Lamp | 4 | 40 | 228275 | Living Room | 0.0022277
Ceiling Fixture | Incandescent |  | Standard A Lamp | 1 | 40 | 228276 | Hall | 0.0022277
Chandelier (Hanging) | Incandescent |  | Mini base | 5 | 25 | 228277 | Dining Room | 0.0022277
Ceiling Fixture | Compact Fluorescent |  | Twist | 1 | 15 | 228278 | Laundry Room | 0.0022277
Ceiling Fixture | Incandescent |  | Standard A Lamp | 2 | 40 | 228279 | Kitchen | 0.0022277
Ceiling Fixture | Compact Fluorescent |  | Twist | 2 | 15 | 228591 | Bedroom | 0.0042651
Ceiling Fixture | Compact Fluorescent |  | Pin base | 1 | 20 | 228592 | Bedroom | 0.0042651
Ceiling Fixture | Incandescent |  | Decorative | 3 | 40 | 228593 | Dining Room | 0.0042651
Ceiling Fixture | Compact Fluorescent |  | Twist | 1 | 15 | 228594 | Family Room | 0.0042651
Floor lamp | Compact Fluorescent |  | Twist | 2 | 15 | 228594 | Family Room | 0.0042651
Floor lamp | Incandescent |  | Standard A Lamp | 3 | 60 | 228594 | Family Room | 0.0042651
Ceiling Fixture | Compact Fluorescent |  | Twist | 1 | 15 | 228595 | Kitchen | 0.0042651
Architectural | Linear Fluorescent | 48 | T-12 | 2 | 32 | 228595 | Kitchen | 0.0042651
Ceiling Fixture | Incandescent |  | Standard A Lamp | 1 | 40 | 228596 | Laundry Room | 0.0042651
Ceiling Fixture | Compact Fluorescent |  | Twist | 1 | 15 | 228596 | Laundry Room | 0.0042651
Ceiling Fixture | Compact Fluorescent |  | Pin base | 1 | 20 | 228597 | Living Room | 0.0042651
Wall Mount | Incandescent |  | Decorative | 1 | 40 | 228597 | Living Room | 0.0042651
Ceiling Fixture | Incandescent |  | Standard A Lamp | 1 | 40 | 228598 | Bathroom | 0.0042651
Wall Mount | Incandescent |  | Standard A Lamp | 3 | 60 | 228598 | Bathroom | 0.0042651
Wall Mount | Incandescent |  | Standard A Lamp | 3 | 40 | 228599 | Bathroom | 0.0042651
Ceiling Fan | Compact Fluorescent |  | Twist | 1 | 22 | 2285910 | Master Bedroom | 0.0042651
Table | Incandescent |  | Standard A Lamp | 1 | 75 | 2285910 | Master Bedroom | 0.0042651
Ceiling Fixture | Incandescent |  | Standard A Lamp | 1 | 60 | 228621 | Bedroom | 0.0042651
Ceiling Fixture | Incandescent |  | Standard A Lamp | 1 | 60 | 228622 | Master Bedroom | 0.0042651
Table | Compact Fluorescent |  | Twist | 1 | 15 | 228622 | Master Bedroom | 0.0042651
Ceiling Fan | Incandescent |  | Standard A Lamp | 3 | 60 | 228623 | Dining Room | 0.0042651
Ceiling Fixture | Incandescent |  | Standard A Lamp | 1 | 40 | 228624 | Hall | 0.0042651
Track | Incandescent |  | Reflector | 1 | 65 | 228625 | Kitchen | 0.0042651
Ceiling Fixture | Compact Fluorescent |  | Twist | 1 | 15 | 228625 | Kitchen | 0.0042651
Ceiling Fixture | Linear Fluorescent | 48 | T-8 | 2 | 20 | 228626 | Laundry Room | 0.0042651
Floor lamp | Compact Fluorescent |  | Twist | 1 | 15 | 228627 | Living Room | 0.0042651
Table | Incandescent |  | Standard A Lamp | 1 | 60 | 228627 | Living Room | 0.0042651
Table | Compact Fluorescent |  | Twist | 1 | 15 | 228627 | Living Room | 0.0042651
Ceiling Fixture | Incandescent |  | Standard A Lamp | 1 | 60 | 228628 | Bathroom | 0.0042651
Chandelier (Hanging) | Incandescent |  | Heat Lamp | 1 | 150 | 228628 | Bathroom | 0.0042651
Wall Mount | Incandescent |  | Standard A Lamp | 5 | 60 | 228629 | Bathroom | 0.0042651
Ceiling Fixture | Incandescent |  | Standard A Lamp | 1 | 60 | 228629 | Bathroom | 0.0042651
Ceiling Fixture | Incandescent |  | Standard A Lamp | 1 | 60 | 228651 | Kitchen | 0.0039153
Recessed - other | Linear Fluorescent | 48 | T-12 | 1 | 40 | 228651 | Kitchen | 0.0039153
Ceiling Fixture | Compact Fluorescent |  | Twist | 2 | 15 | 228652 | Office | 0.0039153
Table | Compact Fluorescent |  | Twist | 1 | 15 | 228652 | Office | 0.0039153
Floor lamp | Compact Fluorescent |  | Twist | 1 | 15 | 228652 | Office | 0.0039153
Chandelier (Hanging) | Incandescent |  | Standard A Lamp | 5 | 60 | 228653 | Dining Room | 0.0039153
Table | Compact Fluorescent |  | Decorative | 1 | 15 | 228653 | Dining Room | 0.0039153
Track | Incandescent |  | Standard A Lamp | 3 | 60 | 228654 | Living Room | 0.0039153
Table | Compact Fluorescent |  | Twist | 1 | 15 | 228654 | Living Room | 0.0039153
Floor lamp | Compact Fluorescent |  | Twist | 2 | 15 | 228654 | Living Room | 0.0039153
Wall Mount | Compact Fluorescent |  | Globe | 4 | 15 | 228655 | Master Bedroom | 0.0039153
Ceiling Fixture | Compact Fluorescent |  | Twist | 1 | 15 | 228655 | Master Bedroom | 0.0039153
Ceiling Fixture | Compact Fluorescent |  | Twist | 2 | 15 | 228656 | Master Bedroom | 0.0039153
Table | Compact Fluorescent |  | Twist | 1 | 15 | 228656 | Master Bedroom | 0.0039153
Other | Incandescent |  | Standard A Lamp | 1 | 60 | 228656 | Master Bedroom | 0.0039153
Table | Compact Fluorescent |  | Decorative | 1 | 15 | 228656 | Master Bedroom | 0.0039153
Ceiling Fixture | Compact Fluorescent |  | Twist | 1 | 15 | 228657 | Closet | 0.0039153
Ceiling Fixture | Compact Fluorescent |  | Twist | 1 | 15 | 228658 | Closet | 0.0039153
Ceiling Fixture | Compact Fluorescent |  | Twist | 1 | 22 | 228659 | Garage | 0.0039153
Ceiling Fixture | Incandescent |  | Standard A Lamp | 1 | 60 | 228659 | Garage | 0.0039153
Ceiling Fixture | Halogen |  | PAR | 1 | 50 | 228659 | Garage | 0.0039153
Garage door opener | Incandescent |  | Standard A Lamp | 1 | 60 | 228659 | Garage | 0.0039153
Wall Mount | Incandescent |  | Standard A Lamp | 1 | 40 | 228659 | Garage | 0.0039153
Ceiling Fixture | Incandescent |  | Standard A Lamp | 1 | 60 | 2286510 | Closet | 0.0039153
Ceiling Fixture | Compact Fluorescent |  | Twist | 1 | 15 | 2286511 | Bedroom | 0.0039153
Table | Compact Fluorescent |  | Twist | 1 | 15 | 2286511 | Bedroom | 0.0039153
Ceiling Fixture | Compact Fluorescent |  | Twist | 1 | 15 | 2286512 | Closet | 0.0039153
Ceiling Fixture | Compact Fluorescent |  | Twist | 1 | 15 | 2286513 | Hall | 0.0039153
Ceiling Fixture | Incandescent |  | Standard A Lamp | 1 | 60 | 2286514 | Bedroom | 0.0039153
Wall Mount | Compact Fluorescent |  | Globe | 3 | 15 | 2286514 | Bedroom | 0.0039153
Ceiling Fixture | Incandescent |  | Standard A Lamp | 1 | 60 | 2286515 | Laundry Room | 0.0039153
Ceiling Fixture | Incandescent |  | Standard A Lamp | 1 | 60 | 2286516 | Bathroom | 0.0039153
Ceiling Fixture | Incandescent |  | Standard A Lamp | 1 | 60 | 2286517 | Hall | 0.0039153
Ceiling Fixture | Incandescent |  | Standard A Lamp | 1 | 100 | 228821 | Bathroom | 0.0042651
Ceiling Fixture | Incandescent |  | Standard A Lamp | 2 | 100 | 228822 | Bedroom | 0.0042651
Floor lamp | Incandescent |  | Decorative | 1 | 65 | 228822 | Bedroom | 0.0042651
Chandelier (Hanging) | Incandescent |  | Decorative | 5 | 40 | 228823 | Dining Room | 0.0042651
Floor lamp | Incandescent |  | Standard A Lamp | 1 | 100 | 228823 | Dining Room | 0.0042651
Torchiere | Compact Fluorescent |  | Twist | 5 | 15 | 228823 | Dining Room | 0.0042651
Ceiling Fixture | Incandescent |  | Standard A Lamp | 1 | 100 | 228824 | Hall | 0.0042651
Ceiling Fixture | Incandescent |  | Standard A Lamp | 1 | 60 | 228825 | Kitchen | 0.0042651
Ceiling Fixture | Linear Fluorescent | 36 | T-12 | 2 | 40 | 228825 | Kitchen | 0.0042651
Wall Mount | Halogen |  | PAR | 1 | 50 | 228825 | Kitchen | 0.0042651
Wall Mount | Linear Fluorescent | 24 | T-8 | 1 | 40 | 228825 | Kitchen | 0.0042651
Ceiling Fixture | Incandescent |  | Standard A Lamp | 1 | 100 | 228826 | Living Room | 0.0042651
Wall Mount | Incandescent |  | Globe | 7 | 60 | 228827 | Bathroom | 0.0042651
Wall Mount | Incandescent |  | Globe | 6 | 25 | 228827 | Bathroom | 0.0042651
Ceiling Fixture | Compact Fluorescent |  | Twist | 1 | 15 | 228827 | Bathroom | 0.0042651
Ceiling Fan | Compact Fluorescent |  | Twist | 1 | 15 | 228828 | Bedroom | 0.0042651
Floor lamp | Compact Fluorescent |  | Twist | 1 | 15 | 228828 | Bedroom | 0.0042651
Ceiling Fixture | Linear Fluorescent | 36 | T-12 | 2 | 40 | 228829 | Office | 0.0042651
Floor lamp | Incandescent |  | Standard A Lamp | 1 | 75 | 228829 | Office | 0.0042651
Ceiling Fixture | Incandescent |  | Standard A Lamp | 1 | 100 | 2288210 | Laundry Room | 0.0042651
Ceiling Fixture | Incandescent |  | Standard A Lamp | 1 | 60 | 229101 | Bathroom | 0.0042651
Ceiling Fixture | Compact Fluorescent |  | Twist | 2 | 15 | 229102 | Bedroom | 0.0042651
Table | Incandescent |  | Standard A Lamp | 1 | 40 | 229102 | Bedroom | 0.0042651
Table | Incandescent |  | Mini base | 1 | 25 | 229102 | Bedroom | 0.0042651
Ceiling Fan | Incandescent |  | Standard A Lamp | 1 | 60 | 229103 | Bathroom | 0.0042651
Wall Mount | Compact Fluorescent |  | Twist | 1 | 15 | 229104 | Hall | 0.0042651
Garage door opener | Incandescent |  | Standard A Lamp | 2 | 60 | 229105 | Garage | 0.0042651
Ceiling Fixture | Linear Fluorescent | 42 | T-12 | 2 | 40 | 229105 | Garage | 0.0042651
Ceiling Fixture | Compact Fluorescent |  | Twist | 1 | 7 | 229106 | Hall | 0.0042651
Table | Compact Fluorescent |  | Twist | 1 | 15 | 229107 | Living Room | 0.0042651
Ceiling Fan | Incandescent |  | Standard A Lamp | 1 | 60 | 229108 | Master Bedroom | 0.0042651
Table | Compact Fluorescent |  | Twist | 1 | 15 | 229108 | Master Bedroom | 0.0042651
Table | Incandescent |  | Standard A Lamp | 1 | 60 | 229108 | Master Bedroom | 0.0042651
Ceiling Fixture | Incandescent |  | Standard A Lamp | 1 | 60 | 229109 | Bathroom | 0.0042651
Ceiling Fixture | Incandescent |  | Standard A Lamp | 1 | 60 | 2291010 | Family Room | 0.0042651
Table | Incandescent |  | Standard A Lamp | 1 | 75 | 2291010 | Family Room | 0.0042651
Table | Incandescent |  | Mini base | 3 | 5 | 2291010 | Family Room | 0.0042651
Table | Compact Fluorescent |  | Twist | 1 | 15 | 2291010 | Family Room | 0.0042651
Torchiere | Incandescent |  | Standard A Lamp | 3 | 60 | 2291010 | Family Room | 0.0042651
Ceiling Fan | Incandescent |  | Decorative | 4 | 40 | 2291011 | Kitchen | 0.0042651
Ceiling Fixture | Compact Fluorescent |  | Twist | 1 | 15 | 2291011 | Kitchen | 0.0042651
Other | Incandescent |  | Standard A Lamp | 1 | 25 | 2291011 | Kitchen | 0.0042651
Table | Incandescent |  | Mini base | 1 | 25 | 2291011 | Kitchen | 0.0042651
Ceiling Fixture | Incandescent |  | Standard A Lamp | 1 | 60 | 2291012 | Laundry Room | 0.0042651
Wall Mount | Incandescent |  | Standard A Lamp | 1 | 100 | 2291013 | Other | 0.0042651
Table | Incandescent |  | Standard A Lamp | 1 | 60 | 2291013 | Other | 0.0042651
Torchiere | Compact Fluorescent |  | Twist | 3 | 15 | 2291013 | Other | 0.0042651
Wall Mount | Compact Fluorescent |  | Twist | 1 | 13 | 229131 | Bedroom | 0.0039153
Ceiling Fixture | Compact Fluorescent |  | Twist | 1 | 23 | 229132 | Bathroom | 0.0039153
Wall Mount | Compact Fluorescent |  | Twist | 1 | 13 | 229133 | Bedroom | 0.0039153
Floor lamp | Incandescent |  | Decorative | 1 | 40 | 229133 | Bedroom | 0.0039153
Ceiling Fixture | Compact Fluorescent |  | Twist | 2 | 23 | 229134 | Hall | 0.0039153
Ceiling Fixture | Compact Fluorescent |  | Twist | 2 | 23 | 229135 | Kitchen | 0.0039153
Chandelier (Hanging) | Incandescent |  | Decorative | 5 | 40 | 229135 | Kitchen | 0.0039153
Floor lamp | Compact Fluorescent |  | Twist | 3 | 23 | 229136 | Living Room | 0.0039153
Wall Mount | Incandescent |  | Standard A Lamp | 2 | 60 | 229161 | Bathroom | 0.0022277
Ceiling Fixture | Incandescent |  | Standard A Lamp | 1 | 60 | 229161 | Bathroom | 0.0022277
Ceiling Fixture | Compact Fluorescent |  | Twist | 1 | 15 | 229162 | Bedroom | 0.0022277
Ceiling Fixture | Incandescent |  | Standard A Lamp | 1 | 60 | 229162 | Bedroom | 0.0022277
Ceiling Fixture | Incandescent |  | Standard A Lamp | 2 | 60 | 229163 | Family Room | 0.0022277
Ceiling Fan | Incandescent |  | Decorative | 3 | 60 | 229164 | Dining Room | 0.0022277
Ceiling Fixture | Incandescent |  | Standard A Lamp | 1 | 60 | 229165 | Hall | 0.0022277
Ceiling Fixture | Incandescent |  | Standard A Lamp | 1 | 60 | 229166 | Hall | 0.0022277
Ceiling Fixture | Incandescent |  | Decorative | 1 | 60 | 229167 | Kitchen | 0.0022277
Chandelier (Hanging) | Incandescent |  | Mini base | 3 | 40 | 229167 | Kitchen | 0.0022277
Ceiling Fixture | Compact Fluorescent |  | Twist | 2 | 15 | 229168 | Laundry Room | 0.0022277
Floor lamp | Incandescent |  | Standard A Lamp | 1 | 60 | 229169 | Living Room | 0.0022277
Wall Mount | Incandescent |  | Standard A Lamp | 2 | 60 | 2291610 | Bathroom | 0.0022277
Ceiling Fixture | Incandescent |  | Standard A Lamp | 1 | 100 | 2291610 | Bathroom | 0.0022277
Ceiling Fixture | Incandescent |  | Standard A Lamp | 1 | 75 | 2291610 | Bathroom | 0.0022277
Ceiling Fixture | Incandescent |  | Standard A Lamp | 2 | 75 | 2291611 | Bedroom | 0.0022277
Ceiling Fixture | Incandescent |  | Standard A Lamp | 1 | 60 | 229271 | Bedroom | 0.0015972
Wall Mount | Incandescent |  | Standard A Lamp | 1 | 60 | 229271 | Bedroom | 0.0015972
Wall Mount | Compact Fluorescent |  | Twist | 3 | 15 | 229271 | Bedroom | 0.0015972
Wall Mount | Incandescent |  | Standard A Lamp | 1 | 60 | 229272 | Bedroom | 0.0015972
Ceiling Fixture | Incandescent |  | Standard A Lamp | 1 | 60 | 229272 | Bedroom | 0.0015972
Table | Incandescent |  | Standard A Lamp | 1 | 60 | 229273 | Family Room | 0.0015972
Ceiling Fixture | Compact Fluorescent |  | Twist | 1 | 15 | 229274 | Garage | 0.0015972
Ceiling Fixture | Incandescent |  | Standard A Lamp | 1 | 60 | 229275 | Laundry Room | 0.0015972
Wall Mount | Incandescent |  | Standard A Lamp | 1 | 60 | 229275 | Laundry Room | 0.0015972
Ceiling Fixture | Incandescent |  | Standard A Lamp | 2 | 60 | 229276 | Kitchen | 0.0015972
Wall Mount | Incandescent |  | Standard A Lamp | 1 | 60 | 229277 | Office | 0.0015972
Table | Compact Fluorescent |  | Twist | 1 | 15 | 229281 | Living Room | 0.0053603
Table | Incandescent |  | 3-Way Incandescent | 1 | 100 | 229281 | Living Room | 0.0053603
Ceiling Fixture | Compact Fluorescent |  | Twist | 2 | 15 | 229282 | Kitchen | 0.0053603
Wall Mount | Compact Fluorescent |  | Twist | 1 | 15 | 229283 | Dining Room | 0.0053603
Ceiling Fixture | Incandescent |  | Standard A Lamp | 2 | 40 | 229284 | Bedroom | 0.0053603
Ceiling Fixture | Compact Fluorescent |  | Twist | 2 | 15 | 229285 | Hall | 0.0053603
Ceiling Fixture | Compact Fluorescent |  | Twist | 1 | 15 | 229286 | Bathroom | 0.0053603
Ceiling Fixture | Compact Fluorescent |  | Twist | 2 | 15 | 229287 | Bedroom | 0.0053603
Ceiling Fixture | Compact Fluorescent |  | Twist | 1 | 15 | 229288 | Bedroom | 0.0053603
Floor lamp | Incandescent |  | Reflector | 2 | 40 | 229288 | Bedroom | 0.0053603
Wall Mount | Incandescent |  | Globe | 4 | 60 | 229289 | Bathroom | 0.0053603
Ceiling Fixture | Linear Fluorescent | 24 | T-12 | 2 | 20 | 229331 | Other | 0.0039153
Ceiling Fixture | Compact Fluorescent |  | Twist | 1 | 13 | 229331 | Other | 0.0039153
Ceiling Fixture | Compact Fluorescent |  | Twist | 1 | 13 | 229332 | Bathroom | 0.0039153
Wall Mount | Incandescent |  | Standard A Lamp | 3 | 60 | 229332 | Bathroom | 0.0039153
Wall Mount | Incandescent |  | Standard A Lamp | 4 | 60 | 229333 | Bathroom | 0.0039153
Ceiling Fixture | Compact Fluorescent |  | Twist | 2 | 13 | 229334 | Bedroom | 0.0039153
Table | Incandescent |  | Standard A Lamp | 1 | 75 | 229334 | Bedroom | 0.0039153
Ceiling Fixture | Compact Fluorescent |  | Twist | 1 | 13 | 229335 | Bedroom | 0.0039153
Ceiling Fixture | Linear Fluorescent | 48 | T-5 | 2 | 20 | 229335 | Bedroom | 0.0039153
Ceiling Fixture | Incandescent |  | Standard A Lamp | 2 | 60 | 229336 | Bedroom | 0.0039153
Chandelier (Hanging) | Incandescent |  | Standard A Lamp | 5 | 60 | 229337 | Dining Room | 0.0039153
Table | Incandescent |  | Standard A Lamp | 1 | 60 | 229338 | Family Room | 0.0039153
Ceiling Fixture | Compact Fluorescent |  | Twist | 1 | 13 | 229339 | Hall | 0.0039153
Ceiling Fixture | Incandescent |  | Standard A Lamp | 1 | 60 | 2293310 | Hall | 0.0039153
Ceiling Fixture | Linear Fluorescent | 24 | T-12 | 2 | 20 | 2293311 | Kitchen | 0.0039153
Wall Mount | Linear Fluorescent | 18 | T-4 | 1 | 8 | 2293311 | Kitchen | 0.0039153
Ceiling Fixture | Incandescent |  | Standard A Lamp | 1 | 60 | 2293312 | Laundry Room | 0.0039153
Ceiling Fixture | Incandescent |  | Standard A Lamp | 1 | 40 | 229421 | Bathroom | 0.0015972
Ceiling Fixture | Compact Fluorescent |  | Twist | 2 | 22 | 229422 | Bedroom | 0.0015972
Ceiling Fixture | Compact Fluorescent |  | Twist | 2 | 22 | 229423 | Bedroom | 0.0015972
Ceiling Fixture | Incandescent |  | Standard A Lamp | 1 | 40 | 229424 | Hall | 0.0015972
Ceiling Fixture | Compact Fluorescent |  | Twist | 2 | 22 | 229425 | Kitchen | 0.0015972
Ceiling Fan | Incandescent |  | Standard A Lamp | 1 | 60 | 229426 | Living Room | 0.0015972
Floor lamp | Incandescent |  | Standard A Lamp | 1 | 100 | 229426 | Living Room | 0.0015972
Other | Incandescent |  | Standard A Lamp | 1 | 40 | 229426 | Living Room | 0.0015972
Floor lamp | Incandescent |  | Standard A Lamp | 1 | 60 | 229427 | Master Bedroom | 0.0015972
Table | Incandescent |  | Standard A Lamp | 1 | 60 | 229427 | Master Bedroom | 0.0015972
Ceiling Fixture | Linear Fluorescent | 48 | T-8 | 3 | 32 | 229831 | Bedroom | 0.0022277
Wall Mount | Incandescent |  | Globe | 3 | 60 | 229832 | Bathroom | 0.0022277
Ceiling Fixture | Incandescent |  | Standard A Lamp | 2 | 60 | 229833 | Hall | 0.0022277
Ceiling Fixture | Incandescent |  | Standard A Lamp | 2 | 60 | 229834 | Master Bedroom | 0.0022277
Table | Incandescent |  | Standard A Lamp | 1 | 60 | 229835 | Living Room | 0.0022277
Ceiling Fixture | Incandescent |  | Reflector | 3 | 65 | 229836 | Kitchen | 0.0022277
Ceiling Fixture | Incandescent |  | Standard A Lamp | 1 | 60 | 229837 | Laundry Room | 0.0022277
Ceiling Fixture | Incandescent |  | Standard A Lamp | 1 | 75 | 230041 | Bedroom | 0.0039153
Table | Incandescent |  | Clear | 1 | 25 | 230041 | Bedroom | 0.0039153
Ceiling Fixture | Incandescent |  | Standard A Lamp | 1 | 75 | 230042 | Bedroom | 0.0039153
Ceiling Fixture | Incandescent |  | Standard A Lamp | 5 | 75 | 230043 | Dining Room | 0.0039153
Table | Compact Fluorescent |  | Twist | 1 | 26 | 230044 | Family Room | 0.0039153
Floor lamp | Incandescent |  | Standard A Lamp | 1 | 60 | 230044 | Family Room | 0.0039153
Ceiling Fixture | Linear Fluorescent | 48 | T-8 | 2 | 32 | 230045 | Garage | 0.0039153
Garage door opener | Incandescent |  | Standard A Lamp | 1 | 60 | 230045 | Garage | 0.0039153
Ceiling Fixture | Incandescent |  | Decorative | 1 | 75 | 230046 | Kitchen | 0.0039153
Ceiling Fixture | Linear Fluorescent | 48 | T-8 | 2 | 32 | 230046 | Kitchen | 0.0039153
Torchiere | Incandescent |  | Standard A Lamp | 1 | 100 | 230047 | Living Room | 0.0039153
Table | Incandescent |  | Standard A Lamp | 1 | 100 | 230047 | Living Room | 0.0039153
Ceiling Fixture | Incandescent |  | Standard A Lamp | 1 | 60 | 230048 | Bathroom | 0.0039153
Ceiling Fixture | Incandescent |  | Standard A Lamp | 1 | 60 | 230049 | Master Bedroom | 0.0039153
Table | Incandescent |  | Standard A Lamp | 1 | 75 | 230049 | Master Bedroom | 0.0039153
Ceiling Fixture | Incandescent |  | Standard A Lamp | 1 | 60 | 2300410 | Closet | 0.0039153
Wall Mount | Incandescent |  | Standard A Lamp | 1 | 75 | 2300411 | Bathroom | 0.0039153
Ceiling Fixture | Incandescent |  | Standard A Lamp | 1 | 75 | 2300412 | Closet | 0.0039153
Chandelier (Hanging) | Incandescent |  | Standard A Lamp | 1 | 75 | 2300413 | Laundry Room | 0.0039153
Wall Mount | Incandescent |  | Clear | 1 | 60 | 2300414 | Bathroom | 0.0039153
Ceiling Fixture | Compact Fluorescent |  | Twist | 6 | 15 | 230251 | Bathroom | 0.0022277
Ceiling Fixture | Compact Fluorescent |  | Twist | 2 | 15 | 230252 | Bedroom | 0.0022277
Table | Compact Fluorescent |  | Twist | 1 | 15 | 230252 | Bedroom | 0.0022277
Ceiling Fixture | Linear Fluorescent | 48 | T-12 | 2 | 40 | 230253 | Hall | 0.0022277
Chandelier (Hanging) | Compact Fluorescent |  | A shape bulb | 5 | 15 | 230254 | Kitchen | 0.0022277
Table | Incandescent |  | Standard A Lamp | 1 | 60 | 230254 | Kitchen | 0.0022277
Ceiling Fixture | Linear Fluorescent | 48 | T-12 | 4 | 40 | 230254 | Kitchen | 0.0022277
Ceiling Fixture | Linear Fluorescent | 24 | T-12 | 1 | 20 | 230254 | Kitchen | 0.0022277
Ceiling Fixture | Compact Fluorescent |  | Twist | 2 | 15 | 230254 | Kitchen | 0.0022277
Track | Compact Fluorescent |  | Twist | 3 | 22 | 230255 | Living Room | 0.0022277
Table | Compact Fluorescent |  | Twist | 1 | 13 | 230255 | Living Room | 0.0022277
Table | Incandescent |  | Standard A Lamp | 2 | 60 | 230255 | Living Room | 0.0022277
Ceiling Fixture | Compact Fluorescent |  | Twist | 6 | 15 | 230256 | Bathroom | 0.0022277
Ceiling Fixture | Compact Fluorescent |  | Circline (Screw Base) | 1 | 22 | 230257 | Bedroom | 0.0022277
Chandelier (Hanging) | Incandescent |  | Decorative | 5 | 40 | 230257 | Bedroom | 0.0022277
Table | Compact Fluorescent |  | Twist | 1 | 15 | 230257 | Bedroom | 0.0022277
Ceiling Fixture | Linear Fluorescent | 48 | T-12 | 2 | 40 | 230258 | Bedroom | 0.0022277
Ceiling Fixture | Compact Fluorescent |  | Circline (Screw Base) | 1 | 22 | 230258 | Bedroom | 0.0022277
Wall Mount | Compact Fluorescent |  | Globe | 4 | 9 | 230351 | Bathroom | 0.0053603
Chandelier (Hanging) | Incandescent |  | Standard A Lamp | 5 | 60 | 230352 | Dining Room | 0.0053603
Floor lamp | Compact Fluorescent |  | Twist | 2 | 22 | 230353 | Family Room | 0.0053603
Table | Incandescent |  | Standard A Lamp | 1 | 100 | 230353 | Family Room | 0.0053603
Ceiling Fixture | Incandescent |  | Standard A Lamp | 1 | 60 | 230354 | Hall | 0.0053603
Ceiling Fixture | Linear Fluorescent | 48 | T-12 | 2 | 40 | 230355 | Kitchen | 0.0053603
Ceiling Fan | Compact Fluorescent |  | Twist | 3 | 13 | 230355 | Kitchen | 0.0053603
Chandelier (Hanging) | Compact Fluorescent |  | Twist | 1 | 22 | 230355 | Kitchen | 0.0053603
Ceiling Fixture | Linear Fluorescent | 24 | T-8 | 2 | 20 | 230355 | Kitchen | 0.0053603
Ceiling Fixture | Linear Fluorescent | 48 | T-12 | 2 | 40 | 230356 | Laundry Room | 0.0053603
Track | Incandescent |  | Standard A Lamp | 3 | 60 | 230357 | Master Bedroom | 0.0053603
Table | Incandescent |  | Standard A Lamp | 1 | 25 | 230357 | Master Bedroom | 0.0053603
Table | Incandescent |  | Mini base | 3 | 40 | 230357 | Master Bedroom | 0.0053603
Wall Mount | Compact Fluorescent |  | Twist | 6 | 9 | 230358 | Bathroom | 0.0053603
Ceiling Fixture | Incandescent |  | Standard A Lamp | 1 | 60 | 230358 | Bathroom | 0.0053603
Ceiling Fixture | Compact Fluorescent |  | Twist | 2 | 15 | 230359 | Office | 0.0053603
Table | Compact Fluorescent |  | Straight Tube | 1 | 27 | 230359 | Office | 0.0053603
Table | Incandescent |  | Standard A Lamp | 1 | 25 | 230359 | Office | 0.0053603
Ceiling Fixture | Incandescent |  | Standard A Lamp | 2 | 60 | 2303510 | Bedroom | 0.0053603
Table | Compact Fluorescent |  | Twist | 1 | 15 | 2303510 | Bedroom | 0.0053603
Floor lamp | Incandescent |  | Standard A Lamp | 1 | 75 | 2303511 | Living Room | 0.0053603
Table | Incandescent |  | Standard A Lamp | 1 | 65 | 2303511 | Living Room | 0.0053603
Floor lamp | Incandescent |  | Standard A Lamp | 2 | 75 | 2303511 | Living Room | 0.0053603
Wall Mount | Incandescent |  | Standard A Lamp | 3 | 60 | 230611 | Bathroom | 0.0039154
Ceiling Fixture | Incandescent |  | Standard A Lamp | 1 | 60 | 230612 | Bedroom | 0.0039154
Ceiling Fixture | Incandescent |  | Standard A Lamp | 1 | 60 | 230613 | Closet | 0.0039154
Ceiling Fixture | Incandescent |  | Standard A Lamp | 1 | 60 | 230614 | Family Room | 0.0039154
Floor lamp | Incandescent |  | Standard A Lamp | 1 | 60 | 230614 | Family Room | 0.0039154
Ceiling Fixture | Incandescent |  | Standard A Lamp | 1 | 60 | 230615 | Bedroom | 0.0039154
Ceiling Fixture | Incandescent |  | Standard A Lamp | 1 | 60 | 230616 | Kitchen | 0.0039154
Ceiling Fixture | Incandescent |  | Standard A Lamp | 3 | 65 | 230616 | Kitchen | 0.0039154
Ceiling Fixture | Incandescent |  | Standard A Lamp | 1 | 60 | 230617 | Laundry Room | 0.0039154
Ceiling Fixture | Incandescent |  | Standard A Lamp | 2 | 60 | 230618 | Master Bedroom | 0.0039154
Table | Incandescent |  | Standard A Lamp | 1 | 40 | 230618 | Master Bedroom | 0.0039154
Wall Mount | Incandescent |  | Standard A Lamp | 2 | 60 | 230619 | Bathroom | 0.0039154
High bay | Incandescent |  | Globe | 1 | 40 | 230619 | Bathroom | 0.0039154
Table | Incandescent |  | Standard A Lamp | 1 | 60 | 2306110 | Living Room | 0.0039154
Ceiling Fixture | Compact Fluorescent |  | Twist | 2 | 22 | 230631 | Bedroom | 0.0053603
Ceiling Fixture | Incandescent |  | Standard A Lamp | 1 | 60 | 230632 | Hall | 0.0053603
Wall Mount | Incandescent |  | Standard A Lamp | 2 | 75 | 230633 | Bathroom | 0.0053603
Ceiling Fixture | Incandescent |  | Standard A Lamp | 2 | 75 | 230634 | Bedroom | 0.0053603
Ceiling Fixture | Incandescent |  | Standard A Lamp | 2 | 60 | 230635 | Kitchen | 0.0053603
Floor lamp | Incandescent |  | Standard A Lamp | 2 | 40 | 230636 | Living Room | 0.0053603
Table | Incandescent |  | Standard A Lamp | 1 | 75 | 230636 | Living Room | 0.0053603
Ceiling Fixture | Compact Fluorescent |  | Twist | 1 | 15 | 230691 | Bathroom | 0.0053603
Ceiling Fixture | Incandescent |  | Reflector | 1 | 65 | 230692 | Bedroom | 0.0053603
Ceiling Fixture | Compact Fluorescent |  | Twist | 1 | 15 | 230692 | Bedroom | 0.0053603
Ceiling Fixture | Compact Fluorescent |  | Twist | 2 | 15 | 230693 | Bedroom | 0.0053603
Wall Mount | Compact Fluorescent |  | Twist | 1 | 15 | 230693 | Bedroom | 0.0053603
Ceiling Fixture | Incandescent |  | Standard A Lamp | 1 | 60 | 230694 | Hall | 0.0053603
Ceiling Fixture | Compact Fluorescent |  | Twist | 1 | 13 | 230695 | Kitchen | 0.0053603
Architectural | Compact Fluorescent |  | Twist | 1 | 15 | 230695 | Kitchen | 0.0053603
Table | Compact Fluorescent |  | Twist | 1 | 15 | 230696 | Living Room | 0.0053603
Ceiling Fixture | Incandescent |  | Standard A Lamp | 2 | 60 | 230721 | Bathroom | 0.0022277
Ceiling Fixture | Incandescent |  | Standard A Lamp | 2 | 60 | 230722 | Bedroom | 0.0022277
Ceiling Fixture | Incandescent |  | Standard A Lamp | 2 | 60 | 230723 | Bedroom | 0.0022277
Chandelier (Hanging) | Incandescent |  | Standard A Lamp | 1 | 60 | 230724 | Kitchen | 0.0022277
Ceiling Fixture | Compact Fluorescent |  | Twist | 2 | 15 | 230724 | Kitchen | 0.0022277
Ceiling Fixture | Incandescent |  | Standard A Lamp | 2 | 60 | 230724 | Kitchen | 0.0022277
Ceiling Fixture | Incandescent |  | Standard A Lamp | 2 | 60 | 230725 | Laundry Room | 0.0022277
Ceiling Fan | Incandescent |  | Decorative | 3 | 60 | 230726 | Living Room | 0.0022277
Table | Compact Fluorescent |  | Twist | 1 | 22 | 230726 | Living Room | 0.0022277
Ceiling Fixture | Incandescent |  | Standard A Lamp | 2 | 60 | 230727 | Bathroom | 0.0022277
Wall Mount | Compact Fluorescent |  | Twist | 1 | 15 | 230727 | Bathroom | 0.0022277
Ceiling Fixture | Incandescent |  | Standard A Lamp | 2 | 60 | 230728 | Master Bedroom | 0.0022277
Ceiling Fan | Incandescent |  | Decorative | 3 | 60 | 230728 | Master Bedroom | 0.0022277
Table | Incandescent |  | Standard A Lamp | 2 | 60 | 230728 | Master Bedroom | 0.0022277
Table | Incandescent |  | Standard A Lamp | 1 | 60 | 231671 | Other | 0.0015972
Ceiling Fixture | Linear Fluorescent | 48 | T-8 | 2 | 40 | 231671 | Other | 0.0015972
Ceiling Fixture | Incandescent |  | Standard A Lamp | 1 | 60 | 231672 | Bathroom | 0.0015972
Ceiling Fixture | Incandescent |  | Standard A Lamp | 2 | 60 | 231673 | Bedroom | 0.0015972
Table | Incandescent |  | Standard A Lamp | 1 | 60 | 231674 | Bedroom | 0.0015972
Ceiling Fixture | Incandescent |  | Standard A Lamp | 2 | 60 | 231674 | Bedroom | 0.0015972
Table | Incandescent |  | Standard A Lamp | 1 | 60 | 231675 | Bedroom | 0.0015972
Ceiling Fixture | Incandescent |  | Decorative | 3 | 40 | 231675 | Bedroom | 0.0015972
Ceiling Fan | Compact Fluorescent |  | Twist | 3 | 15 | 231676 | Dining Room | 0.0015972
Table | Incandescent |  | Standard A Lamp | 1 | 60 | 231676 | Dining Room | 0.0015972
Ceiling Fixture | Linear Fluorescent | 60 | T-8 | 2 | 60 | 231677 | Garage | 0.0015972
Ceiling Fixture | Compact Fluorescent |  | Twist | 2 | 15 | 231678 | Kitchen | 0.0015972
Ceiling Fixture | Linear Fluorescent | 48 | T-8 | 2 | 40 | 231678 | Kitchen | 0.0015972
Ceiling Fixture | Incandescent |  | Standard A Lamp | 1 | 60 | 231691 | Bathroom | 0.0022277
Wall Mount | Linear Fluorescent | 12 | T-8 | 1 | 20 | 231691 | Bathroom | 0.0022277
Ceiling Fan | Incandescent |  | Mini base | 2 | 60 | 231692 | Bedroom | 0.0022277
Ceiling Fixture | Incandescent |  | Standard A Lamp | 2 | 60 | 231693 | Bedroom | 0.0022277
Table | Incandescent |  | Mini base | 2 | 40 | 231693 | Bedroom | 0.0022277
Ceiling Fan | Incandescent |  | Mini base | 3 | 40 | 231694 | Dining Room | 0.0022277
Ceiling Fixture | Compact Fluorescent |  | Twist | 1 | 15 | 231695 | Kitchen | 0.0022277
Ceiling Fixture | Incandescent |  | Standard A Lamp | 1 | 60 | 231696 | Laundry Room | 0.0022277
Torchiere | Compact Fluorescent |  | Twist | 3 | 15 | 231697 | Living Room | 0.0022277
Table | Compact Fluorescent |  | Twist | 1 | 15 | 231697 | Living Room | 0.0022277
Ceiling Fixture | Incandescent |  | Mini base | 2 | 60 | 231698 | Master Bedroom | 0.0022277
Table | Incandescent |  | Standard A Lamp | 1 | 60 | 231698 | Master Bedroom | 0.0022277
Wall Mount | Incandescent |  | Mini base | 5 | 40 | 231699 | Bathroom | 0.0022277
Ceiling Fixture | Incandescent |  | Standard A Lamp | 1 | 60 | 2316910 | Garage | 0.0022277
Other | Halogen |  | Quartz Tube | 1 | 500 | 2316910 | Garage | 0.0022277
Ceiling Fixture | Linear Fluorescent | 48 | T-12 | 2 | 40 | 2316910 | Garage | 0.0022277
Chandelier (Hanging) | Incandescent |  | Mini base | 3 | 40 | 2316911 | Dining Room | 0.0022277
Ceiling Fixture | Compact Fluorescent |  | Twist | 2 | 15 | 231821 | Kitchen | 0.0056382
Table | Incandescent |  | Standard A Lamp | 1 | 100 | 231822 | Living Room | 0.0056382
Floor lamp | Incandescent |  | Standard A Lamp | 2 | 60 | 231823 | Bedroom | 0.0056382
Wall Mount | Compact Fluorescent |  | Twist | 1 | 15 | 231824 | Bathroom | 0.0056382
Wall Mount | Compact Fluorescent |  | Twist | 1 | 15 | 231825 | Bedroom | 0.0056382
Table | Compact Fluorescent |  | Twist | 1 | 15 | 231826 | Bedroom | 0.0056382
Ceiling Fixture | Incandescent |  | Standard A Lamp | 2 | 60 | 231981 | Bedroom | 0.0015972
Ceiling Fixture | Incandescent |  | Standard A Lamp | 1 | 60 | 231982 | Dining Room | 0.0015972
Ceiling Fixture | Incandescent |  | Standard A Lamp | 1 | 60 | 231983 | Hall | 0.0015972
Ceiling Fixture | Compact Fluorescent |  | Twist | 2 | 15 | 231984 | Kitchen | 0.0015972
Table | Incandescent |  | 3-Way Incandescent | 1 | 100 | 231985 | Living Room | 0.0015972
Table | Compact Fluorescent |  | Twist | 1 | 22 | 231986 | Bedroom | 0.0015972
Ceiling Fixture | Incandescent |  | Standard A Lamp | 2 | 60 | 231986 | Bedroom | 0.0015972
Ceiling Fixture | Incandescent |  | Standard A Lamp | 1 | 60 | 231987 | Bathroom | 0.0015972
Ceiling Fixture | Incandescent |  | Standard A Lamp | 1 | 40 | 232011 | Bathroom | 0.0056382
Wall Mount | Incandescent |  | Standard A Lamp | 2 | 65 | 232011 | Bathroom | 0.0056382
Wall Mount | Compact Fluorescent |  | Twist | 3 | 15 | 232012 | Bathroom | 0.0056382
Ceiling Fixture | Incandescent |  | Reflector | 1 | 75 | 232012 | Bathroom | 0.0056382
Floor lamp | Incandescent |  | Mini base | 5 | 25 | 232013 | Bedroom | 0.0056382
Table | Incandescent |  | Standard A Lamp | 1 | 60 | 232013 | Bedroom | 0.0056382
Ceiling Fixture | Incandescent |  | Standard A Lamp | 1 | 60 | 232014 | Hall | 0.0056382
Ceiling Fixture | Incandescent |  | Standard A Lamp | 1 | 60 | 232015 | Kitchen | 0.0056382
Chandelier (Hanging) | Incandescent |  | Globe | 2 | 60 | 232015 | Kitchen | 0.0056382
Ceiling Fixture | Incandescent |  | Reflector | 3 | 65 | 232016 | Living Room | 0.0056382
Floor lamp | Incandescent |  | Standard A Lamp | 2 | 60 | 232016 | Living Room | 0.0056382
Ceiling Fan | Incandescent |  | Standard A Lamp | 4 | 60 | 232017 | Master Bedroom | 0.0056382
Ceiling Fixture | Incandescent |  | Standard A Lamp | 4 | 40 | 232101 | Bathroom | 0.0042651
Ceiling Fixture | Compact Fluorescent |  | A shape bulb | 2 | 22 | 232101 | Bathroom | 0.0042651
Ceiling Fixture | Incandescent |  | Standard A Lamp | 2 | 40 | 232102 | Bathroom | 0.0042651
Ceiling Fixture | Compact Fluorescent |  | A shape bulb | 4 | 22 | 232102 | Bathroom | 0.0042651
Ceiling Fixture | Linear Fluorescent | 42 | T-12 | 2 | 20 | 232103 | Other | 0.0042651
Ceiling Fan | Incandescent |  | Standard A Lamp | 2 | 40 | 232104 | Family Room | 0.0042651
Ceiling Fan | Compact Fluorescent |  | A shape bulb | 1 | 22 | 232104 | Family Room | 0.0042651
Table | Compact Fluorescent |  | Twist | 1 | 15 | 232104 | Family Room | 0.0042651
Ceiling Fixture | Incandescent |  | Standard A Lamp | 1 | 40 | 232105 | Hall | 0.0042651
Chandelier (Hanging) | Compact Fluorescent |  | Twist | 5 | 15 | 232106 | Kitchen | 0.0042651
Ceiling Fixture | Compact Fluorescent |  | Circline (Screw Base) | 1 | 22 | 232106 | Kitchen | 0.0042651
Ceiling Fan | Incandescent |  | Clear | 1 | 25 | 232106 | Kitchen | 0.0042651
Ceiling Fixture | Compact Fluorescent |  | A shape bulb | 3 | 22 | 232107 | Laundry Room | 0.0042651
Table | Incandescent |  | Standard A Lamp | 1 | 40 | 232108 | Master Bedroom | 0.0042651
Ceiling Fan | Incandescent |  | Decorative | 1 | 40 | 232108 | Master Bedroom | 0.0042651
Table | Incandescent |  | Standard A Lamp | 1 | 40 | 232109 | Living Room | 0.0042651
Table | Compact Fluorescent |  | Twist | 1 | 15 | 232109 | Living Room | 0.0042651
Table | Incandescent |  | Mini base | 3 | 5 | 232109 | Living Room | 0.0042651
Ceiling Fixture | Incandescent |  | Standard A Lamp | 1 | 60 | 232151 | Bedroom | 0.0042651
Table | Incandescent |  | Standard A Lamp | 1 | 40 | 232151 | Bedroom | 0.0042651
Table | Incandescent |  | Decorative | 1 | 25 | 232151 | Bedroom | 0.0042651
Ceiling Fixture | Incandescent |  | Globe | 4 | 40 | 232152 | Dining Room | 0.0042651
Ceiling Fixture | Incandescent |  | Standard A Lamp | 1 | 60 | 232153 | Closet | 0.0042651
Recessed - other | Linear Fluorescent | 60 | T-12 | 2 | 40 | 232154 | Kitchen | 0.0042651
Chandelier (Hanging) | Incandescent |  | Standard A Lamp | 1 | 100 | 232154 | Kitchen | 0.0042651
Ceiling Fixture | Incandescent |  | Standard A Lamp | 1 | 60 | 232155 | Laundry Room | 0.0042651
Table | Incandescent |  | Standard A Lamp | 1 | 40 | 232155 | Laundry Room | 0.0042651
Table | Incandescent |  | Standard A Lamp | 1 | 60 | 232156 | Living Room | 0.0042651
Table | Incandescent |  | Standard A Lamp | 3 | 40 | 232156 | Living Room | 0.0042651
Floor lamp | Incandescent |  | Standard A Lamp | 1 | 90 | 232156 | Living Room | 0.0042651
Ceiling Fan | Incandescent |  | Standard A Lamp | 4 | 60 | 232156 | Living Room | 0.0042651
Ceiling Fixture | Incandescent |  | Mini base | 4 | 25 | 232157 | Bathroom | 0.0042651
Ceiling Fixture | Incandescent |  | Standard A Lamp | 1 | 60 | 232157 | Bathroom | 0.0042651
Ceiling Fixture | Incandescent |  | Standard A Lamp | 1 | 60 | 232158 | Bathroom | 0.0042651
Wall Mount | Incandescent |  | Mini base | 4 | 25 | 232158 | Bathroom | 0.0042651
Table | Incandescent |  | Standard A Lamp | 1 | 100 | 232159 | Master Bedroom | 0.0042651
Table | Incandescent |  | Standard A Lamp | 1 | 40 | 232159 | Master Bedroom | 0.0042651
Ceiling Fixture | Incandescent |  | Standard A Lamp | 1 | 60 | 2321510 | Closet | 0.0042651
Ceiling Fixture | Incandescent |  | Standard A Lamp | 1 | 75 | 2321511 | Office | 0.0042651
Table | Incandescent |  | Standard A Lamp | 1 | 60 | 2321511 | Office | 0.0042651
Table | Incandescent |  | 3-Way Incandescent | 1 | 100 | 2321511 | Office | 0.0042651
Low bay | Linear Fluorescent | 48 | T-12 | 2 | 25 | 2321512 | Garage | 0.0042651
Ceiling Fixture | Incandescent |  | Globe | 1 | 75 | 232551 | Master Bedroom | 0.0053603
Table | Compact Fluorescent |  | Twist | 1 | 15 | 232551 | Master Bedroom | 0.0053603
Table | Incandescent |  | Standard A Lamp | 1 | 40 | 232551 | Master Bedroom | 0.0053603
Wall Mount | Incandescent |  | Standard A Lamp | 5 | 40 | 232552 | Bathroom | 0.0053603
Ceiling Fan | Compact Fluorescent |  | Twist | 3 | 15 | 232553 | Living Room | 0.0053603
Wall Mount | Incandescent |  | Standard A Lamp | 5 | 40 | 232554 | Bathroom | 0.0053603
Ceiling Fixture | Compact Fluorescent |  | Twist | 1 | 15 | 232555 | Laundry Room | 0.0053603
Ceiling Fixture | Incandescent |  | Globe | 1 | 75 | 232556 | Bedroom | 0.0053603
Table | Compact Fluorescent |  | Twist | 1 | 22 | 232556 | Bedroom | 0.0053603
Ceiling Fixture | Incandescent |  | Globe | 1 | 75 | 232557 | Bedroom | 0.0053603
Ceiling Fixture | Linear Fluorescent | 48 | T-12 | 2 | 40 | 232558 | Kitchen | 0.0053603
Track | Incandescent |  | Reflector | 4 | 65 | 233251 | Bathroom | 0.0039154
Ceiling Fixture | Incandescent |  | Standard A Lamp | 2 | 60 | 233251 | Bathroom | 0.0039154
Track | Incandescent |  | Reflector | 3 | 60 | 233252 | Bathroom | 0.0039154
Ceiling Fixture | Incandescent |  | Standard A Lamp | 2 | 60 | 233253 | Bedroom | 0.0039154
Ceiling Fixture | Incandescent |  | Standard A Lamp | 2 | 60 | 233254 | Bedroom | 0.0039154
Chandelier (Hanging) | Incandescent |  | Standard A Lamp | 2 | 60 | 233255 | Dining Room | 0.0039154
Ceiling Fixture | Compact Fluorescent |  | Twist | 1 | 15 | 233255 | Dining Room | 0.0039154
Ceiling Fixture | Incandescent |  | Standard A Lamp | 1 | 60 | 233256 | Hall | 0.0039154
Ceiling Fixture | Incandescent |  | Standard A Lamp | 2 | 60 | 233257 | Bedroom | 0.0039154
Table | Incandescent |  | Standard A Lamp | 1 | 60 | 233257 | Bedroom | 0.0039154
Ceiling Fixture | Linear Fluorescent | 42 | T-12 | 2 | 32 | 233258 | Kitchen | 0.0039154
Ceiling Fixture | Linear Fluorescent | 24 | T-8 | 2 | 20 | 233258 | Kitchen | 0.0039154
Ceiling Fixture | Incandescent |  | Heat Lamp | 1 | 150 | 233259 | Other | 0.0039154
Table | Compact Fluorescent |  | Straight Tube | 1 | 15 | 2332510 | Living Room | 0.0039154
Ceiling Fixture | Incandescent |  | Standard A Lamp | 1 | 60 | 2332510 | Living Room | 0.0039154
Ceiling Fixture | Incandescent |  | Standard A Lamp | 1 | 60 | 2332511 | Closet | 0.0039154
Ceiling Fixture | Linear Fluorescent | 42 | T-12 | 2 | 32 | 2332512 | Other | 0.0039154
Ceiling Fixture | Linear Fluorescent | 96 | T-12 | 2 | 100 | 2332512 | Other | 0.0039154
Ceiling Fixture | Incandescent |  | Twist | 2 | 40 | 233321 | Bathroom | 0.0056382
Ceiling Fixture | Incandescent |  | Standard A Lamp | 2 | 40 | 233322 | Bedroom | 0.0056382
Table | Incandescent |  | Standard A Lamp | 1 | 60 | 233322 | Bedroom | 0.0056382
Floor lamp | Compact Fluorescent |  | Twist | 1 | 13 | 233323 | Family Room | 0.0056382
Table | Incandescent |  | Decorative | 1 | 40 | 233323 | Family Room | 0.0056382
Ceiling Fixture | Incandescent |  | Standard A Lamp | 2 | 40 | 233324 | Hall | 0.0056382
Ceiling Fixture | Compact Fluorescent |  | Twist | 2 | 13 | 233325 | Kitchen | 0.0056382
Wall Mount | Incandescent |  | Globe | 4 | 40 | 233401 | Bathroom | 0.0042651
Chandelier (Hanging) | Incandescent |  | Decorative | 5 | 40 | 233402 | Dining Room | 0.0042651
Ceiling Fixture | Compact Fluorescent |  | Twist | 1 | 22 | 233403 | Hall | 0.0042651
Ceiling Fixture | Incandescent |  | Standard A Lamp | 1 | 60 | 233404 | Kitchen | 0.0042651
Ceiling Fixture | Incandescent |  | Standard A Lamp | 1 | 60 | 233405 | Laundry Room | 0.0042651
Table | Compact Fluorescent |  | Twist | 1 | 15 | 233406 | Living Room | 0.0042651
Floor lamp | Compact Fluorescent |  | Twist | 1 | 28 | 233406 | Living Room | 0.0042651
Ceiling Fixture | Incandescent |  | Standard A Lamp | 1 | 60 | 233406 | Living Room | 0.0042651
Table | Compact Fluorescent |  | Twist | 1 | 15 | 233407 | Master Bedroom | 0.0042651
Wall Mount | Incandescent |  | Globe | 4 | 40 | 233408 | Bathroom | 0.0042651
Table | Compact Fluorescent |  | Twist | 1 | 15 | 233409 | Office | 0.0042651
Table | Incandescent |  | Mini base | 1 | 25 | 233409 | Office | 0.0042651
Table | Incandescent |  | Standard A Lamp | 1 | 100 | 2334010 | Bedroom | 0.0042651
Floor lamp | Incandescent |  | Standard A Lamp | 1 | 100 | 2334010 | Bedroom | 0.0042651
Ceiling Fixture | Incandescent |  | Standard A Lamp | 2 | 60 | 233411 | Bedroom | 0.0022277
Ceiling Fixture | Linear Fluorescent | 48 | T-12 | 2 | 40 | 233412 | Garage | 0.0022277
Ceiling Fixture | Incandescent |  | Standard A Lamp | 2 | 60 | 233412 | Garage | 0.0022277
Ceiling Fixture | Incandescent |  | Standard A Lamp | 2 | 60 | 233413 | Laundry Room | 0.0022277
Ceiling Fixture | Incandescent |  | Standard A Lamp | 2 | 60 | 233414 | Master Bedroom | 0.0022277
Table | Incandescent |  | Standard A Lamp | 1 | 60 | 233415 | Living Room | 0.0022277
Table | Incandescent |  | Standard A Lamp | 1 | 60 | 233415 | Living Room | 0.0022277
Ceiling Fixture | Incandescent |  | Standard A Lamp | 2 | 60 | 233415 | Living Room | 0.0022277
Chandelier (Hanging) | Incandescent |  | Decorative | 1 | 60 | 233415 | Living Room | 0.0022277
Ceiling Fixture | Incandescent |  | Standard A Lamp | 1 | 60 | 233416 | Bathroom | 0.0022277
Wall Mount | Incandescent |  | Decorative | 6 | 40 | 233416 | Bathroom | 0.0022277
Ceiling Fixture | Incandescent |  | Standard A Lamp | 2 | 60 | 233417 | Kitchen | 0.0022277
Ceiling Fixture | Incandescent |  | Standard A Lamp | 1 | 60 | 233417 | Kitchen | 0.0022277
Ceiling Fixture | Incandescent |  | Standard A Lamp | 1 | 60 | 233418 | Bathroom | 0.0022277
Wall Mount | Incandescent |  | Globe | 4 | 40 | 233418 | Bathroom | 0.0022277
Wall Mount | Incandescent |  | Globe | 4 | 40 | 233419 | Bathroom | 0.0022277
Ceiling Fixture | Incandescent |  | Standard A Lamp | 2 | 60 | 2334110 | Bedroom | 0.0022277
Ceiling Fixture | Incandescent |  | Standard A Lamp | 1 | 60 | 233621 | Bathroom | 0.0053603
Ceiling Fixture | Incandescent |  | Standard A Lamp | 1 | 60 | 233622 | Bedroom | 0.0053603
Ceiling Fixture | Incandescent |  | Standard A Lamp | 2 | 60 | 233623 | Closet | 0.0053603
Ceiling Fixture | Incandescent |  | Standard A Lamp | 2 | 60 | 233624 | Dining Room | 0.0053603
Ceiling Fixture | Incandescent |  | Standard A Lamp | 1 | 75 | 233625 | Hall | 0.0053603
Ceiling Fixture | Incandescent |  | Standard A Lamp | 3 | 60 | 233626 | Kitchen | 0.0053603
Ceiling Fixture | Compact Fluorescent |  | Twist | 1 | 15 | 233626 | Kitchen | 0.0053603
Architectural | Incandescent |  | Decorative | 1 | 25 | 233626 | Kitchen | 0.0053603
Ceiling Fixture | Incandescent |  | Standard A Lamp | 1 | 60 | 233627 | Laundry Room | 0.0053603
Floor lamp | Incandescent |  | Standard A Lamp | 1 | 75 | 233628 | Living Room | 0.0053603
Table | Incandescent |  | Standard A Lamp | 1 | 75 | 233629 | Bedroom | 0.0053603
Table | Incandescent |  | Standard A Lamp | 1 | 100 | 233629 | Bedroom | 0.0053603
Ceiling Fixture | Incandescent |  | Standard A Lamp | 2 | 60 | 2336210 | Bathroom | 0.0053603
Ceiling Fan | Incandescent |  | Standard A Lamp | 3 | 40 | 2336211 | Bedroom | 0.0053603
Chandelier (Hanging) | Incandescent |  | Standard A Lamp | 2 | 60 | 233971 | Bathroom | 0.0015972
Ceiling Fixture | Incandescent |  | Standard A Lamp | 1 | 60 | 233971 | Bathroom | 0.0015972
Wall Mount | Incandescent |  | Standard A Lamp | 2 | 60 | 233972 | Bathroom | 0.0015972
Ceiling Fixture | Incandescent |  | Standard A Lamp | 2 | 60 | 233973 | Bedroom | 0.0015972
Table | Incandescent |  | Standard A Lamp | 1 | 40 | 233973 | Bedroom | 0.0015972
Wall Mount | Incandescent |  | Standard A Lamp | 1 | 40 | 233974 | Hall | 0.0015972
Wall Mount | Incandescent |  | Standard A Lamp | 1 | 60 | 233975 | Kitchen | 0.0015972
Chandelier (Hanging) | Incandescent |  | Decorative | 4 | 40 | 233975 | Kitchen | 0.0015972
Ceiling Fixture | Linear Fluorescent | 24 | T-8 | 1 | 32 | 233976 | Laundry Room | 0.0015972
Floor lamp | Incandescent |  | Standard A Lamp | 2 | 60 | 233977 | Living Room | 0.0015972
Table | Compact Fluorescent |  | Twist | 1 | 22 | 233977 | Living Room | 0.0015972
Wall Mount | Incandescent |  | Decorative | 1 | 60 | 233978 | Master Bedroom | 0.0015972
Table | Compact Fluorescent |  | Twist | 1 | 15 | 233978 | Master Bedroom | 0.0015972
Ceiling Fixture | Incandescent |  | Standard A Lamp | 1 | 40 | 234571 | Bathroom | 0.0015972
Wall Mount | Incandescent |  | Clear | 6 | 40 | 234572 | Bathroom | 0.0015972
Floor lamp | Linear Fluorescent | 72 | Fluorescent Unknown | 1 | 20 | 234572 | Bathroom | 0.0015972
Wall Mount | Incandescent |  | Standard A Lamp | 2 | 40 | 234572 | Bathroom | 0.0015972
Ceiling Fixture | Incandescent |  | Standard A Lamp | 1 | 40 | 234572 | Bathroom | 0.0015972
Ceiling Fixture | Incandescent |  | Standard A Lamp | 2 | 40 | 234573 | Bedroom | 0.0015972
Ceiling Fixture | Incandescent |  | Standard A Lamp | 2 | 40 | 234574 | Bedroom | 0.0015972
Ceiling Fan | Incandescent |  | Standard A Lamp | 4 | 40 | 234575 | Family Room | 0.0015972
Ceiling Fixture | Incandescent |  | Standard A Lamp | 2 | 40 | 234575 | Family Room | 0.0015972
Ceiling Fixture | Incandescent |  | Standard A Lamp | 2 | 40 | 234576 | Kitchen | 0.0015972
Ceiling Fixture | Incandescent |  | Standard A Lamp | 2 | 40 | 234577 | Laundry Room | 0.0015972
Ceiling Fixture | Incandescent |  | Standard A Lamp | 2 | 40 | 234711 | Bathroom | 0.0015972
Ceiling Fixture | Incandescent |  | Standard A Lamp | 2 | 40 | 234712 | Bedroom | 0.0015972
Chandelier (Hanging) | Compact Fluorescent |  | Twist | 5 | 15 | 234713 | Dining Room | 0.0015972
Ceiling Fixture | Incandescent |  | Standard A Lamp | 1 | 40 | 234714 | Hall | 0.0015972
Wall Mount | Incandescent |  | Standard A Lamp | 1 | 25 | 234715 | Hall | 0.0015972
Ceiling Fixture | Incandescent |  | Standard A Lamp | 1 | 40 | 234715 | Hall | 0.0015972
Table | Incandescent |  | 3-Way Incandescent | 1 | 100 | 234716 | Living Room | 0.0015972
Ceiling Fan | Incandescent |  | Clear | 3 | 40 | 234716 | Living Room | 0.0015972
Wall Mount | Incandescent |  | Clear | 4 | 40 | 234717 | Bathroom | 0.0015972
Ceiling Fixture | Incandescent |  | 3-Way Incandescent | 3 | 40 | 234718 | Master Bedroom | 0.0015972
Table | Incandescent |  | Standard A Lamp | 1 | 25 | 234718 | Master Bedroom | 0.0015972
Ceiling Fixture | Incandescent |  | Standard A Lamp | 1 | 60 | 234719 | Closet | 0.0015972
Ceiling Fixture | Incandescent |  | Standard A Lamp | 1 | 40 | 2347110 | Other | 0.0015972
Ceiling Fixture | Incandescent |  | Standard A Lamp | 1 | 40 | 234721 | Bedroom | 0.0042651
Table | Incandescent |  | Standard A Lamp | 1 | 60 | 234721 | Bedroom | 0.0042651
Table | Incandescent |  | Mini base | 1 | 25 | 234721 | Bedroom | 0.0042651
Ceiling Fixture | Incandescent |  | Standard A Lamp | 1 | 60 | 234722 | Bedroom | 0.0042651
Track | Incandescent |  | Standard A Lamp | 3 | 75 | 234723 | Bathroom | 0.0042651
Ceiling Fixture | Incandescent |  | Standard A Lamp | 2 | 60 | 234723 | Bathroom | 0.0042651
Other | Incandescent |  | Mini base | 1 | 5 | 234723 | Bathroom | 0.0042651
Ceiling Fixture | Incandescent |  | Standard A Lamp | 2 | 60 | 234724 | Garage | 0.0042651
Garage door opener | Incandescent |  | Standard A Lamp | 1 | 60 | 234724 | Garage | 0.0042651
Ceiling Fixture | Incandescent |  | Standard A Lamp | 1 | 60 | 234725 | Hall | 0.0042651
Ceiling Fixture | Linear Fluorescent | 24 | T-8 | 2 | 20 | 234726 | Kitchen | 0.0042651
Chandelier (Hanging) | Incandescent |  | Standard A Lamp | 1 | 90 | 234726 | Kitchen | 0.0042651
Ceiling Fixture | Incandescent |  | Standard A Lamp | 1 | 60 | 234726 | Kitchen | 0.0042651
Other | Incandescent |  | Standard A Lamp | 1 | 60 | 234726 | Kitchen | 0.0042651
Ceiling Fan | Incandescent |  | Standard A Lamp | 5 | 60 | 234727 | Living Room | 0.0042651
Torchiere | Halogen |  | Quartz Tube | 1 | 75 | 234727 | Living Room | 0.0042651
Ceiling Fixture | Incandescent |  | Standard A Lamp | 1 | 60 | 234728 | Master Bedroom | 0.0042651
Table | Incandescent |  | Standard A Lamp | 1 | 40 | 234728 | Master Bedroom | 0.0042651
Ceiling Fixture | Linear Fluorescent | 48 | T-12 | 2 | 32 | 234729 | Bathroom | 0.0042651
Wall Mount | Incandescent |  | Standard A Lamp | 1 | 40 | 2347210 | Closet | 0.0042651
Ceiling Fixture | Linear Fluorescent | 48 | T-12 | 2 | 40 | 2347211 | Other | 0.0042651
Ceiling Fixture | Incandescent |  | Standard A Lamp | 2 | 60 | 234811 | Bedroom | 0.0039154
Torchiere | Incandescent |  | Standard A Lamp | 1 | 60 | 234811 | Bedroom | 0.0039154
Table | Compact Fluorescent |  | Twist | 1 | 15 | 234811 | Bedroom | 0.0039154
Wall Mount | Incandescent |  | Clear | 4 | 40 | 234812 | Bathroom | 0.0039154
Ceiling Fixture | Incandescent |  | Standard A Lamp | 1 | 60 | 234813 | Closet | 0.0039154
Ceiling Fixture | Incandescent |  | Standard A Lamp | 4 | 60 | 234814 | Dining Room | 0.0039154
Ceiling Fixture | Linear Fluorescent | 42 | T-12 | 2 | 20 | 234815 | Garage | 0.0039154
Torchiere | Incandescent |  | Standard A Lamp | 1 | 150 | 234815 | Garage | 0.0039154
Torchiere | Compact Fluorescent |  | Twist | 1 | 15 | 234815 | Garage | 0.0039154
Ceiling Fixture | Incandescent |  | Standard A Lamp | 1 | 60 | 234816 | Hall | 0.0039154
Ceiling Fixture | Incandescent |  | Standard A Lamp | 1 | 60 | 234817 | Kitchen | 0.0039154
Ceiling Fixture | Linear Fluorescent | 42 | T-12 | 2 | 32 | 234817 | Kitchen | 0.0039154
Recessed Can | Incandescent |  | Reflector | 1 | 40 | 234817 | Kitchen | 0.0039154
Ceiling Fixture | Incandescent |  | Standard A Lamp | 1 | 60 | 234818 | Laundry Room | 0.0039154
Wall Mount | Linear Fluorescent | 18 | T-8 | 3 | 16 | 234818 | Laundry Room | 0.0039154
Table | Incandescent |  | Standard A Lamp | 1 | 150 | 234819 | Living Room | 0.0039154
Table | Compact Fluorescent |  | Twist | 1 | 15 | 234819 | Living Room | 0.0039154
Ceiling Fixture | Incandescent |  | Standard A Lamp | 1 | 60 | 234819 | Living Room | 0.0039154
Torchiere | Incandescent |  | Decorative | 1 | 40 | 234819 | Living Room | 0.0039154
Table | Incandescent |  | Standard A Lamp | 2 | 60 | 234819 | Living Room | 0.0039154
Table | Incandescent |  | Standard A Lamp | 1 | 60 | 2348110 | Master Bedroom | 0.0039154
Torchiere | Incandescent |  | Standard A Lamp | 1 | 100 | 2348110 | Master Bedroom | 0.0039154
Wall Mount | Incandescent |  | Clear | 8 | 40 | 2348111 | Bathroom | 0.0039154
Ceiling Fixture | Incandescent |  | Standard A Lamp | 1 | 60 | 2348111 | Bathroom | 0.0039154
Ceiling Fixture | Incandescent |  | Standard A Lamp | 1 | 60 | 2348112 | Closet | 0.0039154
Table | Incandescent |  | Standard A Lamp | 1 | 100 | 2348113 | Office | 0.0039154
Table | Incandescent |  | Decorative | 2 | 60 | 2348113 | Office | 0.0039154
Torchiere | Compact Fluorescent |  | Twist | 1 | 15 | 2348113 | Office | 0.0039154
Ceiling Fixture | Incandescent |  | Standard A Lamp | 2 | 60 | 2348113 | Office | 0.0039154
Wall Mount | Incandescent |  | Globe | 3 | 40 | 234901 | Bathroom | 0.0042651
Wall Mount | Incandescent |  | Mini base | 4 | 25 | 234901 | Bathroom | 0.0042651
Ceiling Fixture | Compact Fluorescent |  | Twist | 1 | 15 | 234901 | Bathroom | 0.0042651
Wall Mount | Incandescent |  | Standard A Lamp | 1 | 60 | 234902 | Master Bedroom | 0.0042651
Table | Incandescent |  | Decorative | 1 | 25 | 234902 | Master Bedroom | 0.0042651
Wall Mount | Incandescent |  | Standard A Lamp | 3 | 60 | 234903 | Master Bedroom | 0.0042651
Wall Mount | Incandescent |  | Standard A Lamp | 3 | 60 | 234904 | Bedroom | 0.0042651
Wall Mount | Compact Fluorescent |  | Twist | 2 | 15 | 234905 | Hall | 0.0042651
Ceiling Fixture | Incandescent |  | Standard A Lamp | 3 | 60 | 234906 | Kitchen | 0.0042651
Architectural | Linear Fluorescent | 12 | T-4 | 1 | 16 | 234906 | Kitchen | 0.0042651
Table | Incandescent |  | 3-Way Incandescent | 1 | 100 | 234907 | Living Room | 0.0042651
Table | Incandescent |  | Standard A Lamp | 1 | 60 | 234907 | Living Room | 0.0042651
Ceiling Fan | Incandescent |  | Standard A Lamp | 3 | 60 | 234907 | Living Room | 0.0042651
Wall Mount | Incandescent |  | Globe | 3 | 40 | 234908 | Bathroom | 0.0042651
Table | Incandescent |  | Standard A Lamp | 1 | 40 | 234909 | Office | 0.0042651
Table | Halogen |  | PAR | 1 | 50 | 234909 | Office | 0.0042651
Ceiling Fixture | Incandescent |  | Standard A Lamp | 2 | 60 | 234971 | Bathroom | 0.0015972
Wall Mount | Incandescent |  | Standard A Lamp | 3 | 60 | 234972 | Bathroom | 0.0015972
Wall Mount | Incandescent |  | Standard A Lamp | 1 | 40 | 234973 | Bedroom | 0.0015972
Ceiling Fixture | Incandescent |  | Standard A Lamp | 1 | 60 | 234974 | Hall | 0.0015972
Ceiling Fixture | Incandescent |  | Standard A Lamp | 1 | 60 | 234975 | Kitchen | 0.0015972
Floor lamp | Incandescent |  | Standard A Lamp | 2 | 40 | 234976 | Living Room | 0.0015972
Table | Incandescent |  | Standard A Lamp | 1 | 60 | 234976 | Living Room | 0.0015972
Wall Mount | Incandescent |  | Standard A Lamp | 1 | 40 | 234976 | Living Room | 0.0015972
Wall Mount | Incandescent |  | Standard A Lamp | 1 | 60 | 234977 | Office | 0.0015972
Table | Incandescent |  | Standard A Lamp | 1 | 60 | 234977 | Office | 0.0015972
Wall Mount | Incandescent |  | Standard A Lamp | 4 | 40 | 235251 | Bathroom | 0.0015972
Wall Mount | Incandescent |  | Standard A Lamp | 1 | 60 | 235252 | Bedroom | 0.0015972
Table | Incandescent |  | Decorative | 1 | 25 | 235252 | Bedroom | 0.0015972
Ceiling Fixture | Compact Fluorescent |  | Twist | 2 | 15 | 235254 | Kitchen | 0.0015972
Ceiling Fixture | Incandescent |  | Standard A Lamp | 2 | 60 | 235254 | Kitchen | 0.0015972
Wall Mount | Incandescent |  | Standard A Lamp | 1 | 25 | 235254 | Kitchen | 0.0015972
Wall Mount | Compact Fluorescent |  | Twist | 1 | 15 | 235255 | Laundry Room | 0.0015972
Table | Incandescent |  | Standard A Lamp | 1 | 60 | 235255 | Laundry Room | 0.0015972
Table | Incandescent |  | 3-Way Incandescent | 1 | 75 | 235256 | Living Room | 0.0015972
Table | Incandescent |  | Standard A Lamp | 1 | 100 | 235256 | Living Room | 0.0015972
Floor lamp | Incandescent |  | Standard A Lamp | 3 | 60 | 235256 | Living Room | 0.0015972
Wall Mount | Incandescent |  | Standard A Lamp | 1 | 60 | 235256 | Living Room | 0.0015972
Table | Incandescent |  | Clear | 1 | 40 | 235256 | Living Room | 0.0015972
Wall Mount | Incandescent |  | Globe | 3 | 60 | 235601 | Bathroom | 0.0039154
Ceiling Fan | Compact Fluorescent |  | Twist | 3 | 15 | 235602 | Bedroom | 0.0039154
Chandelier (Hanging) | Compact Fluorescent |  | Twist | 6 | 15 | 235603 | Dining Room | 0.0039154
Ceiling Fixture | Incandescent |  | Decorative | 1 | 60 | 235604 | Hall | 0.0039154
Ceiling Fixture | Compact Fluorescent |  | Twist | 1 | 15 | 235605 | Kitchen | 0.0039154
Torchiere | Compact Fluorescent |  | Twist | 1 | 15 | 235606 | Living Room | 0.0039154
Wall Mount | Compact Fluorescent |  | Globe | 6 | 28 | 235607 | Bathroom | 0.0039154
Ceiling Fan | Compact Fluorescent |  | Twist | 3 | 15 | 235608 | Master Bedroom | 0.0039154
Ceiling Fan | Compact Fluorescent |  | Twist | 3 | 15 | 235609 | Bedroom | 0.0039154
Ceiling Fixture | Incandescent |  | Standard A Lamp | 1 | 60 | 236131 | Bathroom | 0.0022277
Ceiling Fixture | Compact Fluorescent |  | Twist | 2 | 22 | 236132 | Bedroom | 0.0022277
Chandelier (Hanging) | Incandescent |  | Globe | 5 | 40 | 236133 | Dining Room | 0.0022277
Ceiling Fixture | Incandescent |  | Standard A Lamp | 1 | 40 | 236134 | Hall | 0.0022277
Ceiling Fixture | Compact Fluorescent |  | Twist | 3 | 22 | 236135 | Kitchen | 0.0022277
Ceiling Fixture | Incandescent |  | Standard A Lamp | 1 | 60 | 236135 | Kitchen | 0.0022277
Ceiling Fixture | Incandescent |  | Standard A Lamp | 1 | 40 | 236136 | Laundry Room | 0.0022277
Wall Mount | Incandescent |  | Globe | 6 | 60 | 236137 | Bathroom | 0.0022277
Ceiling Fixture | Incandescent |  | Standard A Lamp | 2 | 40 | 236138 | Bedroom | 0.0022277
Table | Incandescent |  | Decorative | 3 | 60 | 236138 | Bedroom | 0.0022277
Table | Incandescent |  | Decorative | 3 | 60 | 236139 | Living Room | 0.0022277
Table | Incandescent |  | Standard A Lamp | 1 | 150 | 236139 | Living Room | 0.0022277
Ceiling Fixture | Incandescent |  | Standard A Lamp | 2 | 40 | 236139 | Living Room | 0.0022277
Ceiling Fixture | Incandescent |  | Standard A Lamp | 2 | 100 | 2361310 | Bedroom | 0.0022277
Ceiling Fan | Incandescent |  | Globe | 4 | 40 | 236141 | Living Room | 0.0053603
Ceiling Fixture | Incandescent |  | Standard A Lamp | 2 | 60 | 236141 | Living Room | 0.0053603
Table | Incandescent |  | Decorative | 1 | 40 | 236141 | Living Room | 0.0053603
Table | Incandescent |  | Clear | 1 | 100 | 236141 | Living Room | 0.0053603
Ceiling Fixture | Incandescent |  | Standard A Lamp | 2 | 60 | 236142 | Master Bedroom | 0.0053603
Table | Incandescent |  | Standard A Lamp | 1 | 25 | 236142 | Master Bedroom | 0.0053603
Ceiling Fixture | Linear Fluorescent | 48 | T-12 | 2 | 40 | 236143 | Other | 0.0053603
Wall Mount | Incandescent |  | Clear | 1 | 60 | 236144 | Bedroom | 0.0053603
Wall Mount | Incandescent |  | Clear | 2 | 60 | 236145 | Bathroom | 0.0053603
Table | Incandescent |  | Standard A Lamp | 1 | 25 | 236146 | Office | 0.0053603
Wall Mount | Incandescent |  | Clear | 1 | 60 | 236146 | Office | 0.0053603
Chandelier (Hanging) | Incandescent |  | Clear | 2 | 60 | 236147 | Kitchen | 0.0053603
Floor lamp | Incandescent |  | Mini base | 1 | 25 | 236147 | Kitchen | 0.0053603
Recessed Can | Incandescent |  | Clear | 1 | 60 | 236147 | Kitchen | 0.0053603
Architectural | Linear Fluorescent | 24 | T-8 | 1 | 16 | 236147 | Kitchen | 0.0053603
Ceiling Fixture | Incandescent |  | Standard A Lamp | 2 | 100 | 236411 | Bedroom | 0.0022277
Table | Incandescent |  | Standard A Lamp | 1 | 100 | 236411 | Bedroom | 0.0022277
Ceiling Fixture | Incandescent |  | Standard A Lamp | 2 | 100 | 236412 | Bedroom | 0.0022277
Ceiling Fixture | Incandescent |  | Standard A Lamp | 2 | 100 | 236413 | Bathroom | 0.0022277
Table | Incandescent |  | Standard A Lamp | 1 | 100 | 236414 | Family Room | 0.0022277
Ceiling Fixture | Incandescent |  | Standard A Lamp | 2 | 100 | 236415 | Other | 0.0022277
Ceiling Fixture | Incandescent |  | Standard A Lamp | 2 | 100 | 236416 | Laundry Room | 0.0022277
Ceiling Fixture | Incandescent |  | Standard A Lamp | 2 | 100 | 236417 | Kitchen | 0.0022277
Chandelier (Hanging) | Incandescent |  | Standard A Lamp | 1 | 100 | 236417 | Kitchen | 0.0022277
Ceiling Fixture | Incandescent |  | Standard A Lamp | 2 | 100 | 236418 | Master Bedroom | 0.0022277
Table | Incandescent |  | Standard A Lamp | 1 | 100 | 236418 | Master Bedroom | 0.0022277
Ceiling Fixture | Incandescent |  | Standard A Lamp | 2 | 100 | 236419 | Bathroom | 0.0022277
Table | Incandescent |  | Standard A Lamp | 1 | 100 | 2364110 | Living Room | 0.0022277
Ceiling Fan | Incandescent |  | Standard A Lamp | 2 | 100 | 2364110 | Living Room | 0.0022277
Ceiling Fixture | Incandescent |  | Standard A Lamp | 1 | 100 | 2364110 | Living Room | 0.0022277
Chandelier (Hanging) | Incandescent |  | Decorative | 5 | 60 | 2364111 | Dining Room | 0.0022277
Ceiling Fixture | Incandescent |  | Standard A Lamp | 2 | 100 | 2364112 | Bathroom | 0.0022277
Table | Incandescent |  | Standard A Lamp | 1 | 100 | 2364112 | Bathroom | 0.0022277
Wall Mount | Incandescent |  | Standard A Lamp | 2 | 15 | 236501 | Bathroom | 0.0015972
Ceiling Fixture | Incandescent |  | Standard A Lamp | 1 | 75 | 236502 | Bathroom | 0.0015972
Ceiling Fixture | Incandescent |  | Standard A Lamp | 1 | 75 | 236503 | Bedroom | 0.0015972
Ceiling Fixture | Incandescent |  | Standard A Lamp | 2 | 60 | 236504 | Bedroom | 0.0015972
Ceiling Fixture | Incandescent |  | Standard A Lamp | 1 | 100 | 236506 | Hall | 0.0015972
Ceiling Fixture | Incandescent |  | Standard A Lamp | 1 | 60 | 236507 | Hall | 0.0015972
Ceiling Fixture | Incandescent |  | Standard A Lamp | 3 | 60 | 236508 | Kitchen | 0.0015972
Ceiling Fan | Incandescent |  | Standard A Lamp | 2 | 60 | 236508 | Kitchen | 0.0015972
Ceiling Fixture | Incandescent |  | Standard A Lamp | 1 | 60 | 236509 | Laundry Room | 0.0015972
Ceiling Fixture | Incandescent |  | Standard A Lamp | 1 | 60 | 2365010 | Living Room | 0.0015972
Ceiling Fixture | Incandescent |  | Standard A Lamp | 1 | 60 | 2365011 | Office | 0.0015972
Wall Mount | Incandescent |  | Clear | 3 | 40 | 236581 | Bathroom | 0.0015972
Wall Mount | Incandescent |  | Standard A Lamp | 1 | 60 | 236582 | Bedroom | 0.0015972
Wall Mount | Compact Fluorescent |  | Twist | 3 | 15 | 236582 | Bedroom | 0.0015972
Ceiling Fixture | Incandescent |  | Standard A Lamp | 1 | 60 | 236583 | Bedroom | 0.0015972
Floor lamp | Incandescent |  | Clear | 5 | 40 | 236584 | Family Room | 0.0015972
Chandelier (Hanging) | Incandescent |  | Decorative | 5 | 40 | 236584 | Family Room | 0.0015972
Ceiling Fixture | Compact Fluorescent |  | Twist | 5 | 22 | 236584 | Family Room | 0.0015972
Ceiling Fixture | Incandescent |  | Standard A Lamp | 1 | 60 | 236585 | Other | 0.0015972
Ceiling Fixture | Incandescent |  | Standard A Lamp | 1 | 60 | 236586 | Laundry Room | 0.0015972
Ceiling Fixture | Incandescent |  | Standard A Lamp | 1 | 60 | 236587 | Bedroom | 0.0015972
Floor lamp | Incandescent |  | Standard A Lamp | 1 | 60 | 236587 | Bedroom | 0.0015972
Ceiling Fixture | Incandescent |  | Standard A Lamp | 1 | 60 | 236731 | Bedroom | 0.0053603
Floor lamp | Incandescent |  | Standard A Lamp | 2 | 100 | 236732 | Living Room | 0.0053603
Floor lamp | Incandescent |  | Standard A Lamp | 2 | 75 | 236732 | Living Room | 0.0053603
Ceiling Fixture | Incandescent |  | Standard A Lamp | 1 | 75 | 236733 | Kitchen | 0.0053603
Ceiling Fan | Compact Fluorescent |  | Twist | 3 | 15 | 236733 | Kitchen | 0.0053603
Ceiling Fixture | Incandescent |  | Standard A Lamp | 1 | 60 | 236734 | Hall | 0.0053603
Wall Mount | Incandescent |  | Standard A Lamp | 3 | 60 | 236735 | Bathroom | 0.0053603
Ceiling Fixture | Incandescent |  | Standard A Lamp | 1 | 75 | 236736 | Bedroom | 0.0053603
Table | Compact Fluorescent |  | Straight Tube | 1 | 28 | 236736 | Bedroom | 0.0053603
Ceiling Fixture | Compact Fluorescent |  | Twist | 1 | 15 | 237261 | Bathroom | 0.0042651
Wall Mount | Compact Fluorescent |  | Twist | 2 | 15 | 237261 | Bathroom | 0.0042651
Wall Mount | Compact Fluorescent |  | Twist | 2 | 15 | 237262 | Bathroom | 0.0042651
Ceiling Fixture | Compact Fluorescent |  | Twist | 2 | 15 | 237263 | Bedroom | 0.0042651
Floor lamp | Compact Fluorescent |  | 3-Way CFL | 1 | 22 | 237263 | Bedroom | 0.0042651
Ceiling Fixture | Compact Fluorescent |  | Twist | 1 | 15 | 237264 | Closet | 0.0042651
Chandelier (Hanging) | Compact Fluorescent |  | Twist | 3 | 15 | 237265 | Dining Room | 0.0042651
Ceiling Fixture | Compact Fluorescent |  | Twist | 1 | 15 | 237266 | Hall | 0.0042651
Ceiling Fixture | Compact Fluorescent |  | Twist | 2 | 15 | 237267 | Kitchen | 0.0042651
Floor lamp | Incandescent |  | Standard A Lamp | 1 | 100 | 237268 | Living Room | 0.0042651
Ceiling Fixture | Compact Fluorescent |  | Twist | 2 | 15 | 237269 | Office | 0.0042651
Floor lamp | Incandescent |  | Standard A Lamp | 1 | 60 | 2372610 | Other | 0.0042651
Ceiling Fixture | Incandescent |  | Standard A Lamp | 2 | 60 | 2372611 | Bedroom | 0.0042651
Ceiling Fixture | Incandescent |  | Standard A Lamp | 2 | 60 | 2372612 | Other | 0.0042651
Ceiling Fixture | Compact Fluorescent |  | Twist | 1 | 15 | 2372613 | Laundry Room | 0.0042651
Chandelier (Hanging) | Compact Fluorescent |  | Straight Tube | 1 | 28 | 237571 | Bedroom | 0.0039154
Table | Incandescent |  | Standard A Lamp | 1 | 60 | 237571 | Bedroom | 0.0039154
Table | Incandescent |  | Standard A Lamp | 1 | 60 | 237572 | Bedroom | 0.0039154
Ceiling Fixture | Incandescent |  | Standard A Lamp | 1 | 60 | 237573 | Bathroom | 0.0039154
Low bay | Linear Fluorescent | 42 | T-12 | 2 | 32 | 237573 | Bathroom | 0.0039154
Ceiling Fixture | Incandescent |  | Standard A Lamp | 1 | 60 | 237574 | Closet | 0.0039154
Ceiling Fixture | Incandescent |  | Standard A Lamp | 3 | 60 | 237575 | Dining Room | 0.0039154
Ceiling Fixture | Incandescent |  | Standard A Lamp | 1 | 60 | 237576 | Family Room | 0.0039154
Torchiere | Incandescent |  | Standard A Lamp | 2 | 60 | 237576 | Family Room | 0.0039154
Torchiere | Compact Fluorescent |  | Twist | 1 | 15 | 237576 | Family Room | 0.0039154
Ceiling Fixture | Incandescent |  | Standard A Lamp | 1 | 60 | 237577 | Hall | 0.0039154
Ceiling Fixture | Linear Fluorescent | 42 | T-12 | 2 | 32 | 237578 | Kitchen | 0.0039154
Other | Incandescent |  | Clear | 1 | 25 | 237578 | Kitchen | 0.0039154
Ceiling Fixture | Incandescent |  | Standard A Lamp | 1 | 60 | 237579 | Laundry Room | 0.0039154
Table | Incandescent |  | Standard A Lamp | 1 | 100 | 2375710 | Living Room | 0.0039154
Torchiere | Incandescent |  | Standard A Lamp | 1 | 60 | 2375710 | Living Room | 0.0039154
Chandelier (Hanging) | Incandescent |  | Standard A Lamp | 1 | 100 | 2375710 | Living Room | 0.0039154
Ceiling Fixture | Compact Fluorescent |  | Twist | 1 | 15 | 2375711 | Bathroom | 0.0039154
Table | Incandescent |  | Standard A Lamp | 1 | 60 | 2375712 | Bedroom | 0.0039154
Chandelier (Hanging) | Incandescent |  | Standard A Lamp | 1 | 60 | 2375712 | Bedroom | 0.0039154
Wall Mount | Incandescent |  | Standard A Lamp | 2 | 60 | 237671 | Bathroom | 0.0042651
Ceiling Fixture | Incandescent |  | Standard A Lamp | 1 | 100 | 237671 | Bathroom | 0.0042651
Wall Mount | Incandescent |  | Standard A Lamp | 1 | 75 | 237672 | Bathroom | 0.0042651
Ceiling Fixture | Incandescent |  | Standard A Lamp | 2 | 60 | 237673 | Bedroom | 0.0042651
Floor lamp | Incandescent |  | Standard A Lamp | 1 | 75 | 237674 | Living Room | 0.0042651
Chandelier (Hanging) | Compact Fluorescent |  | Twist | 5 | 22 | 237675 | Kitchen | 0.0042651
Ceiling Fixture | Incandescent |  | Standard A Lamp | 2 | 60 | 237675 | Kitchen | 0.0042651
Table | Incandescent |  | Standard A Lamp | 1 | 75 | 237675 | Kitchen | 0.0042651
Ceiling Fixture | Incandescent |  | Standard A Lamp | 1 | 60 | 237676 | Laundry Room | 0.0042651
Ceiling Fan | Incandescent |  | Decorative | 3 | 60 | 237677 | Master Bedroom | 0.0042651
Ceiling Fixture | Incandescent |  | Standard A Lamp | 1 | 60 | 237731 | Bathroom | 0.0015972
Ceiling Fixture | Incandescent |  | Standard A Lamp | 1 | 60 | 237732 | Bedroom | 0.0015972
Ceiling Fixture | Incandescent |  | Standard A Lamp | 1 | 75 | 237733 | Bedroom | 0.0015972
Chandelier (Hanging) | Incandescent |  | Decorative | 5 | 60 | 237734 | Dining Room | 0.0015972
Ceiling Fixture | Incandescent |  | Standard A Lamp | 1 | 75 | 237735 | Hall | 0.0015972
Ceiling Fixture | Linear Fluorescent | 48 | T-12 | 2 | 32 | 237736 | Kitchen | 0.0015972
Ceiling Fixture | Incandescent |  | Standard A Lamp | 2 | 60 | 237736 | Kitchen | 0.0015972
Table | Incandescent |  | 3-Way Incandescent | 1 | 75 | 237737 | Living Room | 0.0015972
Floor lamp | Compact Fluorescent |  | Pin base | 1 | 27 | 237737 | Living Room | 0.0015972
Ceiling Fixture | Incandescent |  | Standard A Lamp | 1 | 75 | 237738 | Bathroom | 0.0015972
Wall Mount | Incandescent |  | Standard A Lamp | 3 | 40 | 237738 | Bathroom | 0.0015972
Ceiling Fixture | Incandescent |  | Standard A Lamp | 1 | 60 | 237739 | Master Bedroom | 0.0015972
Table | Incandescent |  | Decorative | 3 | 25 | 237739 | Master Bedroom | 0.0015972
Table | Incandescent |  | Standard A Lamp | 1 | 60 | 237739 | Master Bedroom | 0.0015972
Wall Mount | Incandescent |  | Standard A Lamp | 1 | 40 | 237739 | Master Bedroom | 0.0015972
Ceiling Fixture | Incandescent |  | Standard A Lamp | 1 | 60 | 2377310 | Other | 0.0015972
Table | Incandescent |  | Standard A Lamp | 1 | 40 | 237791 | Master Bedroom | 0.0022277
Table | Incandescent |  | Standard A Lamp | 1 | 60 | 237791 | Master Bedroom | 0.0022277
Table | Incandescent |  | 3-Way Incandescent | 1 | 100 | 237791 | Master Bedroom | 0.0022277
Ceiling Fixture | Incandescent |  | Standard A Lamp | 1 | 60 | 237791 | Master Bedroom | 0.0022277
Ceiling Fixture | Incandescent |  | Standard A Lamp | 1 | 65 | 237792 | Laundry Room | 0.0022277
Ceiling Fixture | Compact Fluorescent |  | A shape bulb | 2 | 22 | 237793 | Office | 0.0022277
Wall Mount | Incandescent |  | Globe | 6 | 60 | 237794 | Bathroom | 0.0022277
Ceiling Fixture | Incandescent |  | Standard A Lamp | 2 | 60 | 237795 | Hall | 0.0022277
Ceiling Fan | Incandescent |  | Decorative | 4 | 40 | 237796 | Living Room | 0.0022277
Table | Compact Fluorescent |  | Twist | 1 | 18 | 237796 | Living Room | 0.0022277
Chandelier (Hanging) | Incandescent |  | Decorative | 4 | 40 | 237797 | Dining Room | 0.0022277
Ceiling Fixture | Incandescent |  | Standard A Lamp | 2 | 65 | 237798 | Kitchen | 0.0022277
Ceiling Fixture | Compact Fluorescent |  | Twist | 2 | 18 | 237798 | Kitchen | 0.0022277
Wall Mount | Incandescent |  | Globe | 4 | 60 | 237799 | Bathroom | 0.0022277
Ceiling Fixture | Incandescent |  | Standard A Lamp | 1 | 60 | 2377910 | Bedroom | 0.0022277
Table | Compact Fluorescent |  | Twist | 1 | 22 | 2377910 | Bedroom | 0.0022277
Table | Incandescent |  | Standard A Lamp | 1 | 75 | 2377910 | Bedroom | 0.0022277
Ceiling Fixture | Incandescent |  | Standard A Lamp | 1 | 60 | 2377911 | Garage | 0.0022277
Wall Mount | Compact Fluorescent |  | Twist | 1 | 15 | 2377911 | Garage | 0.0022277
Ceiling Fixture | Compact Fluorescent |  | Twist | 1 | 15 | 237861 | Kitchen | 0.0022277
Track | Compact Fluorescent |  | Twist | 1 | 15 | 237862 | Living Room | 0.0022277
Floor lamp | Compact Fluorescent |  | Twist | 1 | 22 | 237862 | Living Room | 0.0022277
Ceiling Fixture | Incandescent |  | Standard A Lamp | 1 | 60 | 237863 | Hall | 0.0022277
Ceiling Fixture | Compact Fluorescent |  | Twist | 2 | 22 | 237864 | Bedroom | 0.0022277
Ceiling Fixture | Linear Fluorescent | 48 | T-12 | 2 | 40 | 237865 | Bathroom | 0.0022277
Ceiling Fixture | Compact Fluorescent |  | Twist | 2 | 15 | 237866 | Master Bedroom | 0.0022277
Table | Compact Fluorescent |  | Twist | 1 | 15 | 237866 | Master Bedroom | 0.0022277
Ceiling Fixture | Compact Fluorescent |  | Twist | 1 | 15 | 238031 | Bathroom | 0.0022277
Table | Incandescent |  | Standard A Lamp | 1 | 60 | 238033 | Bedroom | 0.0022277
Ceiling Fixture | Compact Fluorescent |  | Twist | 1 | 15 | 238034 | Kitchen | 0.0022277
Ceiling Fan | Compact Fluorescent |  | Twist | 1 | 22 | 238034 | Kitchen | 0.0022277
Ceiling Fixture | Incandescent |  | Standard A Lamp | 1 | 60 | 238035 | Laundry Room | 0.0022277
Table | Incandescent |  | Standard A Lamp | 1 | 60 | 238036 | Living Room | 0.0022277
Floor lamp | Incandescent |  | Standard A Lamp | 1 | 40 | 238036 | Living Room | 0.0022277
Ceiling Fixture | Compact Fluorescent |  | Twist | 2 | 15 | 238037 | Bathroom | 0.0022277
Table | Compact Fluorescent |  | Twist | 1 | 22 | 238038 | Bedroom | 0.0022277
Ceiling Fixture | Incandescent |  | Standard A Lamp | 1 | 40 | 238051 | Bathroom | 0.0042651
Wall Mount | Incandescent |  | Globe | 8 | 60 | 238051 | Bathroom | 0.0042651
Chandelier (Hanging) | Compact Fluorescent |  | Twist | 1 | 28 | 238052 | Bedroom | 0.0042651
Ceiling Fan | Incandescent |  | Decorative | 4 | 40 | 238053 | Dining Room | 0.0042651
Ceiling Fixture | Compact Fluorescent |  | Twist | 2 | 15 | 238054 | Hall | 0.0042651
Ceiling Fixture | Linear Fluorescent | 36 | T-12 | 2 | 40 | 238055 | Kitchen | 0.0042651
Ceiling Fixture | Linear Fluorescent | 24 | T-12 | 2 | 40 | 238055 | Kitchen | 0.0042651
Ceiling Fixture | Incandescent |  | Decorative | 1 | 40 | 238056 | Living Room | 0.0042651
Floor lamp | Incandescent |  | Standard A Lamp | 1 | 150 | 238056 | Living Room | 0.0042651
Wall Mount | Incandescent |  | Globe | 5 | 60 | 238057 | Bathroom | 0.0042651
Ceiling Fixture | Incandescent |  | Standard A Lamp | 1 | 40 | 238057 | Bathroom | 0.0042651
Ceiling Fixture | Compact Fluorescent |  | Twist | 2 | 15 | 238058 | Master Bedroom | 0.0042651
Floor lamp | Compact Fluorescent |  | Twist | 1 | 15 | 238058 | Master Bedroom | 0.0042651
Floor lamp | Compact Fluorescent |  | Pin base | 1 | 28 | 238059 | Office | 0.0042651
Ceiling Fixture | Compact Fluorescent |  | Twist | 2 | 15 | 2380510 | Laundry Room | 0.0042651
Wall Mount | Incandescent |  | Globe | 4 | 40 | 238631 | Bathroom | 0.0039153
Ceiling Fixture | Incandescent |  | Standard A Lamp | 2 | 100 | 238632 | Bedroom | 0.0039153
Chandelier (Hanging) | Incandescent |  | Globe | 9 | 60 | 238633 | Dining Room | 0.0039153
Ceiling Fixture | Incandescent |  | Reflector | 2 | 50 | 238634 | Family Room | 0.0039153
Ceiling Fan | Incandescent |  | Standard A Lamp | 5 | 60 | 238634 | Family Room | 0.0039153
Floor lamp | Incandescent |  | Standard A Lamp | 3 | 60 | 238634 | Family Room | 0.0039153
Torchiere | Halogen |  | Quartz Tube | 1 | 150 | 238634 | Family Room | 0.0039153
Ceiling Fixture | Incandescent |  | Standard A Lamp | 2 | 60 | 238635 | Bedroom | 0.0039153
Chandelier (Hanging) | Incandescent |  | Standard A Lamp | 1 | 100 | 238635 | Bedroom | 0.0039153
Ceiling Fixture | Incandescent |  | Standard A Lamp | 1 | 60 | 238636 | Hall | 0.0039153
Ceiling Fixture | Linear Fluorescent | 48 | T-12 | 2 | 32 | 238637 | Kitchen | 0.0039153
Wall Mount | Incandescent |  | Standard A Lamp | 1 | 60 | 238637 | Kitchen | 0.0039153
Recessed Can | Incandescent |  | Reflector | 1 | 50 | 238637 | Kitchen | 0.0039153
Ceiling Fixture | Linear Fluorescent | 48 | T-12 | 2 | 32 | 238638 | Laundry Room | 0.0039153
Floor lamp | Incandescent |  | 3-Way Incandescent | 1 | 150 | 238639 | Living Room | 0.0039153
Ceiling Fixture | Incandescent |  | Standard A Lamp | 1 | 60 | 238639 | Living Room | 0.0039153
Wall Mount | Incandescent |  | Globe | 3 | 40 | 2386310 | Bathroom | 0.0039153
Chandelier (Hanging) | Incandescent |  | Standard A Lamp | 1 | 100 | 2386311 | Master Bedroom | 0.0039153
Floor lamp | Incandescent |  | 3-Way Incandescent | 1 | 150 | 2386311 | Master Bedroom | 0.0039153
Track | Incandescent |  | Reflector | 2 | 50 | 2386311 | Master Bedroom | 0.0039153
Wall Mount | Incandescent |  | Standard A Lamp | 2 | 60 | 239001 | Bathroom | 0.0042651
Ceiling Fixture | Incandescent |  | Standard A Lamp | 2 | 60 | 239002 | Bedroom | 0.0042651
Table | Incandescent |  | Standard A Lamp | 1 | 100 | 239002 | Bedroom | 0.0042651
Table | Incandescent |  | Mini base | 1 | 25 | 239002 | Bedroom | 0.0042651
Wall Mount | Incandescent |  | Clear | 4 | 40 | 239003 | Bathroom | 0.0042651
Chandelier (Hanging) | Incandescent |  | Decorative | 4 | 40 | 239004 | Family Room | 0.0042651
Ceiling Fan | Compact Fluorescent |  | Twist | 4 | 15 | 239004 | Family Room | 0.0042651
Table | Incandescent |  | Standard A Lamp | 1 | 100 | 239004 | Family Room | 0.0042651
Ceiling Fixture | Incandescent |  | Standard A Lamp | 2 | 60 | 239005 | Kitchen | 0.0042651
Other | Incandescent |  | Clear | 1 | 25 | 239005 | Kitchen | 0.0042651
Ceiling Fixture | Incandescent |  | Standard A Lamp | 2 | 60 | 239006 | Laundry Room | 0.0042651
Torchiere | Compact Fluorescent |  | Twist | 1 | 15 | 239007 | Living Room | 0.0042651
Floor lamp | Compact Fluorescent |  | A shape bulb | 2 | 15 | 239007 | Living Room | 0.0042651
Ceiling Fixture | Incandescent |  | Standard A Lamp | 2 | 60 | 239007 | Living Room | 0.0042651
Ceiling Fixture | Incandescent |  | Standard A Lamp | 2 | 60 | 239008 | Master Bedroom | 0.0042651
Table | Incandescent |  | Standard A Lamp | 1 | 60 | 239008 | Master Bedroom | 0.0042651
Ceiling Fixture | Incandescent |  | Standard A Lamp | 1 | 60 | 239541 | Bathroom | 0.0022277
Exterior | Incandescent |  | Mini base | 1 | 5 | 239541 | Bathroom | 0.0022277
Ceiling Fixture | Incandescent |  | Standard A Lamp | 2 | 60 | 239542 | Bedroom | 0.0022277
Table | Incandescent |  | Standard A Lamp | 1 | 60 | 239542 | Bedroom | 0.0022277
Chandelier (Hanging) | Incandescent |  | Standard A Lamp | 1 | 60 | 239543 | Kitchen | 0.0022277
Ceiling Fixture | Incandescent |  | Standard A Lamp | 1 | 60 | 239543 | Kitchen | 0.0022277
Ceiling Fixture | Incandescent |  | Standard A Lamp | 1 | 60 | 239544 | Laundry Room | 0.0022277
Ceiling Fan | Incandescent |  | Standard A Lamp | 5 | 60 | 239545 | Living Room | 0.0022277
Table | Incandescent |  | Standard A Lamp | 1 | 150 | 239545 | Living Room | 0.0022277
Ceiling Fixture | Incandescent |  | Standard A Lamp | 1 | 60 | 239546 | Bathroom | 0.0022277
Ceiling Fixture | Incandescent |  | Standard A Lamp | 1 | 60 | 239547 | Master Bedroom | 0.0022277
Table | Incandescent |  | Standard A Lamp | 1 | 150 | 239547 | Master Bedroom | 0.0022277
Table | Incandescent |  | Standard A Lamp | 1 | 60 | 239547 | Master Bedroom | 0.0022277
Chandelier (Hanging) | Incandescent |  | Standard A Lamp | 5 | 60 | 239548 | Bedroom | 0.0022277
Ceiling Fixture | Incandescent |  | Standard A Lamp | 2 | 60 | 239581 | Bathroom | 0.0015972
Wall Mount | Incandescent |  | Standard A Lamp | 2 | 60 | 239581 | Bathroom | 0.0015972
Ceiling Fixture | Compact Fluorescent |  | Twist | 2 | 22 | 239582 | Bedroom | 0.0015972
Ceiling Fixture | Incandescent |  | Standard A Lamp | 2 | 90 | 239583 | Bedroom | 0.0015972
Ceiling Fixture | Linear Fluorescent | 36 | T-12 | 3 | 100 | 239584 | Closet | 0.0015972
Ceiling Fixture | Compact Fluorescent |  | Twist | 1 | 22 | 239585 | Hall | 0.0015972
Ceiling Fixture | Linear Fluorescent | 48 | T-8 | 1 | 40 | 239586 | Kitchen | 0.0015972
Ceiling Fixture | Compact Fluorescent |  | Twist | 1 | 22 | 239586 | Kitchen | 0.0015972
Ceiling Fixture | Incandescent |  | Standard A Lamp | 1 | 60 | 239587 | Master Bedroom | 0.0015972
Wall Mount | Compact Fluorescent |  | Twist | 3 | 7 | 239681 | Bathroom | 0.0015972
Ceiling Fixture | Compact Fluorescent |  | Twist | 1 | 15 | 239682 | Bathroom | 0.0015972
Wall Mount | Compact Fluorescent |  | Twist | 2 | 7 | 239682 | Bathroom | 0.0015972
Ceiling Fixture | Incandescent |  | Standard A Lamp | 1 | 60 | 239683 | Bedroom | 0.0015972
Table | Compact Fluorescent |  | Twist | 1 | 22 | 239683 | Bedroom | 0.0015972
Ceiling Fixture | Incandescent |  | Standard A Lamp | 1 | 60 | 239684 | Bedroom | 0.0015972
Ceiling Fixture | Compact Fluorescent |  | Twist | 1 | 7 | 239685 | Hall | 0.0015972
Ceiling Fixture | Compact Fluorescent |  | Twist | 1 | 22 | 239686 | Hall | 0.0015972
Ceiling Fan | Incandescent |  | Globe | 1 | 60 | 239687 | Living Room | 0.0015972
Ceiling Fixture | Incandescent |  | Standard A Lamp | 1 | 60 | 239687 | Living Room | 0.0015972
Table | Compact Fluorescent |  | Twist | 1 | 22 | 239687 | Living Room | 0.0015972
Ceiling Fan | Compact Fluorescent |  | Twist | 1 | 15 | 239688 | Master Bedroom | 0.0015972
Table | Compact Fluorescent |  | Twist | 1 | 15 | 239688 | Master Bedroom | 0.0015972
Ceiling Fixture | Compact Fluorescent |  | Twist | 1 | 13 | 239771 | Bathroom | 0.0039153
Wall Mount | Incandescent |  | Globe | 4 | 60 | 239771 | Bathroom | 0.0039153
Wall Mount | Incandescent |  | Globe | 4 | 60 | 239772 | Bathroom | 0.0039153
Table | Incandescent |  | 3-Way Incandescent | 1 | 100 | 239773 | Bedroom | 0.0039153
Ceiling Fixture | Incandescent |  | Standard A Lamp | 2 | 60 | 239774 | Bedroom | 0.0039153
Table | Compact Fluorescent |  | Twist | 1 | 11 | 239774 | Bedroom | 0.0039153
Ceiling Fixture | Incandescent |  | Standard A Lamp | 1 | 60 | 239775 | Closet | 0.0039153
Chandelier (Hanging) | Incandescent |  | Standard A Lamp | 5 | 60 | 239776 | Dining Room | 0.0039153
Ceiling Fixture | Linear Fluorescent | 48 | T-12 | 2 | 40 | 239776 | Dining Room | 0.0039153
Table | Incandescent |  | 3-Way Incandescent | 1 | 100 | 239777 | Family Room | 0.0039153
Ceiling Fixture | Linear Fluorescent | 96 | T-12 | 2 | 60 | 239778 | Garage | 0.0039153
Garage door opener | Incandescent |  | Standard A Lamp | 2 | 60 | 239778 | Garage | 0.0039153
Ceiling Fixture | Incandescent |  | Standard A Lamp | 1 | 60 | 239779 | Hall | 0.0039153
Ceiling Fixture | Linear Fluorescent | 48 | T-12 | 2 | 40 | 2397710 | Kitchen | 0.0039153
Ceiling Fixture | Compact Fluorescent |  | Twist | 1 | 13 | 2397710 | Kitchen | 0.0039153
Other | Compact Fluorescent |  | Twist | 1 | 13 | 2397710 | Kitchen | 0.0039153
Ceiling Fixture | Incandescent |  | Standard A Lamp | 1 | 60 | 2397710 | Kitchen | 0.0039153
Ceiling Fixture | Compact Fluorescent |  | Twist | 1 | 13 | 2397711 | Laundry Room | 0.0039153
Table | Incandescent |  | 3-Way Incandescent | 1 | 100 | 2397712 | Living Room | 0.0039153
Table | Incandescent |  | Standard A Lamp | 1 | 60 | 2397712 | Living Room | 0.0039153
Table | Incandescent |  | 3-Way Incandescent | 1 | 100 | 2397713 | Master Bedroom | 0.0039153
Table | Incandescent |  | Standard A Lamp | 1 | 15 | 2397713 | Master Bedroom | 0.0039153
Ceiling Fixture | Incandescent |  | Standard A Lamp | 2 | 60 | 239931 | Bedroom | 0.0056382
Table | Incandescent |  | Standard A Lamp | 1 | 60 | 239931 | Bedroom | 0.0056382
Ceiling Fixture | Incandescent |  | Standard A Lamp | 1 | 60 | 239932 | Bathroom | 0.0056382
Ceiling Fixture | Incandescent |  | Standard A Lamp | 2 | 60 | 239932 | Bathroom | 0.0056382
Ceiling Fixture | Incandescent |  | Standard A Lamp | 2 | 60 | 239933 | Bathroom | 0.0056382
Ceiling Fixture | Incandescent |  | Standard A Lamp | 1 | 60 | 239934 | Closet | 0.0056382
Ceiling Fan | Incandescent |  | Standard A Lamp | 5 | 60 | 239935 | Dining Room | 0.0056382
Ceiling Fixture | Linear Fluorescent | 48 | T-12 | 2 | 40 | 239936 | Garage | 0.0056382
Ceiling Fan | Incandescent |  | Standard A Lamp | 2 | 60 | 239937 | Hall | 0.0056382
Ceiling Fixture | Incandescent |  | Standard A Lamp | 1 | 60 | 239938 | Kitchen | 0.0056382
Ceiling Fixture | Incandescent |  | Standard A Lamp | 1 | 60 | 239939 | Laundry Room | 0.0056382
Floor lamp | Incandescent |  | Standard A Lamp | 1 | 60 | 2399310 | Living Room | 0.0056382
Table | Incandescent |  | Standard A Lamp | 1 | 60 | 2399310 | Living Room | 0.0056382
Ceiling Fixture | Incandescent |  | Standard A Lamp | 1 | 60 | 2399311 | Master Bedroom | 0.0056382
Table | Incandescent |  | Standard A Lamp | 1 | 40 | 2399311 | Master Bedroom | 0.0056382
Ceiling Fixture | Incandescent |  | Standard A Lamp | 1 | 60 | 2399312 | Office | 0.0056382
Table | Incandescent |  | Standard A Lamp | 1 | 60 | 2399312 | Office | 0.0056382
Ceiling Fixture | Incandescent |  | Standard A Lamp | 1 | 60 | 2399313 | Closet | 0.0056382
Wall Mount | Compact Fluorescent |  | Globe | 1 | 15 | 240631 | Bathroom | 0.0042651
Ceiling Fixture | Incandescent |  | Standard A Lamp | 2 | 60 | 240632 | Bathroom | 0.0042651
Table | Incandescent |  | Standard A Lamp | 1 | 60 | 240633 | Bedroom | 0.0042651
Ceiling Fixture | Incandescent |  | Standard A Lamp | 2 | 60 | 240633 | Bedroom | 0.0042651
Ceiling Fixture | Linear Fluorescent | 48 | T-8 | 2 | 32 | 240634 | Bedroom | 0.0042651
Table | Incandescent |  | Standard A Lamp | 1 | 60 | 240634 | Bedroom | 0.0042651
Ceiling Fixture | Compact Fluorescent |  | Twist | 1 | 15 | 240635 | Closet | 0.0042651
Table | Compact Fluorescent |  | Twist | 1 | 22 | 240636 | Other | 0.0042651
Table | Incandescent |  | Standard A Lamp | 1 | 60 | 240637 | Family Room | 0.0042651
Garage door opener | Incandescent |  | Standard A Lamp | 2 | 60 | 240638 | Garage | 0.0042651
Ceiling Fixture | Compact Fluorescent |  | Reflector | 1 | 22 | 240638 | Garage | 0.0042651
Recessed Can | Compact Fluorescent |  | Twist | 1 | 15 | 240639 | Hall | 0.0042651
Ceiling Fixture | Incandescent |  | Standard A Lamp | 1 | 60 | 2406310 | Kitchen | 0.0042651
Chandelier (Hanging) | Incandescent |  | Standard A Lamp | 4 | 60 | 2406310 | Kitchen | 0.0042651
Recessed Can | Compact Fluorescent |  | Reflector | 1 | 22 | 2406310 | Kitchen | 0.0042651
Ceiling Fixture | Incandescent |  | Standard A Lamp | 2 | 60 | 2406310 | Kitchen | 0.0042651
Wall Mount | Compact Fluorescent |  | Globe | 1 | 15 | 2406310 | Kitchen | 0.0042651
Ceiling Fixture | Incandescent |  | Standard A Lamp | 2 | 60 | 2406311 | Laundry Room | 0.0042651
Table | Incandescent |  | Standard A Lamp | 1 | 60 | 2406312 | Living Room | 0.0042651
Chandelier (Hanging) | Incandescent |  | Standard A Lamp | 9 | 60 | 2406312 | Living Room | 0.0042651
Wall Mount | Incandescent |  | Standard A Lamp | 1 | 60 | 2406312 | Living Room | 0.0042651
Ceiling Fixture | Compact Fluorescent |  | Twist | 2 | 15 | 2406313 | Bathroom | 0.0042651
Wall Mount | Compact Fluorescent |  | Globe | 1 | 15 | 2406313 | Bathroom | 0.0042651
Table | Compact Fluorescent |  | Twist | 1 | 22 | 2406314 | Master Bedroom | 0.0042651
Ceiling Fixture | Incandescent |  | Standard A Lamp | 2 | 60 | 2406315 | Other | 0.0042651
Table | Compact Fluorescent |  | Twist | 1 | 22 | 240741 | Family Room | 0.0039153
Ceiling Fixture | Compact Fluorescent |  | Decorative | 4 | 7 | 240741 | Family Room | 0.0039153
Table | Compact Fluorescent |  | Twist | 1 | 22 | 240742 | Living Room | 0.0039153
Floor lamp | Compact Fluorescent |  | Twist | 1 | 15 | 240742 | Living Room | 0.0039153
Ceiling Fixture | Linear Fluorescent | 96 | T-12 | 2 | 40 | 240743 | Kitchen | 0.0039153
Ceiling Fixture | Linear Fluorescent | 48 | T-12 | 2 | 40 | 240743 | Kitchen | 0.0039153
Ceiling Fixture | Compact Fluorescent |  | Twist | 1 | 22 | 240744 | Hall | 0.0039153
Ceiling Fixture | Linear Fluorescent | 48 | T-12 | 1 | 40 | 240745 | Living Room | 0.0039153
Ceiling Fixture | Compact Fluorescent |  | Twist | 1 | 15 | 240746 | Bathroom | 0.0039153
Wall Mount | Compact Fluorescent |  | Twist | 2 | 15 | 240746 | Bathroom | 0.0039153
Table | Compact Fluorescent |  | Twist | 1 | 15 | 240747 | Bedroom | 0.0039153
Wall Mount | Compact Fluorescent |  | Twist | 3 | 15 | 240748 | Bathroom | 0.0039153
Ceiling Fixture | Compact Fluorescent |  | Twist | 1 | 15 | 240748 | Bathroom | 0.0039153
Ceiling Fixture | Compact Fluorescent |  | Twist | 1 | 15 | 240748 | Bathroom | 0.0039153
Table | Compact Fluorescent |  | Twist | 1 | 15 | 240749 | Master Bedroom | 0.0039153
Ceiling Fixture | Incandescent |  | Standard A Lamp | 1 | 60 | 241131 | Bathroom | 0.0015972
Wall Mount | Incandescent |  | Standard A Lamp | 2 | 75 | 241131 | Bathroom | 0.0015972
Ceiling Fixture | Incandescent |  | Standard A Lamp | 2 | 75 | 241132 | Bathroom | 0.0015972
Wall Mount | Incandescent |  | Standard A Lamp | 2 | 75 | 241132 | Bathroom | 0.0015972
Ceiling Fixture | Incandescent |  | Standard A Lamp | 2 | 65 | 241133 | Bedroom | 0.0015972
Table | Incandescent |  | Standard A Lamp | 1 | 60 | 241133 | Bedroom | 0.0015972
Ceiling Fixture | Linear Fluorescent | 48 | T-12 | 2 | 40 | 241134 | Garage | 0.0015972
Garage door opener | Incandescent |  | Standard A Lamp | 1 | 75 | 241134 | Garage | 0.0015972
Ceiling Fixture | Incandescent |  | Standard A Lamp | 2 | 75 | 241135 | Hall | 0.0015972
Ceiling Fan | Incandescent |  | Standard A Lamp | 4 | 60 | 241136 | Living Room | 0.0015972
Ceiling Fixture | Incandescent |  | Standard A Lamp | 2 | 60 | 241136 | Living Room | 0.0015972
Ceiling Fixture | Linear Fluorescent | 36 | T-12 | 2 | 40 | 241136 | Living Room | 0.0015972
Chandelier (Hanging) | Incandescent |  | Standard A Lamp | 1 | 75 | 241136 | Living Room | 0.0015972
Ceiling Fixture | Incandescent |  | Standard A Lamp | 2 | 60 | 241137 | Laundry Room | 0.0015972
Ceiling Fixture | Incandescent |  | Standard A Lamp | 2 | 65 | 241138 | Master Bedroom | 0.0015972
Table | Incandescent |  | Standard A Lamp | 1 | 60 | 241138 | Master Bedroom | 0.0015972
Ceiling Fixture | Incandescent |  | Standard A Lamp | 1 | 75 | 241139 | Office | 0.0015972
Floor lamp | Incandescent |  | 3-Way Incandescent | 1 | 65 | 241139 | Office | 0.0015972
Table | Halogen |  | Quartz Tube | 1 | 30 | 241139 | Office | 0.0015972
Ceiling Fixture | Compact Fluorescent |  | Twist | 2 | 13 | 241301 | Bathroom | 0.0015972
Ceiling Fixture | Compact Fluorescent |  | Twist | 2 | 13 | 241302 | Bedroom | 0.0015972
Table | Incandescent |  | Standard A Lamp | 1 | 40 | 241302 | Bedroom | 0.0015972
Ceiling Fixture | Compact Fluorescent |  | Twist | 1 | 13 | 241303 | Bedroom | 0.0015972
Table | Compact Fluorescent |  | Twist | 1 | 13 | 241303 | Bedroom | 0.0015972
Ceiling Fixture | Compact Fluorescent |  | Twist | 2 | 13 | 241304 | Bathroom | 0.0015972
Ceiling Fixture | Incandescent |  | Standard A Lamp | 1 | 60 | 241305 | Closet | 0.0015972
Chandelier (Hanging) | Incandescent |  | Clear | 5 | 60 | 241306 | Dining Room | 0.0015972
Wall Mount | Incandescent |  | Standard A Lamp | 1 | 60 | 241307 | Hall | 0.0015972
Ceiling Fixture | Compact Fluorescent |  | Twist | 2 | 13 | 241308 | Kitchen | 0.0015972
Ceiling Fixture | Linear Fluorescent | 24 | T-12 | 1 | 16 | 241308 | Kitchen | 0.0015972
Ceiling Fixture | Compact Fluorescent |  | Twist | 2 | 13 | 241309 | Laundry Room | 0.0015972
Floor lamp | Incandescent |  | 3-Way Incandescent | 1 | 100 | 2413010 | Living Room | 0.0015972
Ceiling Fan | Compact Fluorescent |  | Twist | 1 | 13 | 2413010 | Living Room | 0.0015972
Table | Compact Fluorescent |  | Twist | 1 | 32 | 2413010 | Living Room | 0.0015972
Ceiling Fixture | Compact Fluorescent |  | Twist | 2 | 13 | 2413011 | Office | 0.0015972
Ceiling Fixture | Incandescent |  | Standard A Lamp | 2 | 60 | 241571 | Bathroom | 0.0042651
Ceiling Fixture | Compact Fluorescent |  | Twist | 2 | 22 | 241572 | Bathroom | 0.0042651
Wall Mount | Incandescent |  | Standard A Lamp | 2 | 75 | 241572 | Bathroom | 0.0042651
Ceiling Fixture | Compact Fluorescent |  | Twist | 2 | 15 | 241573 | Bedroom | 0.0042651
Table | Compact Fluorescent |  | Twist | 1 | 22 | 241573 | Bedroom | 0.0042651
Ceiling Fixture | Incandescent |  | Standard A Lamp | 2 | 60 | 241574 | Bedroom | 0.0042651
Ceiling Fixture | Incandescent |  | Standard A Lamp | 2 | 60 | 241575 | Hall | 0.0042651
Ceiling Fixture | Compact Fluorescent |  | Twist | 2 | 15 | 241576 | Kitchen | 0.0042651
Recessed - other | Incandescent |  | Standard A Lamp | 1 | 60 | 241576 | Kitchen | 0.0042651
Ceiling Fixture | Incandescent |  | Standard A Lamp | 2 | 60 | 241577 | Laundry Room | 0.0042651
Ceiling Fixture | Compact Fluorescent |  | Twist | 1 | 22 | 241578 | Living Room | 0.0042651
Floor lamp | Incandescent |  | Standard A Lamp | 3 | 100 | 241578 | Living Room | 0.0042651
Floor lamp | Linear Fluorescent | 96 | Fluorescent Unknown | 1 | 27 | 241578 | Living Room | 0.0042651
Ceiling Fixture | Compact Fluorescent |  | Twist | 2 | 22 | 241579 | Master Bedroom | 0.0042651
Ceiling Fixture | Incandescent |  | Standard A Lamp | 1 | 60 | 241579 | Master Bedroom | 0.0042651
Ceiling Fixture | Incandescent |  | Standard A Lamp | 1 | 75 | 2415710 | Closet | 0.0042651
Ceiling Fixture | Incandescent |  | Standard A Lamp | 1 | 60 | 241671 | Bathroom | 0.0039153
Ceiling Fixture | Incandescent |  | Standard A Lamp | 1 | 75 | 241672 | Bathroom | 0.0039153
Ceiling Fixture | Incandescent |  | Standard A Lamp | 2 | 75 | 241673 | Bedroom | 0.0039153
Table | Incandescent |  | Standard A Lamp | 1 | 100 | 241673 | Bedroom | 0.0039153
Ceiling Fan | Incandescent |  | Standard A Lamp | 4 | 40 | 241674 | Family Room | 0.0039153
Ceiling Fixture | Compact Fluorescent |  | Flood | 1 | 28 | 241674 | Family Room | 0.0039153
Table | Incandescent |  | Standard A Lamp | 1 | 23 | 241674 | Family Room | 0.0039153
Ceiling Fixture | Incandescent |  | Standard A Lamp | 1 | 60 | 241675 | Hall | 0.0039153
Ceiling Fixture | Linear Fluorescent | 48 | T-12 | 2 | 40 | 241676 | Kitchen | 0.0039153
Ceiling Fixture | Incandescent |  | Standard A Lamp | 1 | 60 | 241677 | Laundry Room | 0.0039153
Table | Compact Fluorescent |  | Twist | 1 | 13 | 241678 | Master Bedroom | 0.0039153
Table | Compact Fluorescent |  | Twist | 1 | 15 | 241678 | Master Bedroom | 0.0039153
Table | Incandescent |  | Standard A Lamp | 1 | 100 | 241678 | Master Bedroom | 0.0039153
Ceiling Fixture | Incandescent |  | Standard A Lamp | 2 | 60 | 241679 | Office | 0.0039153
Other | Linear Fluorescent |  | Fluorescent Other | 1 | 22 | 241679 | Office | 0.0039153
Wall Mount | Compact Fluorescent |  | Twist | 2 | 15 | 241741 | Bathroom | 0.0022277
Chandelier (Hanging) | Compact Fluorescent |  | Twist | 3 | 15 | 241742 | Bedroom | 0.0022277
Table | Compact Fluorescent |  | Twist | 1 | 15 | 241742 | Bedroom | 0.0022277
Ceiling Fixture | Compact Fluorescent |  | Twist | 1 | 22 | 241743 | Hall | 0.0022277
Ceiling Fixture | Linear Fluorescent | 48 | T-12 | 2 | 40 | 241744 | Kitchen | 0.0022277
Ceiling Fan | Compact Fluorescent |  | Twist | 4 | 15 | 241745 | Living Room | 0.0022277
Table | Compact Fluorescent |  | Twist | 1 | 15 | 241745 | Living Room | 0.0022277
Ceiling Fan | Compact Fluorescent |  | Twist | 3 | 15 | 241746 | Master Bedroom | 0.0022277
Table | Incandescent |  | Reflector | 1 | 40 | 241746 | Master Bedroom | 0.0022277
Ceiling Fixture | Compact Fluorescent |  | Twist | 1 | 15 | 241747 | Closet | 0.0022277
Ceiling Fan | Compact Fluorescent |  | Twist | 3 | 22 | 241748 | Office | 0.0022277
Ceiling Fixture | Compact Fluorescent |  | Twist | 1 | 22 | 241749 | Bathroom | 0.0022277
Wall Mount | Compact Fluorescent |  | Twist | 1 | 15 | 241749 | Bathroom | 0.0022277
Ceiling Fixture | Compact Fluorescent |  | Twist | 1 | 15 | 2417410 | Laundry Room | 0.0022277
Ceiling Fixture | Incandescent |  | Standard A Lamp | 1 | 60 | 241761 | Bathroom | 0.0015972
Ceiling Fixture | Compact Fluorescent |  | Twist | 1 | 15 | 241761 | Bathroom | 0.0015972
Ceiling Fixture | Incandescent |  | Standard A Lamp | 2 | 60 | 241762 | Bedroom | 0.0015972
Ceiling Fixture | Incandescent |  | Standard A Lamp | 2 | 60 | 241763 | Master Bedroom | 0.0015972
Ceiling Fixture | Incandescent |  | Standard A Lamp | 1 | 60 | 241764 | Hall | 0.0015972
Wall Mount | Linear Fluorescent | 24 | T-12 | 1 | 20 | 241765 | Kitchen | 0.0015972
Ceiling Fixture | Incandescent |  | Standard A Lamp | 1 | 40 | 241765 | Kitchen | 0.0015972
Ceiling Fixture | Compact Fluorescent |  | Twist | 1 | 15 | 241765 | Kitchen | 0.0015972
Table | Incandescent |  | Clear | 1 | 70 | 241766 | Living Room | 0.0015972
Ceiling Fixture | Incandescent |  | Standard A Lamp | 1 | 60 | 241811 | Bathroom | 0.0015972
Ceiling Fixture | Incandescent |  | Standard A Lamp | 2 | 40 | 241812 | Bathroom | 0.0015972
Ceiling Fixture | Incandescent |  | Standard A Lamp | 2 | 60 | 241813 | Bedroom | 0.0015972
Ceiling Fixture | Incandescent |  | Standard A Lamp | 2 | 60 | 241814 | Bedroom | 0.0015972
Ceiling Fixture | Incandescent |  | Standard A Lamp | 1 | 100 | 241815 | Garage | 0.0015972
Ceiling Fixture | Incandescent |  | Standard A Lamp | 2 | 75 | 241815 | Garage | 0.0015972
Chandelier (Hanging) | Incandescent |  | Standard A Lamp | 1 | 60 | 241816 | Hall | 0.0015972
Ceiling Fixture | Incandescent |  | Standard A Lamp | 1 | 65 | 241817 | Laundry Room | 0.0015972
Ceiling Fan | Incandescent |  | Standard A Lamp | 3 | 60 | 241818 | Living Room | 0.0015972
Chandelier (Hanging) | Incandescent |  | Standard A Lamp | 3 | 40 | 241818 | Living Room | 0.0015972
Chandelier (Hanging) | Incandescent |  | Standard A Lamp | 1 | 60 | 241818 | Living Room | 0.0015972
Floor lamp | Incandescent |  | Standard A Lamp | 3 | 60 | 241818 | Living Room | 0.0015972
Chandelier (Hanging) | Incandescent |  | Standard A Lamp | 1 | 100 | 241819 | Bathroom | 0.0015972
Ceiling Fixture | Incandescent |  | Standard A Lamp | 1 | 60 | 241819 | Bathroom | 0.0015972
Ceiling Fixture | Incandescent |  | Standard A Lamp | 2 | 60 | 2418110 | Master Bedroom | 0.0015972
Ceiling Fixture | Incandescent |  | Standard A Lamp | 1 | 40 | 2418111 | Closet | 0.0015972
Chandelier (Hanging) | Incandescent |  | Standard A Lamp | 1 | 65 | 2418112 | Office | 0.0015972
Table | Compact Fluorescent |  | Twist | 1 | 15 | 2418112 | Office | 0.0015972
Table | Halogen |  | MR | 1 | 20 | 2418112 | Office | 0.0015972
Ceiling Fan | Incandescent |  | Standard A Lamp | 1 | 60 | 2418113 | Other | 0.0015972
Ceiling Fixture | Incandescent |  | Standard A Lamp | 1 | 60 | 2418113 | Other | 0.0015972
Table | Incandescent |  | Standard A Lamp | 1 | 40 | 2418113 | Other | 0.0015972
Ceiling Fixture | Compact Fluorescent |  | Twist | 2 | 15 | 241921 | Bathroom | 0.0022277
Wall Mount | Compact Fluorescent |  | Twist | 2 | 15 | 241922 | Bathroom | 0.0022277
Table | Incandescent |  | Standard A Lamp | 1 | 150 | 241923 | Bedroom | 0.0022277
Chandelier (Hanging) | Incandescent |  | Standard A Lamp | 5 | 40 | 241924 | Bedroom | 0.0022277
Table | Incandescent |  | Standard A Lamp | 1 | 40 | 241925 | Bedroom | 0.0022277
Ceiling Fixture | Linear Fluorescent | 48 | T-12 | 2 | 40 | 241926 | Kitchen | 0.0022277
Ceiling Fixture | Compact Fluorescent |  | Twist | 2 | 22 | 241926 | Kitchen | 0.0022277
Table | Incandescent |  | Standard A Lamp | 1 | 75 | 241926 | Kitchen | 0.0022277
Ceiling Fixture | Compact Fluorescent |  | Twist | 2 | 22 | 241927 | Laundry Room | 0.0022277
Ceiling Fixture | Compact Fluorescent |  | Twist | 1 | 22 | 241927 | Laundry Room | 0.0022277
Table | Compact Fluorescent |  | Twist | 1 | 22 | 241928 | Living Room | 0.0022277
Table | Compact Fluorescent |  | Twist | 1 | 22 | 241929 | Bedroom | 0.0022277
Ceiling Fixture | Incandescent |  | Standard A Lamp | 1 | 60 | 242201 | Bathroom | 0.0015972
Track | Incandescent |  | Globe | 4 | 40 | 242201 | Bathroom | 0.0015972
Ceiling Fixture | Incandescent |  | Standard A Lamp | 1 | 60 | 242202 | Bathroom | 0.0015972
Table | Incandescent |  | Standard A Lamp | 1 | 60 | 242203 | Bedroom | 0.0015972
Ceiling Fixture | Compact Fluorescent |  | Circline (Screw Base) | 1 | 28 | 242203 | Bedroom | 0.0015972
Ceiling Fixture | Compact Fluorescent |  | Circline (Screw Base) | 1 | 28 | 242204 | Bedroom | 0.0015972
Table | Incandescent |  | Standard A Lamp | 1 | 60 | 242205 | Family Room | 0.0015972
Ceiling Fixture | Incandescent |  | Standard A Lamp | 1 | 60 | 242206 | Hall | 0.0015972
Ceiling Fixture | Compact Fluorescent |  | Twist | 1 | 22 | 242207 | Hall | 0.0015972
Ceiling Fixture | Linear Fluorescent | 48 | T-8 | 2 | 32 | 242208 | Kitchen | 0.0015972
Ceiling Fixture | Incandescent |  | Standard A Lamp | 1 | 65 | 242208 | Kitchen | 0.0015972
Chandelier (Hanging) | Incandescent |  | Decorative | 3 | 40 | 242208 | Kitchen | 0.0015972
Ceiling Fan | Incandescent |  | Standard A Lamp | 5 | 40 | 242209 | Living Room | 0.0015972
Table | Incandescent |  | Decorative | 3 | 40 | 242209 | Living Room | 0.0015972
Ceiling Fan | Compact Fluorescent |  | Twist | 3 | 22 | 2422010 | Master Bedroom | 0.0015972
Floor lamp | Incandescent |  | Standard A Lamp | 1 | 60 | 2422010 | Master Bedroom | 0.0015972
Ceiling Fixture | Compact Fluorescent |  | Twist | 1 | 15 | 242801 | Bathroom | 0.0042651
Wall Mount | Linear Fluorescent | 24 | T-8 | 2 | 40 | 242801 | Bathroom | 0.0042651
Ceiling Fixture | Compact Fluorescent |  | Twist | 2 | 15 | 242802 | Bedroom | 0.0042651
Ceiling Fixture | Compact Fluorescent |  | Twist | 1 | 15 | 242803 | Bathroom | 0.0042651
Ceiling Fixture | Compact Fluorescent |  | Twist | 1 | 15 | 242804 | Hall | 0.0042651
Chandelier (Hanging) | Compact Fluorescent |  | Twist | 3 | 22 | 242805 | Kitchen | 0.0042651
Recessed - other | Compact Fluorescent |  | Twist | 1 | 15 | 242805 | Kitchen | 0.0042651
Chandelier (Hanging) | Compact Fluorescent |  | Twist | 1 | 15 | 242806 | Living Room | 0.0042651
Floor lamp | Incandescent |  | Standard A Lamp | 1 | 150 | 242806 | Living Room | 0.0042651
Ceiling Fixture | Incandescent |  | Standard A Lamp | 2 | 60 | 242807 | Office | 0.0042651
Chandelier (Hanging) | Compact Fluorescent |  | Twist | 1 | 15 | 242807 | Office | 0.0042651
Ceiling Fixture | Incandescent |  | Standard A Lamp | 2 | 60 | 242808 | Bedroom | 0.0042651
Wall Mount | Linear Fluorescent | 24 | T-8 | 2 | 40 | 242808 | Bedroom | 0.0042651
Floor lamp | Incandescent |  | Standard A Lamp | 1 | 150 | 242808 | Bedroom | 0.0042651
Wall Mount | Incandescent |  | Standard A Lamp | 2 | 60 | 243001 | Bathroom | 0.0022277
Ceiling Fixture | Compact Fluorescent |  | Twist | 2 | 15 | 243002 | Bedroom | 0.0022277
Ceiling Fixture | Incandescent |  | Standard A Lamp | 2 | 60 | 243003 | Bedroom | 0.0022277
Ceiling Fixture | Incandescent |  | Standard A Lamp | 1 | 75 | 243004 | Closet | 0.0022277
Chandelier (Hanging) | Incandescent |  | Mini base | 4 | 40 | 243005 | Dining Room | 0.0022277
Ceiling Fixture | Incandescent |  | Standard A Lamp | 1 | 100 | 243006 | Kitchen | 0.0022277
Ceiling Fixture | Incandescent |  | Standard A Lamp | 1 | 100 | 243007 | Laundry Room | 0.0022277
Table | Incandescent |  | Standard A Lamp | 1 | 60 | 243008 | Living Room | 0.0022277
Ceiling Fixture | Incandescent |  | Standard A Lamp | 2 | 60 | 243009 | Master Bedroom | 0.0022277
Wall Mount | Incandescent |  | Standard A Lamp | 2 | 60 | 2430010 | Bathroom | 0.0022277
Ceiling Fixture | Compact Fluorescent |  | Twist | 1 | 22 | 243261 | Bathroom | 0.0015972
Ceiling Fixture | Compact Fluorescent |  | Twist | 1 | 22 | 243262 | Other | 0.0015972
Ceiling Fixture | Compact Fluorescent |  | Twist | 1 | 22 | 243263 | Hall | 0.0015972
Ceiling Fixture | Compact Fluorescent |  | Twist | 1 | 22 | 243264 | Hall | 0.0015972
Ceiling Fixture | Linear Fluorescent | 48 | T-8 | 2 | 32 | 243265 | Laundry Room | 0.0015972
Ceiling Fan | Compact Fluorescent |  | Circline (Screw Base) | 1 | 28 | 243266 | Living Room | 0.0015972
Ceiling Fixture | Linear Fluorescent | 48 | T-8 | 2 | 32 | 243266 | Living Room | 0.0015972
Ceiling Fixture | Incandescent |  | Globe | 5 | 40 | 243267 | Bathroom | 0.0015972
Ceiling Fixture | Compact Fluorescent |  | Circline (Screw Base) | 1 | 28 | 243268 | Master Bedroom | 0.0015972
Ceiling Fixture | Compact Fluorescent |  | Twist | 1 | 22 | 243269 | Office | 0.0015972
Floor lamp | Compact Fluorescent |  | Twist | 3 | 15 | 243269 | Office | 0.0015972
Table | Compact Fluorescent |  | Straight Tube | 1 | 22 | 243269 | Office | 0.0015972
Ceiling Fixture | Compact Fluorescent |  | Twist | 1 | 13 | 243282 | Bathroom | 0.0056382
Floor lamp | Compact Fluorescent |  | Twist | 1 | 23 | 243283 | Bedroom | 0.0056382
Ceiling Fixture | Compact Fluorescent |  | Twist | 2 | 23 | 243283 | Bedroom | 0.0056382
Floor lamp | Compact Fluorescent |  | Twist | 2 | 13 | 243284 | Bedroom | 0.0056382
Table | Compact Fluorescent |  | Twist | 1 | 13 | 243285 | Family Room | 0.0056382
Table | Incandescent |  | Standard A Lamp | 1 | 60 | 243285 | Family Room | 0.0056382
Ceiling Fixture | Compact Fluorescent |  | Twist | 1 | 13 | 243286 | Hall | 0.0056382
Ceiling Fixture | Incandescent |  | Standard A Lamp | 2 | 60 | 243287 | Kitchen | 0.0056382
Ceiling Fixture | Linear Fluorescent | 48 | T-12 | 2 | 40 | 243287 | Kitchen | 0.0056382
Ceiling Fixture | Compact Fluorescent |  | Twist | 1 | 13 | 243287 | Kitchen | 0.0056382
Ceiling Fixture | Incandescent |  | Standard A Lamp | 2 | 60 | 243391 | Bathroom | 0.0053603
Ceiling Fixture | Incandescent |  | Standard A Lamp | 2 | 60 | 243392 | Bathroom | 0.0053603
Chandelier (Hanging) | Incandescent |  | Decorative | 3 | 40 | 243393 | Bedroom | 0.0053603
Table | Incandescent |  | Standard A Lamp | 1 | 60 | 243394 | Bedroom | 0.0053603
Chandelier (Hanging) | Incandescent |  | Standard A Lamp | 3 | 60 | 243394 | Bedroom | 0.0053603
Ceiling Fixture | Incandescent |  | Standard A Lamp | 2 | 60 | 243395 | Closet | 0.0053603
Chandelier (Hanging) | Incandescent |  | Standard A Lamp | 5 | 60 | 243396 | Dining Room | 0.0053603
Ceiling Fixture | Linear Fluorescent | 48 | T-8 | 4 | 32 | 243397 | Kitchen | 0.0053603
Ceiling Fan | Incandescent |  | Standard A Lamp | 4 | 60 | 243398 | Living Room | 0.0053603
Table | Incandescent |  | Standard A Lamp | 1 | 60 | 243398 | Living Room | 0.0053603
Table | Incandescent |  | Standard A Lamp | 1 | 100 | 243398 | Living Room | 0.0053603
Table | Compact Fluorescent |  | Straight Tube | 1 | 22 | 243398 | Living Room | 0.0053603
Floor lamp | Incandescent |  | Standard A Lamp | 1 | 200 | 243398 | Living Room | 0.0053603
Table | Incandescent |  | Standard A Lamp | 1 | 60 | 243398 | Living Room | 0.0053603
Chandelier (Hanging) | Incandescent |  | Decorative | 3 | 40 | 243399 | Closet | 0.0053603
Table | Compact Fluorescent |  | Straight Tube | 1 | 28 | 243399 | Closet | 0.0053603
Table | Compact Fluorescent |  | Pin base | 1 | 27 | 243399 | Closet | 0.0053603
Ceiling Fixture | Incandescent |  | Standard A Lamp | 2 | 60 | 2433910 | Laundry Room | 0.0053603
Wall Mount | Incandescent |  | Mini base | 8 | 25 | 243861 | Bathroom | 0.0039154
Ceiling Fixture | Incandescent |  | Standard A Lamp | 1 | 60 | 243862 | Bedroom | 0.0039154
Ceiling Fixture | Compact Fluorescent |  | Twist | 1 | 15 | 243862 | Bedroom | 0.0039154
Table | Compact Fluorescent |  | Other | 1 | 28 | 243862 | Bedroom | 0.0039154
Table | Incandescent |  | Standard A Lamp | 1 | 40 | 243863 | Bedroom | 0.0039154
Ceiling Fixture | Incandescent |  | Standard A Lamp | 2 | 60 | 243863 | Bedroom | 0.0039154
Chandelier (Hanging) | Incandescent |  | Decorative | 9 | 25 | 243864 | Dining Room | 0.0039154
Ceiling Fixture | Incandescent |  | Standard A Lamp | 1 | 60 | 243865 | Kitchen | 0.0039154
Ceiling Fixture | Linear Fluorescent | 42 | T-12 | 2 | 40 | 243866 | Kitchen | 0.0039154
Ceiling Fixture | Incandescent |  | Standard A Lamp | 1 | 60 | 243866 | Kitchen | 0.0039154
Ceiling Fixture | Incandescent |  | Standard A Lamp | 1 | 25 | 243866 | Kitchen | 0.0039154
Ceiling Fixture | Incandescent |  | Standard A Lamp | 1 | 60 | 243867 | Laundry Room | 0.0039154
Torchiere | Incandescent |  | Standard A Lamp | 1 | 100 | 243868 | Living Room | 0.0039154
Table | Incandescent |  | Standard A Lamp | 1 | 100 | 243868 | Living Room | 0.0039154
Wall Mount | Incandescent |  | Mini base | 4 | 25 | 243869 | Bathroom | 0.0039154
Ceiling Fixture | Incandescent |  | Standard A Lamp | 1 | 60 | 243869 | Bathroom | 0.0039154
Ceiling Fan | Incandescent |  | Decorative | 3 | 40 | 2438610 | Master Bedroom | 0.0039154
Table | Incandescent |  | Standard A Lamp | 1 | 75 | 2438610 | Master Bedroom | 0.0039154
Table | Compact Fluorescent |  | Twist | 1 | 15 | 243931 | Other | 0.0039153
Wall Mount | Incandescent |  | Standard A Lamp | 2 | 60 | 243932 | Bathroom | 0.0039153
Wall Mount | Incandescent |  | Standard A Lamp | 2 | 40 | 243933 | Bathroom | 0.0039153
Table | Incandescent |  | Standard A Lamp | 1 | 60 | 243934 | Master Bedroom | 0.0039153
Table | Compact Fluorescent |  | Straight Tube | 1 | 15 | 243935 | Bedroom | 0.0039153
Ceiling Fixture | Incandescent |  | Standard A Lamp | 1 | 60 | 243936 | Hall | 0.0039153
Recessed Can | Incandescent |  | Reflector | 1 | 65 | 243937 | Kitchen | 0.0039153
Ceiling Fixture | Incandescent |  | Standard A Lamp | 1 | 60 | 243938 | Laundry Room | 0.0039153
Floor lamp | Incandescent |  | Standard A Lamp | 1 | 40 | 243939 | Living Room | 0.0039153
Wall Mount | Incandescent |  | Standard A Lamp | 3 | 60 | 243961 | Bathroom | 0.0042651
Ceiling Fixture | Compact Fluorescent |  | Twist | 1 | 23 | 243962 | Bedroom | 0.0042651
Ceiling Fixture | Incandescent |  | Standard A Lamp | 2 | 60 | 243963 | Bedroom | 0.0042651
Ceiling Fixture | Incandescent |  | Standard A Lamp | 1 | 60 | 243964 | Hall | 0.0042651
Ceiling Fixture | Compact Fluorescent |  | Twist | 2 | 23 | 243965 | Kitchen | 0.0042651
Chandelier (Hanging) | Compact Fluorescent |  | Decorative | 3 | 3 | 243965 | Kitchen | 0.0042651
Chandelier (Hanging) | Compact Fluorescent |  | Twist | 2 | 23 | 243965 | Kitchen | 0.0042651
Ceiling Fixture | Incandescent |  | Standard A Lamp | 2 | 60 | 243965 | Kitchen | 0.0042651
Ceiling Fixture | Compact Fluorescent |  | Twist | 1 | 23 | 243966 | Living Room | 0.0042651
Floor lamp | Compact Fluorescent |  | Twist | 3 | 13 | 243966 | Living Room | 0.0042651
Floor lamp | Incandescent |  | 3-Way Incandescent | 1 | 150 | 243966 | Living Room | 0.0042651
Floor lamp | Compact Fluorescent |  | Twist | 1 | 23 | 243966 | Living Room | 0.0042651
Wall Mount | Incandescent |  | Standard A Lamp | 3 | 60 | 243967 | Bathroom | 0.0042651
Ceiling Fixture | Incandescent |  | Standard A Lamp | 2 | 40 | 243968 | Master Bedroom | 0.0042651
Ceiling Fixture | Incandescent |  | Standard A Lamp | 1 | 60 | 244141 | Bathroom | 0.0022277
Ceiling Fixture | Incandescent |  | Standard A Lamp | 1 | 60 | 244142 | Bedroom | 0.0022277
Ceiling Fixture | Incandescent |  | Standard A Lamp | 1 | 60 | 244143 | Dining Room | 0.0022277
Chandelier (Hanging) | Incandescent |  | Standard A Lamp | 4 | 60 | 244143 | Dining Room | 0.0022277
Ceiling Fixture | Linear Fluorescent | 48 | T-12 | 2 | 40 | 244144 | Kitchen | 0.0022277
Ceiling Fixture | Incandescent |  | Standard A Lamp | 1 | 60 | 244145 | Laundry Room | 0.0022277
Chandelier (Hanging) | Incandescent |  | Standard A Lamp | 1 | 60 | 244146 | Family Room | 0.0022277
Floor lamp | Compact Fluorescent |  | Twist | 3 | 13 | 244146 | Family Room | 0.0022277
Ceiling Fixture | Incandescent |  | Standard A Lamp | 1 | 60 | 244147 | Bathroom | 0.0022277
Ceiling Fixture | Incandescent |  | Standard A Lamp | 2 | 60 | 244148 | Master Bedroom | 0.0022277
Ceiling Fixture | Incandescent |  | Standard A Lamp | 2 | 60 | 244149 | Bedroom | 0.0022277
Ceiling Fixture | Incandescent |  | Standard A Lamp | 1 | 300 | 2441410 | Other | 0.0022277
Ceiling Fixture | Compact Fluorescent |  | Twist | 1 | 15 | 244201 | Bathroom | 0.0042651
Ceiling Fixture | Compact Fluorescent |  | Twist | 1 | 15 | 244202 | Hall | 0.0042651
Ceiling Fixture | Compact Fluorescent |  | Twist | 1 | 15 | 244203 | Bedroom | 0.0042651
Ceiling Fixture | Compact Fluorescent |  | Twist | 1 | 15 | 244204 | Kitchen | 0.0042651
Chandelier (Hanging) | Compact Fluorescent |  | Twist | 1 | 22 | 244204 | Kitchen | 0.0042651
Table | Compact Fluorescent |  | Twist | 2 | 15 | 244206 | Master Bedroom | 0.0042651
Ceiling Fixture | Compact Fluorescent |  | Twist | 1 | 15 | 244207 | Bathroom | 0.0042651
Ceiling Fixture | Incandescent |  | Standard A Lamp | 1 | 60 | 244211 | Bathroom | 0.0015972
Wall Mount | Incandescent |  | Standard A Lamp | 1 | 100 | 244211 | Bathroom | 0.0015972
Ceiling Fixture | Incandescent |  | Standard A Lamp | 2 | 100 | 244212 | Bedroom | 0.0015972
Ceiling Fixture | Incandescent |  | Standard A Lamp | 1 | 100 | 244213 | Laundry Room | 0.0015972
Wall Mount | Incandescent |  | Standard A Lamp | 1 | 65 | 244214 | Living Room | 0.0015972
Ceiling Fixture | Linear Fluorescent | 48 | T-8 | 2 | 32 | 244214 | Living Room | 0.0015972
Ceiling Fixture | Linear Fluorescent | 48 | T-8 | 2 | 32 | 244215 | Other | 0.0015972
Wall Mount | Incandescent |  | Standard A Lamp | 1 | 40 | 244281 | Bathroom | 0.0039154
Ceiling Fixture | Incandescent |  | Reflector | 1 | 65 | 244282 | Bedroom | 0.0039154
Table | Compact Fluorescent |  | Twist | 1 | 15 | 244282 | Bedroom | 0.0039154
Table | Incandescent |  | Standard A Lamp | 1 | 100 | 244282 | Bedroom | 0.0039154
Ceiling Fixture | Incandescent |  | Reflector | 1 | 65 | 244283 | Bedroom | 0.0039154
Table | Incandescent |  | Standard A Lamp | 1 | 100 | 244283 | Bedroom | 0.0039154
Table | Incandescent |  | Standard A Lamp | 1 | 60 | 244283 | Bedroom | 0.0039154
Ceiling Fixture | Incandescent |  | Standard A Lamp | 1 | 60 | 244284 | Closet | 0.0039154
Ceiling Fixture | Incandescent |  | Standard A Lamp | 1 | 65 | 244285 | Closet | 0.0039154
Recessed Can | Incandescent |  | Reflector | 1 | 65 | 244286 | Dining Room | 0.0039154
Chandelier (Hanging) | Incandescent |  | Globe | 1 | 60 | 244286 | Dining Room | 0.0039154
Ceiling Fan | Incandescent |  | Standard A Lamp | 2 | 60 | 244287 | Family Room | 0.0039154
Floor lamp | Incandescent |  | Standard A Lamp | 1 | 60 | 244287 | Family Room | 0.0039154
Table | Compact Fluorescent |  | Twist | 2 | 15 | 244287 | Family Room | 0.0039154
Ceiling Fixture | Linear Fluorescent | 48 | T-8 | 2 | 32 | 244288 | Garage | 0.0039154
Garage door opener | Incandescent |  | Standard A Lamp | 1 | 40 | 244288 | Garage | 0.0039154
Recessed Can | Incandescent |  | Reflector | 1 | 65 | 244289 | Hall | 0.0039154
Recessed Can | Incandescent |  | Reflector | 1 | 65 | 2442810 | Kitchen | 0.0039154
Ceiling Fixture | Linear Fluorescent | 48 | T-8 | 2 | 32 | 2442810 | Kitchen | 0.0039154
Wall Mount | Linear Fluorescent | 12 | T-8 | 1 | 16 | 2442810 | Kitchen | 0.0039154
Recessed Can | Incandescent |  | Reflector | 1 | 75 | 2442811 | Laundry Room | 0.0039154
Ceiling Fan | Incandescent |  | Standard A Lamp | 1 | 60 | 2442812 | Living Room | 0.0039154
Floor lamp | Compact Fluorescent |  | A shape bulb | 2 | 7 | 2442812 | Living Room | 0.0039154
Table | Compact Fluorescent |  | Straight Tube | 1 | 15 | 2442812 | Living Room | 0.0039154
Floor lamp | Incandescent |  | Globe | 1 | 40 | 2442812 | Living Room | 0.0039154
Floor lamp | Compact Fluorescent |  | Straight Tube | 1 | 22 | 2442812 | Living Room | 0.0039154
Recessed Can | Incandescent |  | Reflector | 1 | 42 | 2442813 | Bathroom | 0.0039154
Recessed Can | Incandescent |  | Reflector | 1 | 65 | 2442813 | Bathroom | 0.0039154
Recessed Can | Incandescent |  | Reflector | 1 | 65 | 2442814 | Master Bedroom | 0.0039154
Table | Incandescent |  | Standard A Lamp | 1 | 40 | 2442814 | Master Bedroom | 0.0039154
Table | Incandescent |  | Mini base | 1 | 25 | 2442814 | Master Bedroom | 0.0039154
Ceiling Fixture | Incandescent |  | Standard A Lamp | 1 | 60 | 2442815 | Closet | 0.0039154
Wall Mount | Linear Fluorescent | 12 | T-8 | 1 | 15 | 2442816 | Office | 0.0039154
Recessed Can | Incandescent |  | Reflector | 1 | 65 | 2442816 | Office | 0.0039154
Wall Mount | Incandescent |  | Standard A Lamp | 1 | 40 | 2442816 | Office | 0.0039154
Ceiling Fixture | Compact Fluorescent |  | Twist | 1 | 19 | 244501 | Bathroom | 0.0015972
Wall Mount | Compact Fluorescent |  | Twist | 1 | 12 | 244501 | Bathroom | 0.0015972
Wall Mount | Incandescent |  | Standard A Lamp | 2 | 40 | 244502 | Bedroom | 0.0015972
Ceiling Fixture | Compact Fluorescent |  | Twist | 1 | 19 | 244503 | Hall | 0.0015972
Ceiling Fan | Compact Fluorescent |  | Twist | 1 | 22 | 244504 | Kitchen | 0.0015972
Ceiling Fixture | Compact Fluorescent |  | Twist | 3 | 22 | 244504 | Kitchen | 0.0015972
Wall Mount | Incandescent |  | Clear | 1 | 25 | 244504 | Kitchen | 0.0015972
Table | Incandescent |  | Standard A Lamp | 1 | 100 | 244505 | Living Room | 0.0015972
Wall Mount | Incandescent |  | Decorative | 1 | 40 | 244505 | Living Room | 0.0015972
Table | Incandescent |  | Decorative | 3 | 25 | 244505 | Living Room | 0.0015972
Wall Mount | Compact Fluorescent |  | Twist | 1 | 12 | 244506 | Master Bedroom | 0.0015972
Wall Mount | Incandescent |  | Standard A Lamp | 1 | 40 | 244506 | Master Bedroom | 0.0015972
Chandelier (Hanging) | Incandescent |  | Standard A Lamp | 1 | 60 | 244731 | Bathroom | 0.0042651
Chandelier (Hanging) | Incandescent |  | Standard A Lamp | 1 | 60 | 244732 | Bathroom | 0.0042651
Ceiling Fixture | Linear Fluorescent | 48 | T-12 | 2 | 40 | 244733 | Bedroom | 0.0042651
Table | Incandescent |  | Standard A Lamp | 1 | 60 | 244734 | Bedroom | 0.0042651
Ceiling Fixture | Incandescent |  | Standard A Lamp | 1 | 60 | 244735 | Closet | 0.0042651
Ceiling Fixture | Incandescent |  | Standard A Lamp | 1 | 60 | 244736 | Closet | 0.0042651
Ceiling Fixture | Linear Fluorescent | 48 | T-12 | 2 | 40 | 244737 | Garage | 0.0042651
Ceiling Fixture | Incandescent |  | Standard A Lamp | 1 | 60 | 244738 | Hall | 0.0042651
Ceiling Fixture | Linear Fluorescent | 48 | T-8 | 2 | 32 | 244739 | Kitchen | 0.0042651
Chandelier (Hanging) | Incandescent |  | Globe | 5 | 60 | 244739 | Kitchen | 0.0042651
Ceiling Fixture | Compact Fluorescent |  | Twist | 3 | 22 | 244739 | Kitchen | 0.0042651
Ceiling Fixture | Incandescent |  | Mini base | 3 | 25 | 244739 | Kitchen | 0.0042651
Recessed - other | Incandescent |  | Standard A Lamp | 1 | 60 | 244739 | Kitchen | 0.0042651
Table | Incandescent |  | Standard A Lamp | 1 | 60 | 2447310 | Living Room | 0.0042651
Ceiling Fixture | Incandescent |  | Standard A Lamp | 2 | 60 | 2447310 | Living Room | 0.0042651
Table | Compact Fluorescent |  | Twist | 1 | 22 | 2447311 | Master Bedroom | 0.0042651
Ceiling Fixture | Incandescent |  | Standard A Lamp | 1 | 60 | 244761 | Bedroom | 0.0056382
Table | Incandescent |  | Mini base | 1 | 7 | 244761 | Bedroom | 0.0056382
Ceiling Fixture | Incandescent |  | Standard A Lamp | 1 | 60 | 244762 | Dining Room | 0.0056382
Ceiling Fixture | Incandescent |  | Standard A Lamp | 1 | 60 | 244764 | Kitchen | 0.0056382
Ceiling Fixture | Incandescent |  | Standard A Lamp | 1 | 60 | 244764 | Kitchen | 0.0056382
Ceiling Fixture | Incandescent |  | Standard A Lamp | 1 | 60 | 244766 | Master Bedroom | 0.0056382
Table | Incandescent |  | Mini base | 1 | 25 | 244766 | Master Bedroom | 0.0056382
Wall Mount | Compact Fluorescent |  | Twist | 1 | 15 | 244766 | Master Bedroom | 0.0056382
Ceiling Fixture | Incandescent |  | Standard A Lamp | 1 | 60 | 244767 | Bathroom | 0.0056382
Table | Incandescent |  | Clear | 1 | 40 | 245071 | Bedroom | 0.0042651
Wall Mount | Incandescent |  | Standard A Lamp | 1 | 40 | 245071 | Bedroom | 0.0042651
Table | Incandescent |  | Standard A Lamp | 1 | 60 | 245072 | Bedroom | 0.0042651
Table | Compact Fluorescent |  | Twist | 1 | 15 | 245072 | Bedroom | 0.0042651
Ceiling Fixture | Incandescent |  | Standard A Lamp | 1 | 60 | 245073 | Bathroom | 0.0042651
Ceiling Fan | Incandescent |  | Clear | 3 | 40 | 245074 | Dining Room | 0.0042651
Table | Incandescent |  | Clear | 1 | 40 | 245074 | Dining Room | 0.0042651
Table | Incandescent |  | Mini base | 1 | 25 | 245075 | Family Room | 0.0042651
Chandelier (Hanging) | Incandescent |  | Mini base | 3 | 25 | 245075 | Family Room | 0.0042651
Ceiling Fixture | Incandescent |  | Standard A Lamp | 1 | 60 | 245076 | Hall | 0.0042651
Ceiling Fixture | Incandescent |  | Standard A Lamp | 2 | 40 | 245077 | Kitchen | 0.0042651
Other | Incandescent |  | Clear | 1 | 25 | 245077 | Kitchen | 0.0042651
Ceiling Fixture | Incandescent |  | Standard A Lamp | 1 | 60 | 245078 | Laundry Room | 0.0042651
Table | Compact Fluorescent |  | Twist | 1 | 15 | 245079 | Living Room | 0.0042651
Floor lamp | Incandescent |  | Standard A Lamp | 1 | 60 | 245079 | Living Room | 0.0042651
Torchiere | Incandescent |  | Standard A Lamp | 2 | 60 | 245079 | Living Room | 0.0042651
Torchiere | Compact Fluorescent |  | Twist | 1 | 15 | 245079 | Living Room | 0.0042651
Floor lamp | Incandescent |  | Standard A Lamp | 1 | 40 | 2450710 | Master Bedroom | 0.0042651
Table | Incandescent |  | Mini base | 1 | 25 | 2450710 | Master Bedroom | 0.0042651
Ceiling Fixture | Incandescent |  | Standard A Lamp | 1 | 60 | 2450711 | Bathroom | 0.0042651
Track | Incandescent |  | Standard A Lamp | 2 | 60 | 2450711 | Bathroom | 0.0042651
Other | Incandescent |  | Mini base | 1 | 5 | 2450711 | Bathroom | 0.0042651
Wall Mount | Compact Fluorescent |  | Twist | 1 | 15 | 245091 | Bathroom | 0.0015972
Wall Mount | Compact Fluorescent |  | Straight Tube | 1 | 36 | 245092 | Bedroom | 0.0015972
Ceiling Fixture | Compact Fluorescent |  | Twist | 3 | 15 | 245093 | Hall | 0.0015972
Wall Mount | Compact Fluorescent |  | Twist | 1 | 22 | 245093 | Hall | 0.0015972
Ceiling Fixture | Compact Fluorescent |  | Twist | 1 | 22 | 245094 | Kitchen | 0.0015972
Ceiling Fan | Compact Fluorescent |  | Twist | 3 | 22 | 245094 | Kitchen | 0.0015972
Floor lamp | Compact Fluorescent |  | Twist | 1 | 28 | 245095 | Living Room | 0.0015972
Floor lamp | Compact Fluorescent |  | Straight Tube | 1 | 22 | 245096 | Master Bedroom | 0.0015972
Ceiling Fixture | Incandescent |  | Standard A Lamp | 1 | 60 | 245821 | Bathroom | 0.0056382
Wall Mount | Incandescent |  | Standard A Lamp | 2 | 60 | 245822 | Bathroom | 0.0056382
Ceiling Fixture | Compact Fluorescent |  | Twist | 1 | 15 | 245822 | Bathroom | 0.0056382
Ceiling Fixture | Incandescent |  | Decorative | 1 | 40 | 245822 | Bathroom | 0.0056382
Ceiling Fan | Incandescent |  | Clear | 2 | 40 | 245823 | Bedroom | 0.0056382
Ceiling Fan | Compact Fluorescent |  | Twist | 3 | 23 | 245824 | Bedroom | 0.0056382
Table | Compact Fluorescent |  | Twist | 1 | 7 | 245824 | Bedroom | 0.0056382
Ceiling Fixture | Compact Fluorescent |  | A shape bulb | 1 | 15 | 245825 | Closet | 0.0056382
Ceiling Fixture | Incandescent |  | Standard A Lamp | 1 | 40 | 245826 | Closet | 0.0056382
Ceiling Fixture | Compact Fluorescent |  | Twist | 1 | 15 | 245827 | Closet | 0.0056382
Chandelier (Hanging) | Incandescent |  | Mini base | 6 | 40 | 245828 | Dining Room | 0.0056382
Ceiling Fixture | Compact Fluorescent |  | Twist | 1 | 15 | 245828 | Dining Room | 0.0056382
Ceiling Fixture | Incandescent |  | Standard A Lamp | 2 | 60 | 245829 | Other | 0.0056382
Ceiling Fan | Compact Fluorescent |  | Twist | 1 | 15 | 2458210 | Family Room | 0.0056382
Recessed Can | Incandescent |  | Reflector | 1 | 65 | 2458211 | Kitchen | 0.0056382
Ceiling Fixture | Compact Fluorescent |  | Twist | 1 | 15 | 2458211 | Kitchen | 0.0056382
Other | Incandescent |  | Clear | 1 | 40 | 2458211 | Kitchen | 0.0056382
Table | Compact Fluorescent |  | Twist | 1 | 23 | 2458212 | Living Room | 0.0056382
Ceiling Fan | Compact Fluorescent |  | Twist | 2 | 23 | 2458212 | Living Room | 0.0056382
Ceiling Fixture | Incandescent |  | Standard A Lamp | 2 | 60 | 245911 | Bedroom | 0.0015972
Floor lamp | Incandescent |  | Standard A Lamp | 1 | 65 | 245912 | Family Room | 0.0015972
Wall Mount | Incandescent |  | Standard A Lamp | 2 | 60 | 245913 | Bathroom | 0.0015972
Ceiling Fixture | Incandescent |  | Standard A Lamp | 1 | 60 | 245913 | Bathroom | 0.0015972
Ceiling Fixture | Incandescent |  | Standard A Lamp | 1 | 60 | 245914 | Kitchen | 0.0015972
Wall Mount | Incandescent |  | Standard A Lamp | 2 | 60 | 245951 | Bathroom | 0.0022277
Wall Mount | Compact Fluorescent |  | Twist | 1 | 13 | 245952 | Hall | 0.0022277
Floor lamp | Compact Fluorescent |  | Twist | 1 | 15 | 245954 | Living Room | 0.0022277
Ceiling Fixture | Linear Fluorescent | 48 | T-12 | 2 | 40 | 245954 | Living Room | 0.0022277
Ceiling Fixture | Compact Fluorescent |  | Twist | 3 | 15 | 245954 | Living Room | 0.0022277
Ceiling Fixture | Linear Fluorescent | 24 | T-8 | 1 | 20 | 245954 | Living Room | 0.0022277
Wall Mount | Compact Fluorescent |  | Twist | 3 | 15 | 245955 | Bathroom | 0.0022277
Wall Mount | Compact Fluorescent |  | Twist | 1 | 13 | 245955 | Bathroom | 0.0022277
Table | Incandescent |  | Standard A Lamp | 1 | 60 | 245956 | Master Bedroom | 0.0022277
Wall Mount | Compact Fluorescent |  | Twist | 1 | 13 | 245956 | Master Bedroom | 0.0022277
Floor lamp | Incandescent |  | Standard A Lamp | 1 | 100 | 245957 | Office | 0.0022277
Ceiling Fixture | Compact Fluorescent |  | Twist | 2 | 13 | 245957 | Office | 0.0022277
Ceiling Fixture | Linear Fluorescent | 48 | T-12 | 3 | 40 | 245958 | Bedroom | 0.0022277
Wall Mount | Incandescent |  | Standard A Lamp | 1 | 60 | 245958 | Bedroom | 0.0022277
Ceiling Fixture | Linear Fluorescent | 48 | T-8 | 2 | 40 | 245991 | Kitchen | 0.0053603
Ceiling Fan | Incandescent |  | Standard A Lamp | 1 | 100 | 245991 | Kitchen | 0.0053603
Table | Incandescent |  | Standard A Lamp | 1 | 75 | 245992 | Living Room | 0.0053603
Ceiling Fixture | Incandescent |  | Standard A Lamp | 2 | 60 | 245993 | Laundry Room | 0.0053603
Ceiling Fixture | Incandescent |  | Standard A Lamp | 2 | 60 | 245994 | Bedroom | 0.0053603
Table | Incandescent |  | Standard A Lamp | 1 | 60 | 245994 | Bedroom | 0.0053603
Ceiling Fixture | Incandescent |  | Standard A Lamp | 2 | 60 | 245995 | Bedroom | 0.0053603
Table | Incandescent |  | Standard A Lamp | 1 | 60 | 245995 | Bedroom | 0.0053603
Ceiling Fixture | Incandescent |  | Standard A Lamp | 2 | 60 | 245996 | Bathroom | 0.0053603
Wall Mount | Incandescent |  | Standard A Lamp | 2 | 60 | 245996 | Bathroom | 0.0053603
Wall Mount | Compact Fluorescent |  | Twist | 4 | 15 | 246041 | Bathroom | 0.0022277
Wall Mount | Compact Fluorescent |  | Twist | 3 | 15 | 246042 | Bathroom | 0.0022277
Ceiling Fixture | Compact Fluorescent |  | Twist | 2 | 15 | 246043 | Bedroom | 0.0022277
Ceiling Fixture | Compact Fluorescent |  | Twist | 2 | 15 | 246044 | Kitchen | 0.0022277
Chandelier (Hanging) | Compact Fluorescent |  | Twist | 5 | 15 | 246044 | Kitchen | 0.0022277
Ceiling Fixture | Compact Fluorescent |  | Twist | 1 | 15 | 246045 | Laundry Room | 0.0022277
Table | Compact Fluorescent |  | Twist | 1 | 15 | 246046 | Living Room | 0.0022277
Table | Compact Fluorescent |  | Twist | 1 | 22 | 246046 | Living Room | 0.0022277
Floor lamp | Compact Fluorescent |  | Twist | 2 | 15 | 246046 | Living Room | 0.0022277
Floor lamp | Compact Fluorescent |  | Twist | 1 | 22 | 246046 | Living Room | 0.0022277
Ceiling Fixture | Linear Fluorescent | 48 | T-12 | 2 | 40 | 246047 | Other | 0.0022277
Ceiling Fixture | Compact Fluorescent |  | Twist | 2 | 15 | 246048 | Bedroom | 0.0022277
Table | Incandescent |  | Clear | 1 | 40 | 246048 | Bedroom | 0.0022277
Floor lamp | Compact Fluorescent |  | Pin base | 4 | 40 | 246048 | Bedroom | 0.0022277
Ceiling Fixture | Linear Fluorescent | 48 | T-12 | 2 | 20 | 246061 | Bathroom | 0.0015972
Ceiling Fixture | Incandescent |  | Standard A Lamp | 2 | 60 | 246062 | Master Bedroom | 0.0015972
Table | Compact Fluorescent |  | Twist | 1 | 15 | 246062 | Master Bedroom | 0.0015972
Ceiling Fixture | Incandescent |  | Standard A Lamp | 2 | 60 | 246063 | Bedroom | 0.0015972
Ceiling Fixture | Incandescent |  | Standard A Lamp | 5 | 60 | 246064 | Dining Room | 0.0015972
Ceiling Fixture | Incandescent |  | Standard A Lamp | 1 | 60 | 246065 | Other | 0.0015972
Wall Mount | Incandescent |  | Standard A Lamp | 1 | 60 | 246066 | Hall | 0.0015972
Ceiling Fixture | Compact Fluorescent |  | Twist | 2 | 15 | 246067 | Kitchen | 0.0015972
Wall Mount | Incandescent |  | Standard A Lamp | 1 | 40 | 246067 | Kitchen | 0.0015972
Wall Mount | Linear Fluorescent | 48 | T-12 | 2 | 20 | 246067 | Kitchen | 0.0015972
Ceiling Fixture | Incandescent |  | Standard A Lamp | 1 | 60 | 246068 | Laundry Room | 0.0015972
Table | Compact Fluorescent |  | Twist | 1 | 23 | 246069 | Bedroom | 0.0015972
Floor lamp | Compact Fluorescent |  | Twist | 2 | 22 | 246069 | Bedroom | 0.0015972
Ceiling Fixture | Incandescent |  | Standard A Lamp | 2 | 60 | 246131 | Kitchen | 0.0056382
Wall Mount | Compact Fluorescent |  | Twist | 1 | 15 | 246131 | Kitchen | 0.0056382
Wall Mount | Incandescent |  | Standard A Lamp | 1 | 60 | 246131 | Kitchen | 0.0056382
Ceiling Fixture | Incandescent |  | Standard A Lamp | 2 | 60 | 246132 | Living Room | 0.0056382
Floor lamp | Compact Fluorescent |  | Twist | 1 | 15 | 246132 | Living Room | 0.0056382
Table | Compact Fluorescent |  | Twist | 1 | 15 | 246132 | Living Room | 0.0056382
Wall Mount | Incandescent |  | Clear | 3 | 40 | 246133 | Bathroom | 0.0056382
Ceiling Fixture | Incandescent |  | Standard A Lamp | 1 | 60 | 246134 | Hall | 0.0056382
Ceiling Fixture | Incandescent |  | Standard A Lamp | 2 | 60 | 246135 | Bedroom | 0.0056382
Wall Mount | Incandescent |  | Standard A Lamp | 2 | 60 | 246135 | Bedroom | 0.0056382
Ceiling Fixture | Incandescent |  | Standard A Lamp | 1 | 60 | 246136 | Hall | 0.0056382
Ceiling Fixture | Incandescent |  | Standard A Lamp | 1 | 100 | 246136 | Hall | 0.0056382
Wall Mount | Incandescent |  | Standard A Lamp | 1 | 60 | 246591 | Bathroom | 0.0039154
Wall Mount | Incandescent |  | Decorative | 1 | 100 | 246592 | Bathroom | 0.0039154
Ceiling Fan | Incandescent |  | Standard A Lamp | 1 | 60 | 246592 | Bathroom | 0.0039154
Wall Mount | Incandescent |  | Decorative | 1 | 5 | 246592 | Bathroom | 0.0039154
Chandelier (Hanging) | Incandescent |  | Decorative | 3 | 25 | 246593 | Dining Room | 0.0039154
Other | Linear Fluorescent | 42 | T-12 | 1 | 32 | 246593 | Dining Room | 0.0039154
Ceiling Fixture | Linear Fluorescent | 42 | T-12 | 2 | 32 | 246594 | Kitchen | 0.0039154
Ceiling Fixture | Linear Fluorescent | 42 | T-12 | 1 | 32 | 246594 | Kitchen | 0.0039154
Ceiling Fixture | Incandescent |  | Standard A Lamp | 1 | 60 | 246595 | Laundry Room | 0.0039154
Table | Incandescent |  | Standard A Lamp | 1 | 100 | 246596 | Living Room | 0.0039154
Torchiere | Incandescent |  | Standard A Lamp | 1 | 60 | 246596 | Living Room | 0.0039154
Ceiling Fan | Incandescent |  | Standard A Lamp | 4 | 75 | 246596 | Living Room | 0.0039154
Ceiling Fixture | Incandescent |  | Standard A Lamp | 2 | 60 | 246597 | Master Bedroom | 0.0039154
Table | Incandescent |  | Standard A Lamp | 1 | 100 | 246597 | Master Bedroom | 0.0039154
Ceiling Fixture | Incandescent |  | Standard A Lamp | 2 | 60 | 246598 | Bedroom | 0.0039154
Ceiling Fixture | Incandescent |  | Standard A Lamp | 2 | 60 | 246599 | Office | 0.0039154
Ceiling Fixture | Compact Fluorescent |  | Twist | 2 | 22 | 246691 | Bathroom | 0.0015972
Ceiling Fixture | Incandescent |  | Standard A Lamp | 2 | 60 | 246692 | Bathroom | 0.0015972
Ceiling Fixture | Incandescent |  | Standard A Lamp | 2 | 60 | 246693 | Bedroom | 0.0015972
Ceiling Fixture | Incandescent |  | Standard A Lamp | 2 | 60 | 246694 | Bedroom | 0.0015972
Ceiling Fixture | Incandescent |  | Standard A Lamp | 2 | 60 | 246695 | Bedroom | 0.0015972
Ceiling Fixture | Incandescent |  | Standard A Lamp | 2 | 60 | 246696 | Bedroom | 0.0015972
Ceiling Fixture | Incandescent |  | Standard A Lamp | 2 | 60 | 246697 | Closet | 0.0015972
Ceiling Fixture | Incandescent |  | Decorative | 4 | 40 | 246698 | Family Room | 0.0015972
Ceiling Fixture | Compact Fluorescent |  | Twist | 3 | 28 | 246698 | Family Room | 0.0015972
Ceiling Fixture | Compact Fluorescent |  | Twist | 2 | 22 | 246699 | Hall | 0.0015972
Ceiling Fixture | Incandescent |  | Standard A Lamp | 2 | 60 | 2466910 | Kitchen | 0.0015972
Ceiling Fixture | Incandescent |  | Standard A Lamp | 1 | 60 | 2466911 | Laundry Room | 0.0015972
Ceiling Fan | Incandescent |  | Decorative | 4 | 40 | 2466912 | Living Room | 0.0015972
Table | Incandescent |  | Mini base | 4 | 60 | 2466912 | Living Room | 0.0015972
Ceiling Fan | Incandescent |  | Standard A Lamp | 2 | 60 | 2466913 | Master Bedroom | 0.0015972
Floor lamp | Incandescent |  | Standard A Lamp | 1 | 60 | 246921 | Living Room | 0.0022277
Ceiling Fixture | Incandescent |  | Standard A Lamp | 2 | 60 | 246921 | Living Room | 0.0022277
Ceiling Fixture | Incandescent |  | Standard A Lamp | 2 | 60 | 246922 | Bathroom | 0.0022277
Ceiling Fixture | Incandescent |  | Standard A Lamp | 1 | 60 | 246923 | Bedroom | 0.0022277
Ceiling Fixture | Incandescent |  | Standard A Lamp | 2 | 60 | 246924 | Bedroom | 0.0022277
Other | Incandescent |  | Mini base | 1 | 5 | 246924 | Bedroom | 0.0022277
Ceiling Fixture | Incandescent |  | Standard A Lamp | 2 | 60 | 246925 | Kitchen | 0.0022277
Ceiling Fixture | Incandescent |  | Standard A Lamp | 2 | 60 | 246926 | Master Bedroom | 0.0022277
Ceiling Fixture | Incandescent |  | Standard A Lamp | 2 | 60 | 246927 | Bathroom | 0.0022277
Wall Mount | Compact Fluorescent |  | Twist | 4 | 40 | 247081 | Bathroom | 0.0053603
Ceiling Fixture | Compact Fluorescent |  | Twist | 1 | 15 | 247082 | Bathroom | 0.0053603
Wall Mount | Compact Fluorescent |  | Twist | 2 | 15 | 247082 | Bathroom | 0.0053603
Ceiling Fixture | Compact Fluorescent |  | Twist | 1 | 15 | 247083 | Bedroom | 0.0053603
Floor lamp | Incandescent |  | Decorative | 3 | 40 | 247083 | Bedroom | 0.0053603
Table | Incandescent |  | Standard A Lamp | 3 | 100 | 247084 | Family Room | 0.0053603
Floor lamp | Compact Fluorescent |  | Twist | 1 | 15 | 247084 | Family Room | 0.0053603
Table | Incandescent |  | Standard A Lamp | 1 | 100 | 247084 | Family Room | 0.0053603
Chandelier (Hanging) | Compact Fluorescent |  | Twist | 3 | 15 | 247085 | Kitchen | 0.0053603
Chandelier (Hanging) | Incandescent |  | Standard A Lamp | 2 | 100 | 247085 | Kitchen | 0.0053603
Ceiling Fixture | Compact Fluorescent |  | Twist | 2 | 15 | 247085 | Kitchen | 0.0053603
Ceiling Fixture | Compact Fluorescent |  | Twist | 1 | 22 | 247085 | Kitchen | 0.0053603
Ceiling Fixture | Incandescent |  | Standard A Lamp | 1 | 60 | 247086 | Laundry Room | 0.0053603
Table | Compact Fluorescent |  | Twist | 1 | 15 | 247087 | Living Room | 0.0053603
Floor lamp | Incandescent |  | Decorative | 3 | 40 | 247087 | Living Room | 0.0053603
Ceiling Fixture | Compact Fluorescent |  | Twist | 1 | 15 | 247088 | Bedroom | 0.0053603
Ceiling Fixture | Incandescent |  | Standard A Lamp | 1 | 100 | 247089 | Master Bedroom | 0.0053603
Ceiling Fixture | Compact Fluorescent |  | Twist | 1 | 15 | 247089 | Master Bedroom | 0.0053603
Architectural | Incandescent |  | Other | 1 | 25 | 247089 | Master Bedroom | 0.0053603
Table | Incandescent |  | Standard A Lamp | 1 | 40 | 247089 | Master Bedroom | 0.0053603
Wall Mount | Incandescent |  | Globe | 6 | 40 | 247121 | Bathroom | 0.0053603
Ceiling Fixture | Incandescent |  | Standard A Lamp | 1 | 60 | 247122 | Bedroom | 0.0053603
Table | Incandescent |  | Mini base | 1 | 40 | 247122 | Bedroom | 0.0053603
Ceiling Fixture | Incandescent |  | Standard A Lamp | 2 | 60 | 247123 | Bedroom | 0.0053603
Table | Incandescent |  | Reflector | 1 | 45 | 247123 | Bedroom | 0.0053603
Ceiling Fixture | Compact Fluorescent |  | Twist | 2 | 15 | 247124 | Office | 0.0053603
Table | Compact Fluorescent |  | Straight Tube | 1 | 27 | 247124 | Office | 0.0053603
Table | Incandescent |  | Standard A Lamp | 1 | 100 | 247124 | Office | 0.0053603
Chandelier (Hanging) | Compact Fluorescent |  | Twist | 6 | 15 | 247125 | Dining Room | 0.0053603
Ceiling Fan | Compact Fluorescent |  | Straight Tube | 3 | 11 | 247126 | Family Room | 0.0053603
Table | Incandescent |  | Standard A Lamp | 1 | 70 | 247126 | Family Room | 0.0053603
Table | Incandescent |  | Standard A Lamp | 1 | 200 | 247126 | Family Room | 0.0053603
Torchiere | Compact Fluorescent |  | Other | 1 | 22 | 247126 | Family Room | 0.0053603
Table | Compact Fluorescent |  | Straight Tube | 1 | 27 | 247126 | Family Room | 0.0053603
Garage door opener | Incandescent |  | Standard A Lamp | 1 | 60 | 247127 | Other | 0.0053603
Ceiling Fixture | Incandescent |  | Standard A Lamp | 1 | 60 | 247127 | Other | 0.0053603
Ceiling Fixture | Incandescent |  | Standard A Lamp | 1 | 100 | 247128 | Hall | 0.0053603
Ceiling Fixture | Incandescent |  | Standard A Lamp | 1 | 60 | 247129 | Hall | 0.0053603
Ceiling Fixture | Linear Fluorescent | 48 | T-12 | 4 | 40 | 2471210 | Kitchen | 0.0053603
Ceiling Fixture | Incandescent |  | Standard A Lamp | 1 | 60 | 2471210 | Kitchen | 0.0053603
Ceiling Fixture | Incandescent |  | Standard A Lamp | 2 | 60 | 2471210 | Kitchen | 0.0053603
Ceiling Fixture | Incandescent |  | Standard A Lamp | 1 | 60 | 2471211 | Laundry Room | 0.0053603
Table | Incandescent |  | Standard A Lamp | 1 | 60 | 2471212 | Living Room | 0.0053603
Torchiere | Halogen |  | Quartz Tube | 1 | 150 | 2471212 | Living Room | 0.0053603
Table | Incandescent |  | Standard A Lamp | 3 | 90 | 2471212 | Living Room | 0.0053603
Floor lamp | Compact Fluorescent |  | Straight Tube | 1 | 11 | 2471212 | Living Room | 0.0053603
Wall Mount | Incandescent |  | Globe | 6 | 40 | 2471213 | Bathroom | 0.0053603
Ceiling Fixture | Incandescent |  | Standard A Lamp | 2 | 60 | 2471214 | Master Bedroom | 0.0053603
Table | Incandescent |  | Standard A Lamp | 1 | 60 | 2471214 | Master Bedroom | 0.0053603
Ceiling Fixture | Incandescent |  | Standard A Lamp | 1 | 100 | 2471215 | Closet | 0.0053603
Table | Compact Fluorescent |  | Twist | 1 | 15 | 247191 | Bedroom | 0.0039154
Ceiling Fixture | Incandescent |  | Standard A Lamp | 1 | 60 | 247192 | Bedroom | 0.0039154
Table | Incandescent |  | Standard A Lamp | 1 | 60 | 247192 | Bedroom | 0.0039154
Wall Mount | Incandescent |  | Clear | 3 | 40 | 247193 | Bathroom | 0.0039154
Recessed Can | Incandescent |  | Reflector | 1 | 60 | 247193 | Bathroom | 0.0039154
Ceiling Fixture | Incandescent |  | Standard A Lamp | 1 | 60 | 247194 | Closet | 0.0039154
Chandelier (Hanging) | Incandescent |  | Standard A Lamp | 4 | 40 | 247195 | Dining Room | 0.0039154
Ceiling Fixture | Incandescent |  | Standard A Lamp | 1 | 150 | 247196 | Garage | 0.0039154
Ceiling Fixture | Incandescent |  | Standard A Lamp | 1 | 60 | 247197 | Hall | 0.0039154
Recessed Can | Incandescent |  | Reflector | 1 | 65 | 247198 | Kitchen | 0.0039154
Wall Mount | Halogen |  | MR | 1 | 50 | 247198 | Kitchen | 0.0039154
Ceiling Fixture | Linear Fluorescent | 42 | T-12 | 2 | 32 | 247199 | Laundry Room | 0.0039154
Floor lamp | Compact Fluorescent |  | Twist | 2 | 15 | 2471910 | Living Room | 0.0039154
Table | Compact Fluorescent |  | Twist | 1 | 15 | 2471910 | Living Room | 0.0039154
Wall Mount | Incandescent |  | Standard A Lamp | 1 | 40 | 2471910 | Living Room | 0.0039154
Table | Compact Fluorescent |  | Straight Tube | 1 | 28 | 2471911 | Master Bedroom | 0.0039154
Table | Incandescent |  | Standard A Lamp | 1 | 60 | 2471911 | Master Bedroom | 0.0039154
Ceiling Fixture | Linear Fluorescent | 42 | T-12 | 2 | 40 | 2471912 | Office | 0.0039154
Ceiling Fixture | Linear Fluorescent | 18 | T-12 | 2 | 20 | 2471913 | Closet | 0.0039154
Ceiling Fixture | Incandescent |  | Standard A Lamp | 2 | 60 | 2471914 | Closet | 0.0039154
Wall Mount | Incandescent |  | Standard A Lamp | 3 | 100 | 2471915 | Bathroom | 0.0039154
Recessed Can | Halogen |  | PAR | 1 | 30 | 2471915 | Bathroom | 0.0039154
Ceiling Fan | Incandescent |  | Standard A Lamp | 1 | 60 | 2471915 | Bathroom | 0.0039154
Ceiling Fixture | Incandescent |  | Standard A Lamp | 1 | 60 | 247361 | Bedroom | 0.0042651
Ceiling Fixture | Compact Fluorescent |  | Twist | 1 | 15 | 247361 | Bedroom | 0.0042651
Ceiling Fixture | Incandescent |  | Standard A Lamp | 2 | 60 | 247362 | Bedroom | 0.0042651
Ceiling Fixture | Compact Fluorescent |  | Twist | 1 | 15 | 247363 | Bathroom | 0.0042651
Wall Mount | Incandescent |  | Standard A Lamp | 1 | 75 | 247363 | Bathroom | 0.0042651
Ceiling Fixture | Incandescent |  | Globe | 1 | 75 | 247364 | Closet | 0.0042651
Chandelier (Hanging) | Incandescent |  | Decorative | 5 | 25 | 247365 | Dining Room | 0.0042651
Ceiling Fixture | Incandescent |  | Standard A Lamp | 3 | 60 | 247366 | Hall | 0.0042651
Torchiere | Incandescent |  | Standard A Lamp | 3 | 60 | 247367 | Family Room | 0.0042651
Chandelier (Hanging) | Incandescent |  | Standard A Lamp | 1 | 60 | 247367 | Family Room | 0.0042651
Ceiling Fixture | Incandescent |  | Standard A Lamp | 1 | 60 | 247368 | Hall | 0.0042651
Ceiling Fixture | Compact Fluorescent |  | Twist | 1 | 15 | 247368 | Hall | 0.0042651
Ceiling Fixture | Incandescent |  | Globe | 1 | 75 | 247369 | Kitchen | 0.0042651
Ceiling Fixture | Compact Fluorescent |  | Twist | 1 | 15 | 247369 | Kitchen | 0.0042651
Table | Incandescent |  | Standard A Lamp | 1 | 60 | 2473610 | Living Room | 0.0042651
Ceiling Fixture | Compact Fluorescent |  | Twist | 2 | 15 | 2473611 | Master Bedroom | 0.0042651
Chandelier (Hanging) | Incandescent |  | Clear | 2 | 60 | 2473611 | Master Bedroom | 0.0042651
Ceiling Fixture | Compact Fluorescent |  | Twist | 1 | 15 | 2473612 | Bathroom | 0.0042651
Wall Mount | Compact Fluorescent |  | Twist | 2 | 15 | 2473612 | Bathroom | 0.0042651
Ceiling Fixture | Compact Fluorescent |  | Twist | 2 | 15 | 2473613 | Laundry Room | 0.0042651
Wall Mount | Incandescent |  | Mini base | 6 | 40 | 247631 | Bathroom | 0.0053603
Wall Mount | Incandescent |  | Globe | 3 | 60 | 247632 | Bathroom | 0.0053603
Ceiling Fixture | Incandescent |  | Standard A Lamp | 1 | 60 | 247632 | Bathroom | 0.0053603
Exterior | Incandescent |  | Standard A Lamp | 1 | 60 | 247632 | Bathroom | 0.0053603
Chandelier (Hanging) | Incandescent |  | Standard A Lamp | 1 | 60 | 247633 | Master Bedroom | 0.0053603
Table | Incandescent |  | Standard A Lamp | 1 | 60 | 247633 | Master Bedroom | 0.0053603
Table | Incandescent |  | Decorative | 1 | 60 | 247633 | Master Bedroom | 0.0053603
Ceiling Fixture | Incandescent |  | Standard A Lamp | 1 | 60 | 247634 | Closet | 0.0053603
Chandelier (Hanging) | Incandescent |  | Decorative | 1 | 60 | 247635 | Living Room | 0.0053603
Floor lamp | Incandescent |  | 3-Way Incandescent | 1 | 75 | 247635 | Living Room | 0.0053603
Table | Incandescent |  | 3-Way Incandescent | 1 | 200 | 247635 | Living Room | 0.0053603
Ceiling Fixture | Linear Fluorescent | 48 | T-12 | 2 | 40 | 247636 | Kitchen | 0.0053603
Architectural | Linear Fluorescent | 24 | T-12 | 2 | 20 | 247637 | Office | 0.0053603
Ceiling Fixture | Incandescent |  | Standard A Lamp | 2 | 60 | 247637 | Office | 0.0053603
Ceiling Fixture | Incandescent |  | Standard A Lamp | 1 | 60 | 247638 | Hall | 0.0053603
Ceiling Fixture | Incandescent |  | Standard A Lamp | 2 | 60 | 247639 | Bedroom | 0.0053603
Table | Incandescent |  | 3-Way Incandescent | 1 | 75 | 247639 | Bedroom | 0.0053603
Ceiling Fixture | Incandescent |  | Standard A Lamp | 2 | 60 | 2476310 | Laundry Room | 0.0053603
Wall Mount | Incandescent |  | Standard A Lamp | 6 | 100 | 247711 | Bathroom | 0.0022277
Table | Incandescent |  | Standard A Lamp | 1 | 100 | 247712 | Bedroom | 0.0022277
Ceiling Fan | Incandescent |  | Standard A Lamp | 1 | 100 | 247713 | Bedroom | 0.0022277
Floor lamp | Incandescent |  | Standard A Lamp | 1 | 100 | 247713 | Bedroom | 0.0022277
Wall Mount | Incandescent |  | Standard A Lamp | 1 | 100 | 247714 | Hall | 0.0022277
Ceiling Fixture | Incandescent |  | Standard A Lamp | 1 | 100 | 247714 | Hall | 0.0022277
Ceiling Fixture | Incandescent |  | Standard A Lamp | 1 | 60 | 247715 | Kitchen | 0.0022277
Floor lamp | Incandescent |  | Standard A Lamp | 1 | 100 | 247716 | Living Room | 0.0022277
Table | Incandescent |  | Standard A Lamp | 1 | 100 | 247716 | Living Room | 0.0022277
Other | Linear Fluorescent | 6 | T-5 | 1 | 16 | 247716 | Living Room | 0.0022277
Ceiling Fixture | Incandescent |  | Standard A Lamp | 1 | 60 | 247717 | Bedroom | 0.0022277
Table | Incandescent |  | Standard A Lamp | 1 | 40 | 247791 | Bedroom | 0.0022277
Ceiling Fixture | Incandescent |  | Standard A Lamp | 1 | 60 | 247791 | Bedroom | 0.0022277
Ceiling Fixture | Incandescent |  | Standard A Lamp | 1 | 60 | 247792 | Bedroom | 0.0022277
Table | Incandescent |  | Standard A Lamp | 1 | 60 | 247792 | Bedroom | 0.0022277
Ceiling Fixture | Incandescent |  | Standard A Lamp | 1 | 100 | 247793 | Garage | 0.0022277
Garage door opener | Incandescent |  | Standard A Lamp | 2 | 60 | 247793 | Garage | 0.0022277
Chandelier (Hanging) | Compact Fluorescent |  | Twist | 5 | 15 | 247794 | Kitchen | 0.0022277
Ceiling Fixture | Linear Fluorescent | 48 | T-12 | 1 | 40 | 247794 | Kitchen | 0.0022277
Ceiling Fixture | Incandescent |  | Standard A Lamp | 1 | 60 | 247795 | Laundry Room | 0.0022277
Ceiling Fan | Incandescent |  | Standard A Lamp | 4 | 60 | 247796 | Living Room | 0.0022277
Table | Incandescent |  | Standard A Lamp | 1 | 65 | 247796 | Living Room | 0.0022277
Table | Incandescent |  | Standard A Lamp | 1 | 65 | 247796 | Living Room | 0.0022277
Ceiling Fixture | Incandescent |  | Standard A Lamp | 1 | 65 | 247797 | Bedroom | 0.0022277
Ceiling Fan | Incandescent |  | Standard A Lamp | 1 | 60 | 247797 | Bedroom | 0.0022277
Table | Incandescent |  | Standard A Lamp | 1 | 60 | 247797 | Bedroom | 0.0022277
Wall Mount | Compact Fluorescent |  | Twist | 3 | 15 | 247798 | Bathroom | 0.0022277
Wall Mount | Incandescent |  | Standard A Lamp | 1 | 90 | 248471 | Bathroom | 0.0039153
Ceiling Fixture | Incandescent |  | Standard A Lamp | 2 | 60 | 248472 | Bedroom | 0.0039153
Table | Incandescent |  | Standard A Lamp | 1 | 60 | 248472 | Bedroom | 0.0039153
Ceiling Fixture | Incandescent |  | Standard A Lamp | 2 | 60 | 248473 | Bedroom | 0.0039153
Ceiling Fixture | Compact Fluorescent |  | Twist | 2 | 22 | 248474 | Closet | 0.0039153
Chandelier (Hanging) | Incandescent |  | Standard A Lamp | 6 | 60 | 248475 | Dining Room | 0.0039153
Ceiling Fan | Incandescent |  | Standard A Lamp | 4 | 60 | 248476 | Family Room | 0.0039153
Floor lamp | Incandescent |  | Standard A Lamp | 1 | 100 | 248476 | Family Room | 0.0039153
Floor lamp | Incandescent |  | Standard A Lamp | 1 | 60 | 248476 | Family Room | 0.0039153
Ceiling Fixture | Linear Fluorescent | 48 | T-12 | 2 | 40 | 248477 | Garage | 0.0039153
Garage door opener | Incandescent |  | Standard A Lamp | 2 | 60 | 248477 | Garage | 0.0039153
Ceiling Fixture | Halogen |  | MR | 3 | 50 | 248478 | Kitchen | 0.0039153
Recessed Can | Incandescent |  | Standard A Lamp | 1 | 100 | 248478 | Kitchen | 0.0039153
Recessed Can | Compact Fluorescent |  | Twist | 1 | 22 | 248478 | Kitchen | 0.0039153
Ceiling Fixture | Linear Fluorescent | 42 | T-12 | 2 | 40 | 248479 | Laundry Room | 0.0039153
Ceiling Fixture | Incandescent |  | Standard A Lamp | 2 | 90 | 2484710 | Master Bedroom | 0.0039153
Wall Mount | Linear Fluorescent |  | Fluorescent Other | 1 | 20 | 2484710 | Master Bedroom | 0.0039153
Architectural | Linear Fluorescent | 12 | Fluorescent Other | 1 | 15 | 2484711 | Office | 0.0039153
Table | Incandescent |  | Standard A Lamp | 1 | 60 | 2484711 | Office | 0.0039153
Wall Mount | Incandescent |  | Standard A Lamp | 2 | 60 | 2484712 | Bathroom | 0.0039153
Ceiling Fixture | Incandescent |  | Standard A Lamp | 1 | 60 | 248541 | Bathroom | 0.0022277
Ceiling Fixture | Incandescent |  | Standard A Lamp | 2 | 100 | 248542 | Bedroom | 0.0022277
Table | Incandescent |  | 3-Way Incandescent | 1 | 100 | 248542 | Bedroom | 0.0022277
Ceiling Fixture | Incandescent |  | Standard A Lamp | 3 | 60 | 248543 | Dining Room | 0.0022277
Chandelier (Hanging) | Incandescent |  | Standard A Lamp | 5 | 60 | 248544 | Dining Room | 0.0022277
Chandelier (Hanging) | Incandescent |  | Standard A Lamp | 1 | 60 | 248545 | Family Room | 0.0022277
Ceiling Fan | Incandescent |  | Standard A Lamp | 4 | 40 | 248545 | Family Room | 0.0022277
Ceiling Fixture | Incandescent |  | Standard A Lamp | 1 | 75 | 248545 | Family Room | 0.0022277
Table | Incandescent |  | Mini base | 4 | 40 | 248545 | Family Room | 0.0022277
Floor lamp | Compact Fluorescent |  | Twist | 5 | 15 | 248545 | Family Room | 0.0022277
Wall Mount | Incandescent |  | Standard A Lamp | 1 | 60 | 248546 | Garage | 0.0022277
Ceiling Fixture | Linear Fluorescent | 48 | T-12 | 2 | 60 | 248547 | Kitchen | 0.0022277
Ceiling Fixture | Incandescent |  | Standard A Lamp | 1 | 60 | 248548 | Laundry Room | 0.0022277
Ceiling Fan | Incandescent |  | Standard A Lamp | 1 | 60 | 248549 | Living Room | 0.0022277
Ceiling Fixture | Incandescent |  | Standard A Lamp | 1 | 60 | 2485410 | Bathroom | 0.0022277
Wall Mount | Incandescent |  | Mini base | 4 | 40 | 2485410 | Bathroom | 0.0022277
Ceiling Fan | Incandescent |  | Standard A Lamp | 1 | 75 | 2485411 | Master Bedroom | 0.0022277
Table | Incandescent |  | Mini base | 3 | 40 | 2485411 | Master Bedroom | 0.0022277
Ceiling Fixture | Incandescent |  | Standard A Lamp | 2 | 100 | 2485412 | Bedroom | 0.0022277
Table | Linear Fluorescent | 18 | T-8 | 2 | 16 | 2485412 | Bedroom | 0.0022277
Table | Incandescent |  | Standard A Lamp | 1 | 60 | 2485412 | Bedroom | 0.0022277

## DPCache_MF Lighting Inventory (hidden)
LightingFixtureType | LightingLampCategory | LightingLampLength | LightingLampType | LightingLampsPerFixture | LightingWattsPerLamp | SiteID+room_it | RoomType | Weight
Ceiling Fixture | Compact Fluorescent |  | Twist | 1 | 13 | 1281 | Living Room | 0.003323
Wall Mount | Incandescent |  | Globe | 4 | 40 | 1281 | Living Room | 0.003323
Recessed Can | Incandescent |  | Heat Lamp | 1 | 250 | 1281 | Living Room | 0.003323
Ceiling Fixture | Incandescent |  | Standard A Lamp | 1 | 60 | 1281 | Living Room | 0.003323
Ceiling Fixture | Incandescent |  | Standard A Lamp | 1 | 60 | 1281 | Living Room | 0.003323
Ceiling Fixture | Incandescent |  | Standard A Lamp | 1 | 60 | 1281 | Living Room | 0.003323
Recessed - other | Incandescent |  | Mini base | 1 | 40 | 1281 | Living Room | 0.003323
Ceiling Fixture | Incandescent |  | Standard A Lamp | 1 | 60 | 1281 | Living Room | 0.003323
Wall Mount | Incandescent |  | Globe | 4 | 40 | 1282 | Bathroom | 0.003323
Recessed Can | Incandescent |  | Heat Lamp | 1 | 250 | 1282 | Bathroom | 0.003323
Ceiling Fixture | Compact Fluorescent |  | Twist | 1 | 23 | 1282 | Bathroom | 0.003323
Ceiling Fixture | Incandescent |  | Clear | 2 | 60 | 1282 | Bathroom | 0.003323
Recessed - other | Incandescent |  | Mini base | 1 | 40 | 1282 | Bathroom | 0.003323
Table | Compact Fluorescent |  | Twist | 1 | 26 | 1282 | Bathroom | 0.003323
Floor lamp | Compact Fluorescent |  | Pin base | 1 | 27 | 1282 | Bathroom | 0.003323
Ceiling Fixture | Compact Fluorescent |  | Twist | 1 | 23 | 1282 | Bathroom | 0.003323
Ceiling Fixture | Incandescent |  | Standard A Lamp | 1 | 60 | 1282 | Bathroom | 0.003323
Ceiling Fixture | Incandescent |  | Standard A Lamp | 1 | 60 | 1282 | Bathroom | 0.003323
Wall Mount | Incandescent |  | Globe | 4 | 40 | 1283 | Bathroom | 0.003323
Recessed Can | Incandescent |  | Heat Lamp | 1 | 250 | 1283 | Bathroom | 0.003323
Ceiling Fixture | Incandescent |  | Standard A Lamp | 1 | 60 | 1283 | Bathroom | 0.003323
Ceiling Fixture | Incandescent |  | Standard A Lamp | 1 | 60 | 1283 | Bathroom | 0.003323
Ceiling Fixture | Incandescent |  | Standard A Lamp | 1 | 100 | 1283 | Bathroom | 0.003323
Ceiling Fixture | Incandescent |  | Standard A Lamp | 1 | 100 | 1283 | Bathroom | 0.003323
Recessed - other | Incandescent |  | Mini base | 1 | 40 | 1283 | Bathroom | 0.003323
Floor lamp | Compact Fluorescent |  | Twist | 3 | 20 | 1283 | Bathroom | 0.003323
Ceiling Fixture | Incandescent |  | Standard A Lamp | 1 | 60 | 1283 | Bathroom | 0.003323
Table | Compact Fluorescent |  | Twist | 1 | 20 | 1283 | Bathroom | 0.003323
Ceiling Fixture | Incandescent |  | Standard A Lamp | 1 | 100 | 1283 | Bathroom | 0.003323
Recessed - other | Incandescent |  | Heat Lamp | 1 | 250 | 101371 | Bathroom | 0.003174
Wall Mount | Compact Fluorescent |  | Globe | 4 | 14 | 101371 | Bathroom | 0.003174
Table | Incandescent |  | Standard A Lamp | 1 | 120 | 101371 | Bathroom | 0.003174
Ceiling Fixture | Incandescent |  | Standard A Lamp | 1 | 60 | 101371 | Bathroom | 0.003174
Ceiling Fixture | Compact Fluorescent |  | Twist | 1 | 14 | 101371 | Bathroom | 0.003174
Ceiling Fixture | Linear Fluorescent | 3 | T-8 | 2 | 32 | 101371 | Bathroom | 0.003174
Other | Compact Fluorescent |  | Twist | 1 | 14 | 101371 | Bathroom | 0.003174
Ceiling Fixture | Compact Fluorescent |  | Twist | 2 | 14 | 101371 | Bathroom | 0.003174
Ceiling Fixture | Compact Fluorescent |  | Twist | 1 | 14 | 101371 | Bathroom | 0.003174
Ceiling Fixture | Compact Fluorescent |  | Reflector | 3 | 14 | 101371 | Bathroom | 0.003174
Table | Compact Fluorescent |  | Twist | 1 | 20 | 101371 | Bathroom | 0.003174
Torchiere | Incandescent |  | Globe | 1 | 100 | 101371 | Bathroom | 0.003174
Table | Incandescent |  | Standard A Lamp | 1 | 100 | 101371 | Bathroom | 0.003174
Wall Mount | Incandescent |  | Reflector | 4 | 30 | 101372 | Bathroom | 0.003174
Recessed - other | Incandescent |  | Heat Lamp | 1 | 250 | 101372 | Bathroom | 0.003174
Table | Incandescent |  | Globe | 1 | 60 | 101372 | Bathroom | 0.003174
Ceiling Fixture | Incandescent |  | Clear | 1 | 60 | 101372 | Bathroom | 0.003174
Ceiling Fixture | Incandescent |  | Standard A Lamp | 1 | 100 | 101372 | Bathroom | 0.003174
Ceiling Fan | Compact Fluorescent |  | Twist | 4 | 14 | 101372 | Bathroom | 0.003174
Ceiling Fixture | Linear Fluorescent | 3 | T-8 | 2 | 32 | 101372 | Bathroom | 0.003174
Other | Compact Fluorescent |  | Twist | 1 | 14 | 101372 | Bathroom | 0.003174
Ceiling Fixture | Incandescent |  | Standard A Lamp | 1 | 60 | 101372 | Bathroom | 0.003174
Ceiling Fixture | Incandescent |  | Reflector | 3 | 65 | 101372 | Bathroom | 0.003174
Torchiere | Compact Fluorescent |  | Twist | 1 | 15 | 101372 | Bathroom | 0.003174
Wall Mount | Compact Fluorescent |  | Twist | 3 | 15 | 102381 | Bathroom | 0.002116
Ceiling Fixture | Compact Fluorescent |  | Twist | 2 | 15 | 102381 | Bathroom | 0.002116
Chandelier (Hanging) | Incandescent |  | Decorative | 3 | 40 | 102381 | Bathroom | 0.002116
Ceiling Fixture | Incandescent |  | Standard A Lamp | 2 | 60 | 102381 | Bathroom | 0.002116
Ceiling Fixture | Linear Fluorescent | 4 | T-12 | 2 | 40 | 102381 | Bathroom | 0.002116
Ceiling Fixture | Incandescent |  | Standard A Lamp | 2 | 60 | 102381 | Bathroom | 0.002116
Wall Mount | Compact Fluorescent |  | Twist | 3 | 15 | 102381 | Bathroom | 0.002116
Recessed - other | Incandescent |  | Heat Lamp | 1 | 250 | 102381 | Bathroom | 0.002116
Ceiling Fixture | Compact Fluorescent |  | Twist | 2 | 15 | 102381 | Bathroom | 0.002116
Table | Incandescent |  | Standard A Lamp | 1 | 60 | 102381 | Bathroom | 0.002116
Wall Mount | Incandescent |  | Globe | 3 | 40 | 102382 | Bathroom | 0.002116
Ceiling Fixture | Compact Fluorescent |  | Twist | 2 | 15 | 102382 | Bathroom | 0.002116
Ceiling Fixture | Compact Fluorescent |  | Twist | 2 | 15 | 102382 | Bathroom | 0.002116
Ceiling Fan | Incandescent |  | Decorative | 3 | 25 | 102382 | Bathroom | 0.002116
Ceiling Fixture | Compact Fluorescent |  | Twist | 1 | 15 | 102382 | Bathroom | 0.002116
Ceiling Fixture | Linear Fluorescent | 4 | T-12 | 2 | 40 | 102382 | Bathroom | 0.002116
Ceiling Fixture | Compact Fluorescent |  | Pin base | 1 | 15 | 102382 | Bathroom | 0.002116
Track | Compact Fluorescent |  | Twist | 3 | 15 | 102382 | Bathroom | 0.002116
Ceiling Fixture | Compact Fluorescent |  | Twist | 1 | 15 | 102382 | Bathroom | 0.002116
Ceiling Fixture | Compact Fluorescent |  | Twist | 2 | 15 | 102382 | Bathroom | 0.002116
Wall Mount | Incandescent |  | Globe | 3 | 40 | 102383 | Bathroom | 0.002116
Ceiling Fan | Incandescent |  | Heat Lamp | 1 | 250 | 102383 | Bathroom | 0.002116
Ceiling Fan | Compact Fluorescent |  | Twist | 1 | 15 | 102383 | Bathroom | 0.002116
Chandelier (Hanging) | Incandescent |  | Decorative | 3 | 40 | 102383 | Bathroom | 0.002116
Ceiling Fixture | Incandescent |  | Standard A Lamp | 2 | 60 | 102383 | Bathroom | 0.002116
Ceiling Fixture | Linear Fluorescent | 4 | T-12 | 2 | 40 | 102383 | Bathroom | 0.002116
Floor lamp | Incandescent |  | Standard A Lamp | 1 | 60 | 102383 | Bathroom | 0.002116
Ceiling Fixture | Compact Fluorescent |  | Twist | 2 | 15 | 102383 | Bathroom | 0.002116
Wall Mount | Compact Fluorescent |  | Twist | 3 | 15 | 102383 | Bathroom | 0.002116
Ceiling Fixture | Compact Fluorescent |  | Twist | 2 | 15 | 102383 | Bathroom | 0.002116
Recessed - other | Incandescent |  | Heat Lamp | 1 | 250 | 102383 | Bathroom | 0.002116
Ceiling Fixture | Compact Fluorescent |  | Twist | 2 | 15 | 102383 | Bathroom | 0.002116
Table | Incandescent |  | Standard A Lamp | 1 | 60 | 102383 | Bathroom | 0.002116
Floor lamp | Incandescent |  | Standard A Lamp | 1 | 60 | 102383 | Bathroom | 0.002116
Wall Mount | Compact Fluorescent |  | Twist | 3 | 15 | 102601 | Bathroom | 0.002116
Ceiling Fixture | Incandescent |  | Standard A Lamp | 2 | 60 | 102601 | Bathroom | 0.002116
Chandelier (Hanging) | Compact Fluorescent |  | Twist | 1 | 15 | 102601 | Bathroom | 0.002116
Ceiling Fixture | Compact Fluorescent |  | Twist | 1 | 15 | 102601 | Bathroom | 0.002116
Ceiling Fixture | Linear Fluorescent | 2 | T-12 | 2 | 16 | 102601 | Bathroom | 0.002116
Ceiling Fan | Incandescent |  | Standard A Lamp | 2 | 60 | 102601 | Bathroom | 0.002116
Torchiere | Incandescent |  | Standard A Lamp | 1 | 60 | 102601 | Bathroom | 0.002116
Track | Compact Fluorescent |  | Twist | 3 | 15 | 102601 | Bathroom | 0.002116
Wall Mount | Compact Fluorescent |  | Twist | 2 | 15 | 102601 | Bathroom | 0.002116
Ceiling Fixture | Compact Fluorescent |  | Twist | 1 | 15 | 102601 | Bathroom | 0.002116
Wall Mount | Compact Fluorescent |  | Twist | 3 | 15 | 102602 | Bathroom | 0.002116
Ceiling Fixture | Incandescent |  | Standard A Lamp | 2 | 60 | 102602 | Bathroom | 0.002116
Ceiling Fixture | Incandescent |  | Standard A Lamp | 1 | 60 | 102602 | Bathroom | 0.002116
Ceiling Fixture | Compact Fluorescent |  | Twist | 1 | 60 | 102602 | Bathroom | 0.002116
Ceiling Fixture | Incandescent |  | Standard A Lamp | 1 | 60 | 102602 | Bathroom | 0.002116
Wall Mount | Incandescent |  | Standard A Lamp | 2 | 60 | 102603 | Bathroom | 0.002116
Ceiling Fixture | Compact Fluorescent |  | Twist | 1 | 22 | 102603 | Bathroom | 0.002116
Chandelier (Hanging) | Compact Fluorescent |  | Twist | 1 | 22 | 102603 | Bathroom | 0.002116
Ceiling Fixture | Compact Fluorescent |  | Twist | 1 | 15 | 102603 | Bathroom | 0.002116
Track | Compact Fluorescent |  | Twist | 3 | 15 | 102603 | Bathroom | 0.002116
Track | Compact Fluorescent |  | Twist | 3 | 15 | 102603 | Bathroom | 0.002116
Wall Mount | Compact Fluorescent |  | Twist | 2 | 15 | 102603 | Bathroom | 0.002116
Track | Compact Fluorescent |  | Twist | 3 | 15 | 102603 | Bathroom | 0.002116
Ceiling Fixture | Incandescent |  | Standard A Lamp | 1 | 60 | 102603 | Bathroom | 0.002116
Wall Mount | Compact Fluorescent |  | Twist | 2 | 23 | 103231 | Bathroom | 0.00079002
Ceiling Fixture | Incandescent |  | Standard A Lamp | 1 | 65 | 103231 | Bathroom | 0.00079002
Ceiling Fixture | Incandescent |  | Standard A Lamp | 1 | 65 | 103231 | Bathroom | 0.00079002
Ceiling Fixture | Incandescent |  | Standard A Lamp | 1 | 60 | 103231 | Bathroom | 0.00079002
Wall Mount | Compact Fluorescent |  | Twist | 1 | 23 | 103231 | Bathroom | 0.00079002
Wall Mount | Linear Fluorescent | 2 | T-12 | 1 | 15 | 103231 | Bathroom | 0.00079002
Ceiling Fixture | Compact Fluorescent |  | Twist | 2 | 23 | 103231 | Bathroom | 0.00079002
Table | Incandescent |  | Standard A Lamp | 2 | 60 | 103231 | Bathroom | 0.00079002
Table | Compact Fluorescent |  | Twist | 1 | 23 | 103231 | Bathroom | 0.00079002
Wall Mount | Incandescent |  | Standard A Lamp | 2 | 60 | 103232 | Bathroom | 0.00079002
Ceiling Fixture | Incandescent |  | Standard A Lamp | 2 | 60 | 103232 | Bathroom | 0.00079002
Ceiling Fixture | Incandescent |  | Standard A Lamp | 1 | 60 | 103232 | Bathroom | 0.00079002
Wall Mount | Incandescent |  | Standard A Lamp | 1 | 60 | 103232 | Bathroom | 0.00079002
Table | Incandescent |  | Standard A Lamp | 3 | 100 | 103232 | Bathroom | 0.00079002
Ceiling Fixture | Incandescent |  | Standard A Lamp | 2 | 60 | 103232 | Bathroom | 0.00079002
Ceiling Fixture | Incandescent |  | Standard A Lamp | 1 | 60 | 103232 | Bathroom | 0.00079002
Wall Mount | Incandescent |  | Standard A Lamp | 2 | 75 | 103233 | Bathroom | 0.00079002
Ceiling Fixture | Incandescent |  | Standard A Lamp | 1 | 100 | 103233 | Bathroom | 0.00079002
Table | Halogen |  | Other | 1 | 20 | 103233 | Bathroom | 0.00079002
Table | Compact Fluorescent |  | Pin base | 1 | 27 | 103233 | Bathroom | 0.00079002
Table | Incandescent |  | Standard A Lamp | 1 | 60 | 103233 | Bathroom | 0.00079002
Ceiling Fixture | Incandescent |  | Standard A Lamp | 1 | 100 | 103233 | Bathroom | 0.00079002
Wall Mount | Incandescent |  | Other | 1 | 60 | 103233 | Bathroom | 0.00079002
Wall Mount | Linear Fluorescent | 2 | T-12 | 1 | 15 | 103233 | Bathroom | 0.00079002
Ceiling Fixture | Incandescent |  | Standard A Lamp | 1 | 75 | 103233 | Bathroom | 0.00079002
Ceiling Fixture | Incandescent |  | Standard A Lamp | 3 | 75 | 103233 | Bathroom | 0.00079002
Ceiling Fixture | Compact Fluorescent |  | Twist | 2 | 13 | 104001 | Bathroom | 0.00090764
Ceiling Fan | Incandescent |  | Standard A Lamp | 2 | 60 | 104001 | Bathroom | 0.00090764
Recessed Can | Incandescent |  | Heat Lamp | 1 | 500 | 104001 | Bathroom | 0.00090764
Ceiling Fixture | Compact Fluorescent |  | Twist | 1 | 13 | 104001 | Bathroom | 0.00090764
Floor lamp | Compact Fluorescent |  | Twist | 5 | 13 | 104001 | Bathroom | 0.00090764
Ceiling Fixture | Compact Fluorescent |  | Twist | 1 | 13 | 104001 | Bathroom | 0.00090764
Ceiling Fixture | Compact Fluorescent |  | Twist | 2 | 23 | 104001 | Bathroom | 0.00090764
Other | Compact Fluorescent |  | Twist | 1 | 13 | 104001 | Bathroom | 0.00090764
Chandelier (Hanging) | Compact Fluorescent |  | Twist | 1 | 23 | 104001 | Bathroom | 0.00090764
Floor lamp | Compact Fluorescent |  | Twist | 1 | 23 | 104001 | Bathroom | 0.00090764
Ceiling Fixture | Incandescent |  | Standard A Lamp | 1 | 100 | 104001 | Bathroom | 0.00090764
Floor lamp | Compact Fluorescent |  | Twist | 1 | 23 | 104001 | Bathroom | 0.00090764
Ceiling Fixture | Compact Fluorescent |  | Twist | 1 | 23 | 104001 | Bathroom | 0.00090764
Table | Compact Fluorescent |  | Twist | 1 | 13 | 104001 | Bathroom | 0.00090764
Ceiling Fixture | Incandescent |  | Standard A Lamp | 2 | 25 | 104002 | Closet | 0.00090764
Wall Mount | Incandescent |  | Standard A Lamp | 4 | 40 | 104002 | Closet | 0.00090764
Ceiling Fixture | Incandescent |  | Heat Lamp | 1 | 250 | 104002 | Closet | 0.00090764
Table | Incandescent |  | Standard A Lamp | 1 | 60 | 104002 | Closet | 0.00090764
Ceiling Fixture | Incandescent |  | Standard A Lamp | 4 | 40 | 104002 | Closet | 0.00090764
Other | Incandescent |  | Standard A Lamp | 1 | 25 | 104002 | Closet | 0.00090764
Ceiling Fixture | Linear Fluorescent | 2 | T-8 | 2 | 20 | 104002 | Closet | 0.00090764
Other | Compact Fluorescent |  | Twist | 1 | 13 | 104002 | Closet | 0.00090764
Ceiling Fixture | Incandescent |  | Standard A Lamp | 1 | 60 | 104002 | Closet | 0.00090764
Floor lamp | Incandescent |  | Standard A Lamp | 1 | 60 | 104002 | Closet | 0.00090764
Table | Incandescent |  | Standard A Lamp | 1 | 40 | 104002 | Closet | 0.00090764
Ceiling Fixture | Incandescent |  | Reflector | 1 | 250 | 104003 | Bathroom | 0.00090764
Wall Mount | Incandescent |  | Standard A Lamp | 5 | 40 | 104003 | Bathroom | 0.00090764
Floor lamp | Incandescent |  | 3-Way Incandescent | 1 | 90 | 104003 | Bathroom | 0.00090764
Table | Halogen |  | PAR | 1 | 50 | 104003 | Bathroom | 0.00090764
Ceiling Fixture | Incandescent |  | Standard A Lamp | 1 | 60 | 104003 | Bathroom | 0.00090764
Track | Halogen |  | PAR | 5 | 50 | 104003 | Bathroom | 0.00090764
Chandelier (Hanging) | Incandescent |  | Standard A Lamp | 6 | 25 | 104003 | Bathroom | 0.00090764
Floor lamp | Incandescent |  | Standard A Lamp | 1 | 60 | 104003 | Bathroom | 0.00090764
Floor lamp | Halogen |  | PAR | 1 | 40 | 104003 | Bathroom | 0.00090764
Table | Incandescent |  | Standard A Lamp | 1 | 60 | 104003 | Bathroom | 0.00090764
Ceiling Fixture | Incandescent |  | Standard A Lamp | 1 | 60 | 104003 | Bathroom | 0.00090764
Wall Mount | Incandescent |  | Standard A Lamp | 4 | 40 | 104771 | Bathroom | 0.00048239
Table | Compact Fluorescent |  | Twist | 1 | 15 | 104771 | Bathroom | 0.00048239
Ceiling Fixture | Compact Fluorescent |  | Twist | 1 | 15 | 104771 | Bathroom | 0.00048239
Chandelier (Hanging) | Compact Fluorescent |  | Twist | 1 | 22 | 104771 | Bathroom | 0.00048239
Floor lamp | Compact Fluorescent |  | Twist | 2 | 15 | 104771 | Bathroom | 0.00048239
Ceiling Fixture | Compact Fluorescent |  | Twist | 1 | 15 | 104771 | Bathroom | 0.00048239
Ceiling Fixture | Compact Fluorescent |  | Twist | 2 | 15 | 104771 | Bathroom | 0.00048239
Chandelier (Hanging) | Compact Fluorescent |  | Twist | 1 | 15 | 104771 | Bathroom | 0.00048239
Ceiling Fixture | Compact Fluorescent |  | A shape bulb | 2 | 15 | 104772 | Kitchen | 0.00048239
Floor lamp | Compact Fluorescent |  | Twist | 2 | 15 | 104772 | Kitchen | 0.00048239
Ceiling Fixture | Compact Fluorescent |  | Twist | 1 | 15 | 104772 | Kitchen | 0.00048239
Wall Mount | Compact Fluorescent |  | Twist | 4 | 15 | 104772 | Kitchen | 0.00048239
Recessed - other | Incandescent |  | Heat Lamp | 1 | 150 | 104772 | Kitchen | 0.00048239
Wall Mount | Incandescent |  | Standard A Lamp | 4 | 60 | 104773 | Bathroom | 0.00048239
Recessed - other | Incandescent |  | Heat Lamp | 1 | 150 | 104773 | Bathroom | 0.00048239
Wall Mount | Incandescent |  | Standard A Lamp | 4 | 60 | 104773 | Bathroom | 0.00048239
Table | Incandescent |  | Standard A Lamp | 1 | 60 | 104773 | Bathroom | 0.00048239
Chandelier (Hanging) | Incandescent |  | Standard A Lamp | 1 | 60 | 104773 | Bathroom | 0.00048239
Ceiling Fixture | Compact Fluorescent |  | Twist | 1 | 15 | 104773 | Bathroom | 0.00048239
Ceiling Fixture | Incandescent |  | Standard A Lamp | 1 | 60 | 104773 | Bathroom | 0.00048239
Table | Incandescent |  | Standard A Lamp | 1 | 100 | 104773 | Bathroom | 0.00048239
Ceiling Fixture | Incandescent |  | Mini base | 3 | 24 | 104801 | Bathroom | 0.003174
Wall Mount | Other |  | LED Interior | 3 | 2 | 104801 | Bathroom | 0.003174
Ceiling Fixture | Incandescent |  | Standard A Lamp | 2 | 60 | 104801 | Bathroom | 0.003174
Table | Compact Fluorescent |  | Circline (Screw Base) | 2 | 32 | 104801 | Bathroom | 0.003174
Recessed - other | Incandescent |  | Mini base | 2 | 40 | 104801 | Bathroom | 0.003174
Ceiling Fixture | Incandescent |  | Standard A Lamp | 1 | 60 | 104801 | Bathroom | 0.003174
Floor lamp | Incandescent |  | Standard A Lamp | 1 | 150 | 104801 | Bathroom | 0.003174
Table | Incandescent |  | Standard A Lamp | 1 | 150 | 104801 | Bathroom | 0.003174
Table | Incandescent |  | Standard A Lamp | 1 | 60 | 104801 | Bathroom | 0.003174
Chandelier (Hanging) | Other |  | LED Interior | 5 | 2 | 104801 | Bathroom | 0.003174
Ceiling Fixture | Incandescent |  | Standard A Lamp | 2 | 60 | 104801 | Bathroom | 0.003174
Chandelier (Hanging) | Other |  | LED Interior | 5 | 2 | 104801 | Bathroom | 0.003174
Table | Incandescent |  | Standard A Lamp | 1 | 40 | 104801 | Bathroom | 0.003174
Wall Mount | Incandescent |  | Standard A Lamp | 4 | 60 | 104802 | Bathroom | 0.003174
Ceiling Fixture | Incandescent |  | Standard A Lamp | 1 | 75 | 104802 | Bathroom | 0.003174
Ceiling Fixture | Compact Fluorescent |  | Twist | 1 | 125 | 104802 | Bathroom | 0.003174
Recessed - other | Incandescent |  | Standard A Lamp | 1 | 40 | 104802 | Bathroom | 0.003174
Ceiling Fixture | Compact Fluorescent |  | Twist | 2 | 13 | 104802 | Bathroom | 0.003174
Floor lamp | Compact Fluorescent |  | Twist | 1 | 26 | 104802 | Bathroom | 0.003174
Ceiling Fixture | Compact Fluorescent |  | Twist | 1 | 13 | 104802 | Bathroom | 0.003174
Wall Mount | Compact Fluorescent |  | Globe | 4 | 9 | 104951 | Bathroom | 0.00090764
Wall Mount | Compact Fluorescent |  | Globe | 4 | 9 | 104951 | Bathroom | 0.00090764
Table | Compact Fluorescent |  | Mini base | 1 | 9 | 104951 | Bathroom | 0.00090764
Chandelier (Hanging) | Incandescent |  | Globe | 1 | 60 | 104951 | Bathroom | 0.00090764
Table | Incandescent |  | Standard A Lamp | 1 | 60 | 104951 | Bathroom | 0.00090764
Wall Mount | Compact Fluorescent |  | Twist | 1 | 9 | 104951 | Bathroom | 0.00090764
Ceiling Fixture | Compact Fluorescent |  | Twist | 2 | 23 | 104951 | Bathroom | 0.00090764
Ceiling Fixture | Linear Fluorescent | 4 | T-12 | 2 | 40 | 104951 | Bathroom | 0.00090764
Other | Compact Fluorescent |  | Twist | 1 | 14 | 104951 | Bathroom | 0.00090764
Table | Compact Fluorescent |  | Twist | 1 | 13 | 104951 | Bathroom | 0.00090764
Floor lamp | Compact Fluorescent |  | Twist | 13 | 13 | 104951 | Bathroom | 0.00090764
Chandelier (Hanging) | Incandescent |  | Globe | 1 | 150 | 104951 | Bathroom | 0.00090764
Ceiling Fixture | Compact Fluorescent |  | Twist | 2 | 23 | 104951 | Bathroom | 0.00090764
Wall Mount | Compact Fluorescent |  | Globe | 4 | 9 | 104952 | Bathroom | 0.00090764
Table | Compact Fluorescent |  | Twist | 1 | 9 | 104952 | Bathroom | 0.00090764
Ceiling Fixture | Compact Fluorescent |  | Twist | 1 | 13 | 104952 | Bathroom | 0.00090764
Ceiling Fixture | Compact Fluorescent |  | Twist | 1 | 13 | 104952 | Bathroom | 0.00090764
Ceiling Fixture | Linear Fluorescent | 4 | T-12 | 2 | 40 | 104952 | Bathroom | 0.00090764
Chandelier (Hanging) | Compact Fluorescent |  | A shape bulb | 1 | 14 | 104952 | Bathroom | 0.00090764
Table | Compact Fluorescent |  | A shape bulb | 1 | 14 | 104952 | Bathroom | 0.00090764
Wall Mount | Incandescent |  | Globe | 4 | 9 | 104953 | Bathroom | 0.00090764
Wall Mount | Compact Fluorescent |  | Globe | 4 | 9 | 104953 | Bathroom | 0.00090764
Floor lamp | Compact Fluorescent |  | A shape bulb | 5 | 14 | 104953 | Bathroom | 0.00090764
Table | Compact Fluorescent |  | Twist | 2 | 23 | 104953 | Bathroom | 0.00090764
Floor lamp | Incandescent |  | Twist | 5 | 60 | 104953 | Bathroom | 0.00090764
Table | Incandescent |  | Decorative | 1 | 40 | 104953 | Bathroom | 0.00090764
Table | Halogen |  | Other | 1 | 50 | 104953 | Bathroom | 0.00090764
Ceiling Fixture | Compact Fluorescent |  | Twist | 1 | 20 | 104953 | Bathroom | 0.00090764
Ceiling Fixture | Linear Fluorescent | 4 | T-12 | 2 | 40 | 104953 | Bathroom | 0.00090764
Other | Incandescent |  | Standard A Lamp | 1 | 40 | 104953 | Bathroom | 0.00090764
Table | Compact Fluorescent |  | Mini base | 1 | 7 | 104953 | Bathroom | 0.00090764
Other | Incandescent |  | Decorative | 1 | 25 | 104953 | Bathroom | 0.00090764
Floor lamp | Incandescent |  | 3-Way Incandescent | 1 | 150 | 104953 | Bathroom | 0.00090764
Ceiling Fixture | Compact Fluorescent |  | A shape bulb | 1 | 14 | 104953 | Bathroom | 0.00090764
Ceiling Fixture | Compact Fluorescent |  | Twist | 1 | 20 | 104953 | Bathroom | 0.00090764
Recessed - other | Incandescent |  | Heat Lamp | 1 | 250 | 105191 | Bathroom | 0.00048239
Wall Mount | Incandescent |  | Standard A Lamp | 3 | 60 | 105191 | Bathroom | 0.00048239
Wall Mount | Incandescent |  | Standard A Lamp | 3 | 60 | 105191 | Bathroom | 0.00048239
Recessed - other | Incandescent |  | Heat Lamp | 1 | 250 | 105191 | Bathroom | 0.00048239
Table | Compact Fluorescent |  | Twist | 1 | 13 | 105191 | Bathroom | 0.00048239
Floor lamp | Compact Fluorescent |  | Twist | 1 | 13 | 105191 | Bathroom | 0.00048239
Ceiling Fixture | Incandescent |  | Standard A Lamp | 2 | 60 | 105191 | Bathroom | 0.00048239
Wall Mount | Incandescent |  | Standard A Lamp | 1 | 60 | 105191 | Bathroom | 0.00048239
Other | Incandescent |  | Mini base | 1 | 40 | 105191 | Bathroom | 0.00048239
Ceiling Fixture | Linear Fluorescent | 4 | T-8 | 2 | 32 | 105191 | Bathroom | 0.00048239
Ceiling Fixture | Incandescent |  | Standard A Lamp | 2 | 60 | 105191 | Bathroom | 0.00048239
Track | Halogen |  | MR | 5 | 50 | 105191 | Bathroom | 0.00048239
Wall Mount | Incandescent |  | Globe | 3 | 40 | 105192 | Bathroom | 0.00048239
Recessed - other | Incandescent |  | Heat Lamp | 1 | 250 | 105192 | Bathroom | 0.00048239
Table | Incandescent |  | Standard A Lamp | 2 | 60 | 105192 | Bathroom | 0.00048239
Ceiling Fixture | Compact Fluorescent |  | Twist | 2 | 13 | 105192 | Bathroom | 0.00048239
Wall Mount | Incandescent |  | Standard A Lamp | 1 | 60 | 105192 | Bathroom | 0.00048239
Table | Compact Fluorescent |  | Twist | 1 | 11 | 105192 | Bathroom | 0.00048239
Other | Incandescent |  | Standard A Lamp | 1 | 40 | 105192 | Bathroom | 0.00048239
Ceiling Fixture | Linear Fluorescent | 4 | T-8 | 2 | 32 | 105192 | Bathroom | 0.00048239
Ceiling Fixture | Compact Fluorescent |  | Twist | 2 | 13 | 105192 | Bathroom | 0.00048239
Table | Compact Fluorescent |  | Mini base | 2 | 10 | 105192 | Bathroom | 0.00048239
Floor lamp | Compact Fluorescent |  | Mini base | 5 | 10 | 105192 | Bathroom | 0.00048239
Other | Other |  | Other | 1 | 25 | 105192 | Bathroom | 0.00048239
Track | Halogen |  | MR | 4 | 50 | 105192 | Bathroom | 0.00048239
Wall Mount | Incandescent |  | Globe | 3 | 40 | 105193 | Bathroom | 0.00048239
Recessed - other | Incandescent |  | Heat Lamp | 1 | 250 | 105193 | Bathroom | 0.00048239
Table | Incandescent |  | Standard A Lamp | 1 | 150 | 105193 | Bathroom | 0.00048239
Ceiling Fixture | Compact Fluorescent |  | Twist | 2 | 13 | 105193 | Bathroom | 0.00048239
Floor lamp | Incandescent |  | Standard A Lamp | 1 | 60 | 105193 | Bathroom | 0.00048239
Table | Incandescent |  | 3-Way Incandescent | 1 | 150 | 105193 | Bathroom | 0.00048239
Wall Mount | Incandescent |  | Standard A Lamp | 1 | 60 | 105193 | Bathroom | 0.00048239
Other | Incandescent |  | Standard A Lamp | 1 | 40 | 105193 | Bathroom | 0.00048239
Ceiling Fixture | Linear Fluorescent | 2 | T-8 | 1 | 32 | 105193 | Bathroom | 0.00048239
Ceiling Fixture | Compact Fluorescent |  | Twist | 2 | 13 | 105193 | Bathroom | 0.00048239
Floor lamp | Incandescent |  | 3-Way Incandescent | 1 | 150 | 105193 | Bathroom | 0.00048239
Track | Halogen |  | MR | 3 | 50 | 105193 | Bathroom | 0.00048239
Wall Mount | Compact Fluorescent |  | Twist | 3 | 13 | 105871 | Bathroom | 0.003174
Ceiling Fixture | Compact Fluorescent |  | Twist | 1 | 14 | 105871 | Bathroom | 0.003174
Floor lamp | Compact Fluorescent |  | Twist | 1 | 12 | 105871 | Bathroom | 0.003174
Chandelier (Hanging) | Compact Fluorescent |  | Twist | 3 | 13 | 105871 | Bathroom | 0.003174
Ceiling Fixture | Compact Fluorescent |  | Twist | 1 | 13 | 105871 | Bathroom | 0.003174
Ceiling Fixture | Linear Fluorescent | 4 | T-8 | 2 | 32 | 105871 | Bathroom | 0.003174
Other | Incandescent |  | Decorative | 1 | 40 | 105871 | Bathroom | 0.003174
Floor lamp | Incandescent |  | Standard A Lamp | 2 | 75 | 105871 | Bathroom | 0.003174
Wall Mount | Compact Fluorescent |  | Twist | 3 | 13 | 105872 | Bathroom | 0.003174
Table | Compact Fluorescent |  | Twist | 1 | 13 | 105872 | Bathroom | 0.003174
Table | Compact Fluorescent |  | Twist | 1 | 13 | 105872 | Bathroom | 0.003174
Chandelier (Hanging) | Compact Fluorescent |  | Twist | 3 | 14 | 105872 | Bathroom | 0.003174
Ceiling Fixture | Compact Fluorescent |  | Twist | 1 | 14 | 105872 | Bathroom | 0.003174
Ceiling Fixture | Linear Fluorescent | 4 | T-8 | 2 | 32 | 105872 | Bathroom | 0.003174
Other | Incandescent |  | Standard A Lamp | 1 | 40 | 105872 | Bathroom | 0.003174
Floor lamp | Compact Fluorescent |  | Twist | 1 | 14 | 105872 | Bathroom | 0.003174
Ceiling Fixture | Halogen |  | PAR | 1 | 40 | 105872 | Bathroom | 0.003174
Wall Mount | Incandescent |  | Globe | 6 | 40 | 106141 | Bathroom | 0.002116
Recessed - other | Incandescent |  | Reflector | 1 | 150 | 106141 | Bathroom | 0.002116
Recessed - other | Incandescent |  | Heat Lamp | 1 | 250 | 106141 | Bathroom | 0.002116
Recessed - other | Incandescent |  | Reflector | 1 | 150 | 106141 | Bathroom | 0.002116
Recessed - other | Incandescent |  | Heat Lamp | 1 | 250 | 106141 | Bathroom | 0.002116
Table | Compact Fluorescent |  | Twist | 1 | 13 | 106141 | Bathroom | 0.002116
Table | Incandescent |  | 3-Way Incandescent | 1 | 150 | 106141 | Bathroom | 0.002116
Table | Incandescent |  | Standard A Lamp | 1 | 60 | 106141 | Bathroom | 0.002116
Ceiling Fixture | Compact Fluorescent |  | Twist | 1 | 13 | 106141 | Bathroom | 0.002116
Ceiling Fan | Compact Fluorescent |  | Twist | 2 | 13 | 106141 | Bathroom | 0.002116
Other | Incandescent |  | Decorative | 1 | 40 | 106141 | Bathroom | 0.002116
Floor lamp | Incandescent |  | 3-Way Incandescent | 1 | 150 | 106141 | Bathroom | 0.002116
Floor lamp | Incandescent |  | Standard A Lamp | 1 | 77 | 106141 | Bathroom | 0.002116
Ceiling Fixture | Compact Fluorescent |  | Twist | 1 | 13 | 106141 | Bathroom | 0.002116
Ceiling Fixture | Incandescent |  | Standard A Lamp | 1 | 60 | 106141 | Bathroom | 0.002116
Recessed - other | Incandescent |  | Heat Lamp | 1 | 250 | 106142 | Bathroom | 0.002116
Wall Mount | Compact Fluorescent |  | Globe | 3 | 15 | 106142 | Bathroom | 0.002116
Recessed - other | Incandescent |  | Reflector | 1 | 75 | 106142 | Bathroom | 0.002116
Table | Compact Fluorescent |  | Twist | 1 | 13 | 106142 | Bathroom | 0.002116
Ceiling Fixture | Incandescent |  | Standard A Lamp | 1 | 60 | 106142 | Bathroom | 0.002116
Table | Compact Fluorescent |  | Twist | 1 | 13 | 106142 | Bathroom | 0.002116
Ceiling Fixture | Incandescent |  | Standard A Lamp | 1 | 60 | 106142 | Bathroom | 0.002116
Other | Incandescent |  | Decorative | 1 | 40 | 106142 | Bathroom | 0.002116
Table | Compact Fluorescent |  | Twist | 1 | 13 | 106142 | Bathroom | 0.002116
Floor lamp | Incandescent |  | Standard A Lamp | 1 | 150 | 106142 | Bathroom | 0.002116
Ceiling Fixture | Incandescent |  | Standard A Lamp | 1 | 60 | 106142 | Bathroom | 0.002116
Recessed - other | Incandescent |  | Reflector | 1 | 150 | 106143 | Bathroom | 0.002116
Recessed - other | Incandescent |  | Heat Lamp | 1 | 250 | 106143 | Bathroom | 0.002116
Wall Mount | Compact Fluorescent |  | Globe | 6 | 14 | 106143 | Bathroom | 0.002116
Recessed - other | Incandescent |  | Reflector | 1 | 150 | 106143 | Bathroom | 0.002116
Recessed - other | Incandescent |  | Heat Lamp | 1 | 250 | 106143 | Bathroom | 0.002116
Wall Mount | Incandescent |  | Globe | 6 | 40 | 106143 | Bathroom | 0.002116
Chandelier (Hanging) | Incandescent |  | Standard A Lamp | 1 | 100 | 106143 | Bathroom | 0.002116
Table | Incandescent |  | Standard A Lamp | 1 | 40 | 106143 | Bathroom | 0.002116
Ceiling Fixture | Compact Fluorescent |  | Twist | 2 | 13 | 106143 | Bathroom | 0.002116
Other | Incandescent |  | Decorative | 1 | 40 | 106143 | Bathroom | 0.002116
Table | Incandescent |  | Standard A Lamp | 1 | 60 | 106143 | Bathroom | 0.002116
Ceiling Fixture | Incandescent |  | Standard A Lamp | 2 | 75 | 106143 | Bathroom | 0.002116
Floor lamp | Compact Fluorescent |  | Twist | 1 | 23 | 106143 | Bathroom | 0.002116
Ceiling Fixture | Incandescent |  | Standard A Lamp | 1 | 100 | 106143 | Bathroom | 0.002116
Chandelier (Hanging) | Compact Fluorescent |  | Twist | 1 | 23 | 106143 | Bathroom | 0.002116
Table | Incandescent |  | 3-Way Incandescent | 1 | 150 | 106143 | Bathroom | 0.002116
Table | Compact Fluorescent |  | Twist | 1 | 15 | 106143 | Bathroom | 0.002116
Table | Incandescent |  | Globe | 1 | 25 | 106143 | Bathroom | 0.002116
Table | Compact Fluorescent |  | Twist | 1 | 19 | 106143 | Bathroom | 0.002116
Track | Compact Fluorescent |  | Twist | 3 | 16 | 106143 | Bathroom | 0.002116
Ceiling Fixture | Incandescent |  | Standard A Lamp | 1 | 60 | 106143 | Bathroom | 0.002116
Wall Mount | Compact Fluorescent |  | Circline (Screw Base) | 1 | 22 | 106231 | Bathroom | 0.00048239
Ceiling Fixture | Compact Fluorescent |  | Twist | 1 | 22 | 106231 | Bathroom | 0.00048239
Ceiling Fixture | Compact Fluorescent |  | Circline (Screw Base) | 1 | 22 | 106231 | Bathroom | 0.00048239
Wall Mount | Compact Fluorescent |  | Circline (Screw Base) | 1 | 22 | 106232 | Bathroom | 0.00048239
Ceiling Fixture | Compact Fluorescent |  | Twist | 1 | 15 | 106232 | Bathroom | 0.00048239
Ceiling Fixture | Compact Fluorescent |  | Twist | 2 | 15 | 106232 | Bathroom | 0.00048239
Table | Compact Fluorescent |  | Straight Tube | 1 | 15 | 106232 | Bathroom | 0.00048239
Ceiling Fixture | Compact Fluorescent |  | Twist | 1 | 15 | 106232 | Bathroom | 0.00048239
Ceiling Fixture | Compact Fluorescent |  | Twist | 2 | 15 | 106232 | Bathroom | 0.00048239
Floor lamp | Compact Fluorescent |  | Twist | 1 | 15 | 106232 | Bathroom | 0.00048239
Ceiling Fixture | Compact Fluorescent |  | Twist | 2 | 15 | 106232 | Bathroom | 0.00048239
Wall Mount | Compact Fluorescent |  | Circline (Screw Base) | 1 | 15 | 106232 | Bathroom | 0.00048239
Ceiling Fixture | Compact Fluorescent |  | Twist | 2 | 15 | 106232 | Bathroom | 0.00048239
Ceiling Fixture | Compact Fluorescent |  | Twist | 1 | 15 | 106232 | Bathroom | 0.00048239
Ceiling Fixture | Compact Fluorescent |  | Twist | 2 | 15 | 106232 | Bathroom | 0.00048239
Wall Mount | Compact Fluorescent |  | Circline (Screw Base) | 1 | 22 | 106233 | Bathroom | 0.00048239
Ceiling Fixture | Compact Fluorescent |  | Twist | 2 | 15 | 106233 | Bathroom | 0.00048239
Ceiling Fixture | Compact Fluorescent |  | Twist | 1 | 15 | 106233 | Bathroom | 0.00048239
Ceiling Fixture | Compact Fluorescent |  | Twist | 2 | 15 | 106233 | Bathroom | 0.00048239
Wall Mount | Compact Fluorescent |  | Twist | 1 | 15 | 106233 | Bathroom | 0.00048239
Wall Mount | Compact Fluorescent |  | Twist | 1 | 15 | 106233 | Bathroom | 0.00048239
Ceiling Fixture | Compact Fluorescent |  | Twist | 2 | 15 | 106233 | Bathroom | 0.00048239
Ceiling Fixture | Compact Fluorescent |  | Twist | 2 | 15 | 106233 | Bathroom | 0.00048239
Ceiling Fixture | Compact Fluorescent |  | Twist | 2 | 15 | 106233 | Bathroom | 0.00048239
Ceiling Fixture | Compact Fluorescent |  | Twist | 1 | 15 | 106233 | Bathroom | 0.00048239
Ceiling Fixture | Compact Fluorescent |  | Twist | 2 | 7 | 106233 | Bathroom | 0.00048239
Table | Compact Fluorescent |  | Twist | 1 | 15 | 106233 | Bathroom | 0.00048239
Wall Mount | Compact Fluorescent |  | Twist | 2 | 13 | 108051 | Bathroom | 0.002116
Table | Compact Fluorescent |  | Twist | 1 | 14 | 108051 | Bathroom | 0.002116
Ceiling Fixture | Compact Fluorescent |  | Twist | 2 | 14 | 108051 | Bathroom | 0.002116
Ceiling Fixture | Compact Fluorescent |  | Twist | 2 | 13 | 108051 | Bathroom | 0.002116
Ceiling Fixture | Compact Fluorescent |  | Twist | 1 | 26 | 108051 | Bathroom | 0.002116
Ceiling Fixture | Compact Fluorescent |  | Twist | 1 | 14 | 108051 | Bathroom | 0.002116
Ceiling Fan | Compact Fluorescent |  | Twist | 4 | 13 | 108051 | Bathroom | 0.002116
Ceiling Fixture | Linear Fluorescent | 4 | T-12 | 4 | 40 | 108051 | Bathroom | 0.002116
Other | Incandescent |  | Other | 1 | 36 | 108051 | Bathroom | 0.002116
Other | Incandescent |  | Standard A Lamp | 1 | 60 | 108051 | Bathroom | 0.002116
Ceiling Fixture | Compact Fluorescent |  | Twist | 2 | 14 | 108051 | Bathroom | 0.002116
Wall Mount | Incandescent |  | Globe | 4 | 60 | 108052 | Bathroom | 0.002116
Ceiling Fixture | Incandescent |  | Standard A Lamp | 2 | 60 | 108052 | Bathroom | 0.002116
Ceiling Fixture | Incandescent |  | Standard A Lamp | 2 | 60 | 108052 | Bathroom | 0.002116
Table | Compact Fluorescent |  | Twist | 1 | 10 | 108052 | Bathroom | 0.002116
Ceiling Fixture | Incandescent |  | Standard A Lamp | 2 | 60 | 108052 | Bathroom | 0.002116
Ceiling Fixture | Linear Fluorescent | 4 | T-12 | 4 | 40 | 108052 | Bathroom | 0.002116
Ceiling Fixture | Incandescent |  | Standard A Lamp | 2 | 60 | 108052 | Bathroom | 0.002116
Other | Incandescent |  | Standard A Lamp | 1 | 36 | 108052 | Bathroom | 0.002116
Other | Incandescent |  | Standard A Lamp | 1 | 60 | 108052 | Bathroom | 0.002116
Floor lamp | Incandescent |  | Standard A Lamp | 5 | 40 | 108052 | Bathroom | 0.002116
Other | Incandescent |  | Heat Lamp | 1 | 75 | 108052 | Bathroom | 0.002116
Wall Mount | Incandescent |  | Globe | 4 | 40 | 108053 | Bathroom | 0.002116
Ceiling Fixture | Compact Fluorescent |  | Twist | 2 | 13 | 108053 | Bathroom | 0.002116
Table | Compact Fluorescent |  | Straight Tube | 1 | 10 | 108053 | Bathroom | 0.002116
Ceiling Fixture | Compact Fluorescent |  | Twist | 2 | 15 | 108053 | Bathroom | 0.002116
Table | Incandescent |  | Standard A Lamp | 1 | 25 | 108053 | Bathroom | 0.002116
Ceiling Fixture | Compact Fluorescent |  | Twist | 2 | 15 | 108053 | Bathroom | 0.002116
Ceiling Fixture | Linear Fluorescent | 4 | T-12 | 4 | 40 | 108053 | Bathroom | 0.002116
Other | Incandescent |  | Other | 1 | 36 | 108053 | Bathroom | 0.002116
Other | Incandescent |  | Standard A Lamp | 1 | 60 | 108053 | Bathroom | 0.002116
Ceiling Fixture | Compact Fluorescent |  | Twist | 2 | 15 | 108053 | Bathroom | 0.002116
Table | Incandescent |  | Standard A Lamp | 1 | 100 | 108053 | Bathroom | 0.002116
Table | Compact Fluorescent |  | Twist | 1 | 15 | 108053 | Bathroom | 0.002116
Wall Mount | Incandescent |  | Globe | 5 | 60 | 108621 | Bathroom | 0.0013615
Recessed - other | Incandescent |  | Heat Lamp | 1 | 150 | 108621 | Bathroom | 0.0013615
Ceiling Fixture | Compact Fluorescent |  | Twist | 1 | 13 | 108621 | Bathroom | 0.0013615
Ceiling Fixture | Compact Fluorescent |  | Twist | 1 | 13 | 108621 | Bathroom | 0.0013615
Ceiling Fixture | Compact Fluorescent |  | Twist | 1 | 13 | 108621 | Bathroom | 0.0013615
Chandelier (Hanging) | Compact Fluorescent |  | Twist | 5 | 13 | 108621 | Bathroom | 0.0013615
Ceiling Fixture | Compact Fluorescent |  | Twist | 1 | 13 | 108621 | Bathroom | 0.0013615
Ceiling Fixture | Incandescent |  | Standard A Lamp | 1 | 30 | 108621 | Bathroom | 0.0013615
Ceiling Fixture | Linear Fluorescent | 3 | T-8 | 2 | 32 | 108621 | Bathroom | 0.0013615
Torchiere | Incandescent |  | 3-Way Incandescent | 1 | 150 | 108621 | Bathroom | 0.0013615
Floor lamp | Compact Fluorescent |  | Twist | 1 | 15 | 108621 | Bathroom | 0.0013615
Wall Mount | Incandescent |  | Globe | 5 | 60 | 108621 | Bathroom | 0.0013615
Recessed - other | Incandescent |  | Reflector | 2 | 60 | 108621 | Bathroom | 0.0013615
Torchiere | Compact Fluorescent |  | Twist | 1 | 32 | 108621 | Bathroom | 0.0013615
Wall Mount | Compact Fluorescent |  | Globe | 4 | 11 | 108622 | Bathroom | 0.0013615
Ceiling Fixture | Compact Fluorescent |  | Twist | 2 | 13 | 108622 | Bathroom | 0.0013615
Ceiling Fixture | Compact Fluorescent |  | Twist | 2 | 13 | 108622 | Bathroom | 0.0013615
Chandelier (Hanging) | Compact Fluorescent |  | Globe | 6 | 11 | 108622 | Bathroom | 0.0013615
Recessed Can | Compact Fluorescent |  | Globe | 1 | 11 | 108622 | Bathroom | 0.0013615
Ceiling Fan | Compact Fluorescent |  | Twist | 2 | 13 | 108622 | Bathroom | 0.0013615
Torchiere | Compact Fluorescent |  | Twist | 1 | 13 | 108622 | Bathroom | 0.0013615
Ceiling Fixture | Compact Fluorescent |  | Twist | 1 | 13 | 108622 | Bathroom | 0.0013615
Recessed Can | Compact Fluorescent |  | Globe | 1 | 11 | 108622 | Bathroom | 0.0013615
Wall Mount | Compact Fluorescent |  | Twist | 2 | 13 | 108622 | Bathroom | 0.0013615
Recessed - other | Compact Fluorescent |  | Reflector | 1 | 18 | 108622 | Bathroom | 0.0013615
Recessed - other | Incandescent |  | Heat Lamp | 1 | 150 | 108622 | Bathroom | 0.0013615
Torchiere | Compact Fluorescent |  | Twist | 1 | 13 | 108622 | Bathroom | 0.0013615
Table | Compact Fluorescent |  | Twist | 1 | 13 | 108622 | Bathroom | 0.0013615
Floor lamp | Halogen |  | Quartz Tube | 1 | 50 | 108711 | Master Bedroom | 0.002116
Torchiere | Halogen |  | Quartz Tube | 1 | 100 | 108711 | Master Bedroom | 0.002116
Recessed - other | Incandescent |  | Heat Lamp | 1 | 250 | 108711 | Master Bedroom | 0.002116
Wall Mount | Incandescent |  | Globe | 2 | 60 | 108711 | Master Bedroom | 0.002116
Ceiling Fixture | Incandescent |  | Standard A Lamp | 1 | 60 | 108711 | Master Bedroom | 0.002116
Table | Compact Fluorescent |  | Twist | 1 | 15 | 108711 | Master Bedroom | 0.002116
Table | Compact Fluorescent |  | Twist | 1 | 15 | 108711 | Master Bedroom | 0.002116
Wall Mount | Incandescent |  | Globe | 3 | 40 | 108711 | Master Bedroom | 0.002116
Recessed - other | Incandescent |  | Standard A Lamp | 1 | 60 | 108711 | Master Bedroom | 0.002116
Recessed - other | Linear Fluorescent | 4 | T-12 | 2 | 40 | 108711 | Master Bedroom | 0.002116
Chandelier (Hanging) | Incandescent |  | Mini base | 5 | 40 | 108711 | Master Bedroom | 0.002116
Wall Mount | Incandescent |  | Clear | 5 | 40 | 108712 | Bathroom | 0.002116
Track | Incandescent |  | Reflector | 2 | 65 | 108712 | Bathroom | 0.002116
Table | Incandescent |  | Standard A Lamp | 1 | 75 | 108712 | Bathroom | 0.002116
Chandelier (Hanging) | Incandescent |  | Mini base | 5 | 25 | 108712 | Bathroom | 0.002116
Ceiling Fixture | Compact Fluorescent |  | Globe | 1 | 15 | 108712 | Bathroom | 0.002116
Recessed - other | Incandescent |  | Standard A Lamp | 1 | 60 | 108712 | Bathroom | 0.002116
Recessed - other | Linear Fluorescent |  | T-12 | 2 | 40 | 108712 | Bathroom | 0.002116
Chandelier (Hanging) | Compact Fluorescent |  | Straight Tube | 2 | 15 | 108712 | Bathroom | 0.002116
Floor lamp | Incandescent |  | Mini base | 4 | 25 | 108712 | Bathroom | 0.002116
Wall Mount | Incandescent |  | Clear | 5 | 40 | 108712 | Bathroom | 0.002116
Recessed - other | Incandescent |  | Heat Lamp | 1 | 150 | 108712 | Bathroom | 0.002116
Table | Incandescent |  | Standard A Lamp | 1 | 65 | 108712 | Bathroom | 0.002116
Floor lamp | Compact Fluorescent |  | Twist | 2 | 22 | 108712 | Bathroom | 0.002116
Table | Compact Fluorescent |  | Twist | 2 | 28 | 108712 | Bathroom | 0.002116
Wall Mount | Incandescent |  | Clear | 5 | 40 | 108713 | Bathroom | 0.002116
Table | Incandescent |  | 3-Way Incandescent | 1 | 150 | 108713 | Bathroom | 0.002116
Table | Compact Fluorescent |  | Twist | 1 | 22 | 108713 | Bathroom | 0.002116
Chandelier (Hanging) | Incandescent |  | Mini base | 5 | 40 | 108713 | Bathroom | 0.002116
Ceiling Fixture | Incandescent |  | Standard A Lamp | 1 | 60 | 108713 | Bathroom | 0.002116
Ceiling Fixture | Incandescent |  | Standard A Lamp | 1 | 60 | 108713 | Bathroom | 0.002116
Track | Halogen |  | PAR | 4 | 30 | 108713 | Bathroom | 0.002116
Ceiling Fixture | Linear Fluorescent |  | T-12 | 1 | 20 | 108713 | Bathroom | 0.002116
Floor lamp | Other |  | LED Interior | 7 | 10 | 108713 | Bathroom | 0.002116
Wall Mount | Incandescent |  | Clear | 5 | 40 | 108713 | Bathroom | 0.002116
Table | Incandescent |  | 3-Way Incandescent | 1 | 150 | 108713 | Bathroom | 0.002116
Wall Mount | Halogen |  | PAR | 1 | 20 | 109011 | Bedroom | 0.00090764
Track | Compact Fluorescent |  | Twist | 5 | 23 | 109011 | Bedroom | 0.00090764
Table | Compact Fluorescent |  | Twist | 1 | 13 | 109011 | Bedroom | 0.00090764
Table | Other |  | LED Interior | 1 | 2 | 109011 | Bedroom | 0.00090764
Table | Other |  | LED Interior | 1 | 8 | 109011 | Bedroom | 0.00090764
Floor lamp | Compact Fluorescent |  | Twist | 3 | 7 | 109011 | Bedroom | 0.00090764
Ceiling Fan | Other |  | LED Interior | 3 | 1 | 109011 | Bedroom | 0.00090764
Table | Other |  | LED Interior | 1 | 1 | 109011 | Bedroom | 0.00090764
Table | Incandescent |  | Mini base | 1 | 40 | 109011 | Bedroom | 0.00090764
Recessed Can | Incandescent |  | Reflector | 1 | 65 | 109011 | Bedroom | 0.00090764
Wall Mount | Incandescent |  | Globe | 3 | 60 | 109011 | Bedroom | 0.00090764
Ceiling Fixture | Compact Fluorescent |  | Twist | 1 | 13 | 109011 | Bedroom | 0.00090764
Track | Other |  | LED Interior | 5 | 4 | 109011 | Bedroom | 0.00090764
Track | Other |  | LED Interior | 5 | 4 | 109011 | Bedroom | 0.00090764
Ceiling Fixture | Halogen |  | PAR | 3 | 50 | 109011 | Bedroom | 0.00090764
Wall Mount | Halogen |  | PAR | 3 | 20 | 109011 | Bedroom | 0.00090764
Other | Other |  | LED Interior | 1 | 1 | 109011 | Bedroom | 0.00090764
Other | Incandescent |  | Decorative | 2 | 30 | 109011 | Bedroom | 0.00090764
Floor lamp | Other |  | LED Interior | 2 | 4 | 109011 | Bedroom | 0.00090764
Wall Mount | Compact Fluorescent |  | Twist | 3 | 20 | 109011 | Bedroom | 0.00090764
Recessed Can | Incandescent |  | Heat Lamp | 1 | 250 | 109011 | Bedroom | 0.00090764
Ceiling Fixture | Compact Fluorescent |  | Twist | 1 | 11 | 109011 | Bedroom | 0.00090764
Table | Incandescent |  | Standard A Lamp | 1 | 60 | 109012 | Master Bedroom | 0.00090764
Table | Incandescent |  | Globe | 1 | 25 | 109012 | Master Bedroom | 0.00090764
Table | Incandescent |  | Decorative | 1 | 25 | 109012 | Master Bedroom | 0.00090764
Torchiere | Halogen |  | Quartz Tube | 1 | 300 | 109012 | Master Bedroom | 0.00090764
Table | Compact Fluorescent |  | Twist | 2 | 23 | 109012 | Master Bedroom | 0.00090764
Track | Compact Fluorescent |  | Pin base | 5 | 40 | 109012 | Master Bedroom | 0.00090764
Chandelier (Hanging) | Incandescent |  | Decorative | 5 | 40 | 109012 | Master Bedroom | 0.00090764
Floor lamp | Compact Fluorescent |  | Twist | 1 | 23 | 109012 | Master Bedroom | 0.00090764
Recessed Can |  |  |  | 0 |  | 109012 | Master Bedroom | 0.00090764
Wall Mount | Incandescent |  | Globe | 3 | 40 | 109012 | Master Bedroom | 0.00090764
Recessed Can | Compact Fluorescent |  | Flood | 1 | 14 | 109012 | Master Bedroom | 0.00090764
Recessed Can | Compact Fluorescent |  | Flood | 1 | 14 | 109012 | Master Bedroom | 0.00090764
Track | Halogen |  | PAR | 3 | 50 | 109012 | Master Bedroom | 0.00090764
Ceiling Fixture | Halogen |  | PAR | 3 | 50 | 109012 | Master Bedroom | 0.00090764
Other | Incandescent |  | Decorative | 2 | 30 | 109012 | Master Bedroom | 0.00090764
Table | Compact Fluorescent |  | Twist | 1 | 23 | 109012 | Master Bedroom | 0.00090764
Table | Compact Fluorescent |  | Twist | 1 | 13 | 109012 | Master Bedroom | 0.00090764
Ceiling Fixture | Incandescent |  | Twist | 1 | 40 | 109012 | Master Bedroom | 0.00090764
Wall Mount | Incandescent |  | Decorative | 1 | 25 | 109012 | Master Bedroom | 0.00090764
Recessed Can | Incandescent |  | Heat Lamp | 1 | 250 | 109012 | Master Bedroom | 0.00090764
Wall Mount | Compact Fluorescent |  | Globe | 3 | 14 | 109012 | Master Bedroom | 0.00090764
Ceiling Fixture | Compact Fluorescent |  | Twist | 1 | 23 | 109012 | Master Bedroom | 0.00090764
Recessed Can | Incandescent |  | Heat Lamp | 1 | 250 | 109013 | Bathroom | 0.00090764
Wall Mount | Linear Fluorescent | 3 | T-12 | 2 | 30 | 109013 | Bathroom | 0.00090764
Recessed Can | Incandescent |  | Heat Lamp | 1 | 250 | 109013 | Bathroom | 0.00090764
Ceiling Fixture | Compact Fluorescent |  | Twist | 1 | 13 | 109013 | Bathroom | 0.00090764
Wall Mount | Linear Fluorescent | 2 | T-12 | 2 | 20 | 109013 | Bathroom | 0.00090764
Ceiling Fixture | Compact Fluorescent |  | Twist | 1 | 19 | 109013 | Bathroom | 0.00090764
Table | Incandescent |  | Standard A Lamp | 1 | 60 | 109013 | Bathroom | 0.00090764
Table | Compact Fluorescent |  | Twist | 2 | 23 | 109013 | Bathroom | 0.00090764
Table | Compact Fluorescent |  | Twist | 1 | 20 | 109013 | Bathroom | 0.00090764
Ceiling Fan | Compact Fluorescent |  | Twist | 4 | 13 | 109013 | Bathroom | 0.00090764
Ceiling Fixture | Compact Fluorescent |  | Twist | 1 | 13 | 109013 | Bathroom | 0.00090764
Recessed Can | Compact Fluorescent |  | Twist | 1 | 25 | 109013 | Bathroom | 0.00090764
Recessed Can | Compact Fluorescent |  | Twist | 1 | 13 | 109013 | Bathroom | 0.00090764
Ceiling Fixture | Compact Fluorescent |  | Twist | 2 | 13 | 109013 | Bathroom | 0.00090764
Wall Mount | Compact Fluorescent |  | Twist | 2 | 13 | 109013 | Bathroom | 0.00090764
Other | Incandescent |  | Decorative | 2 | 30 | 109013 | Bathroom | 0.00090764
Table | Compact Fluorescent |  | Twist | 1 | 10 | 109013 | Bathroom | 0.00090764
Table | Compact Fluorescent |  | Twist | 1 | 20 | 109013 | Bathroom | 0.00090764
Ceiling Fixture | Compact Fluorescent |  | Twist | 1 | 13 | 109013 | Bathroom | 0.00090764
Wall Mount | Incandescent |  | Globe | 6 | 40 | 109101 | Bathroom | 0.0013615
Recessed - other | Incandescent |  | Heat Lamp | 1 | 250 | 109101 | Bathroom | 0.0013615
Wall Mount | Incandescent |  | Globe | 2 | 40 | 109101 | Bathroom | 0.0013615
Recessed - other | Incandescent |  | Heat Lamp | 1 | 250 | 109101 | Bathroom | 0.0013615
Wall Mount | Incandescent |  | Globe | 2 | 40 | 109101 | Bathroom | 0.0013615
Recessed - other | Incandescent |  | Heat Lamp | 1 | 250 | 109101 | Bathroom | 0.0013615
Table | Incandescent |  | Standard A Lamp | 1 | 60 | 109101 | Bathroom | 0.0013615
Ceiling Fixture | Incandescent |  | Reflector | 2 | 50 | 109101 | Bathroom | 0.0013615
Table | Incandescent |  | Clear | 1 | 60 | 109101 | Bathroom | 0.0013615
Recessed Can | Incandescent |  | Reflector | 1 | 50 | 109101 | Bathroom | 0.0013615
Ceiling Fixture | Incandescent |  | Standard A Lamp | 1 | 60 | 109101 | Bathroom | 0.0013615
Ceiling Fixture | Linear Fluorescent | 4 | T-8 | 2 | 32 | 109101 | Bathroom | 0.0013615
Ceiling Fixture | Compact Fluorescent |  | Twist | 1 | 15 | 109101 | Bathroom | 0.0013615
Ceiling Fixture | Incandescent |  | Standard A Lamp | 1 | 75 | 109101 | Bathroom | 0.0013615
Ceiling Fixture | Incandescent |  | Standard A Lamp | 1 | 75 | 109101 | Bathroom | 0.0013615
Other | Incandescent |  | Standard A Lamp | 1 | 100 | 109101 | Bathroom | 0.0013615
Ceiling Fixture | Linear Fluorescent | 4 | T-12 | 2 | 40 | 109101 | Bathroom | 0.0013615
Other | Incandescent |  | Standard A Lamp | 1 | 75 | 109101 | Bathroom | 0.0013615
Ceiling Fixture | Incandescent |  | Standard A Lamp | 1 | 75 | 109101 | Bathroom | 0.0013615
Ceiling Fixture | Incandescent |  | Standard A Lamp | 3 | 75 | 109101 | Bathroom | 0.0013615
Ceiling Fixture | Compact Fluorescent |  | Twist | 1 | 26 | 109101 | Bathroom | 0.0013615
Wall Mount | Incandescent |  | Globe | 6 | 60 | 109102 | Bathroom | 0.0013615
Recessed - other | Incandescent |  | Heat Lamp | 2 | 250 | 109102 | Bathroom | 0.0013615
Wall Mount | Incandescent |  | Globe | 3 | 60 | 109102 | Bathroom | 0.0013615
Recessed - other | Incandescent |  | Heat Lamp | 1 | 250 | 109102 | Bathroom | 0.0013615
Wall Mount | Incandescent |  | Globe | 4 | 60 | 109102 | Bathroom | 0.0013615
Recessed - other | Incandescent |  | Heat Lamp | 1 | 250 | 109102 | Bathroom | 0.0013615
Table | Compact Fluorescent |  | Twist | 1 | 13 | 109102 | Bathroom | 0.0013615
Ceiling Fixture | Compact Fluorescent |  | Twist | 2 | 14 | 109102 | Bathroom | 0.0013615
Table | Compact Fluorescent |  | Pin base | 1 | 13 | 109102 | Bathroom | 0.0013615
Ceiling Fixture | Compact Fluorescent |  | Twist | 2 | 13 | 109102 | Bathroom | 0.0013615
Table | Compact Fluorescent |  | Twist | 1 | 10 | 109102 | Bathroom | 0.0013615
Ceiling Fixture | Incandescent |  | Standard A Lamp | 1 | 60 | 109102 | Bathroom | 0.0013615
Ceiling Fixture | Compact Fluorescent |  | Twist | 1 | 14 | 109102 | Bathroom | 0.0013615
Ceiling Fixture | Incandescent |  | Standard A Lamp | 1 | 75 | 109102 | Bathroom | 0.0013615
Ceiling Fixture | Compact Fluorescent |  | Twist | 1 | 14 | 109102 | Bathroom | 0.0013615
Ceiling Fixture | Compact Fluorescent |  | Twist | 1 | 13 | 109102 | Bathroom | 0.0013615
Ceiling Fixture | Linear Fluorescent | 4 | T-12 | 2 | 40 | 109102 | Bathroom | 0.0013615
Other | Incandescent |  | Clear | 1 | 40 | 109102 | Bathroom | 0.0013615
Ceiling Fixture | Compact Fluorescent |  | Twist | 1 | 14 | 109102 | Bathroom | 0.0013615
Floor lamp | Compact Fluorescent |  | Twist | 1 | 15 | 109102 | Bathroom | 0.0013615
Ceiling Fan | Compact Fluorescent |  | Twist | 4 | 14 | 109102 | Bathroom | 0.0013615
Table | Halogen |  | PAR | 1 | 20 | 109102 | Bathroom | 0.0013615
Ceiling Fixture | Incandescent |  | Reflector | 2 | 50 | 109102 | Bathroom | 0.0013615
Ceiling Fixture | Incandescent |  | Standard A Lamp | 1 | 60 | 109102 | Bathroom | 0.0013615
Ceiling Fan | Incandescent |  | Standard A Lamp | 1 | 60 | 109961 | Bathroom | 0.00079002
Wall Mount | Incandescent |  | Decorative | 4 | 40 | 109961 | Bathroom | 0.00079002
Ceiling Fixture | Compact Fluorescent |  | Twist | 1 | 15 | 109961 | Bathroom | 0.00079002
Ceiling Fixture | Compact Fluorescent |  | Twist | 2 | 15 | 109961 | Bathroom | 0.00079002
Ceiling Fixture | Compact Fluorescent |  | Twist | 3 | 15 | 109961 | Bathroom | 0.00079002
Chandelier (Hanging) | Incandescent |  | Standard A Lamp | 1 | 60 | 109961 | Bathroom | 0.00079002
Floor lamp | Compact Fluorescent |  | Twist | 1 | 15 | 109961 | Bathroom | 0.00079002
Ceiling Fixture | Incandescent |  | Standard A Lamp | 3 | 60 | 109961 | Bathroom | 0.00079002
Table | Compact Fluorescent |  | Twist | 1 | 15 | 109961 | Bathroom | 0.00079002
Ceiling Fixture | Compact Fluorescent |  | Twist | 2 | 15 | 109961 | Bathroom | 0.00079002
Table | Incandescent |  | Standard A Lamp | 1 | 60 | 109961 | Bathroom | 0.00079002
Floor lamp | Incandescent |  | Standard A Lamp | 1 | 60 | 109961 | Bathroom | 0.00079002
Table | Halogen |  | Quartz Tube | 1 | 20 | 109961 | Bathroom | 0.00079002
Wall Mount | Compact Fluorescent |  | Twist | 4 | 15 | 109962 | Bathroom | 0.00079002
Ceiling Fan |  |  |  | 2 | 60 | 109962 | Bathroom | 0.00079002
Ceiling Fixture | Compact Fluorescent |  | Twist | 3 | 15 | 109962 | Bathroom | 0.00079002
Ceiling Fixture | Compact Fluorescent |  | Twist | 3 | 15 | 109962 | Bathroom | 0.00079002
Chandelier (Hanging) | Compact Fluorescent |  | Twist | 1 | 15 | 109962 | Bathroom | 0.00079002
Table | Incandescent |  | Decorative | 3 | 25 | 109962 | Bathroom | 0.00079002
Ceiling Fan |  |  |  | 2 | 60 | 109963 | Bathroom | 0.00079002
Wall Mount | Incandescent |  | Standard A Lamp | 3 | 75 | 109963 | Bathroom | 0.00079002
Ceiling Fixture | Compact Fluorescent |  | Twist | 3 | 15 | 109963 | Bathroom | 0.00079002
Ceiling Fixture | Compact Fluorescent |  | Twist | 3 | 15 | 109963 | Bathroom | 0.00079002
Chandelier (Hanging) | Incandescent |  | Standard A Lamp | 1 | 75 | 109963 | Bathroom | 0.00079002
Table | Compact Fluorescent |  | Twist | 1 | 15 | 109963 | Bathroom | 0.00079002
Wall Mount | Incandescent |  | Standard A Lamp | 1 | 60 | 110051 | Bathroom | 0.00079002
Ceiling Fixture | Incandescent |  | Standard A Lamp | 1 | 60 | 110051 | Bathroom | 0.00079002
Ceiling Fixture | Incandescent |  | Standard A Lamp | 1 | 60 | 110051 | Bathroom | 0.00079002
Ceiling Fixture | Compact Fluorescent |  | Twist | 3 | 18 | 110051 | Bathroom | 0.00079002
Wall Mount | Incandescent |  | Standard A Lamp | 1 | 60 | 110051 | Bathroom | 0.00079002
Wall Mount | Compact Fluorescent |  | Twist | 1 | 13 | 110051 | Bathroom | 0.00079002
Ceiling Fixture | Incandescent |  | Standard A Lamp | 1 | 60 | 110051 | Bathroom | 0.00079002
Track | Incandescent |  | Reflector | 4 | 45 | 110051 | Bathroom | 0.00079002
Track | Halogen |  | PAR | 3 | 50 | 110051 | Bathroom | 0.00079002
Table | Compact Fluorescent |  | Twist | 1 | 23 | 110051 | Bathroom | 0.00079002
Table | Incandescent |  | Standard A Lamp | 1 | 60 | 110051 | Bathroom | 0.00079002
Table | Incandescent |  | Other | 1 | 40 | 110051 | Bathroom | 0.00079002
Ceiling Fixture | Incandescent |  | Standard A Lamp | 1 | 60 | 110051 | Bathroom | 0.00079002
Wall Mount | Incandescent |  | Standard A Lamp | 1 | 60 | 110051 | Bathroom | 0.00079002
Table | Incandescent |  | Decorative | 1 | 25 | 110051 | Bathroom | 0.00079002
Track | Halogen |  | PAR | 3 | 20 | 110051 | Bathroom | 0.00079002
Ceiling Fixture | Incandescent |  | Standard A Lamp | 2 | 60 | 110051 | Bathroom | 0.00079002
Track | Halogen |  | PAR | 8 | 50 | 110051 | Bathroom | 0.00079002
Track | Halogen |  | PAR | 3 | 45 | 110051 | Bathroom | 0.00079002
Ceiling Fixture | Incandescent |  | Standard A Lamp | 1 | 60 | 110052 | Bathroom | 0.00079002
Ceiling Fixture | Incandescent |  | Standard A Lamp | 2 | 60 | 110052 | Bathroom | 0.00079002
Table | Incandescent |  | Standard A Lamp | 1 | 60 | 110052 | Bathroom | 0.00079002
Ceiling Fixture | Compact Fluorescent |  | Twist | 1 | 23 | 110052 | Bathroom | 0.00079002
Other | Linear Fluorescent | 2 | T-12 | 1 | 20 | 110052 | Bathroom | 0.00079002
Ceiling Fixture |  |  |  | 1 |  | 110052 | Bathroom | 0.00079002
Floor lamp | Incandescent |  | Standard A Lamp | 2 | 60 | 110052 | Bathroom | 0.00079002
Table | Incandescent |  | Standard A Lamp | 1 | 34 | 110052 | Bathroom | 0.00079002
Table | Halogen |  | PAR | 1 | 20 | 110052 | Bathroom | 0.00079002
Ceiling Fixture | Incandescent |  | Standard A Lamp | 2 | 60 | 110052 | Bathroom | 0.00079002
Ceiling Fixture | Compact Fluorescent |  | Twist | 1 | 23 | 110053 | Bathroom | 0.00079002
Ceiling Fixture | Incandescent |  | Standard A Lamp | 2 | 60 | 110053 | Bathroom | 0.00079002
Ceiling Fixture | Incandescent |  | Standard A Lamp | 1 | 60 | 110053 | Bathroom | 0.00079002
Table | Compact Fluorescent |  | Twist | 1 | 13 | 110053 | Bathroom | 0.00079002
Ceiling Fixture | Incandescent |  | Standard A Lamp | 2 | 60 | 110053 | Bathroom | 0.00079002
Ceiling Fixture | Incandescent |  | Standard A Lamp | 2 | 60 | 110053 | Bathroom | 0.00079002
Ceiling Fixture | Incandescent |  | Decorative | 1 | 60 | 110053 | Bathroom | 0.00079002
Ceiling Fixture | Incandescent |  | Standard A Lamp | 1 | 60 | 110053 | Bathroom | 0.00079002
Floor lamp | Incandescent |  | Standard A Lamp | 3 | 60 | 110053 | Bathroom | 0.00079002
Wall Mount | Incandescent |  | Standard A Lamp | 3 | 75 | 112631 | Bathroom | 0.00090764
Ceiling Fixture | Incandescent |  | Standard A Lamp | 2 | 60 | 112631 | Bathroom | 0.00090764
Ceiling Fixture | Incandescent |  | Standard A Lamp | 1 | 60 | 112631 | Bathroom | 0.00090764
Ceiling Fixture | Compact Fluorescent |  | Twist | 2 | 15 | 112631 | Bathroom | 0.00090764
Other | Incandescent |  | Standard A Lamp | 1 | 40 | 112631 | Bathroom | 0.00090764
Table | Incandescent |  | Standard A Lamp | 1 | 75 | 112631 | Bathroom | 0.00090764
Ceiling Fixture | Incandescent |  | Standard A Lamp | 2 | 60 | 112631 | Bathroom | 0.00090764
Wall Mount | Incandescent |  | Standard A Lamp | 3 | 75 | 112632 | Bathroom | 0.00090764
Ceiling Fixture | Incandescent |  | Standard A Lamp | 2 | 75 | 112632 | Bathroom | 0.00090764
Ceiling Fixture | Incandescent |  | Standard A Lamp | 2 | 40 | 112632 | Bathroom | 0.00090764
Ceiling Fixture | Compact Fluorescent |  | Twist | 2 | 13 | 112632 | Bathroom | 0.00090764
Table | Incandescent |  | Standard A Lamp | 1 | 40 | 112632 | Bathroom | 0.00090764
Floor lamp | Incandescent |  | Standard A Lamp | 1 | 40 | 112632 | Bathroom | 0.00090764
Ceiling Fixture | Incandescent |  | Standard A Lamp | 2 | 60 | 112632 | Bathroom | 0.00090764
Wall Mount | Incandescent |  | Standard A Lamp | 3 | 75 | 112633 | Bathroom | 0.00090764
Ceiling Fixture | Incandescent |  | Standard A Lamp | 2 | 75 | 112633 | Bathroom | 0.00090764
Ceiling Fixture | Incandescent |  | Standard A Lamp | 1 | 75 | 112633 | Bathroom | 0.00090764
Ceiling Fixture | Compact Fluorescent |  | A shape bulb | 1 | 13 | 112633 | Bathroom | 0.00090764
Other | Incandescent |  | Standard A Lamp | 1 | 40 | 112633 | Bathroom | 0.00090764
Table | Incandescent |  | Standard A Lamp | 1 | 75 | 112633 | Bathroom | 0.00090764
Ceiling Fixture | Incandescent |  | Standard A Lamp | 2 | 75 | 112633 | Bathroom | 0.00090764
Table | Incandescent |  | 3-Way Incandescent | 1 | 150 | 112633 | Bathroom | 0.00090764
Wall Mount | Incandescent |  | Globe | 2 | 60 | 112711 | Bathroom | 0.00048239
Ceiling Fixture | Incandescent |  | Standard A Lamp | 2 | 60 | 112711 | Bathroom | 0.00048239
Table | Incandescent |  | Clear | 1 | 60 | 112711 | Bathroom | 0.00048239
Table | Incandescent |  | Standard A Lamp | 1 | 60 | 112711 | Bathroom | 0.00048239
Ceiling Fixture | Incandescent |  | Standard A Lamp | 2 | 60 | 112711 | Bathroom | 0.00048239
Ceiling Fixture | Incandescent |  | Decorative | 3 | 40 | 112711 | Bathroom | 0.00048239
Ceiling Fixture | Incandescent |  | Decorative | 5 | 25 | 112711 | Bathroom | 0.00048239
Wall Mount | Incandescent |  | Decorative | 1 | 25 | 112711 | Bathroom | 0.00048239
Table | Incandescent |  | Clear | 1 | 40 | 112711 | Bathroom | 0.00048239
Table | Incandescent |  | Standard A Lamp | 1 | 60 | 112711 | Bathroom | 0.00048239
Ceiling Fixture | Incandescent |  | Standard A Lamp | 1 | 60 | 112711 | Bathroom | 0.00048239
Ceiling Fixture | Incandescent |  | Globe | 1 | 60 | 112711 | Bathroom | 0.00048239
Wall Mount | Halogen |  | MR | 3 | 50 | 112712 | Bathroom | 0.00048239
Ceiling Fixture | Incandescent |  | Standard A Lamp | 1 | 60 | 112712 | Bathroom | 0.00048239
Other | Compact Fluorescent |  | Twist | 1 | 9 | 112712 | Bathroom | 0.00048239
Ceiling Fixture | Incandescent |  | Standard A Lamp | 1 | 60 | 112712 | Bathroom | 0.00048239
Ceiling Fixture | Incandescent |  | Standard A Lamp | 1 | 60 | 112712 | Bathroom | 0.00048239
Wall Mount | Incandescent |  | Decorative | 2 | 7 | 112712 | Bathroom | 0.00048239
Ceiling Fixture | Incandescent |  | Standard A Lamp | 1 | 60 | 112712 | Bathroom | 0.00048239
Ceiling Fixture | Compact Fluorescent |  | Twist | 1 | 23 | 112712 | Bathroom | 0.00048239
Table | Incandescent |  | Decorative | 1 | 25 | 112712 | Bathroom | 0.00048239
Other | Halogen |  | MR | 1 | 10 | 112712 | Bathroom | 0.00048239
Table | Incandescent |  | Clear | 3 | 40 | 112712 | Bathroom | 0.00048239
Wall Mount | Incandescent |  | Decorative | 1 | 25 | 112712 | Bathroom | 0.00048239
Wall Mount | Incandescent |  | Standard A Lamp | 1 | 60 | 112713 | Bathroom | 0.00048239
Table | Incandescent |  | Mini base | 1 | 40 | 112713 | Bathroom | 0.00048239
Ceiling Fixture | Incandescent |  | Standard A Lamp | 1 | 60 | 112713 | Bathroom | 0.00048239
Ceiling Fixture | Incandescent |  | Standard A Lamp | 1 | 60 | 112713 | Bathroom | 0.00048239
Ceiling Fixture | Incandescent |  | Standard A Lamp | 1 | 60 | 112713 | Bathroom | 0.00048239
Ceiling Fixture | Compact Fluorescent |  | Twist | 1 | 15 | 112713 | Bathroom | 0.00048239
Ceiling Fixture | Incandescent |  | Globe | 3 | 40 | 112713 | Bathroom | 0.00048239
Ceiling Fixture | Incandescent |  | Decorative | 1 | 25 | 112713 | Bathroom | 0.00048239
Table | Incandescent |  | Clear | 1 | 40 | 112713 | Bathroom | 0.00048239
Ceiling Fixture | Incandescent |  | Reflector | 2 | 65 | 112901 | Bathroom | 0.001185
Wall Mount | Incandescent |  | Standard A Lamp | 3 | 75 | 112901 | Bathroom | 0.001185
Ceiling Fixture | Incandescent |  | Standard A Lamp | 2 | 60 | 112901 | Bathroom | 0.001185
Recessed Can | Incandescent |  | Reflector | 1 | 65 | 112901 | Bathroom | 0.001185
Wall Mount | Compact Fluorescent |  | Twist | 1 | 14 | 112901 | Bathroom | 0.001185
Ceiling Fixture | Compact Fluorescent |  | Twist | 2 | 14 | 112901 | Bathroom | 0.001185
Ceiling Fixture | Compact Fluorescent |  | Twist | 3 | 14 | 112901 | Bathroom | 0.001185
Ceiling Fixture | Incandescent |  | Standard A Lamp | 1 | 60 | 112901 | Bathroom | 0.001185
Table | Incandescent |  | 3-Way Incandescent | 1 | 100 | 112901 | Bathroom | 0.001185
Ceiling Fixture | Compact Fluorescent |  | Twist | 2 | 22 | 112901 | Bathroom | 0.001185
Ceiling Fixture | Incandescent |  | Reflector | 2 | 125 | 112902 | Bathroom | 0.001185
Wall Mount | Compact Fluorescent |  | Twist | 3 | 14 | 112902 | Bathroom | 0.001185
Ceiling Fixture | Incandescent |  | Standard A Lamp | 2 | 60 | 112902 | Bathroom | 0.001185
Ceiling Fixture | Incandescent |  | Standard A Lamp | 2 | 60 | 112902 | Bathroom | 0.001185
Table | Incandescent |  | Standard A Lamp | 1 | 60 | 112902 | Bathroom | 0.001185
Ceiling Fixture | Incandescent |  | Standard A Lamp | 2 | 60 | 112902 | Bathroom | 0.001185
Wall Mount | Incandescent |  | Standard A Lamp | 1 | 60 | 112902 | Bathroom | 0.001185
Recessed Can | Compact Fluorescent |  | Twist | 1 | 17 | 112902 | Bathroom | 0.001185
Chandelier (Hanging) | Incandescent |  | Standard A Lamp | 5 | 60 | 112902 | Bathroom | 0.001185
Floor lamp | Incandescent |  | Standard A Lamp | 2 | 60 | 112902 | Bathroom | 0.001185
Table | Incandescent |  | Standard A Lamp | 1 | 20 | 112902 | Bathroom | 0.001185
Ceiling Fixture | Incandescent |  | Standard A Lamp | 1 | 60 | 112902 | Bathroom | 0.001185
Ceiling Fixture | Compact Fluorescent |  | Twist | 1 | 14 | 112902 | Bathroom | 0.001185
Wall Mount | Incandescent |  | Standard A Lamp | 2 | 60 | 112971 | Bathroom | 0.002116
Recessed - other | Incandescent |  | Heat Lamp | 1 | 150 | 112971 | Bathroom | 0.002116
Ceiling Fan | Compact Fluorescent |  | Twist | 3 | 14 | 112971 | Bathroom | 0.002116
Floor lamp | Compact Fluorescent |  | Twist | 1 | 11 | 112971 | Bathroom | 0.002116
Other | Halogen |  | MR | 1 | 20 | 112971 | Bathroom | 0.002116
Ceiling Fixture | Compact Fluorescent |  | Twist | 1 | 14 | 112971 | Bathroom | 0.002116
Chandelier (Hanging) | Compact Fluorescent |  | Twist | 1 | 23 | 112971 | Bathroom | 0.002116
Other | Incandescent |  | Mini base | 1 | 30 | 112971 | Bathroom | 0.002116
Track | Halogen |  | PAR | 1 | 60 | 112971 | Bathroom | 0.002116
Ceiling Fixture | Compact Fluorescent |  | Twist | 1 | 14 | 112971 | Bathroom | 0.002116
Ceiling Fan | Compact Fluorescent |  | Twist | 1 | 14 | 112971 | Bathroom | 0.002116
Ceiling Fixture | Incandescent |  | Standard A Lamp | 1 | 60 | 112971 | Bathroom | 0.002116
Other | Halogen |  | MR | 1 | 20 | 112971 | Bathroom | 0.002116
Recessed - other | Incandescent |  | Heat Lamp | 1 | 250 | 112972 | Bathroom | 0.002116
Wall Mount | Incandescent |  | Globe | 1 | 40 | 112972 | Bathroom | 0.002116
Ceiling Fixture | Incandescent |  | Standard A Lamp | 1 | 40 | 112972 | Bathroom | 0.002116
Ceiling Fixture | Incandescent |  | Standard A Lamp | 2 | 40 | 112972 | Bathroom | 0.002116
Floor lamp | Incandescent |  | Decorative | 1 | 25 | 112972 | Bathroom | 0.002116
Table | Incandescent |  | 3-Way Incandescent | 1 | 250 | 112972 | Bathroom | 0.002116
Table | Incandescent |  | 3-Way Incandescent | 1 | 100 | 112972 | Bathroom | 0.002116
Chandelier (Hanging) | Incandescent |  | Decorative | 1 | 40 | 112972 | Bathroom | 0.002116
Table | Incandescent |  | Standard A Lamp | 1 | 40 | 112972 | Bathroom | 0.002116
Ceiling Fixture | Incandescent |  | Standard A Lamp | 1 | 40 | 112972 | Bathroom | 0.002116
Track | Incandescent |  | Reflector | 3 | 60 | 112972 | Bathroom | 0.002116
Other | Incandescent |  | Mini base | 1 | 30 | 112972 | Bathroom | 0.002116
Chandelier (Hanging) | Incandescent |  | Decorative | 1 | 40 | 112972 | Bathroom | 0.002116
Other | Halogen |  | Other | 1 | 20 | 112972 | Bathroom | 0.002116
Recessed Can | Incandescent |  | Heat Lamp | 1 | 250 | 112973 | Bathroom | 0.002116
Wall Mount | Incandescent |  | Globe | 1 | 40 | 112973 | Bathroom | 0.002116
Table | Incandescent |  | Standard A Lamp | 4 | 40 | 112973 | Bathroom | 0.002116
Ceiling Fixture | Incandescent |  | Standard A Lamp | 1 | 40 | 112973 | Bathroom | 0.002116
Track | Halogen |  | PAR | 1 | 120 | 112973 | Bathroom | 0.002116
Ceiling Fan |  |  |  | 1 |  | 112973 | Bathroom | 0.002116
Floor lamp | Halogen |  | Quartz Tube | 10 | 50 | 112973 | Bathroom | 0.002116
Floor lamp | Halogen |  | Quartz Tube | 1 | 250 | 112973 | Bathroom | 0.002116
Track | Halogen |  | PAR | 2 | 60 | 112973 | Bathroom | 0.002116
Wall Mount | Incandescent |  | Standard A Lamp | 1 | 60 | 112973 | Bathroom | 0.002116
Recessed - other | Incandescent |  | Heat Lamp | 1 | 250 | 112973 | Bathroom | 0.002116
Recessed - other |  |  |  | 1 |  | 112973 | Bathroom | 0.002116
Floor lamp | Incandescent |  | Standard A Lamp | 1 | 25 | 112973 | Bathroom | 0.002116
Floor lamp | Halogen |  | Quartz Tube | 1 | 250 | 112973 | Bathroom | 0.002116
Ceiling Fixture | Compact Fluorescent |  | Twist | 1 | 18 | 112973 | Bathroom | 0.002116
Track | Halogen |  | PAR | 3 | 60 | 112973 | Bathroom | 0.002116
Chandelier (Hanging) | Incandescent |  | Standard A Lamp | 1 | 40 | 112973 | Bathroom | 0.002116
Other | Incandescent |  | Mini base | 1 | 30 | 112973 | Bathroom | 0.002116
Ceiling Fixture | Compact Fluorescent |  | Twist | 1 | 13 | 113451 | Master Bedroom | 0.00048239
Table | Compact Fluorescent |  | Twist | 1 | 13 | 113451 | Master Bedroom | 0.00048239
Ceiling Fixture | Compact Fluorescent |  | Twist | 2 | 23 | 113451 | Master Bedroom | 0.00048239
Other | Compact Fluorescent |  | Twist | 1 | 13 | 113451 | Master Bedroom | 0.00048239
Table | Incandescent |  | Other | 1 | 20 | 113451 | Master Bedroom | 0.00048239
Ceiling Fixture | Compact Fluorescent |  | Twist | 1 | 13 | 113451 | Master Bedroom | 0.00048239
Floor lamp | Compact Fluorescent |  | Twist | 1 | 13 | 113451 | Master Bedroom | 0.00048239
Table | Compact Fluorescent |  | Twist | 1 | 13 | 113451 | Master Bedroom | 0.00048239
Wall Mount | Incandescent |  | Standard A Lamp | 2 | 75 | 113452 | Bathroom | 0.00048239
Other | Incandescent |  | Decorative | 1 | 7 | 113452 | Bathroom | 0.00048239
Ceiling Fixture | Incandescent |  | Standard A Lamp | 2 | 75 | 113452 | Bathroom | 0.00048239
Ceiling Fixture | Incandescent |  | Standard A Lamp | 2 | 60 | 113452 | Bathroom | 0.00048239
Table | Incandescent |  | Standard A Lamp | 1 | 60 | 113452 | Bathroom | 0.00048239
Other | Incandescent |  | Standard A Lamp | 2 | 75 | 113452 | Bathroom | 0.00048239
Ceiling Fixture | Incandescent |  | Standard A Lamp | 2 | 500 | 113452 | Bathroom | 0.00048239
Ceiling Fixture | Incandescent |  | Standard A Lamp | 1 | 60 | 113452 | Bathroom | 0.00048239
Ceiling Fixture | Incandescent |  | Standard A Lamp | 2 | 60 | 113452 | Bathroom | 0.00048239
Floor lamp | Compact Fluorescent |  | Twist | 1 | 26 | 113452 | Bathroom | 0.00048239
Wall Mount | Compact Fluorescent |  | Twist | 2 | 13 | 113453 | Bathroom | 0.00048239
Ceiling Fixture | Compact Fluorescent |  | Twist | 2 | 13 | 113453 | Bathroom | 0.00048239
Table | Compact Fluorescent |  | Twist | 1 | 13 | 113453 | Bathroom | 0.00048239
Ceiling Fixture | Compact Fluorescent |  | Twist | 2 | 13 | 113453 | Bathroom | 0.00048239
Table | Compact Fluorescent |  | Twist | 1 | 13 | 113453 | Bathroom | 0.00048239
Ceiling Fixture | Compact Fluorescent |  | Twist | 1 | 13 | 113453 | Bathroom | 0.00048239
Other | Compact Fluorescent |  | Twist | 2 | 13 | 113453 | Bathroom | 0.00048239
Table | Compact Fluorescent |  | Twist | 1 | 13 | 113453 | Bathroom | 0.00048239
Ceiling Fixture | Compact Fluorescent |  | Twist | 1 | 13 | 113453 | Bathroom | 0.00048239
Ceiling Fixture | Compact Fluorescent |  | Twist | 2 | 13 | 113453 | Bathroom | 0.00048239
Wall Mount | Incandescent |  | Decorative | 6 | 25 | 114131 | Bathroom | 0.003174
Recessed - other | Incandescent |  | Heat Lamp | 1 | 250 | 114131 | Bathroom | 0.003174
Wall Mount | Incandescent |  | Decorative | 6 | 25 | 114131 | Bathroom | 0.003174
Recessed - other | Incandescent |  | Heat Lamp | 1 | 250 | 114131 | Bathroom | 0.003174
Ceiling Fixture | Incandescent |  | Standard A Lamp | 2 | 60 | 114131 | Bathroom | 0.003174
Ceiling Fixture | Incandescent |  | Standard A Lamp | 1 | 60 | 114131 | Bathroom | 0.003174
Track | Incandescent |  | Reflector | 3 | 65 | 114131 | Bathroom | 0.003174
Wall Mount | Incandescent |  | Standard A Lamp | 1 | 60 | 114131 | Bathroom | 0.003174
Track | Incandescent |  | Reflector | 4 | 65 | 114131 | Bathroom | 0.003174
Wall Mount | Incandescent |  | Standard A Lamp | 1 | 40 | 114131 | Bathroom | 0.003174
Floor lamp | Incandescent |  | Standard A Lamp | 1 | 60 | 114131 | Bathroom | 0.003174
Torchiere | Incandescent |  | Standard A Lamp | 1 | 60 | 114131 | Bathroom | 0.003174
Wall Mount | Incandescent |  | Decorative | 4 | 25 | 114132 | Bathroom | 0.003174
Recessed - other | Incandescent |  | Heat Lamp | 1 | 250 | 114132 | Bathroom | 0.003174
Wall Mount | Incandescent |  | Decorative | 4 | 25 | 114132 | Bathroom | 0.003174
Recessed - other | Incandescent |  | Heat Lamp | 1 | 250 | 114132 | Bathroom | 0.003174
Ceiling Fixture | Incandescent |  | Standard A Lamp | 1 | 60 | 114132 | Bathroom | 0.003174
Chandelier (Hanging) | Incandescent |  | Standard A Lamp | 5 | 60 | 114132 | Bathroom | 0.003174
Wall Mount | Compact Fluorescent |  | Twist | 1 | 15 | 114132 | Bathroom | 0.003174
Track | Incandescent |  | Reflector | 3 | 65 | 114132 | Bathroom | 0.003174
Recessed Can | Incandescent |  | Reflector | 1 | 65 | 114132 | Bathroom | 0.003174
Table | Compact Fluorescent |  | Twist | 2 | 22 | 114132 | Bathroom | 0.003174
Table | Incandescent |  | 3-Way Incandescent | 1 | 150 | 114132 | Bathroom | 0.003174
Table | Compact Fluorescent |  | Straight Tube | 1 | 15 | 114132 | Bathroom | 0.003174
Wall Mount | Incandescent |  | Standard A Lamp | 3 | 60 | 115371 | Bathroom | 0.00079002
Ceiling Fixture | Incandescent |  | Standard A Lamp | 1 | 60 | 115371 | Bathroom | 0.00079002
Ceiling Fixture | Incandescent |  | Standard A Lamp | 2 | 60 | 115371 | Bathroom | 0.00079002
Table | Incandescent |  | Standard A Lamp | 1 | 75 | 115371 | Bathroom | 0.00079002
Ceiling Fixture | Incandescent |  | Standard A Lamp | 2 | 60 | 115371 | Bathroom | 0.00079002
Wall Mount | Incandescent |  | Standard A Lamp | 1 | 100 | 115371 | Bathroom | 0.00079002
Ceiling Fixture | Incandescent |  | Standard A Lamp | 2 | 60 | 115371 | Bathroom | 0.00079002
Ceiling Fixture | Incandescent |  | Standard A Lamp | 5 | 75 | 115371 | Bathroom | 0.00079002
Wall Mount | Incandescent |  | Standard A Lamp | 1 | 75 | 115371 | Bathroom | 0.00079002
Table | Incandescent |  | Decorative | 2 | 40 | 115371 | Bathroom | 0.00079002
Ceiling Fixture | Linear Fluorescent | 2 | T-12 | 1 | 20 | 115371 | Bathroom | 0.00079002
Wall Mount | Incandescent |  | Standard A Lamp | 1 | 60 | 115371 | Bathroom | 0.00079002
Ceiling Fixture | Incandescent |  | Standard A Lamp | 2 | 60 | 115371 | Bathroom | 0.00079002
Wall Mount | Incandescent |  | Standard A Lamp | 6 | 40 | 115372 | Bathroom | 0.00079002
Ceiling Fixture | Incandescent |  | Reflector | 2 | 250 | 115372 | Bathroom | 0.00079002
Ceiling Fixture | Incandescent |  | Standard A Lamp | 2 | 60 | 115372 | Bathroom | 0.00079002
Table | Incandescent |  | 3-Way Incandescent | 1 | 100 | 115372 | Bathroom | 0.00079002
Ceiling Fixture | Incandescent |  | Standard A Lamp | 2 | 100 | 115372 | Bathroom | 0.00079002
Ceiling Fixture | Incandescent |  | Standard A Lamp | 1 | 60 | 115372 | Bathroom | 0.00079002
Ceiling Fixture | Incandescent |  | Standard A Lamp | 1 | 100 | 115372 | Bathroom | 0.00079002
Ceiling Fixture | Incandescent |  | Standard A Lamp | 1 | 60 | 115372 | Bathroom | 0.00079002
Table | Incandescent |  | 3-Way Incandescent | 1 | 100 | 115372 | Bathroom | 0.00079002
Ceiling Fixture | Incandescent |  | Standard A Lamp | 2 | 60 | 115372 | Bathroom | 0.00079002
Wall Mount | Incandescent |  | Standard A Lamp | 1 | 60 | 115372 | Bathroom | 0.00079002
Wall Mount | Linear Fluorescent | 2 | T-12 | 1 | 20 | 115372 | Bathroom | 0.00079002
Wall Mount | Incandescent |  | Decorative | 4 | 60 | 115373 | Bathroom | 0.00079002
Ceiling Fixture | Incandescent |  | Reflector | 2 | 250 | 115373 | Bathroom | 0.00079002
Ceiling Fixture | Incandescent |  | Decorative | 5 | 25 | 115373 | Bathroom | 0.00079002
Table | Compact Fluorescent |  | Twist | 1 | 20 | 115373 | Bathroom | 0.00079002
Ceiling Fixture | Incandescent |  | Standard A Lamp | 2 | 100 | 115373 | Bathroom | 0.00079002
Ceiling Fixture |  |  |  | 1 |  | 115373 | Bathroom | 0.00079002
Ceiling Fixture | Other |  | Other | 1 | 22 | 115373 | Bathroom | 0.00079002
Wall Mount | Linear Fluorescent | 2 | T-12 | 1 | 20 | 115373 | Bathroom | 0.00079002
Ceiling Fixture | Incandescent |  | Decorative | 5 | 25 | 115373 | Bathroom | 0.00079002
Table | Incandescent |  | Decorative | 4 | 40 | 115373 | Bathroom | 0.00079002
Ceiling Fixture | Incandescent |  | Decorative | 3 | 40 | 115373 | Bathroom | 0.00079002
Table | Incandescent |  | Standard A Lamp | 2 | 60 | 115373 | Bathroom | 0.00079002
Wall Mount | Compact Fluorescent |  | Globe | 3 | 40 | 115981 | Bathroom | 0.002116
Recessed - other | Incandescent |  | Heat Lamp | 1 | 250 | 115981 | Bathroom | 0.002116
Table | Compact Fluorescent |  | Twist | 1 | 14 | 115981 | Bathroom | 0.002116
Ceiling Fixture | Compact Fluorescent |  | Twist | 1 | 14 | 115981 | Bathroom | 0.002116
Ceiling Fixture | Compact Fluorescent |  | Twist | 1 | 14 | 115981 | Bathroom | 0.002116
Ceiling Fixture | Linear Fluorescent | 4 | T-12 | 2 | 40 | 115981 | Bathroom | 0.002116
Ceiling Fixture | Compact Fluorescent |  | Twist | 1 | 13 | 115981 | Bathroom | 0.002116
Ceiling Fixture | Compact Fluorescent |  | Twist | 3 | 15 | 115981 | Bathroom | 0.002116
Ceiling Fan | Compact Fluorescent |  | Twist | 1 | 14 | 115981 | Bathroom | 0.002116
Table | Compact Fluorescent |  | Twist | 1 | 14 | 115981 | Bathroom | 0.002116
Ceiling Fixture | Compact Fluorescent |  | Twist | 3 | 14 | 115981 | Bathroom | 0.002116
Wall Mount | Compact Fluorescent |  | Globe | 3 | 40 | 115981 | Bathroom | 0.002116
Recessed - other | Incandescent |  | Heat Lamp | 1 | 250 | 115981 | Bathroom | 0.002116
Table | Compact Fluorescent |  | Twist | 1 | 14 | 115981 | Bathroom | 0.002116
Wall Mount | Compact Fluorescent |  | Globe | 3 | 40 | 115982 | Bathroom | 0.002116
Recessed - other | Incandescent |  | Reflector | 1 | 250 | 115982 | Bathroom | 0.002116
Table | Compact Fluorescent |  | Twist | 1 | 14 | 115982 | Bathroom | 0.002116
Table | Compact Fluorescent |  | Twist | 1 | 14 | 115982 | Bathroom | 0.002116
Ceiling Fixture | Compact Fluorescent |  | Twist | 1 | 14 | 115982 | Bathroom | 0.002116
Ceiling Fixture | Linear Fluorescent | 4 | T-12 | 2 | 40 | 115982 | Bathroom | 0.002116
Recessed - other | Compact Fluorescent |  | Twist | 1 | 14 | 115982 | Bathroom | 0.002116
Ceiling Fan | Compact Fluorescent |  | Twist | 1 | 14 | 115982 | Bathroom | 0.002116
Ceiling Fixture | Compact Fluorescent |  | Twist | 1 | 14 | 115982 | Bathroom | 0.002116
Table | Compact Fluorescent |  | Twist | 1 | 14 | 115982 | Bathroom | 0.002116
Ceiling Fixture | Compact Fluorescent |  | Twist | 3 | 14 | 115982 | Bathroom | 0.002116
Wall Mount | Compact Fluorescent |  | Globe | 3 | 40 | 115982 | Bathroom | 0.002116
Recessed - other | Incandescent |  | Heat Lamp | 1 | 250 | 115982 | Bathroom | 0.002116
Table | Incandescent |  | Standard A Lamp | 1 | 100 | 115982 | Bathroom | 0.002116
Ceiling Fixture | Linear Fluorescent | 4 | T-12 | 2 | 40 | 115983 | Kitchen | 0.002116
Recessed - other | Compact Fluorescent |  | Twist | 1 | 14 | 115983 | Kitchen | 0.002116
Recessed - other | Incandescent |  | Heat Lamp | 1 | 250 | 115983 | Kitchen | 0.002116
Ceiling Fixture | Incandescent |  | Clear | 1 | 40 | 115983 | Kitchen | 0.002116
Ceiling Fixture | Compact Fluorescent |  | Twist | 2 | 14 | 115983 | Kitchen | 0.002116
Ceiling Fixture | Compact Fluorescent |  | Twist | 1 | 14 | 115983 | Kitchen | 0.002116
Ceiling Fan | Compact Fluorescent |  | A shape bulb | 1 | 14 | 115983 | Kitchen | 0.002116
Recessed Can | Incandescent |  | Heat Lamp | 1 | 250 | 115983 | Kitchen | 0.002116
Floor lamp | Incandescent |  | Standard A Lamp | 1 | 40 | 115983 | Kitchen | 0.002116
Recessed Can | Incandescent |  | Heat Lamp | 1 | 250 | 118791 | Bathroom | 0.003174
Wall Mount | Compact Fluorescent |  | Twist | 5 | 13 | 118791 | Bathroom | 0.003174
Floor lamp | Incandescent |  | Decorative | 5 | 40 | 118791 | Bathroom | 0.003174
Table | Incandescent |  | Decorative | 1 | 40 | 118791 | Bathroom | 0.003174
Ceiling Fixture | Compact Fluorescent |  | Twist | 1 | 13 | 118791 | Bathroom | 0.003174
Ceiling Fixture | Incandescent |  | Standard A Lamp | 1 | 60 | 118791 | Bathroom | 0.003174
Chandelier (Hanging) | Compact Fluorescent |  | Twist | 3 | 13 | 118791 | Bathroom | 0.003174
Recessed Can | Compact Fluorescent |  | Flood | 4 | 23 | 118791 | Bathroom | 0.003174
Recessed - other | Incandescent |  | Mini base | 1 | 40 | 118791 | Bathroom | 0.003174
Table | Incandescent |  | Standard A Lamp | 1 | 100 | 118791 | Bathroom | 0.003174
Table | Compact Fluorescent |  | Twist | 1 | 13 | 118791 | Bathroom | 0.003174
Wall Mount | Compact Fluorescent |  | Twist | 4 | 13 | 118791 | Bathroom | 0.003174
Recessed Can | Incandescent |  | Heat Lamp | 1 | 250 | 118791 | Bathroom | 0.003174
Wall Mount | Compact Fluorescent |  | Twist | 4 | 13 | 118792 | Bathroom | 0.003174
Recessed Can | Incandescent |  | Heat Lamp | 1 | 150 | 118792 | Bathroom | 0.003174
Floor lamp | Incandescent |  | Standard A Lamp | 1 | 75 | 118792 | Bathroom | 0.003174
Floor lamp | Incandescent |  | Standard A Lamp | 1 | 100 | 118792 | Bathroom | 0.003174
Table | Incandescent |  | Mini base | 1 | 25 | 118792 | Bathroom | 0.003174
Ceiling Fixture | Compact Fluorescent |  | Reflector | 1 | 13 | 118792 | Bathroom | 0.003174
Chandelier (Hanging) | Compact Fluorescent |  | Twist | 5 | 13 | 118792 | Bathroom | 0.003174
Recessed Can | Compact Fluorescent |  | Reflector | 1 | 14 | 118792 | Bathroom | 0.003174
Table | Incandescent |  | Standard A Lamp | 1 | 75 | 118792 | Bathroom | 0.003174
Floor lamp | Incandescent |  | Standard A Lamp | 1 | 100 | 118792 | Bathroom | 0.003174
Ceiling Fixture | Incandescent |  | Standard A Lamp | 1 | 60 | 118792 | Bathroom | 0.003174
Recessed Can | Incandescent |  | Reflector | 1 | 60 | 118792 | Bathroom | 0.003174
Recessed - other | Incandescent |  | Mini base | 1 | 40 | 118792 | Bathroom | 0.003174
Wall Mount | Compact Fluorescent |  | Twist | 4 | 13 | 118792 | Bathroom | 0.003174
Recessed Can | Incandescent |  | Heat Lamp | 1 | 250 | 118792 | Bathroom | 0.003174
Wall Mount | Incandescent |  | Standard A Lamp | 4 | 40 | 118871 | Bathroom | 0.002116
Ceiling Fixture | Incandescent |  | Reflector | 1 | 150 | 118871 | Bathroom | 0.002116
Ceiling Fixture | Incandescent |  | Standard A Lamp | 1 | 60 | 118871 | Bathroom | 0.002116
Ceiling Fixture | Incandescent |  | Standard A Lamp | 1 | 60 | 118871 | Bathroom | 0.002116
Table | Compact Fluorescent |  | Twist | 1 | 15 | 118871 | Bathroom | 0.002116
Ceiling Fixture | Compact Fluorescent |  | Twist | 2 | 14 | 118871 | Bathroom | 0.002116
Ceiling Fixture | Compact Fluorescent |  | Twist | 2 | 14 | 118871 | Bathroom | 0.002116
Table | Compact Fluorescent |  | Twist | 1 | 14 | 118871 | Bathroom | 0.002116
Ceiling Fixture | Incandescent |  | Standard A Lamp | 1 | 60 | 118871 | Bathroom | 0.002116
Ceiling Fixture | Compact Fluorescent |  | Twist | 1 | 13 | 118871 | Bathroom | 0.002116
Ceiling Fixture | Linear Fluorescent | 4 | T-8 | 2 | 32 | 118871 | Bathroom | 0.002116
Recessed Can | Compact Fluorescent |  | Twist | 1 | 14 | 118871 | Bathroom | 0.002116
Other | Incandescent |  | Standard A Lamp | 1 | 40 | 118871 | Bathroom | 0.002116
Ceiling Fixture | Linear Fluorescent | 2 | T-4 | 1 | 16 | 118871 | Bathroom | 0.002116
Ceiling Fixture | Compact Fluorescent |  | Twist | 2 | 14 | 118871 | Bathroom | 0.002116
Chandelier (Hanging) | Incandescent |  | Standard A Lamp | 5 | 40 | 118871 | Bathroom | 0.002116
Table | Incandescent |  | Standard A Lamp | 1 | 60 | 118871 | Bathroom | 0.002116
Wall Mount | Incandescent |  | Globe | 4 | 40 | 118871 | Bathroom | 0.002116
Ceiling Fixture | Incandescent |  | Heat Lamp | 1 | 250 | 118871 | Bathroom | 0.002116
Table | Incandescent |  | Standard A Lamp | 1 | 40 | 118871 | Bathroom | 0.002116
Ceiling Fixture | Incandescent |  | Standard A Lamp | 2 | 60 | 118871 | Bathroom | 0.002116
Ceiling Fixture | Incandescent |  | Standard A Lamp | 1 | 60 | 118871 | Bathroom | 0.002116
Ceiling Fixture | Incandescent |  | Reflector | 1 | 125 | 118872 | Bathroom | 0.002116
Wall Mount | Incandescent |  | Globe | 4 | 40 | 118872 | Bathroom | 0.002116
Table | Compact Fluorescent |  | Twist | 1 | 14 | 118872 | Bathroom | 0.002116
Table | Other |  | Other | 1 | 30 | 118872 | Bathroom | 0.002116
Table | Incandescent |  | Standard A Lamp | 1 | 40 | 118872 | Bathroom | 0.002116
Table | Incandescent |  | Globe | 1 | 30 | 118872 | Bathroom | 0.002116
Ceiling Fixture | Incandescent |  | Standard A Lamp | 1 | 60 | 118872 | Bathroom | 0.002116
Ceiling Fixture | Incandescent |  | Standard A Lamp | 1 | 60 | 118872 | Bathroom | 0.002116
Ceiling Fixture | Incandescent |  | Standard A Lamp | 1 | 60 | 118872 | Bathroom | 0.002116
Ceiling Fixture | Linear Fluorescent | 4 | T-8 | 2 | 32 | 118872 | Bathroom | 0.002116
Other | Incandescent |  | Standard A Lamp | 1 | 40 | 118872 | Bathroom | 0.002116
Other | Incandescent |  | Standard A Lamp | 1 | 60 | 118872 | Bathroom | 0.002116
Table | Compact Fluorescent |  | Twist | 1 | 18 | 118872 | Bathroom | 0.002116
Wall Mount | Compact Fluorescent |  | Twist | 4 | 13 | 118873 | Bathroom | 0.002116
Ceiling Fixture | Incandescent |  | Reflector | 1 | 250 | 118873 | Bathroom | 0.002116
Floor lamp | Compact Fluorescent |  | Twist | 1 | 23 | 118873 | Bathroom | 0.002116
Table | Incandescent |  | Decorative | 1 | 40 | 118873 | Bathroom | 0.002116
Floor lamp | Incandescent |  | 3-Way Incandescent | 1 | 150 | 118873 | Bathroom | 0.002116
Ceiling Fixture | Incandescent |  | Standard A Lamp | 1 | 40 | 118873 | Bathroom | 0.002116
Ceiling Fixture | Linear Fluorescent | 4 | T-8 | 2 | 20 | 118873 | Bathroom | 0.002116
Other | Incandescent |  | Standard A Lamp | 1 | 40 | 118873 | Bathroom | 0.002116
Ceiling Fixture | Incandescent |  | Standard A Lamp | 1 | 40 | 118873 | Bathroom | 0.002116
Table | Compact Fluorescent |  | Twist | 1 | 14 | 118873 | Bathroom | 0.002116
Torchiere | Incandescent |  | Standard A Lamp | 2 | 100 | 118873 | Bathroom | 0.002116
Chandelier (Hanging) | Incandescent |  | Decorative | 9 | 25 | 118873 | Bathroom | 0.002116
Ceiling Fixture | Compact Fluorescent |  | Twist | 3 | 25 | 118873 | Bathroom | 0.002116
Ceiling Fixture | Compact Fluorescent |  | Twist | 2 | 14 | 118873 | Bathroom | 0.002116
Wall Mount | Compact Fluorescent |  | Twist | 5 | 13 | 119301 | Bathroom | 0.003174
Recessed Can | Incandescent |  | Heat Lamp | 1 | 250 | 119301 | Bathroom | 0.003174
Wall Mount | Compact Fluorescent |  | Twist | 5 | 13 | 119301 | Bathroom | 0.003174
Recessed Can | Incandescent |  | Heat Lamp | 1 | 250 | 119301 | Bathroom | 0.003174
Table | Incandescent |  | Decorative | 1 | 20 | 119301 | Bathroom | 0.003174
Floor lamp | Incandescent |  | Mini base | 5 | 40 | 119301 | Bathroom | 0.003174
Other | Compact Fluorescent |  | Decorative | 1 | 9 | 119301 | Bathroom | 0.003174
Ceiling Fixture | Compact Fluorescent |  | Twist | 1 | 13 | 119301 | Bathroom | 0.003174
Ceiling Fixture | Compact Fluorescent |  | Twist | 2 | 13 | 119301 | Bathroom | 0.003174
Ceiling Fixture | Linear Fluorescent | 4 | T-12 | 2 | 40 | 119301 | Bathroom | 0.003174
Other | Compact Fluorescent |  | Twist | 1 | 13 | 119301 | Bathroom | 0.003174
Ceiling Fan | Compact Fluorescent |  | Twist | 4 | 13 | 119301 | Bathroom | 0.003174
Wall Mount | Compact Fluorescent |  | Twist | 5 | 13 | 119302 | Bathroom | 0.003174
Recessed Can | Incandescent |  | Heat Lamp | 1 | 250 | 119302 | Bathroom | 0.003174
Wall Mount | Compact Fluorescent |  | Twist | 5 | 13 | 119302 | Bathroom | 0.003174
Recessed Can | Incandescent |  | Heat Lamp | 1 | 250 | 119302 | Bathroom | 0.003174
Wall Mount | Linear Fluorescent | 4 | T-12 | 2 | 40 | 119302 | Bathroom | 0.003174
Floor lamp | Incandescent |  | Decorative | 3 | 20 | 119302 | Bathroom | 0.003174
Wall Mount | Linear Fluorescent | 4 | T-12 | 2 | 40 | 119302 | Bathroom | 0.003174
Ceiling Fixture | Compact Fluorescent |  | Twist | 1 | 13 | 119302 | Bathroom | 0.003174
Ceiling Fixture | Compact Fluorescent |  | Twist | 2 | 13 | 119302 | Bathroom | 0.003174
Ceiling Fixture | Linear Fluorescent | 4 | T-12 | 2 | 40 | 119302 | Bathroom | 0.003174
Other | Compact Fluorescent |  | Twist | 1 | 13 | 119302 | Bathroom | 0.003174
Recessed Can | Incandescent |  | Heat Lamp | 1 | 250 | 119302 | Bathroom | 0.003174
Wall Mount | Linear Fluorescent | 4 | T-12 | 2 | 40 | 119302 | Bathroom | 0.003174
Ceiling Fan | Compact Fluorescent |  | Twist | 4 | 13 | 119302 | Bathroom | 0.003174
Ceiling Fixture | Compact Fluorescent |  | Twist | 1 | 13 | 119302 | Bathroom | 0.003174
Wall Mount | Incandescent |  | Globe | 3 | 60 | 119491 | Bathroom | 0.002116
Recessed - other | Halogen |  | PAR | 1 | 90 | 119491 | Bathroom | 0.002116
Ceiling Fixture | Incandescent |  | Clear | 1 | 60 | 119491 | Bathroom | 0.002116
Ceiling Fixture | Compact Fluorescent |  | Twist | 2 | 14 | 119491 | Bathroom | 0.002116
Ceiling Fixture | Incandescent |  | Clear | 1 | 60 | 119491 | Bathroom | 0.002116
Other | Compact Fluorescent |  | Twist | 1 | 13 | 119491 | Bathroom | 0.002116
Ceiling Fixture | Incandescent |  | Standard A Lamp | 1 | 60 | 119491 | Bathroom | 0.002116
Ceiling Fixture | Incandescent |  | Standard A Lamp | 1 | 60 | 119491 | Bathroom | 0.002116
Wall Mount | Incandescent |  | Globe | 3 | 60 | 119491 | Bathroom | 0.002116
Recessed - other | Incandescent |  | Heat Lamp | 1 | 250 | 119491 | Bathroom | 0.002116
Floor lamp | Compact Fluorescent |  | Twist | 1 | 13 | 119491 | Bathroom | 0.002116
Ceiling Fixture | Compact Fluorescent |  | Twist | 2 | 10 | 119491 | Bathroom | 0.002116
Wall Mount | Incandescent |  | Globe | 3 | 60 | 119492 | Bathroom | 0.002116
Recessed - other | Incandescent |  | Heat Lamp | 1 | 100 | 119492 | Bathroom | 0.002116
Ceiling Fixture | Incandescent |  | Standard A Lamp | 1 | 60 | 119492 | Bathroom | 0.002116
Ceiling Fixture | Incandescent |  | Standard A Lamp | 1 | 60 | 119492 | Bathroom | 0.002116
Ceiling Fixture | Incandescent |  | Standard A Lamp | 1 | 60 | 119492 | Bathroom | 0.002116
Ceiling Fixture | Compact Fluorescent |  | Twist | 1 | 15 | 119492 | Bathroom | 0.002116
Ceiling Fixture | Incandescent |  | Standard A Lamp | 3 | 60 | 119492 | Bathroom | 0.002116
Ceiling Fixture | Compact Fluorescent |  | Twist | 1 | 15 | 119492 | Bathroom | 0.002116
Recessed - other | Incandescent |  | Standard A Lamp | 1 | 60 | 119492 | Bathroom | 0.002116
Ceiling Fan | Incandescent |  | Decorative | 4 | 60 | 119492 | Bathroom | 0.002116
Floor lamp | Compact Fluorescent |  | Twist | 1 | 15 | 119492 | Bathroom | 0.002116
Wall Mount | Incandescent |  | Globe | 3 | 60 | 119492 | Bathroom | 0.002116
Recessed - other | Incandescent |  | Heat Lamp | 1 | 250 | 119492 | Bathroom | 0.002116
Table | Incandescent |  | Standard A Lamp | 1 | 50 | 119492 | Bathroom | 0.002116
Wall Mount | Incandescent |  | Standard A Lamp | 3 | 60 | 119493 | Bathroom | 0.002116
Recessed - other | Incandescent |  | Heat Lamp | 1 | 125 | 119493 | Bathroom | 0.002116
Ceiling Fixture | Incandescent |  | Standard A Lamp | 1 | 60 | 119493 | Bathroom | 0.002116
Ceiling Fixture | Incandescent |  | Standard A Lamp | 1 | 60 | 119493 | Bathroom | 0.002116
Ceiling Fixture | Incandescent |  | Standard A Lamp | 1 | 60 | 119493 | Bathroom | 0.002116
Ceiling Fixture | Compact Fluorescent |  | Pin base | 1 | 26 | 119493 | Bathroom | 0.002116
Ceiling Fixture | Compact Fluorescent |  | Twist | 1 | 26 | 119493 | Bathroom | 0.002116
Recessed - other | Compact Fluorescent |  | Twist | 1 | 26 | 119493 | Bathroom | 0.002116
Ceiling Fan | Incandescent |  | Standard A Lamp | 4 | 60 | 119493 | Bathroom | 0.002116
Wall Mount | Incandescent |  | Clear | 3 | 60 | 119493 | Bathroom | 0.002116
Ceiling Fixture | Incandescent |  | Heat Lamp | 1 | 125 | 119493 | Bathroom | 0.002116
Ceiling Fixture | Incandescent |  | Standard A Lamp | 1 | 60 | 119493 | Bathroom | 0.002116
Wall Mount | Compact Fluorescent |  | Twist | 2 | 13 | 121671 | Bathroom | 0.002116
Recessed - other | Incandescent |  | Heat Lamp | 1 | 250 | 121671 | Bathroom | 0.002116
Ceiling Fan | Compact Fluorescent |  | Twist | 1 | 13 | 121671 | Bathroom | 0.002116
Ceiling Fixture | Compact Fluorescent |  | Twist | 1 | 13 | 121671 | Bathroom | 0.002116
Table | Compact Fluorescent |  | Twist | 1 | 13 | 121671 | Bathroom | 0.002116
Ceiling Fixture | Compact Fluorescent |  | Twist | 1 | 13 | 121671 | Bathroom | 0.002116
Chandelier (Hanging) | Compact Fluorescent |  | Twist | 1 | 13 | 121671 | Bathroom | 0.002116
Ceiling Fixture | Linear Fluorescent | 4 | T-8 | 2 | 32 | 121671 | Bathroom | 0.002116
Other | Compact Fluorescent |  | Twist | 1 | 13 | 121671 | Bathroom | 0.002116
Table | Compact Fluorescent |  | Twist | 1 | 19 | 121671 | Bathroom | 0.002116
Floor lamp | Compact Fluorescent |  | Twist | 1 | 13 | 121671 | Bathroom | 0.002116
Wall Mount | Compact Fluorescent |  | Twist | 2 | 13 | 121672 | Bathroom | 0.002116
Recessed - other | Incandescent |  | Heat Lamp | 1 | 125 | 121672 | Bathroom | 0.002116
Ceiling Fixture | Compact Fluorescent |  | Twist | 2 | 13 | 121672 | Bathroom | 0.002116
Chandelier (Hanging) | Compact Fluorescent |  | Twist | 1 | 13 | 121672 | Bathroom | 0.002116
Ceiling Fixture | Compact Fluorescent |  | Twist | 1 | 13 | 121672 | Bathroom | 0.002116
Ceiling Fixture | Linear Fluorescent | 4 | T-8 | 2 | 32 | 121672 | Bathroom | 0.002116
Other | Incandescent |  | Clear | 1 | 40 | 121672 | Bathroom | 0.002116
Floor lamp | Compact Fluorescent |  | Twist | 1 | 13 | 121672 | Bathroom | 0.002116
Wall Mount | Compact Fluorescent |  | Twist | 2 | 13 | 121672 | Bathroom | 0.002116
Recessed - other | Incandescent |  | Heat Lamp | 1 | 250 | 121672 | Bathroom | 0.002116
Ceiling Fixture | Compact Fluorescent |  | Twist | 2 | 13 | 121672 | Bathroom | 0.002116
Ceiling Fixture | Compact Fluorescent |  | Twist | 1 | 13 | 121672 | Bathroom | 0.002116
Wall Mount | Incandescent |  | Standard A Lamp | 1 | 13 | 121673 | Bathroom | 0.002116
Recessed - other | Incandescent |  | Heat Lamp | 1 | 125 | 121673 | Bathroom | 0.002116
Ceiling Fixture | Compact Fluorescent |  | Twist | 2 | 13 | 121673 | Bathroom | 0.002116
Chandelier (Hanging) | Compact Fluorescent |  | Twist | 1 | 13 | 121673 | Bathroom | 0.002116
Ceiling Fixture | Compact Fluorescent |  | Twist | 1 | 13 | 121673 | Bathroom | 0.002116
Ceiling Fixture | Linear Fluorescent | 4 | T-8 | 2 | 32 | 121673 | Bathroom | 0.002116
Other | Incandescent |  | Standard A Lamp | 1 | 40 | 121673 | Bathroom | 0.002116
Wall Mount | Compact Fluorescent |  | Twist | 1 | 13 | 121673 | Bathroom | 0.002116
Recessed - other | Incandescent |  | Heat Lamp | 1 | 125 | 121673 | Bathroom | 0.002116
Ceiling Fan | Compact Fluorescent |  | Twist | 2 | 13 | 121673 | Bathroom | 0.002116
Table | Incandescent |  | Clear | 1 | 40 | 121673 | Bathroom | 0.002116
Ceiling Fixture | Compact Fluorescent |  | Twist | 1 | 13 | 121673 | Bathroom | 0.002116
Wall Mount | Incandescent |  | Globe | 6 | 40 | 121921 | Bathroom | 0.0013615
Recessed - other | Incandescent |  | Heat Lamp | 2 | 250 | 121921 | Bathroom | 0.0013615
Recessed Can | Incandescent |  | Standard A Lamp | 1 | 65 | 121921 | Bathroom | 0.0013615
Table | Incandescent |  | Standard A Lamp | 1 | 100 | 121921 | Bathroom | 0.0013615
Table | Incandescent |  | 3-Way Incandescent | 1 | 100 | 121921 | Bathroom | 0.0013615
Wall Mount | Compact Fluorescent |  | Twist | 1 | 13 | 121921 | Bathroom | 0.0013615
Ceiling Fixture | Incandescent |  | Standard A Lamp | 1 | 100 | 121921 | Bathroom | 0.0013615
Table | Incandescent |  | 3-Way Incandescent | 1 | 100 | 121921 | Bathroom | 0.0013615
Ceiling Fixture | Incandescent |  | Standard A Lamp | 2 | 60 | 121921 | Bathroom | 0.0013615
Ceiling Fixture | Incandescent |  | Standard A Lamp | 1 | 60 | 121921 | Bathroom | 0.0013615
Chandelier (Hanging) | Incandescent |  | Decorative | 24 | 25 | 121921 | Bathroom | 0.0013615
Ceiling Fixture | Compact Fluorescent |  | Twist | 2 | 13 | 121921 | Bathroom | 0.0013615
Table | Incandescent |  | Standard A Lamp | 1 | 40 | 121921 | Bathroom | 0.0013615
Track | Halogen |  | MR | 6 | 75 | 121921 | Bathroom | 0.0013615
Other | Incandescent |  | Standard A Lamp | 2 | 40 | 121921 | Bathroom | 0.0013615
Ceiling Fixture | Compact Fluorescent |  | Twist | 1 | 20 | 121921 | Bathroom | 0.0013615
Wall Mount | Incandescent |  | Standard A Lamp | 1 | 60 | 121921 | Bathroom | 0.0013615
Table | Incandescent |  | Standard A Lamp | 1 | 100 | 121921 | Bathroom | 0.0013615
Wall Mount | Incandescent |  | Globe | 10 | 40 | 121921 | Bathroom | 0.0013615
Recessed - other | Incandescent |  | Heat Lamp | 2 | 250 | 121921 | Bathroom | 0.0013615
Wall Mount | Incandescent |  | Globe | 4 | 40 | 121922 | Bathroom | 0.0013615
Recessed - other | Incandescent |  | Heat Lamp | 2 | 250 | 121922 | Bathroom | 0.0013615
Ceiling Fixture | Incandescent |  | Decorative | 3 | 40 | 121922 | Bathroom | 0.0013615
Ceiling Fixture | Linear Fluorescent | 4 | T-8 | 4 | 32 | 121922 | Bathroom | 0.0013615
Ceiling Fixture | Compact Fluorescent |  | Twist | 1 | 26 | 121922 | Bathroom | 0.0013615
Other | Incandescent |  | Standard A Lamp | 2 | 40 | 121922 | Bathroom | 0.0013615
Track | Halogen |  | MR | 3 | 50 | 121922 | Bathroom | 0.0013615
Table | Compact Fluorescent |  | Twist | 1 | 26 | 121922 | Bathroom | 0.0013615
Table | Compact Fluorescent |  | Twist | 1 | 20 | 121922 | Bathroom | 0.0013615
Ceiling Fan | Incandescent |  | Standard A Lamp | 1 | 100 | 121922 | Bathroom | 0.0013615
Floor lamp | Incandescent |  | 3-Way Incandescent | 1 | 150 | 121922 | Bathroom | 0.0013615
Table | Incandescent |  | Decorative | 1 | 40 | 121922 | Bathroom | 0.0013615
Ceiling Fixture | Incandescent |  | Standard A Lamp | 2 | 60 | 121922 | Bathroom | 0.0013615
Ceiling Fixture | Linear Fluorescent | 4 | T-12 | 2 | 40 | 121922 | Bathroom | 0.0013615
Ceiling Fixture | Halogen |  | Quartz Tube | 1 | 75 | 121922 | Bathroom | 0.0013615
Wall Mount | Incandescent |  | Globe | 4 | 15 | 124051 | Bathroom | 0.002116
Floor lamp | Compact Fluorescent |  | Twist | 1 | 13 | 124051 | Bathroom | 0.002116
Floor lamp | Compact Fluorescent |  | Twist | 1 | 13 | 124051 | Bathroom | 0.002116
Ceiling Fixture | Compact Fluorescent |  | Twist | 1 | 13 | 124051 | Bathroom | 0.002116
Ceiling Fixture | Linear Fluorescent | 4 | T-8 | 2 | 32 | 124051 | Bathroom | 0.002116
Chandelier (Hanging) | Compact Fluorescent |  | Twist | 3 | 13 | 124051 | Bathroom | 0.002116
Ceiling Fixture | Incandescent |  | Standard A Lamp | 1 | 75 | 124051 | Bathroom | 0.002116
Wall Mount | Incandescent |  | Globe | 4 | 15 | 124052 | Bathroom | 0.002116
Table | Compact Fluorescent |  | Twist | 1 | 13 | 124052 | Bathroom | 0.002116
Ceiling Fixture | Incandescent |  | Globe | 1 | 60 | 124052 | Bathroom | 0.002116
Ceiling Fixture | Linear Fluorescent | 4 | T-8 | 2 | 32 | 124052 | Bathroom | 0.002116
Table | Compact Fluorescent |  | Twist | 2 | 13 | 124052 | Bathroom | 0.002116
Wall Mount | Incandescent |  | Globe | 4 | 15 | 124053 | Bathroom | 0.002116
Table | Compact Fluorescent |  | Twist | 1 | 13 | 124053 | Bathroom | 0.002116
Table | Compact Fluorescent |  | Twist | 1 | 13 | 124053 | Bathroom | 0.002116
Ceiling Fixture | Linear Fluorescent | 4 | T-8 | 2 | 32 | 124053 | Bathroom | 0.002116
Chandelier (Hanging) | Compact Fluorescent |  | Twist | 3 | 13 | 124053 | Bathroom | 0.002116
Floor lamp | Compact Fluorescent |  | Twist | 1 | 13 | 124053 | Bathroom | 0.002116
Ceiling Fixture | Incandescent |  | Standard A Lamp | 1 | 60 | 125111 | Bathroom | 0.00079002
Wall Mount | Compact Fluorescent |  | Twist | 4 | 15 | 125111 | Bathroom | 0.00079002
Recessed Can | Incandescent |  | Reflector | 1 | 65 | 125111 | Bathroom | 0.00079002
Table | Compact Fluorescent |  | Twist | 1 | 13 | 125111 | Bathroom | 0.00079002
Ceiling Fixture | Incandescent |  | Standard A Lamp | 2 | 60 | 125111 | Bathroom | 0.00079002
Wall Mount | Compact Fluorescent |  | Twist | 1 | 15 | 125111 | Bathroom | 0.00079002
Recessed Can | Incandescent |  | Reflector | 1 | 65 | 125111 | Bathroom | 0.00079002
Ceiling Fixture | Compact Fluorescent |  | Twist | 2 | 13 | 125111 | Bathroom | 0.00079002
Table | Compact Fluorescent |  | Twist | 1 | 13 | 125111 | Bathroom | 0.00079002
Floor lamp | Compact Fluorescent |  | Twist | 1 | 22 | 125111 | Bathroom | 0.00079002
Ceiling Fixture | Incandescent |  | Standard A Lamp | 1 | 60 | 125112 | Bathroom | 0.00079002
Wall Mount | Incandescent |  | Standard A Lamp | 4 | 60 | 125112 | Bathroom | 0.00079002
Table | Incandescent |  | Mini base | 1 | 15 | 125112 | Bathroom | 0.00079002
Recessed Can | Incandescent |  | Reflector | 1 | 65 | 125112 | Bathroom | 0.00079002
Table | Compact Fluorescent |  | Twist | 1 | 25 | 125112 | Bathroom | 0.00079002
Ceiling Fixture | Incandescent |  | Standard A Lamp | 2 | 60 | 125112 | Bathroom | 0.00079002
Wall Mount | Incandescent |  | Standard A Lamp | 1 | 60 | 125112 | Bathroom | 0.00079002
Recessed Can | Incandescent |  | Reflector | 1 | 65 | 125112 | Bathroom | 0.00079002
Ceiling Fan | Compact Fluorescent |  | Twist | 3 | 22 | 125112 | Bathroom | 0.00079002
Ceiling Fixture | Incandescent |  | Standard A Lamp | 2 | 60 | 125112 | Bathroom | 0.00079002
Floor lamp | Compact Fluorescent |  | Twist | 1 | 22 | 125112 | Bathroom | 0.00079002
Ceiling Fixture | Incandescent |  | Standard A Lamp | 1 | 75 | 125113 | Bathroom | 0.00079002
Wall Mount | Compact Fluorescent |  | Twist | 4 | 15 | 125113 | Bathroom | 0.00079002
Table | Compact Fluorescent |  | Twist | 1 | 15 | 125113 | Bathroom | 0.00079002
Recessed Can | Compact Fluorescent |  | Twist | 1 | 15 | 125113 | Bathroom | 0.00079002
Table | Incandescent |  | Standard A Lamp | 1 | 75 | 125113 | Bathroom | 0.00079002
Ceiling Fixture | Incandescent |  | Standard A Lamp | 2 | 60 | 125113 | Bathroom | 0.00079002
Wall Mount | Compact Fluorescent |  | Twist | 1 | 15 | 125113 | Bathroom | 0.00079002
Recessed Can | Compact Fluorescent |  | Twist | 1 | 15 | 125113 | Bathroom | 0.00079002
Ceiling Fixture | Incandescent |  | Standard A Lamp | 2 | 60 | 125113 | Bathroom | 0.00079002
Table | Compact Fluorescent |  | Twist | 1 | 22 | 125113 | Bathroom | 0.00079002
Table | Incandescent |  | Standard A Lamp | 1 | 75 | 125113 | Bathroom | 0.00079002
Wall Mount | Incandescent |  | Standard A Lamp | 5 | 60 | 126231 | Bathroom | 0.003174
Recessed - other | Incandescent |  | Heat Lamp | 1 | 250 | 126231 | Bathroom | 0.003174
Chandelier (Hanging) | Compact Fluorescent |  | Twist | 3 | 13 | 126231 | Bathroom | 0.003174
Ceiling Fixture | Incandescent |  | Standard A Lamp | 2 | 60 | 126231 | Bathroom | 0.003174
Ceiling Fixture | Compact Fluorescent |  | Twist | 2 | 20 | 126231 | Bathroom | 0.003174
Other | Halogen |  | Other | 1 | 60 | 126231 | Bathroom | 0.003174
Table | Compact Fluorescent |  | A shape bulb | 1 | 13 | 126231 | Bathroom | 0.003174
Table | Compact Fluorescent |  | Twist | 1 | 13 | 126231 | Bathroom | 0.003174
Floor lamp | Halogen |  | Quartz Tube | 1 | 300 | 126231 | Bathroom | 0.003174
Table | Compact Fluorescent |  | Twist | 1 | 13 | 126231 | Bathroom | 0.003174
Table | Incandescent |  | 3-Way Incandescent | 1 | 150 | 126231 | Bathroom | 0.003174
Table | Incandescent |  | Standard A Lamp | 1 | 60 | 126231 | Bathroom | 0.003174
Wall Mount | Incandescent |  | Standard A Lamp | 5 | 75 | 126232 | Bathroom | 0.003174
Recessed - other | Incandescent |  | Heat Lamp | 1 | 250 | 126232 | Bathroom | 0.003174
Wall Mount | Linear Fluorescent | 4 | T-12 | 2 | 40 | 126232 | Bathroom | 0.003174
Chandelier (Hanging) | Incandescent |  | Standard A Lamp | 3 | 75 | 126232 | Bathroom | 0.003174
Ceiling Fixture | Incandescent |  | Standard A Lamp | 2 | 75 | 126232 | Bathroom | 0.003174
Ceiling Fixture | Incandescent |  | Standard A Lamp | 2 | 75 | 126232 | Bathroom | 0.003174
Other | Halogen |  | Other | 1 | 60 | 126232 | Bathroom | 0.003174
Wall Mount | Linear Fluorescent | 4 | T-12 | 2 | 40 | 126232 | Bathroom | 0.003174
Wall Mount | Incandescent |  | Standard A Lamp | 3 | 60 | 126232 | Bathroom | 0.003174
Recessed - other | Incandescent |  | Heat Lamp | 1 | 250 | 126232 | Bathroom | 0.003174
Floor lamp | Incandescent |  | Standard A Lamp | 1 | 60 | 126232 | Bathroom | 0.003174
Wall Mount | Incandescent |  | Globe | 4 | 60 | 126511 | Bathroom | 0.002116
Recessed - other | Incandescent |  | Heat Lamp | 1 | 250 | 126511 | Bathroom | 0.002116
Ceiling Fixture | Incandescent |  | Standard A Lamp | 1 | 50 | 126511 | Bathroom | 0.002116
Ceiling Fixture | Incandescent |  | Standard A Lamp | 1 | 60 | 126511 | Bathroom | 0.002116
Ceiling Fixture | Incandescent |  | Standard A Lamp | 1 | 65 | 126511 | Bathroom | 0.002116
Recessed Can | Incandescent |  | Reflector | 1 | 65 | 126511 | Bathroom | 0.002116
Recessed Can | Incandescent |  | Reflector | 1 | 65 | 126511 | Bathroom | 0.002116
Recessed - other | Incandescent |  | Standard A Lamp | 1 | 65 | 126511 | Bathroom | 0.002116
Ceiling Fixture | Linear Fluorescent | 4 | T-12 | 2 | 40 | 126511 | Bathroom | 0.002116
Floor lamp | Incandescent |  | Standard A Lamp | 3 | 60 | 126511 | Bathroom | 0.002116
Table | Incandescent |  | Standard A Lamp | 2 | 60 | 126511 | Bathroom | 0.002116
Ceiling Fixture | Incandescent |  | Standard A Lamp | 1 | 100 | 126511 | Bathroom | 0.002116
Recessed - other | Incandescent |  | Heat Lamp | 1 | 250 | 126511 | Bathroom | 0.002116
Recessed Can | Incandescent |  | Reflector | 1 | 60 | 126511 | Bathroom | 0.002116
Wall Mount | Incandescent |  | Globe | 6 | 60 | 126511 | Bathroom | 0.002116
Table | Incandescent |  | Standard A Lamp | 2 | 60 | 126511 | Bathroom | 0.002116
Table | Incandescent |  | Standard A Lamp | 1 | 60 | 126511 | Bathroom | 0.002116
Ceiling Fixture | Incandescent |  | Standard A Lamp | 1 | 60 | 126511 | Bathroom | 0.002116
Wall Mount | Incandescent |  | Globe | 6 | 40 | 126512 | Bathroom | 0.002116
Recessed - other | Halogen |  | PAR | 1 | 50 | 126512 | Bathroom | 0.002116
Ceiling Fixture | Incandescent |  | Standard A Lamp | 1 | 60 | 126512 | Bathroom | 0.002116
Table | Incandescent |  | Standard A Lamp | 1 | 40 | 126512 | Bathroom | 0.002116
Floor lamp | Incandescent |  | Standard A Lamp | 1 | 75 | 126512 | Bathroom | 0.002116
Table | Incandescent |  | Standard A Lamp | 1 | 25 | 126512 | Bathroom | 0.002116
Ceiling Fixture | Incandescent |  | Standard A Lamp | 1 | 60 | 126512 | Bathroom | 0.002116
Table | Incandescent |  | Standard A Lamp | 1 | 60 | 126512 | Bathroom | 0.002116
Table | Incandescent |  | Standard A Lamp | 1 | 40 | 126512 | Bathroom | 0.002116
Recessed Can | Incandescent |  | Standard A Lamp | 1 | 75 | 126512 | Bathroom | 0.002116
Table | Incandescent |  | Standard A Lamp | 1 | 60 | 126512 | Bathroom | 0.002116
Recessed - other | Incandescent |  | Standard A Lamp | 1 | 60 | 126512 | Bathroom | 0.002116
Table | Incandescent |  | Standard A Lamp | 1 | 40 | 126512 | Bathroom | 0.002116
Table | Incandescent |  | Standard A Lamp | 1 | 75 | 126512 | Bathroom | 0.002116
Table | Incandescent |  | Standard A Lamp | 2 | 40 | 126512 | Bathroom | 0.002116
Table | Incandescent |  | Standard A Lamp | 1 | 40 | 126512 | Bathroom | 0.002116
Chandelier (Hanging) | Incandescent |  | Standard A Lamp | 1 | 75 | 126512 | Bathroom | 0.002116
Table | Incandescent |  | Standard A Lamp | 1 | 100 | 126512 | Bathroom | 0.002116
Table | Incandescent |  | Standard A Lamp | 1 | 60 | 126512 | Bathroom | 0.002116
Wall Mount | Incandescent |  | Decorative | 1 | 40 | 126512 | Bathroom | 0.002116
Ceiling Fixture | Incandescent |  | Standard A Lamp | 1 | 60 | 126512 | Bathroom | 0.002116
Wall Mount | Incandescent |  | Globe | 4 | 60 | 126513 | Bathroom | 0.002116
Recessed - other | Incandescent |  | Heat Lamp | 1 | 250 | 126513 | Bathroom | 0.002116
Ceiling Fixture | Compact Fluorescent |  | Twist | 1 | 40 | 126513 | Bathroom | 0.002116
Ceiling Fixture | Incandescent |  | Standard A Lamp | 1 | 65 | 126513 | Bathroom | 0.002116
Ceiling Fixture | Incandescent |  | Reflector | 1 | 65 | 126513 | Bathroom | 0.002116
Ceiling Fixture | Incandescent |  | Standard A Lamp | 1 | 65 | 126513 | Bathroom | 0.002116
Ceiling Fixture | Linear Fluorescent | 4 | T-12 | 2 | 40 | 126513 | Bathroom | 0.002116
Ceiling Fixture | Halogen |  | PAR | 1 | 75 | 126513 | Bathroom | 0.002116
Floor lamp | Compact Fluorescent |  | Twist | 1 | 40 | 126513 | Bathroom | 0.002116
Chandelier (Hanging) | Incandescent |  | Standard A Lamp | 1 | 60 | 126513 | Bathroom | 0.002116
Recessed - other | Incandescent |  | Heat Lamp | 1 | 250 | 126513 | Bathroom | 0.002116
Wall Mount | Incandescent |  | Globe | 6 | 60 | 126513 | Bathroom | 0.002116
Recessed Can | Incandescent |  | Reflector | 1 | 60 | 126513 | Bathroom | 0.002116
Ceiling Fixture | Compact Fluorescent |  | Twist | 1 | 40 | 126513 | Bathroom | 0.002116
Ceiling Fixture | Incandescent |  | Standard A Lamp | 1 | 60 | 126513 | Bathroom | 0.002116
Wall Mount | Compact Fluorescent |  | Twist | 1 | 15 | 127831 | Bathroom | 0.00048239
Recessed - other | Incandescent |  | Heat Lamp | 1 | 250 | 127831 | Bathroom | 0.00048239
Table | Compact Fluorescent |  | Twist | 1 | 60 | 127831 | Bathroom | 0.00048239
Chandelier (Hanging) | Incandescent |  | Standard A Lamp | 3 | 40 | 127831 | Bathroom | 0.00048239
Chandelier (Hanging) | Incandescent |  | Clear | 5 | 40 | 127831 | Bathroom | 0.00048239
Recessed Can | Compact Fluorescent |  | Reflector | 1 | 22 | 127831 | Bathroom | 0.00048239
Ceiling Fixture | Linear Fluorescent | 4 | T-12 | 2 | 40 | 127831 | Bathroom | 0.00048239
Floor lamp | Compact Fluorescent |  | Twist | 1 | 22 | 127831 | Bathroom | 0.00048239
Floor lamp | Incandescent |  | Standard A Lamp | 3 | 60 | 127831 | Bathroom | 0.00048239
Torchiere | Incandescent |  | Standard A Lamp | 1 | 60 | 127831 | Bathroom | 0.00048239
Wall Mount | Compact Fluorescent |  | Twist | 3 | 22 | 127831 | Bathroom | 0.00048239
Recessed - other | Incandescent |  | Heat Lamp | 1 | 250 | 127831 | Bathroom | 0.00048239
Chandelier (Hanging) | Incandescent |  | Standard A Lamp | 3 | 60 | 127831 | Bathroom | 0.00048239
Wall Mount | Incandescent |  | Globe | 3 | 40 | 127832 | Bathroom | 0.00048239
Ceiling Fixture | Incandescent |  | Standard A Lamp | 2 | 60 | 127832 | Bathroom | 0.00048239
Chandelier (Hanging) | Compact Fluorescent |  | Mini base | 5 | 7 | 127832 | Bathroom | 0.00048239
Ceiling Fixture | Linear Fluorescent | 4 | T-12 | 2 | 40 | 127832 | Bathroom | 0.00048239
Floor lamp | Compact Fluorescent |  | Twist | 1 | 15 | 127832 | Bathroom | 0.00048239
Wall Mount | Incandescent |  | Globe | 3 | 40 | 127833 | Bathroom | 0.00048239
Recessed - other | Incandescent |  | Heat Lamp | 1 | 250 | 127833 | Bathroom | 0.00048239
Chandelier (Hanging) | Incandescent |  | Decorative | 1 | 25 | 127833 | Bathroom | 0.00048239
Ceiling Fixture | Incandescent |  | Standard A Lamp | 2 | 60 | 127833 | Bathroom | 0.00048239
Chandelier (Hanging) | Incandescent |  | Reflector | 1 | 75 | 127833 | Bathroom | 0.00048239
Recessed Can | Compact Fluorescent |  | A shape bulb | 1 | 15 | 127833 | Bathroom | 0.00048239
Ceiling Fixture | Linear Fluorescent | 4 | T-12 | 2 | 40 | 127833 | Bathroom | 0.00048239
Wall Mount | Compact Fluorescent |  | Twist | 1 | 22 | 127833 | Bathroom | 0.00048239
Table | Incandescent |  | Standard A Lamp | 2 | 40 | 127833 | Bathroom | 0.00048239
Floor lamp | Compact Fluorescent |  | Twist | 1 | 15 | 127833 | Bathroom | 0.00048239
Wall Mount | Incandescent |  | Globe | 4 | 40 | 129321 | Bathroom | 0.00090764
Ceiling Fixture | Incandescent |  | Heat Lamp | 1 | 120 | 129321 | Bathroom | 0.00090764
Chandelier (Hanging) | Incandescent |  | Standard A Lamp | 1 | 25 | 129321 | Bathroom | 0.00090764
Wall Mount | Incandescent |  | Standard A Lamp | 1 | 60 | 129321 | Bathroom | 0.00090764
Chandelier (Hanging) | Incandescent |  | Mini base | 6 | 40 | 129321 | Bathroom | 0.00090764
Ceiling Fixture | Incandescent |  | Decorative | 3 | 40 | 129321 | Bathroom | 0.00090764
Wall Mount | Incandescent |  | Decorative | 1 | 40 | 129321 | Bathroom | 0.00090764
Recessed Can | Incandescent |  | Reflector | 1 | 65 | 129321 | Bathroom | 0.00090764
Recessed Can | Compact Fluorescent |  | Reflector | 1 | 20 | 129321 | Bathroom | 0.00090764
Recessed Can | Incandescent |  | Reflector | 1 | 50 | 129321 | Bathroom | 0.00090764
Table | Incandescent |  | Standard A Lamp | 1 | 150 | 129321 | Bathroom | 0.00090764
Floor lamp | Incandescent |  | Standard A Lamp | 1 | 40 | 129321 | Bathroom | 0.00090764
Table | Incandescent |  | Standard A Lamp | 1 | 100 | 129321 | Bathroom | 0.00090764
Floor lamp | Compact Fluorescent |  | Pin base | 1 | 20 | 129321 | Bathroom | 0.00090764
Recessed Can | Incandescent |  | Heat Lamp | 1 | 125 | 129321 | Bathroom | 0.00090764
Wall Mount | Incandescent |  | Globe | 5 | 40 | 129321 | Bathroom | 0.00090764
Floor lamp | Incandescent |  | Standard A Lamp | 1 | 100 | 129321 | Bathroom | 0.00090764
Table | Incandescent |  | Decorative | 1 | 40 | 129321 | Bathroom | 0.00090764
Ceiling Fixture | Incandescent |  | Decorative | 1 | 40 | 129322 | Bathroom | 0.00090764
Ceiling Fixture | Linear Fluorescent | 4 | T-8 | 2 | 32 | 129322 | Bathroom | 0.00090764
Ceiling Fixture | Incandescent |  | Standard A Lamp | 1 | 60 | 129322 | Bathroom | 0.00090764
Wall Mount | Incandescent |  | Standard A Lamp | 1 | 60 | 129322 | Bathroom | 0.00090764
Chandelier (Hanging) | Incandescent |  | Mini base | 5 | 40 | 129322 | Bathroom | 0.00090764
Wall Mount | Incandescent |  | Decorative | 1 | 40 | 129322 | Bathroom | 0.00090764
Ceiling Fixture | Incandescent |  | Decorative | 1 | 25 | 129322 | Bathroom | 0.00090764
Recessed Can | Incandescent |  | Reflector | 1 | 65 | 129322 | Bathroom | 0.00090764
Table | Incandescent |  | Standard A Lamp | 1 | 150 | 129322 | Bathroom | 0.00090764
Table | Incandescent |  | Standard A Lamp | 1 | 60 | 129322 | Bathroom | 0.00090764
Table | Incandescent |  | Standard A Lamp | 1 | 150 | 129322 | Bathroom | 0.00090764
Ceiling Fixture | Incandescent |  | Standard A Lamp | 1 | 60 | 129322 | Bathroom | 0.00090764
Ceiling Fixture | Linear Fluorescent | 4 | T-8 | 2 | 32 | 129322 | Bathroom | 0.00090764
Ceiling Fixture | Incandescent |  | Standard A Lamp | 1 | 60 | 129322 | Bathroom | 0.00090764
Wall Mount | Incandescent |  | Standard A Lamp | 1 | 75 | 129323 | Closet | 0.00090764
Chandelier (Hanging) | Incandescent |  | Decorative | 4 | 40 | 129323 | Closet | 0.00090764
Wall Mount | Compact Fluorescent |  | Twist | 1 | 20 | 129323 | Closet | 0.00090764
Ceiling Fixture | Incandescent |  | Mini base | 3 | 25 | 129323 | Closet | 0.00090764
Recessed Can | Incandescent |  | Reflector | 1 | 65 | 129323 | Closet | 0.00090764
Recessed - other | Incandescent |  | Mini base | 1 | 40 | 129323 | Closet | 0.00090764
Table | Incandescent |  | Standard A Lamp | 1 | 150 | 129323 | Closet | 0.00090764
Floor lamp | Incandescent |  | Standard A Lamp | 1 | 60 | 129323 | Closet | 0.00090764
Floor lamp | Incandescent |  | Reflector | 1 | 50 | 129323 | Closet | 0.00090764
Ceiling Fixture | Incandescent |  | Decorative | 2 | 40 | 129323 | Closet | 0.00090764
Ceiling Fixture | Linear Fluorescent | 4 | T-8 | 2 | 32 | 129323 | Closet | 0.00090764
Ceiling Fixture | Compact Fluorescent |  | Twist | 1 | 14 | 129323 | Closet | 0.00090764
Ceiling Fixture | Compact Fluorescent |  | Twist | 1 | 15 | 129323 | Closet | 0.00090764
Table | Compact Fluorescent |  | Twist | 1 | 23 | 129323 | Closet | 0.00090764
Ceiling Fixture | Halogen |  | PAR | 1 | 50 | 129323 | Closet | 0.00090764
Table | Halogen |  | Quartz Tube | 1 | 20 | 129323 | Closet | 0.00090764
Ceiling Fixture | Incandescent |  | Standard A Lamp | 1 | 40 | 129323 | Closet | 0.00090764
Ceiling Fixture | Linear Fluorescent | 4 | T-8 | 2 | 32 | 129323 | Closet | 0.00090764
Recessed - other | Incandescent |  | Heat Lamp | 1 | 250 | 129861 | Bathroom | 0.0013615
Wall Mount | Linear Fluorescent | 4 | T-8 | 2 | 32 | 129861 | Bathroom | 0.0013615
Ceiling Fixture | Compact Fluorescent |  | Twist | 2 | 13 | 129861 | Bathroom | 0.0013615
Ceiling Fixture | Compact Fluorescent |  | Twist | 2 | 13 | 129861 | Bathroom | 0.0013615
Other | Incandescent |  | Globe | 1 | 40 | 129861 | Bathroom | 0.0013615
Ceiling Fixture | Linear Fluorescent | 4 | T-8 | 2 | 32 | 129861 | Bathroom | 0.0013615
Floor lamp | Incandescent |  | Standard A Lamp | 2 | 50 | 129861 | Bathroom | 0.0013615
Table | Incandescent |  | Globe | 1 | 40 | 129861 | Bathroom | 0.0013615
Ceiling Fixture | Compact Fluorescent |  | Twist | 2 | 13 | 129861 | Bathroom | 0.0013615
Recessed - other | Incandescent |  | Heat Lamp | 1 | 250 | 129862 | Bathroom | 0.0013615
Wall Mount | Linear Fluorescent | 2 | T-8 | 2 | 17 | 129862 | Bathroom | 0.0013615
Ceiling Fixture | Compact Fluorescent |  | Twist | 2 | 13 | 129862 | Bathroom | 0.0013615
Ceiling Fixture | Compact Fluorescent |  | Twist | 2 | 13 | 129862 | Bathroom | 0.0013615
Ceiling Fixture | Compact Fluorescent |  | Twist | 2 | 13 | 129862 | Bathroom | 0.0013615
Ceiling Fixture | Linear Fluorescent | 4 | T-8 | 2 | 32 | 129862 | Bathroom | 0.0013615
Other | Incandescent |  | Globe | 1 | 40 | 129862 | Bathroom | 0.0013615
Ceiling Fixture | Compact Fluorescent |  | Twist | 2 | 13 | 129862 | Bathroom | 0.0013615
Wall Mount | Compact Fluorescent |  | Twist | 4 | 15 | 129981 | Bathroom | 0.00048239
Ceiling Fixture | Compact Fluorescent |  | Twist | 1 | 13 | 129981 | Bathroom | 0.00048239
Ceiling Fixture | Incandescent |  | Heat Lamp | 1 | 250 | 129981 | Bathroom | 0.00048239
Ceiling Fixture | Incandescent |  | Standard A Lamp | 1 | 60 | 129981 | Bathroom | 0.00048239
Wall Mount | Compact Fluorescent |  | Twist | 3 | 15 | 129981 | Bathroom | 0.00048239
Table | Incandescent |  | Standard A Lamp | 1 | 100 | 129981 | Bathroom | 0.00048239
Table | Compact Fluorescent |  | Twist | 1 | 13 | 129981 | Bathroom | 0.00048239
Chandelier (Hanging) | Compact Fluorescent |  | Twist | 2 | 15 | 129981 | Bathroom | 0.00048239
Floor lamp | Halogen |  | Quartz Tube | 1 | 300 | 129981 | Bathroom | 0.00048239
Ceiling Fixture | Incandescent |  | Standard A Lamp | 2 | 60 | 129981 | Bathroom | 0.00048239
Ceiling Fixture | Linear Fluorescent | 4 | T-8 | 2 | 32 | 129981 | Bathroom | 0.00048239
Ceiling Fixture | Linear Fluorescent | 1 | T-8 | 1 | 16 | 129981 | Bathroom | 0.00048239
Ceiling Fixture | Incandescent |  | Standard A Lamp | 3 | 60 | 129981 | Bathroom | 0.00048239
Other | Incandescent |  | Standard A Lamp | 2 | 30 | 129981 | Bathroom | 0.00048239
Ceiling Fan | Incandescent |  | Standard A Lamp | 3 | 40 | 129981 | Bathroom | 0.00048239
Floor lamp | Halogen |  | Quartz Tube | 1 | 300 | 129981 | Bathroom | 0.00048239
Table | Incandescent |  | 3-Way Incandescent | 1 | 150 | 129981 | Bathroom | 0.00048239
Ceiling Fixture | Incandescent |  | Standard A Lamp | 1 | 75 | 129981 | Bathroom | 0.00048239
Floor lamp | Compact Fluorescent |  | Pin base | 1 | 27 | 129981 | Bathroom | 0.00048239
Wall Mount | Incandescent |  | Globe | 6 | 60 | 129982 | Bathroom | 0.00048239
Wall Mount | Incandescent |  | Standard A Lamp | 2 | 60 | 129982 | Bathroom | 0.00048239
Ceiling Fixture | Incandescent |  | Standard A Lamp | 1 | 60 | 129982 | Bathroom | 0.00048239
Ceiling Fixture | Compact Fluorescent |  | Twist | 1 | 13 | 129982 | Bathroom | 0.00048239
Wall Mount | Incandescent |  | Standard A Lamp | 1 | 60 | 129982 | Bathroom | 0.00048239
Floor lamp | Incandescent |  | Standard A Lamp | 2 | 100 | 129982 | Bathroom | 0.00048239
Ceiling Fixture | Incandescent |  | Standard A Lamp | 1 | 60 | 129982 | Bathroom | 0.00048239
Ceiling Fixture | Incandescent |  | Standard A Lamp | 1 | 75 | 129982 | Bathroom | 0.00048239
Ceiling Fixture | Incandescent |  | Standard A Lamp | 1 | 75 | 129982 | Bathroom | 0.00048239
Wall Mount | Incandescent |  | Standard A Lamp | 1 | 60 | 129982 | Bathroom | 0.00048239
Ceiling Fixture | Linear Fluorescent | 2 | T-12 | 4 | 20 | 129982 | Bathroom | 0.00048239
Other | Incandescent |  | Standard A Lamp | 1 | 40 | 129982 | Bathroom | 0.00048239
Chandelier (Hanging) | Incandescent |  | Standard A Lamp | 1 | 60 | 129982 | Bathroom | 0.00048239
Ceiling Fixture | Incandescent |  | Standard A Lamp | 1 | 60 | 129982 | Bathroom | 0.00048239
Floor lamp | Halogen |  | Quartz Tube | 1 | 300 | 129982 | Bathroom | 0.00048239
Wall Mount | Compact Fluorescent |  | Twist | 1 | 13 | 129982 | Bathroom | 0.00048239
Table | Incandescent |  | Standard A Lamp | 2 | 60 | 129982 | Bathroom | 0.00048239
Ceiling Fixture | Compact Fluorescent |  | Twist | 1 | 16 | 129983 | Bathroom | 0.00048239
Wall Mount | Incandescent |  | Globe | 8 | 25 | 129983 | Bathroom | 0.00048239
Table | Compact Fluorescent |  | Twist | 1 | 23 | 129983 | Bathroom | 0.00048239
Table | Incandescent |  | Standard A Lamp | 1 | 100 | 129983 | Bathroom | 0.00048239
Ceiling Fixture | Compact Fluorescent |  | Other | 1 | 20 | 129983 | Bathroom | 0.00048239
Wall Mount | Compact Fluorescent |  | Twist | 2 | 13 | 129983 | Bathroom | 0.00048239
Table | Compact Fluorescent |  | Twist | 1 | 42 | 129983 | Bathroom | 0.00048239
Table | Halogen |  | MR | 1 | 20 | 129983 | Bathroom | 0.00048239
Ceiling Fixture | Compact Fluorescent |  | Twist | 2 | 20 | 129983 | Bathroom | 0.00048239
Ceiling Fixture | Incandescent |  | Standard A Lamp | 1 | 75 | 129983 | Bathroom | 0.00048239
Ceiling Fan | Linear Fluorescent | 4 | T-8 | 2 | 32 | 129983 | Bathroom | 0.00048239
Other | Incandescent |  | Globe | 2 | 40 | 129983 | Bathroom | 0.00048239
Chandelier (Hanging) | Incandescent |  | Decorative | 7 | 25 | 129983 | Bathroom | 0.00048239
Table | Incandescent |  | Decorative | 3 | 25 | 129983 | Bathroom | 0.00048239
Table | Compact Fluorescent |  | Twist | 1 | 42 | 129983 | Bathroom | 0.00048239
Floor lamp | Incandescent |  | Standard A Lamp | 1 | 100 | 129983 | Bathroom | 0.00048239
Wall Mount | Compact Fluorescent |  | Twist | 1 | 14 | 130391 | Bedroom | 0.00090764
Ceiling Fixture | Incandescent |  | Standard A Lamp | 3 | 60 | 130391 | Bedroom | 0.00090764
Table | Incandescent |  | Standard A Lamp | 1 | 60 | 130391 | Bedroom | 0.00090764
Ceiling Fixture | Incandescent |  | Standard A Lamp | 1 | 60 | 130391 | Bedroom | 0.00090764
Chandelier (Hanging) | Incandescent |  | Mini base | 14 | 25 | 130391 | Bedroom | 0.00090764
Other | Incandescent |  | Mini base | 1 | 25 | 130391 | Bedroom | 0.00090764
Wall Mount | Incandescent |  | Standard A Lamp | 3 | 60 | 130391 | Bedroom | 0.00090764
Ceiling Fixture | Linear Fluorescent | 4 | T-12 | 1 | 40 | 130391 | Bedroom | 0.00090764
Ceiling Fixture | Incandescent |  | Decorative | 3 | 40 | 130391 | Bedroom | 0.00090764
Table | Incandescent |  | Decorative | 1 | 25 | 130391 | Bedroom | 0.00090764
Table | Incandescent |  | Mini base | 3 | 25 | 130391 | Bedroom | 0.00090764
Ceiling Fixture | Compact Fluorescent |  | Straight Tube | 1 | 38 | 130391 | Bedroom | 0.00090764
Ceiling Fixture | Incandescent |  | Standard A Lamp | 1 | 40 | 130391 | Bedroom | 0.00090764
Track | Halogen |  | MR | 5 | 20 | 130391 | Bedroom | 0.00090764
Recessed Can | Compact Fluorescent |  | Reflector | 1 | 15 | 130391 | Bedroom | 0.00090764
Other |  |  |  | 22 | 5 | 130391 | Bedroom | 0.00090764
Other | Incandescent |  | Standard A Lamp | 2 | 40 | 130391 | Bedroom | 0.00090764
Wall Mount | Linear Fluorescent | 1.5 | T-8 | 1 | 15 | 130391 | Bedroom | 0.00090764
Wall Mount | Linear Fluorescent | 4 | T-12 | 2 | 40 | 130391 | Bedroom | 0.00090764
Table | Incandescent |  | 3-Way Incandescent | 1 | 150 | 130391 | Bedroom | 0.00090764
Table | Incandescent |  | 3-Way Incandescent | 1 | 150 | 130391 | Bedroom | 0.00090764
Ceiling Fixture | Linear Fluorescent | 4 | T-12 | 1 | 40 | 130391 | Bedroom | 0.00090764
Recessed Can | Incandescent |  | Reflector | 1 | 65 | 130391 | Bedroom | 0.00090764
Ceiling Fixture | Linear Fluorescent | 4 | T-8 | 1 | 32 | 130392 | Bathroom | 0.00090764
Table | Incandescent |  | Standard A Lamp | 1 | 60 | 130392 | Bathroom | 0.00090764
Wall Mount | Incandescent |  | Standard A Lamp | 1 | 60 | 130392 | Bathroom | 0.00090764
Chandelier (Hanging) | Incandescent |  | Mini base | 4 | 40 | 130392 | Bathroom | 0.00090764
Ceiling Fixture | Incandescent |  | Mini base | 2 | 40 | 130392 | Bathroom | 0.00090764
Wall Mount | Incandescent |  | Standard A Lamp | 1 | 60 | 130392 | Bathroom | 0.00090764
Recessed Can | Incandescent |  | Reflector | 1 | 75 | 130392 | Bathroom | 0.00090764
Ceiling Fixture | Linear Fluorescent | 4 | T-8 | 1 | 32 | 130392 | Bathroom | 0.00090764
Wall Mount | Linear Fluorescent | 1.5 | T-8 | 1 | 15 | 130392 | Bathroom | 0.00090764
Ceiling Fixture | Incandescent |  | Decorative | 3 | 40 | 130392 | Bathroom | 0.00090764
Table | Incandescent |  | 3-Way Incandescent | 1 | 150 | 130392 | Bathroom | 0.00090764
Floor lamp | Incandescent |  | Standard A Lamp | 2 | 60 | 130392 | Bathroom | 0.00090764
Ceiling Fixture | Linear Fluorescent | 4 | T-8 | 1 | 32 | 130392 | Bathroom | 0.00090764
Table | Incandescent |  | 3-Way Incandescent | 1 | 150 | 130392 | Bathroom | 0.00090764
Ceiling Fixture | Incandescent |  | Standard A Lamp | 2 | 60 | 130392 | Bathroom | 0.00090764
Wall Mount | Incandescent |  | Standard A Lamp | 1 | 60 | 130392 | Bathroom | 0.00090764
Ceiling Fixture | Linear Fluorescent | 4 | T-12 | 1 | 40 | 130393 | Bathroom | 0.00090764
Ceiling Fixture | Incandescent |  | Standard A Lamp | 1 | 60 | 130393 | Bathroom | 0.00090764
Wall Mount | Incandescent |  | Standard A Lamp | 1 | 60 | 130393 | Bathroom | 0.00090764
Table | Incandescent |  | 3-Way Incandescent | 1 | 150 | 130393 | Bathroom | 0.00090764
Table | Compact Fluorescent |  | Twist | 1 | 18 | 130393 | Bathroom | 0.00090764
Chandelier (Hanging) | Incandescent |  | Decorative | 7 | 40 | 130393 | Bathroom | 0.00090764
Other | Incandescent |  | Other | 2 | 40 | 130393 | Bathroom | 0.00090764
Wall Mount | Incandescent |  | Decorative | 2 | 60 | 130393 | Bathroom | 0.00090764
Ceiling Fixture | Incandescent |  | Globe | 5 | 25 | 130393 | Bathroom | 0.00090764
Recessed Can | Incandescent |  | Reflector | 1 | 500 | 130393 | Bathroom | 0.00090764
Recessed Can | Incandescent |  | Reflector | 1 | 65 | 130393 | Bathroom | 0.00090764
Other | Halogen |  | Quartz Tube | 1 | 50 | 130393 | Bathroom | 0.00090764
Ceiling Fixture | Linear Fluorescent | 4 | T-12 | 2 | 40 | 130393 | Bathroom | 0.00090764
Table | Incandescent |  | 3-Way Incandescent | 1 | 150 | 130393 | Bathroom | 0.00090764
Other |  |  |  | 1 |  | 130393 | Bathroom | 0.00090764
Ceiling Fixture | Linear Fluorescent | 4 | T-12 | 1 | 40 | 130393 | Bathroom | 0.00090764
Recessed Can | Incandescent |  | Reflector | 1 | 65 | 130393 | Bathroom | 0.00090764
Wall Mount | Incandescent |  | Standard A Lamp | 1 | 60 | 130393 | Bathroom | 0.00090764
Table | Incandescent |  | Standard A Lamp | 1 | 60 | 130393 | Bathroom | 0.00090764
Floor lamp | Incandescent |  | Standard A Lamp | 2 | 60 | 130393 | Bathroom | 0.00090764
Floor lamp | Incandescent |  | Standard A Lamp | 1 | 50 | 130393 | Bathroom | 0.00090764
Floor lamp | Incandescent |  | Standard A Lamp | 1 | 100 | 130393 | Bathroom | 0.00090764
Ceiling Fixture | Incandescent |  | Standard A Lamp | 2 | 60 | 130393 | Bathroom | 0.00090764
Wall Mount | Incandescent |  | Standard A Lamp | 5 | 60 | 130481 | Bathroom | 0.002116
Recessed - other | Incandescent |  | Heat Lamp | 1 | 250 | 130481 | Bathroom | 0.002116
Ceiling Fixture | Incandescent |  | Standard A Lamp | 2 | 60 | 130481 | Bathroom | 0.002116
Table | Incandescent |  | Standard A Lamp | 1 | 60 | 130481 | Bathroom | 0.002116
Table | Compact Fluorescent |  | Twist | 1 | 10 | 130481 | Bathroom | 0.002116
Ceiling Fixture | Incandescent |  | Standard A Lamp | 2 | 60 | 130481 | Bathroom | 0.002116
Table | Compact Fluorescent |  | Twist | 1 | 13 | 130481 | Bathroom | 0.002116
Table | Incandescent |  | Standard A Lamp | 1 | 60 | 130481 | Bathroom | 0.002116
Ceiling Fixture | Incandescent |  | Standard A Lamp | 2 | 60 | 130481 | Bathroom | 0.002116
Ceiling Fixture | Incandescent |  | Standard A Lamp | 1 | 60 | 130481 | Bathroom | 0.002116
Other | Incandescent |  | Standard A Lamp | 2 | 40 | 130481 | Bathroom | 0.002116
Ceiling Fixture | Incandescent |  | Standard A Lamp | 2 | 60 | 130481 | Bathroom | 0.002116
Table | Incandescent |  | Standard A Lamp | 1 | 60 | 130481 | Bathroom | 0.002116
Table | Compact Fluorescent |  | Twist | 1 | 15 | 130481 | Bathroom | 0.002116
Wall Mount | Incandescent |  | Standard A Lamp | 5 | 60 | 130482 | Bathroom | 0.002116
Recessed - other | Incandescent |  | Heat Lamp | 1 | 250 | 130482 | Bathroom | 0.002116
Table | Incandescent |  | Standard A Lamp | 1 | 52 | 130482 | Bathroom | 0.002116
Ceiling Fixture | Incandescent |  | Standard A Lamp | 2 | 60 | 130482 | Bathroom | 0.002116
Ceiling Fixture | Incandescent |  | Standard A Lamp | 2 | 60 | 130482 | Bathroom | 0.002116
Ceiling Fixture | Incandescent |  | Standard A Lamp | 2 | 60 | 130482 | Bathroom | 0.002116
Ceiling Fixture | Incandescent |  | Standard A Lamp | 2 | 40 | 130482 | Bathroom | 0.002116
Other | Incandescent |  | Standard A Lamp | 2 | 40 | 130482 | Bathroom | 0.002116
Floor lamp | Incandescent |  | Standard A Lamp | 1 | 90 | 130482 | Bathroom | 0.002116
Ceiling Fixture | Compact Fluorescent |  | Twist | 2 | 13 | 130482 | Bathroom | 0.002116
Recessed - other | Incandescent |  | Heat Lamp | 1 | 250 | 130483 | Bathroom | 0.002116
Table | Incandescent |  | Decorative | 1 | 40 | 130483 | Bathroom | 0.002116
Wall Mount | Incandescent |  | Standard A Lamp | 5 | 40 | 130483 | Bathroom | 0.002116
Ceiling Fixture | Incandescent |  | Standard A Lamp | 2 | 60 | 130483 | Bathroom | 0.002116
Floor lamp | Incandescent |  | Standard A Lamp | 1 | 60 | 130483 | Bathroom | 0.002116
Table | Incandescent |  | Standard A Lamp | 1 | 40 | 130483 | Bathroom | 0.002116
Chandelier (Hanging) | Incandescent |  | Mini base | 5 | 40 | 130483 | Bathroom | 0.002116
Table | Incandescent |  | Standard A Lamp | 1 | 25 | 130483 | Bathroom | 0.002116
Ceiling Fixture | Incandescent |  | Standard A Lamp | 2 | 60 | 130483 | Bathroom | 0.002116
Table | Incandescent |  | Decorative | 1 | 40 | 130483 | Bathroom | 0.002116
Ceiling Fixture | Incandescent |  | Standard A Lamp | 2 | 60 | 130483 | Bathroom | 0.002116
Table | Incandescent |  | Standard A Lamp | 1 | 25 | 130483 | Bathroom | 0.002116
Table | Incandescent |  | Decorative | 1 | 40 | 130483 | Bathroom | 0.002116
Ceiling Fixture | Incandescent |  | Standard A Lamp | 2 | 60 | 130483 | Bathroom | 0.002116
Table | Incandescent |  | Standard A Lamp | 1 | 40 | 130483 | Bathroom | 0.002116
Table | Incandescent |  | Standard A Lamp | 1 | 60 | 130483 | Bathroom | 0.002116
Table | Incandescent |  | Standard A Lamp | 1 | 25 | 130483 | Bathroom | 0.002116
Table | Incandescent |  | Decorative | 1 | 40 | 130483 | Bathroom | 0.002116
Table | Incandescent |  | Decorative | 2 | 40 | 130483 | Bathroom | 0.002116
Wall Mount | Incandescent |  | Standard A Lamp | 3 | 75 | 130541 | Bathroom | 0.001185
Ceiling Fan | Incandescent |  | Heat Lamp | 1 | 250 | 130541 | Bathroom | 0.001185
Ceiling Fixture | Incandescent |  | Standard A Lamp | 2 | 60 | 130541 | Bathroom | 0.001185
Ceiling Fixture | Incandescent |  | Standard A Lamp | 2 | 60 | 130541 | Bathroom | 0.001185
Ceiling Fan | Compact Fluorescent |  | Twist | 4 | 13 | 130541 | Bathroom | 0.001185
Ceiling Fixture | Linear Fluorescent | 4 | T-12 | 2 | 40 | 130541 | Bathroom | 0.001185
Table | Incandescent |  | Standard A Lamp | 1 | 60 | 130541 | Bathroom | 0.001185
Floor lamp | Incandescent |  | 3-Way Incandescent | 1 | 100 | 130541 | Bathroom | 0.001185
Ceiling Fixture | Incandescent |  | Standard A Lamp | 3 | 60 | 130541 | Bathroom | 0.001185
Table | Incandescent |  | Standard A Lamp | 1 | 75 | 130541 | Bathroom | 0.001185
Wall Mount | Incandescent |  | Globe | 3 | 40 | 130542 | Bathroom | 0.001185
Ceiling Fan | Incandescent |  | Heat Lamp | 1 | 250 | 130542 | Bathroom | 0.001185
Ceiling Fixture | Incandescent |  | Standard A Lamp | 1 | 60 | 130542 | Bathroom | 0.001185
Wall Mount | Incandescent |  | Standard A Lamp | 1 | 75 | 130542 | Bathroom | 0.001185
Ceiling Fixture | Linear Fluorescent | 4 | T-12 | 2 | 40 | 130542 | Bathroom | 0.001185
Chandelier (Hanging) | Incandescent |  | Standard A Lamp | 1 | 75 | 130542 | Bathroom | 0.001185
Floor lamp | Compact Fluorescent |  | Twist | 1 | 13 | 130542 | Bathroom | 0.001185
Table | Incandescent |  | Standard A Lamp | 1 | 75 | 130542 | Bathroom | 0.001185
Ceiling Fixture | Incandescent |  | Standard A Lamp | 2 | 60 | 130542 | Bathroom | 0.001185
Table | Incandescent |  | Standard A Lamp | 1 | 75 | 130542 | Bathroom | 0.001185
Table | Incandescent |  | Decorative | 1 | 15 | 130542 | Bathroom | 0.001185
Other | Incandescent |  | Other | 1 | 75 | 130542 | Bathroom | 0.001185
Recessed - other | Incandescent |  | Heat Lamp | 1 | 250 | 130621 | Bathroom | 0.002116
Wall Mount | Compact Fluorescent |  | Globe | 4 | 15 | 130621 | Bathroom | 0.002116
Recessed Can | Incandescent |  | Heat Lamp | 1 | 250 | 130621 | Bathroom | 0.002116
Wall Mount | Compact Fluorescent |  | Globe | 4 | 15 | 130621 | Bathroom | 0.002116
Table | Incandescent |  | Standard A Lamp | 1 | 40 | 130621 | Bathroom | 0.002116
Table | Compact Fluorescent |  | Twist | 1 | 20 | 130621 | Bathroom | 0.002116
Floor lamp | Incandescent |  | Standard A Lamp | 1 | 100 | 130621 | Bathroom | 0.002116
Floor lamp | Incandescent |  | Standard A Lamp | 5 | 40 | 130621 | Bathroom | 0.002116
Floor lamp | Incandescent |  | Standard A Lamp | 5 | 40 | 130621 | Bathroom | 0.002116
Ceiling Fan | Compact Fluorescent |  | Twist | 1 | 13 | 130621 | Bathroom | 0.002116
Ceiling Fixture | Compact Fluorescent |  | Twist | 1 | 13 | 130621 | Bathroom | 0.002116
Ceiling Fixture | Linear Fluorescent | 4 | T-8 | 2 | 32 | 130621 | Bathroom | 0.002116
Recessed - other | Incandescent |  | Heat Lamp | 1 | 250 | 130622 | Bathroom | 0.002116
Wall Mount | Compact Fluorescent |  | Globe | 4 | 15 | 130622 | Bathroom | 0.002116
Recessed - other | Incandescent |  | Heat Lamp | 1 | 250 | 130622 | Bathroom | 0.002116
Wall Mount | Compact Fluorescent |  | Globe | 4 | 15 | 130622 | Bathroom | 0.002116
Table | Incandescent |  | Standard A Lamp | 1 | 40 | 130622 | Bathroom | 0.002116
Table | Incandescent |  | 3-Way Incandescent | 3 | 25 | 130622 | Bathroom | 0.002116
Table | Incandescent |  | Standard A Lamp | 1 | 60 | 130622 | Bathroom | 0.002116
Ceiling Fan | Incandescent |  | Standard A Lamp | 1 | 65 | 130622 | Bathroom | 0.002116
Ceiling Fixture | Compact Fluorescent |  | Twist | 1 | 13 | 130622 | Bathroom | 0.002116
Ceiling Fixture | Linear Fluorescent | 4 | T-8 | 2 | 32 | 130622 | Bathroom | 0.002116
Floor lamp | Incandescent |  | 3-Way Incandescent | 1 | 150 | 130622 | Bathroom | 0.002116
Recessed - other | Incandescent |  | Heat Lamp | 1 | 250 | 130623 | Bathroom | 0.002116
Wall Mount | Compact Fluorescent |  | Globe | 4 | 15 | 130623 | Bathroom | 0.002116
Recessed - other | Incandescent |  | Heat Lamp | 1 | 250 | 130623 | Bathroom | 0.002116
Wall Mount | Compact Fluorescent |  | Globe | 4 | 15 | 130623 | Bathroom | 0.002116
Table | Compact Fluorescent |  | Twist | 1 | 23 | 130623 | Bathroom | 0.002116
Floor lamp | Compact Fluorescent |  | Twist | 1 | 27 | 130623 | Bathroom | 0.002116
Table | Compact Fluorescent |  | Twist | 1 | 23 | 130623 | Bathroom | 0.002116
Floor lamp | Incandescent |  | Standard A Lamp | 1 | 25 | 130623 | Bathroom | 0.002116
Floor lamp | Compact Fluorescent |  | Twist | 1 | 23 | 130623 | Bathroom | 0.002116
Ceiling Fan | Compact Fluorescent |  | Twist | 1 | 13 | 130623 | Bathroom | 0.002116
Ceiling Fixture | Compact Fluorescent |  | Twist | 1 | 13 | 130623 | Bathroom | 0.002116
Ceiling Fixture | Linear Fluorescent | 4 | T-8 | 2 | 32 | 130623 | Bathroom | 0.002116
Table | Compact Fluorescent |  | Twist | 1 | 23 | 130623 | Bathroom | 0.002116
Table | Compact Fluorescent |  | Twist | 1 | 9 | 130623 | Bathroom | 0.002116
Wall Mount | Incandescent |  | Globe | 8 | 25 | 131261 | Bathroom | 0.00072358
Ceiling Fan | Incandescent |  | Standard A Lamp | 2 | 60 | 131261 | Bathroom | 0.00072358
Table | Incandescent |  | Standard A Lamp | 1 | 60 | 131261 | Bathroom | 0.00072358
Table | Compact Fluorescent |  | Pin base | 1 | 27 | 131261 | Bathroom | 0.00072358
Table | Incandescent |  | Decorative | 1 | 40 | 131261 | Bathroom | 0.00072358
Ceiling Fixture | Incandescent |  | Clear | 1 | 60 | 131261 | Bathroom | 0.00072358
Table | Incandescent |  | Decorative | 1 | 20 | 131261 | Bathroom | 0.00072358
Ceiling Fixture | Incandescent |  | Standard A Lamp | 3 | 60 | 131261 | Bathroom | 0.00072358
Recessed - other | Linear Fluorescent | 3 | T-12 | 1 | 32 | 131261 | Bathroom | 0.00072358
Table | Incandescent |  | Standard A Lamp | 1 | 40 | 131261 | Bathroom | 0.00072358
Floor lamp | Compact Fluorescent |  | Twist | 1 | 13 | 131261 | Bathroom | 0.00072358
Chandelier (Hanging) | Incandescent |  | Decorative | 6 | 40 | 131261 | Bathroom | 0.00072358
Floor lamp | Incandescent |  | Standard A Lamp | 1 | 5 | 131261 | Bathroom | 0.00072358
Table | Incandescent |  | Standard A Lamp | 1 | 60 | 131261 | Bathroom | 0.00072358
Table | Incandescent |  | Standard A Lamp | 1 | 150 | 131261 | Bathroom | 0.00072358
Floor lamp | Incandescent |  | Standard A Lamp | 1 | 60 | 131261 | Bathroom | 0.00072358
Wall Mount | Compact Fluorescent |  | Twist | 3 | 13 | 131262 | Bathroom | 0.00072358
Ceiling Fixture | Incandescent |  | Standard A Lamp | 1 | 65 | 131262 | Bathroom | 0.00072358
Ceiling Fixture | Linear Fluorescent | 4 | T-8 | 1 | 32 | 131262 | Bathroom | 0.00072358
Ceiling Fixture | Incandescent |  | Standard A Lamp | 2 | 40 | 131262 | Bathroom | 0.00072358
Track | Halogen |  | PAR | 5 | 50 | 131262 | Bathroom | 0.00072358
Other | Incandescent |  | Standard A Lamp | 2 | 30 | 131262 | Bathroom | 0.00072358
Table | Incandescent |  | Globe | 1 | 25 | 131262 | Bathroom | 0.00072358
Floor lamp | Incandescent |  | Standard A Lamp | 1 | 40 | 131262 | Bathroom | 0.00072358
Floor lamp | Compact Fluorescent |  | Twist | 1 | 23 | 131262 | Bathroom | 0.00072358
Chandelier (Hanging) | Incandescent |  | Standard A Lamp | 3 | 100 | 131262 | Bathroom | 0.00072358
Table | Incandescent |  | Decorative | 1 | 40 | 131262 | Bathroom | 0.00072358
Table | Compact Fluorescent |  | Twist | 1 | 13 | 131262 | Bathroom | 0.00072358
Table | Incandescent |  | Standard A Lamp | 1 | 40 | 131262 | Bathroom | 0.00072358
Wall Mount | Compact Fluorescent |  | Globe | 4 | 15 | 132021 | Bathroom | 0.002116
Recessed - other | Incandescent |  | Heat Lamp | 1 | 150 | 132021 | Bathroom | 0.002116
Ceiling Fan | Incandescent |  | Clear | 3 | 60 | 132021 | Bathroom | 0.002116
Ceiling Fan | Compact Fluorescent |  | Twist | 1 | 15 | 132021 | Bathroom | 0.002116
Chandelier (Hanging) | Incandescent |  | Standard A Lamp | 3 | 60 | 132021 | Bathroom | 0.002116
Ceiling Fixture | Compact Fluorescent |  | Twist | 1 | 15 | 132021 | Bathroom | 0.002116
Ceiling Fixture | Compact Fluorescent |  | Twist | 1 | 15 | 132021 | Bathroom | 0.002116
Ceiling Fixture | Linear Fluorescent |  | T-12 | 2 | 40 | 132021 | Bathroom | 0.002116
Table | Incandescent |  | Standard A Lamp | 1 | 60 | 132021 | Bathroom | 0.002116
Wall Mount | Compact Fluorescent |  | Globe | 4 | 15 | 132021 | Bathroom | 0.002116
Ceiling Fixture | Compact Fluorescent |  | Twist | 1 | 15 | 132021 | Bathroom | 0.002116
Wall Mount | Compact Fluorescent |  | Globe | 4 | 15 | 132022 | Bathroom | 0.002116
Ceiling Fixture | Compact Fluorescent |  | Twist | 2 | 15 | 132022 | Bathroom | 0.002116
Ceiling Fixture | Compact Fluorescent |  | Twist | 2 | 15 | 132022 | Bathroom | 0.002116
Chandelier (Hanging) | Incandescent |  | Standard A Lamp | 1 | 60 | 132022 | Bathroom | 0.002116
Ceiling Fixture | Compact Fluorescent |  | Twist | 2 | 15 | 132022 | Bathroom | 0.002116
Ceiling Fixture | Compact Fluorescent |  | Twist | 1 | 15 | 132022 | Bathroom | 0.002116
Ceiling Fixture | Linear Fluorescent | 4 | T-12 | 1 | 40 | 132022 | Bathroom | 0.002116
Table | Compact Fluorescent |  | Twist | 1 | 15 | 132022 | Bathroom | 0.002116
Wall Mount | Compact Fluorescent |  | Globe | 4 | 15 | 132022 | Bathroom | 0.002116
Ceiling Fixture | Compact Fluorescent |  | Twist | 1 | 15 | 132022 | Bathroom | 0.002116
Wall Mount | Incandescent |  | Globe | 4 | 60 | 132023 | Bathroom | 0.002116
Recessed - other | Incandescent |  | Heat Lamp | 1 | 250 | 132023 | Bathroom | 0.002116
Ceiling Fixture | Incandescent |  | Standard A Lamp | 2 | 100 | 132023 | Bathroom | 0.002116
Ceiling Fixture | Incandescent |  | Standard A Lamp | 2 | 100 | 132023 | Bathroom | 0.002116
Floor lamp | Incandescent |  | Standard A Lamp | 1 | 100 | 132023 | Bathroom | 0.002116
Ceiling Fixture | Compact Fluorescent |  | Twist | 1 | 15 | 132023 | Bathroom | 0.002116
Ceiling Fixture | Linear Fluorescent |  | T-12 | 2 | 40 | 132023 | Bathroom | 0.002116
Ceiling Fixture | Compact Fluorescent |  | Twist | 2 | 15 | 132023 | Bathroom | 0.002116
Table | Incandescent |  | Standard A Lamp | 1 | 75 | 132023 | Bathroom | 0.002116
Wall Mount | Incandescent |  | Standard A Lamp | 2 | 60 | 132181 | Bathroom | 0.00090764
Recessed - other | Incandescent |  | Heat Lamp | 2 | 125 | 132181 | Bathroom | 0.00090764
Ceiling Fixture | Incandescent |  | Standard A Lamp | 2 | 60 | 132181 | Bathroom | 0.00090764
Table | Compact Fluorescent |  | Twist | 1 | 19 | 132181 | Bathroom | 0.00090764
Ceiling Fixture | Incandescent |  | Standard A Lamp | 2 | 60 | 132181 | Bathroom | 0.00090764
Table | Halogen |  | Other | 1 | 5 | 132181 | Bathroom | 0.00090764
Ceiling Fixture | Incandescent |  | Standard A Lamp | 1 | 60 | 132181 | Bathroom | 0.00090764
Ceiling Fixture | Incandescent |  | Standard A Lamp | 3 | 75 | 132181 | Bathroom | 0.00090764
Other | Incandescent |  | Standard A Lamp | 1 | 40 | 132181 | Bathroom | 0.00090764
Other | Incandescent |  | Standard A Lamp | 1 | 40 | 132181 | Bathroom | 0.00090764
Ceiling Fixture | Incandescent |  | Standard A Lamp | 3 | 60 | 132181 | Bathroom | 0.00090764
Table | Compact Fluorescent |  | Twist | 1 | 23 | 132181 | Bathroom | 0.00090764
Floor lamp | Incandescent |  | Standard A Lamp | 1 | 75 | 132181 | Bathroom | 0.00090764
Wall Mount | Incandescent |  | Standard A Lamp | 2 | 40 | 132182 | Bathroom | 0.00090764
Recessed - other | Incandescent |  | Heat Lamp | 2 | 125 | 132182 | Bathroom | 0.00090764
Ceiling Fixture | Incandescent |  | Standard A Lamp | 2 | 60 | 132182 | Bathroom | 0.00090764
Table | Incandescent |  | Standard A Lamp | 1 | 40 | 132182 | Bathroom | 0.00090764
Ceiling Fixture | Incandescent |  | Standard A Lamp | 2 | 60 | 132182 | Bathroom | 0.00090764
Ceiling Fixture | Compact Fluorescent |  | Twist | 1 | 13 | 132182 | Bathroom | 0.00090764
Ceiling Fixture | Compact Fluorescent |  | A shape bulb | 3 | 14 | 132182 | Bathroom | 0.00090764
Other | Incandescent |  | Standard A Lamp | 1 | 40 | 132182 | Bathroom | 0.00090764
Other | Incandescent |  | Standard A Lamp | 1 | 40 | 132182 | Bathroom | 0.00090764
Floor lamp | Compact Fluorescent |  | Straight Tube | 5 | 14 | 132182 | Bathroom | 0.00090764
Wall Mount | Incandescent |  | Standard A Lamp | 2 | 60 | 132183 | Bathroom | 0.00090764
Recessed - other | Incandescent |  | Heat Lamp | 2 | 125 | 132183 | Bathroom | 0.00090764
Ceiling Fixture | Incandescent |  | Standard A Lamp | 2 | 60 | 132183 | Bathroom | 0.00090764
Ceiling Fixture | Incandescent |  | Standard A Lamp | 1 | 60 | 132183 | Bathroom | 0.00090764
Ceiling Fixture | Incandescent |  | Standard A Lamp | 1 | 60 | 132183 | Bathroom | 0.00090764
Other | Incandescent |  | Standard A Lamp | 1 | 60 | 132183 | Bathroom | 0.00090764
Other | Incandescent |  | Standard A Lamp | 1 | 60 | 132183 | Bathroom | 0.00090764
Floor lamp | Compact Fluorescent |  | A shape bulb | 1 | 15 | 132183 | Bathroom | 0.00090764
Ceiling Fan | Incandescent |  | Mini base | 1 | 60 | 132681 | Dining Room | 0.00090764
Wall Mount | Compact Fluorescent |  | Globe | 4 | 9 | 132681 | Dining Room | 0.00090764
Ceiling Fixture | Compact Fluorescent |  | Twist | 1 | 14 | 132681 | Dining Room | 0.00090764
Ceiling Fixture | Compact Fluorescent |  | Twist | 1 | 14 | 132681 | Dining Room | 0.00090764
Ceiling Fixture | Linear Fluorescent | 4 | T-8 | 2 | 32 | 132681 | Dining Room | 0.00090764
Ceiling Fixture | Incandescent |  | Standard A Lamp | 1 | 40 | 132681 | Dining Room | 0.00090764
Floor lamp | Incandescent |  | Standard A Lamp | 1 | 60 | 132681 | Dining Room | 0.00090764
Ceiling Fixture | Compact Fluorescent |  | Twist | 1 | 14 | 132681 | Dining Room | 0.00090764
Wall Mount | Compact Fluorescent |  | Globe | 4 | 9 | 132682 | Bathroom | 0.00090764
Ceiling Fixture | Incandescent |  | Reflector | 1 | 250 | 132682 | Bathroom | 0.00090764
Ceiling Fixture | Compact Fluorescent |  | Twist | 1 | 14 | 132682 | Bathroom | 0.00090764
Table | Compact Fluorescent |  | Twist | 1 | 13 | 132682 | Bathroom | 0.00090764
Ceiling Fan | Compact Fluorescent |  | Twist | 1 | 14 | 132682 | Bathroom | 0.00090764
Ceiling Fixture | Compact Fluorescent |  | Twist | 1 | 14 | 132682 | Bathroom | 0.00090764
Ceiling Fixture | Linear Fluorescent | 4 | T-8 | 2 | 32 | 132682 | Bathroom | 0.00090764
Other | Incandescent |  | Standard A Lamp | 1 | 75 | 132682 | Bathroom | 0.00090764
Ceiling Fixture | Compact Fluorescent |  | Twist | 1 | 14 | 132682 | Bathroom | 0.00090764
Floor lamp | Incandescent |  | Standard A Lamp | 1 | 40 | 132682 | Bathroom | 0.00090764
Ceiling Fixture | Compact Fluorescent |  | Pin base | 1 | 14 | 132682 | Bathroom | 0.00090764
Wall Mount | Compact Fluorescent |  | Globe | 4 | 9 | 132683 | Bathroom | 0.00090764
Ceiling Fixture | Incandescent |  | Reflector | 1 | 250 | 132683 | Bathroom | 0.00090764
Ceiling Fixture | Compact Fluorescent |  | Twist | 1 | 13 | 132683 | Bathroom | 0.00090764
Table | Incandescent |  | Standard A Lamp | 1 | 60 | 132683 | Bathroom | 0.00090764
Table | Incandescent |  | 3-Way Incandescent | 1 | 150 | 132683 | Bathroom | 0.00090764
Ceiling Fan | Incandescent |  | Standard A Lamp | 1 | 60 | 132683 | Bathroom | 0.00090764
Ceiling Fixture | Incandescent |  | Standard A Lamp | 1 | 60 | 132683 | Bathroom | 0.00090764
Ceiling Fixture | Linear Fluorescent | 4 | T-8 | 2 | 32 | 132683 | Bathroom | 0.00090764
Other | Incandescent |  | Standard A Lamp | 1 | 40 | 132683 | Bathroom | 0.00090764
Ceiling Fixture | Incandescent |  | Standard A Lamp | 1 | 75 | 132683 | Bathroom | 0.00090764
Ceiling Fixture | Compact Fluorescent |  | Twist | 1 | 14 | 132683 | Bathroom | 0.00090764
Floor lamp | Incandescent |  | 3-Way Incandescent | 1 | 150 | 132683 | Bathroom | 0.00090764
Ceiling Fixture | Compact Fluorescent |  | Circline (Screw Base) | 2 | 32 | 133211 | Bedroom | 0.003174
Ceiling Fixture | Compact Fluorescent |  | Twist | 1 | 14 | 133211 | Bedroom | 0.003174
Wall Mount | Compact Fluorescent |  | Twist | 3 | 14 | 133211 | Bedroom | 0.003174
Recessed - other | Incandescent |  | Heat Lamp | 2 | 250 | 133211 | Bedroom | 0.003174
Ceiling Fixture | Compact Fluorescent |  | Circline (Screw Base) | 1 | 22 | 133211 | Bedroom | 0.003174
Ceiling Fixture | Compact Fluorescent |  | Circline (Screw Base) | 2 | 32 | 133211 | Bedroom | 0.003174
Ceiling Fixture | Compact Fluorescent |  | Twist | 1 | 14 | 133211 | Bedroom | 0.003174
Other | Incandescent |  | Standard A Lamp | 1 | 40 | 133211 | Bedroom | 0.003174
Recessed - other | Incandescent |  | Heat Lamp | 2 | 250 | 133211 | Bedroom | 0.003174
Ceiling Fan | Incandescent |  | Standard A Lamp | 3 | 60 | 133211 | Bedroom | 0.003174
Floor lamp | Compact Fluorescent |  | Twist | 1 | 14 | 133211 | Bedroom | 0.003174
Table | Compact Fluorescent |  | Twist | 1 | 14 | 133211 | Bedroom | 0.003174
Wall Mount | Compact Fluorescent |  | Twist | 5 | 14 | 133211 | Bedroom | 0.003174
Recessed - other | Incandescent |  | Heat Lamp | 2 | 250 | 133211 | Bedroom | 0.003174
Ceiling Fixture | Compact Fluorescent |  | Circline (Screw Base) | 2 | 32 | 133211 | Bedroom | 0.003174
Table | Compact Fluorescent |  | Twist | 1 | 14 | 133211 | Bedroom | 0.003174
Wall Mount | Compact Fluorescent |  | Twist | 3 | 14 | 133212 | Bathroom | 0.003174
Wall Mount | Compact Fluorescent |  | Twist | 5 | 14 | 133212 | Bathroom | 0.003174
Recessed - other | Incandescent |  | Heat Lamp | 2 | 250 | 133212 | Bathroom | 0.003174
Ceiling Fixture | Compact Fluorescent |  | Circline (Screw Base) | 2 | 32 | 133212 | Bathroom | 0.003174
Ceiling Fixture | Compact Fluorescent |  | Twist | 1 | 14 | 133212 | Bathroom | 0.003174
Ceiling Fixture | Compact Fluorescent |  | Circline (Screw Base) | 1 | 22 | 133212 | Bathroom | 0.003174
Ceiling Fixture | Compact Fluorescent |  | Twist | 1 | 14 | 133212 | Bathroom | 0.003174
Ceiling Fixture | Compact Fluorescent |  | Circline (Screw Base) | 2 | 32 | 133212 | Bathroom | 0.003174
Other | Incandescent |  | Standard A Lamp | 1 | 40 | 133212 | Bathroom | 0.003174
Recessed - other | Incandescent |  | Heat Lamp | 2 | 250 | 133212 | Bathroom | 0.003174
Ceiling Fixture | Compact Fluorescent |  | Twist | 3 | 14 | 133212 | Bathroom | 0.003174
Ceiling Fixture | Compact Fluorescent |  | Circline (Screw Base) | 2 | 32 | 133212 | Bathroom | 0.003174
Wall Mount | Compact Fluorescent |  | Twist | 1 | 14 | 133212 | Bathroom | 0.003174
Wall Mount | Compact Fluorescent |  | Twist | 3 | 15 | 133601 | Bathroom | 0.003174
Ceiling Fixture | Compact Fluorescent |  | Twist | 1 | 15 | 133601 | Bathroom | 0.003174
Recessed - other | Linear Fluorescent | 4 | T-12 | 2 | 40 | 133601 | Bathroom | 0.003174
Table | Compact Fluorescent |  | Twist | 1 | 15 | 133601 | Bathroom | 0.003174
Wall Mount | Incandescent |  | Standard A Lamp | 4 | 40 | 133602 | Bathroom | 0.003174
Ceiling Fixture | Incandescent |  | Standard A Lamp | 2 | 60 | 133602 | Bathroom | 0.003174
Recessed - other | Linear Fluorescent | 4 | T-12 | 2 | 40 | 133602 | Bathroom | 0.003174
Wall Mount | Incandescent |  | Standard A Lamp | 2 | 60 | 133602 | Bathroom | 0.003174
Wall Mount | Compact Fluorescent |  | Globe | 3 | 11 | 133841 | Bathroom | 0.00090764
Recessed - other | Incandescent |  | Heat Lamp | 2 | 250 | 133841 | Bathroom | 0.00090764
Wall Mount | Incandescent |  | Clear | 3 | 60 | 133841 | Bathroom | 0.00090764
Ceiling Fixture | Compact Fluorescent |  | Twist | 2 | 23 | 133841 | Bathroom | 0.00090764
Table | Compact Fluorescent |  | Twist | 1 | 15 | 133841 | Bathroom | 0.00090764
Ceiling Fixture | Compact Fluorescent |  | Twist | 1 | 23 | 133841 | Bathroom | 0.00090764
Other | Incandescent |  | Decorative | 1 | 5 | 133841 | Bathroom | 0.00090764
Ceiling Fixture | Compact Fluorescent |  | Twist | 2 | 23 | 133841 | Bathroom | 0.00090764
Other | Halogen |  | PAR | 2 | 50 | 133841 | Bathroom | 0.00090764
Ceiling Fixture | Linear Fluorescent | 4 | T-12 | 4 | 40 | 133841 | Bathroom | 0.00090764
Chandelier (Hanging) | Incandescent |  | Clear | 3 | 75 | 133841 | Bathroom | 0.00090764
Other | Linear Fluorescent | 1 | T-4 | 1 | 16 | 133841 | Bathroom | 0.00090764
Floor lamp | Halogen |  | Quartz Tube | 1 | 50 | 133841 | Bathroom | 0.00090764
Torchiere | Incandescent |  | Standard A Lamp | 1 | 60 | 133841 | Bathroom | 0.00090764
Floor lamp | Compact Fluorescent |  | Twist | 1 | 15 | 133841 | Bathroom | 0.00090764
Table | Compact Fluorescent |  | Twist | 1 | 15 | 133841 | Bathroom | 0.00090764
Table | Incandescent |  | Standard A Lamp | 1 | 150 | 133841 | Bathroom | 0.00090764
Ceiling Fixture | Compact Fluorescent |  | Twist | 3 | 13 | 133842 | Bathroom | 0.00090764
Recessed - other | Incandescent |  | Heat Lamp | 1 | 125 | 133842 | Bathroom | 0.00090764
Wall Mount | Compact Fluorescent |  | Globe | 2 | 9 | 133842 | Bathroom | 0.00090764
Ceiling Fixture | Incandescent |  | Heat Lamp | 1 | 250 | 133842 | Bathroom | 0.00090764
Ceiling Fixture | Incandescent |  | Reflector | 1 | 150 | 133842 | Bathroom | 0.00090764
Wall Mount | Compact Fluorescent |  | Globe | 2 | 9 | 133842 | Bathroom | 0.00090764
Ceiling Fixture | Incandescent |  | Heat Lamp | 1 | 250 | 133842 | Bathroom | 0.00090764
Ceiling Fixture | Incandescent |  | Reflector | 1 | 150 | 133842 | Bathroom | 0.00090764
Ceiling Fixture | Incandescent |  | Standard A Lamp | 1 | 60 | 133842 | Bathroom | 0.00090764
Table | Incandescent |  | Standard A Lamp | 1 | 40 | 133842 | Bathroom | 0.00090764
Ceiling Fixture | Incandescent |  | Standard A Lamp | 1 | 60 | 133842 | Bathroom | 0.00090764
Ceiling Fixture | Incandescent |  | Standard A Lamp | 1 | 40 | 133842 | Bathroom | 0.00090764
Table | Incandescent |  | Decorative | 1 | 40 | 133842 | Bathroom | 0.00090764
Ceiling Fixture | Incandescent |  | Standard A Lamp | 1 | 52 | 133842 | Bathroom | 0.00090764
Chandelier (Hanging) | Incandescent |  | Standard A Lamp | 6 | 60 | 133842 | Bathroom | 0.00090764
Ceiling Fixture | Linear Fluorescent | 4 | T-12 | 4 | 40 | 133842 | Bathroom | 0.00090764
Ceiling Fixture | Incandescent |  | Standard A Lamp | 1 | 52 | 133842 | Bathroom | 0.00090764
Other | Incandescent |  | Reflector | 2 | 75 | 133842 | Bathroom | 0.00090764
Table | Incandescent |  | Standard A Lamp | 1 | 60 | 133842 | Bathroom | 0.00090764
Wall Mount | Compact Fluorescent |  | Globe | 7 | 25 | 133843 | Bathroom | 0.00090764
Ceiling Fixture | Incandescent |  | Heat Lamp | 2 | 250 | 133843 | Bathroom | 0.00090764
Wall Mount | Compact Fluorescent |  | Globe | 2 | 9 | 133843 | Bathroom | 0.00090764
Ceiling Fixture | Incandescent |  | Heat Lamp | 2 | 250 | 133843 | Bathroom | 0.00090764
Wall Mount | Incandescent |  | Globe | 3 | 60 | 133843 | Bathroom | 0.00090764
Recessed - other | Incandescent |  | Heat Lamp | 1 | 125 | 133843 | Bathroom | 0.00090764
Ceiling Fixture | Halogen |  | PAR | 1 | 60 | 133843 | Bathroom | 0.00090764
Table | Incandescent |  | Decorative | 3 | 25 | 133843 | Bathroom | 0.00090764
Table | Incandescent |  | Standard A Lamp | 1 | 60 | 133843 | Bathroom | 0.00090764
Table | Incandescent |  | Decorative | 1 | 40 | 133843 | Bathroom | 0.00090764
Ceiling Fixture | Incandescent |  | Standard A Lamp | 1 | 60 | 133843 | Bathroom | 0.00090764
Ceiling Fixture | Incandescent |  | Standard A Lamp | 1 | 40 | 133843 | Bathroom | 0.00090764
Ceiling Fixture | Compact Fluorescent |  | Twist | 1 | 13 | 133843 | Bathroom | 0.00090764
Ceiling Fixture | Halogen |  | PAR | 1 | 60 | 133843 | Bathroom | 0.00090764
Ceiling Fixture | Incandescent |  | Standard A Lamp | 1 | 40 | 133843 | Bathroom | 0.00090764
Track | Halogen |  | PAR | 3 | 50 | 133843 | Bathroom | 0.00090764
Other | Halogen |  | PAR | 2 | 50 | 133843 | Bathroom | 0.00090764
Torchiere | Halogen |  | Quartz Tube | 1 | 150 | 133843 | Bathroom | 0.00090764
Track | Incandescent |  | Other | 3 | 40 | 133843 | Bathroom | 0.00090764
Wall Mount | Incandescent |  | Globe | 6 | 25 | 135201 | Bathroom | 0.00090764
Ceiling Fan | Incandescent |  | Globe | 1 | 60 | 135201 | Bathroom | 0.00090764
Table | Incandescent |  | Standard A Lamp | 1 | 60 | 135201 | Bathroom | 0.00090764
Ceiling Fan | Incandescent |  | Globe | 1 | 40 | 135201 | Bathroom | 0.00090764
Ceiling Fixture | Compact Fluorescent |  | Twist | 1 | 20 | 135201 | Bathroom | 0.00090764
Ceiling Fixture | Incandescent |  | Standard A Lamp | 1 | 60 | 135201 | Bathroom | 0.00090764
Ceiling Fixture | Incandescent |  | Standard A Lamp | 2 | 60 | 135201 | Bathroom | 0.00090764
Other | Incandescent |  | Standard A Lamp | 1 | 40 | 135201 | Bathroom | 0.00090764
Chandelier (Hanging) | Incandescent |  | Decorative | 6 | 40 | 135201 | Bathroom | 0.00090764
Table | Incandescent |  | Decorative | 1 | 60 | 135201 | Bathroom | 0.00090764
Table | Halogen |  | Quartz Tube | 1 | 20 | 135201 | Bathroom | 0.00090764
Ceiling Fan | Incandescent |  | Standard A Lamp | 1 | 40 | 135201 | Bathroom | 0.00090764
Table | Incandescent |  | Standard A Lamp | 1 | 60 | 135201 | Bathroom | 0.00090764
Wall Mount | Incandescent |  | Globe | 6 | 50 | 135202 | Bathroom | 0.00090764
Ceiling Fixture | Incandescent |  | Standard A Lamp | 1 | 60 | 135202 | Bathroom | 0.00090764
Ceiling Fan | Incandescent |  | Decorative | 4 | 40 | 135202 | Bathroom | 0.00090764
Ceiling Fixture | Incandescent |  | Standard A Lamp | 1 | 60 | 135202 | Bathroom | 0.00090764
Ceiling Fixture | Compact Fluorescent |  | Twist | 1 | 15 | 135202 | Bathroom | 0.00090764
Other | Incandescent |  | Standard A Lamp | 1 | 40 | 135202 | Bathroom | 0.00090764
Other | Linear Fluorescent | 1.5 | T-12 | 1 | 70 | 135202 | Bathroom | 0.00090764
Table | Compact Fluorescent |  | Twist | 1 | 15 | 135202 | Bathroom | 0.00090764
Floor lamp | Compact Fluorescent |  | Twist | 1 | 15 | 135202 | Bathroom | 0.00090764
Floor lamp | Incandescent |  | Standard A Lamp | 1 | 40 | 135202 | Bathroom | 0.00090764
Ceiling Fan | Incandescent |  | Standard A Lamp | 1 | 60 | 135202 | Bathroom | 0.00090764
Table | Compact Fluorescent |  | Twist | 1 | 23 | 135202 | Bathroom | 0.00090764
Table | Incandescent |  | Colored | 1 | 25 | 135202 | Bathroom | 0.00090764
Wall Mount | Incandescent |  | Globe | 6 | 40 | 135203 | Bathroom | 0.00090764
Ceiling Fixture | Incandescent |  | Standard A Lamp | 1 | 60 | 135203 | Bathroom | 0.00090764
Ceiling Fan | Incandescent |  | Decorative | 4 | 40 | 135203 | Bathroom | 0.00090764
Ceiling Fixture | Incandescent |  | Standard A Lamp | 1 | 52 | 135203 | Bathroom | 0.00090764
Ceiling Fixture | Incandescent |  | Standard A Lamp | 1 | 60 | 135203 | Bathroom | 0.00090764
Other | Incandescent |  | Standard A Lamp | 1 | 52 | 135203 | Bathroom | 0.00090764
Floor lamp | Halogen |  | Quartz Tube | 1 | 500 | 135203 | Bathroom | 0.00090764
Table | Incandescent |  | Standard A Lamp | 1 | 60 | 135203 | Bathroom | 0.00090764
Ceiling Fan | Incandescent |  | Standard A Lamp | 1 | 60 | 135203 | Bathroom | 0.00090764
Table | Incandescent |  | Standard A Lamp | 1 | 60 | 135203 | Bathroom | 0.00090764
Wall Mount | Incandescent |  | Standard A Lamp | 4 | 75 | 136281 | Bathroom | 0.00090764
Recessed - other | Incandescent |  | Heat Lamp | 2 | 125 | 136281 | Bathroom | 0.00090764
Ceiling Fan | Incandescent |  | Standard A Lamp | 1 | 60 | 136281 | Bathroom | 0.00090764
Table | Compact Fluorescent |  | Twist | 1 | 13 | 136281 | Bathroom | 0.00090764
Ceiling Fixture | Incandescent |  | Standard A Lamp | 2 | 60 | 136281 | Bathroom | 0.00090764
Table | Compact Fluorescent |  | Twist | 1 | 14 | 136281 | Bathroom | 0.00090764
Ceiling Fixture | Compact Fluorescent |  | Twist | 1 | 13 | 136281 | Bathroom | 0.00090764
Ceiling Fixture | Incandescent |  | Standard A Lamp | 1 | 40 | 136281 | Bathroom | 0.00090764
Ceiling Fixture | Incandescent |  | Standard A Lamp | 2 | 60 | 136281 | Bathroom | 0.00090764
Ceiling Fixture | Compact Fluorescent |  | Twist | 1 | 14 | 136281 | Bathroom | 0.00090764
Other | Incandescent |  | Standard A Lamp | 1 | 40 | 136281 | Bathroom | 0.00090764
Ceiling Fan | Compact Fluorescent |  | Twist | 1 | 14 | 136281 | Bathroom | 0.00090764
Table | Compact Fluorescent |  | Twist | 1 | 14 | 136281 | Bathroom | 0.00090764
Floor lamp | Halogen |  | Quartz Tube | 1 | 300 | 136281 | Bathroom | 0.00090764
Wall Mount | Incandescent |  | Standard A Lamp | 2 | 60 | 136282 | Bathroom | 0.00090764
Recessed - other | Incandescent |  | Heat Lamp | 2 | 125 | 136282 | Bathroom | 0.00090764
Table | Incandescent |  | Standard A Lamp | 1 | 60 | 136282 | Bathroom | 0.00090764
Ceiling Fixture | Incandescent |  | Standard A Lamp | 1 | 60 | 136282 | Bathroom | 0.00090764
Table | Incandescent |  | Standard A Lamp | 1 | 60 | 136282 | Bathroom | 0.00090764
Ceiling Fixture | Incandescent |  | Standard A Lamp | 1 | 60 | 136282 | Bathroom | 0.00090764
Ceiling Fixture | Incandescent |  | Standard A Lamp | 1 | 60 | 136282 | Bathroom | 0.00090764
Ceiling Fixture | Compact Fluorescent |  | Twist | 1 | 13 | 136282 | Bathroom | 0.00090764
Ceiling Fixture | Incandescent |  | Standard A Lamp | 2 | 60 | 136282 | Bathroom | 0.00090764
Other | Incandescent |  | Standard A Lamp | 1 | 40 | 136282 | Bathroom | 0.00090764
Table | Incandescent |  | Standard A Lamp | 1 | 150 | 136282 | Bathroom | 0.00090764
Chandelier (Hanging) | Incandescent |  | Decorative | 5 | 60 | 136282 | Bathroom | 0.00090764
Wall Mount | Incandescent |  | Standard A Lamp | 2 | 60 | 136283 | Bathroom | 0.00090764
Ceiling Fixture | Incandescent |  | Standard A Lamp | 2 | 60 | 136283 | Bathroom | 0.00090764
Table | Incandescent |  | Standard A Lamp | 1 | 60 | 136283 | Bathroom | 0.00090764
Ceiling Fixture | Incandescent |  | Decorative | 4 | 40 | 136283 | Bathroom | 0.00090764
Ceiling Fixture | Incandescent |  | Standard A Lamp | 1 | 60 | 136283 | Bathroom | 0.00090764
Ceiling Fixture | Linear Fluorescent | 2 | T-12 | 1 | 20 | 136283 | Bathroom | 0.00090764
Other | Incandescent |  | Standard A Lamp | 1 | 40 | 136283 | Bathroom | 0.00090764
Table | Compact Fluorescent |  | Twist | 1 | 13 | 136283 | Bathroom | 0.00090764
Table | Incandescent |  | Decorative | 1 | 40 | 136283 | Bathroom | 0.00090764
Floor lamp | Incandescent |  | Standard A Lamp | 1 | 60 | 136283 | Bathroom | 0.00090764
Track | Incandescent |  | Standard A Lamp | 3 | 75 | 136283 | Bathroom | 0.00090764
Wall Mount | Incandescent |  | Globe | 3 | 40 | 136941 | Bathroom | 0.002116
Ceiling Fan | Incandescent |  | Standard A Lamp | 1 | 100 | 136941 | Bathroom | 0.002116
Ceiling Fixture | Incandescent |  | Standard A Lamp | 1 | 60 | 136941 | Bathroom | 0.002116
Ceiling Fan | Incandescent |  | Standard A Lamp | 1 | 100 | 136941 | Bathroom | 0.002116
Floor lamp | Incandescent |  | Standard A Lamp | 1 | 100 | 136941 | Bathroom | 0.002116
Table | Incandescent |  | Standard A Lamp | 1 | 100 | 136941 | Bathroom | 0.002116
Wall Mount | Incandescent |  | Globe | 4 | 40 | 136941 | Bathroom | 0.002116
Table | Incandescent |  | Standard A Lamp | 1 | 60 | 136941 | Bathroom | 0.002116
Ceiling Fixture | Incandescent |  | Globe | 3 | 40 | 136942 | Bathroom | 0.002116
Floor lamp | Compact Fluorescent |  | Twist | 3 | 60 | 136942 | Bathroom | 0.002116
Chandelier (Hanging) | Compact Fluorescent |  | Twist | 3 | 15 | 136942 | Bathroom | 0.002116
Ceiling Fixture | Compact Fluorescent |  | Twist | 2 | 15 | 136942 | Bathroom | 0.002116
Floor lamp | Compact Fluorescent |  | Twist | 3 | 15 | 136942 | Bathroom | 0.002116
Ceiling Fixture | Compact Fluorescent |  | Twist | 2 | 15 | 136942 | Bathroom | 0.002116
Wall Mount | Incandescent |  | Globe | 3 | 40 | 136943 | Bathroom | 0.002116
Table | Incandescent |  | Standard A Lamp | 1 | 60 | 136943 | Bathroom | 0.002116
Ceiling Fan | Incandescent |  | Clear | 3 | 40 | 136943 | Bathroom | 0.002116
Ceiling Fixture | Compact Fluorescent |  | Twist | 2 | 15 | 136943 | Bathroom | 0.002116
Ceiling Fixture | Compact Fluorescent |  | Twist | 2 | 15 | 136943 | Bathroom | 0.002116
Table | Incandescent |  | Standard A Lamp | 1 | 60 | 136943 | Bathroom | 0.002116
Wall Mount | Incandescent |  | Globe | 3 | 40 | 136943 | Bathroom | 0.002116
Table | Incandescent |  | Standard A Lamp | 1 | 60 | 136943 | Bathroom | 0.002116
Recessed - other | Incandescent |  | Heat Lamp | 1 | 250 | 137121 | Bathroom | 0.00048239
Wall Mount | Incandescent |  | Standard A Lamp | 3 | 75 | 137121 | Bathroom | 0.00048239
Ceiling Fixture | Compact Fluorescent |  | Twist | 1 | 14 | 137121 | Bathroom | 0.00048239
Other | Incandescent |  | Standard A Lamp | 2 | 40 | 137121 | Bathroom | 0.00048239
Recessed Can | Incandescent |  | Standard A Lamp | 1 | 65 | 137121 | Bathroom | 0.00048239
Recessed Can | Incandescent |  | Standard A Lamp | 1 | 40 | 137121 | Bathroom | 0.00048239
Floor lamp | Incandescent |  | 3-Way Incandescent | 1 | 150 | 137121 | Bathroom | 0.00048239
Ceiling Fixture | Incandescent |  | Standard A Lamp | 2 | 75 | 137121 | Bathroom | 0.00048239
Chandelier (Hanging) | Incandescent |  | Standard A Lamp | 3 | 75 | 137121 | Bathroom | 0.00048239
Wall Mount | Compact Fluorescent |  | Twist | 3 | 13 | 137122 | Bathroom | 0.00048239
Recessed - other | Incandescent |  | Heat Lamp | 1 | 250 | 137122 | Bathroom | 0.00048239
Other | Linear Fluorescent | 1 | Fluorescent Other | 1 | 16 | 137122 | Bathroom | 0.00048239
Ceiling Fixture | Incandescent |  | Standard A Lamp | 1 | 100 | 137122 | Bathroom | 0.00048239
Floor lamp | Compact Fluorescent |  | Twist | 1 | 13 | 137122 | Bathroom | 0.00048239
Recessed Can | Incandescent |  | Standard A Lamp | 1 | 60 | 137122 | Bathroom | 0.00048239
Other | Incandescent |  | Standard A Lamp | 1 | 40 | 137122 | Bathroom | 0.00048239
Table | Incandescent |  | Standard A Lamp | 1 | 40 | 137122 | Bathroom | 0.00048239
Ceiling Fan | Incandescent |  | Standard A Lamp | 1 | 60 | 137122 | Bathroom | 0.00048239
Ceiling Fixture | Incandescent |  | Standard A Lamp | 1 | 60 | 137122 | Bathroom | 0.00048239
Ceiling Fixture | Incandescent |  | Standard A Lamp | 1 | 60 | 137122 | Bathroom | 0.00048239
Wall Mount | Incandescent |  | Globe | 6 | 40 | 137123 | Bathroom | 0.00048239
Recessed - other | Incandescent |  | Heat Lamp | 1 | 250 | 137123 | Bathroom | 0.00048239
Ceiling Fixture | Incandescent |  | Standard A Lamp | 1 | 60 | 137123 | Bathroom | 0.00048239
Other | Incandescent |  | Standard A Lamp | 1 | 40 | 137123 | Bathroom | 0.00048239
Other | Incandescent |  | Standard A Lamp | 1 | 60 | 137123 | Bathroom | 0.00048239
Ceiling Fixture | Incandescent |  | Standard A Lamp | 1 | 60 | 137123 | Bathroom | 0.00048239
Architectural | Halogen |  | MR | 1 | 50 | 137123 | Bathroom | 0.00048239
Chandelier (Hanging) | Incandescent |  | Standard A Lamp | 3 | 60 | 137123 | Bathroom | 0.00048239
Ceiling Fixture | Compact Fluorescent |  | Twist | 2 | 18 | 137123 | Bathroom | 0.00048239
Ceiling Fixture | Compact Fluorescent |  | Twist | 1 | 18 | 137123 | Bathroom | 0.00048239
Ceiling Fixture | Compact Fluorescent |  | Twist | 1 | 13 | 137123 | Bathroom | 0.00048239
Other | Incandescent |  | Decorative | 20 | 40 | 138611 | Living Room | 0.00048239
Table | Compact Fluorescent |  | Twist | 1 | 14 | 138611 | Living Room | 0.00048239
Ceiling Fixture | Compact Fluorescent |  | Pin base | 2 | 26 | 138611 | Living Room | 0.00048239
Table | Incandescent |  | Decorative | 1 | 40 | 138611 | Living Room | 0.00048239
Table | Incandescent |  | Standard A Lamp | 1 | 60 | 138611 | Living Room | 0.00048239
Ceiling Fixture | Compact Fluorescent |  | Pin base | 2 | 26 | 138611 | Living Room | 0.00048239
Other | Compact Fluorescent |  | Pin base | 2 | 13 | 138611 | Living Room | 0.00048239
Ceiling Fixture | Compact Fluorescent |  | Pin base | 2 | 13 | 138611 | Living Room | 0.00048239
Table | Compact Fluorescent |  | Twist | 1 | 13 | 138611 | Living Room | 0.00048239
Ceiling Fixture | Compact Fluorescent |  | Pin base | 2 | 13 | 138611 | Living Room | 0.00048239
Other | Incandescent |  | Decorative | 20 | 40 | 138611 | Living Room | 0.00048239
Wall Mount | Linear Fluorescent | 2 | T-4 | 2 | 17 | 138611 | Living Room | 0.00048239
Ceiling Fixture | Compact Fluorescent |  | Pin base | 2 | 13 | 138612 | Living Room | 0.00048239
Table | Compact Fluorescent |  | Twist | 3 | 22 | 138612 | Living Room | 0.00048239
Table | Compact Fluorescent |  | Pin base | 1 | 36 | 138612 | Living Room | 0.00048239
Chandelier (Hanging) | Compact Fluorescent |  | Twist | 1 | 23 | 138612 | Living Room | 0.00048239
Ceiling Fixture | Compact Fluorescent |  | Pin base | 2 | 13 | 138612 | Living Room | 0.00048239
Wall Mount | Compact Fluorescent |  | Pin base | 2 | 13 | 138612 | Living Room | 0.00048239
Table | Incandescent |  | Standard A Lamp | 1 | 60 | 138612 | Living Room | 0.00048239
Wall Mount | Linear Fluorescent | 2 | T-4 | 2 | 17 | 138612 | Living Room | 0.00048239
Ceiling Fixture | Compact Fluorescent |  | Pin base | 2 | 13 | 138613 | Living Room | 0.00048239
Floor lamp | Incandescent |  | Standard A Lamp | 2 | 75 | 138613 | Living Room | 0.00048239
Torchiere | Halogen |  | Quartz Tube | 1 | 300 | 138613 | Living Room | 0.00048239
Table | Compact Fluorescent |  | Twist | 1 | 23 | 138613 | Living Room | 0.00048239
Ceiling Fixture | Compact Fluorescent |  | Pin base | 2 | 13 | 138613 | Living Room | 0.00048239
Wall Mount | Compact Fluorescent |  | Pin base | 2 | 13 | 138613 | Living Room | 0.00048239
Table | Incandescent |  | Standard A Lamp | 1 | 60 | 138613 | Living Room | 0.00048239
Wall Mount | Linear Fluorescent | 2 | T-4 | 2 | 17 | 138613 | Living Room | 0.00048239
Wall Mount | Compact Fluorescent |  | Pin base | 2 | 26 | 138991 | Bathroom | 0.00048239
Ceiling Fixture | Compact Fluorescent |  | Pin base | 1 | 18 | 138991 | Bathroom | 0.00048239
Ceiling Fixture | Compact Fluorescent |  | Twist | 2 | 13 | 138991 | Bathroom | 0.00048239
Table | Incandescent |  | Standard A Lamp | 1 | 75 | 138991 | Bathroom | 0.00048239
Ceiling Fixture | Compact Fluorescent |  | Twist | 2 | 13 | 138991 | Bathroom | 0.00048239
Table | Incandescent |  | Standard A Lamp | 1 | 90 | 138991 | Bathroom | 0.00048239
Ceiling Fixture | Compact Fluorescent |  | Twist | 2 | 13 | 138991 | Bathroom | 0.00048239
Ceiling Fixture | Compact Fluorescent |  | Twist | 2 | 13 | 138991 | Bathroom | 0.00048239
Floor lamp | Incandescent |  | Twist | 1 | 60 | 138991 | Bathroom | 0.00048239
Ceiling Fixture | Compact Fluorescent |  | Twist | 2 | 13 | 138992 | Bedroom | 0.00048239
Wall Mount | Compact Fluorescent |  | Pin base | 2 | 26 | 138992 | Bedroom | 0.00048239
Ceiling Fixture | Compact Fluorescent |  | Pin base | 1 | 18 | 138992 | Bedroom | 0.00048239
Ceiling Fixture | Compact Fluorescent |  | Twist | 2 | 13 | 138992 | Bedroom | 0.00048239
Ceiling Fixture | Compact Fluorescent |  | Twist | 1 | 13 | 138992 | Bedroom | 0.00048239
Ceiling Fixture | Compact Fluorescent |  | Twist | 2 | 23 | 138992 | Bedroom | 0.00048239
Floor lamp | Compact Fluorescent |  | Twist | 1 | 23 | 138992 | Bedroom | 0.00048239
Ceiling Fixture | Compact Fluorescent |  | Twist | 2 | 13 | 138992 | Bedroom | 0.00048239
Wall Mount | Compact Fluorescent |  | Pin base | 2 | 26 | 138993 | Bathroom | 0.00048239
Ceiling Fixture | Compact Fluorescent |  | Pin base | 1 | 18 | 138993 | Bathroom | 0.00048239
Ceiling Fixture | Compact Fluorescent |  | Twist | 2 | 13 | 138993 | Bathroom | 0.00048239
Table | Incandescent |  | Standard A Lamp | 1 | 60 | 138993 | Bathroom | 0.00048239
Ceiling Fixture | Compact Fluorescent |  | Twist | 2 | 13 | 138993 | Bathroom | 0.00048239
Ceiling Fixture | Compact Fluorescent |  | Twist | 3 | 13 | 138993 | Bathroom | 0.00048239
Ceiling Fixture | Compact Fluorescent |  | Twist | 1 | 13 | 138993 | Bathroom | 0.00048239
Other | Compact Fluorescent |  | Twist | 1 | 13 | 138993 | Bathroom | 0.00048239
Ceiling Fixture | Compact Fluorescent |  | Twist | 2 | 13 | 138993 | Bathroom | 0.00048239
Floor lamp | Incandescent |  | Standard A Lamp | 1 | 60 | 138993 | Bathroom | 0.00048239
Wall Mount | Incandescent |  | Clear | 3 | 60 | 139881 | Bathroom | 0.0013615
Wall Mount | Incandescent |  | Standard A Lamp | 1 | 100 | 139881 | Bathroom | 0.0013615
Wall Mount | Linear Fluorescent | 2 | T-8 | 1 | 20 | 139881 | Bathroom | 0.0013615
Chandelier (Hanging) | Incandescent |  | Standard A Lamp | 5 | 60 | 139881 | Bathroom | 0.0013615
Wall Mount | Compact Fluorescent |  | Twist | 3 | 13 | 139882 | Bathroom | 0.0013615
Wall Mount | Compact Fluorescent |  | Twist | 1 | 13 | 139882 | Bathroom | 0.0013615
Wall Mount | Linear Fluorescent | 2 | T-12 | 1 | 15 | 139882 | Bathroom | 0.0013615
Chandelier (Hanging) | Compact Fluorescent |  | Twist | 5 | 13 | 139882 | Bathroom | 0.0013615
Table | Linear Fluorescent | 2 | T-5 | 1 | 20 | 139882 | Bathroom | 0.0013615
Wall Mount | Halogen |  | MR | 2 | 50 | 140141 | Bathroom | 0.0013615
Table | Compact Fluorescent |  | Twist | 1 | 13 | 140141 | Bathroom | 0.0013615
Recessed Can | Compact Fluorescent |  | Reflector | 1 | 14 | 140141 | Bathroom | 0.0013615
Recessed Can | Compact Fluorescent |  | Reflector | 1 | 14 | 140141 | Bathroom | 0.0013615
Recessed Can | Incandescent |  | Reflector | 1 | 75 | 140141 | Bathroom | 0.0013615
Recessed Can | Incandescent |  | Reflector | 1 | 75 | 140141 | Bathroom | 0.0013615
Other | Incandescent |  | Mini base | 1 | 40 | 140141 | Bathroom | 0.0013615
Recessed Can | Incandescent |  | Reflector | 1 | 75 | 140141 | Bathroom | 0.0013615
Table | Incandescent |  | Decorative | 2 | 40 | 140141 | Bathroom | 0.0013615
Wall Mount | Halogen |  | MR | 2 | 50 | 140141 | Bathroom | 0.0013615
Floor lamp | Incandescent |  | Decorative | 3 | 40 | 140141 | Bathroom | 0.0013615
Wall Mount | Halogen |  | PAR | 2 | 50 | 140142 | Bathroom | 0.0013615
Recessed Can | Incandescent |  | Reflector | 1 | 75 | 140142 | Bathroom | 0.0013615
Recessed Can | Incandescent |  | Heat Lamp | 1 | 150 | 140142 | Bathroom | 0.0013615
Recessed Can | Incandescent |  | Reflector | 1 | 75 | 140142 | Bathroom | 0.0013615
Table | Compact Fluorescent |  | Twist | 1 | 9 | 140142 | Bathroom | 0.0013615
Recessed Can | Incandescent |  | Reflector | 1 | 75 | 140142 | Bathroom | 0.0013615
Table | Incandescent |  | 3-Way Incandescent | 1 | 150 | 140142 | Bathroom | 0.0013615
Recessed Can | Incandescent |  | Standard A Lamp | 1 | 40 | 140142 | Bathroom | 0.0013615
Recessed Can | Incandescent |  | Reflector | 1 | 75 | 140142 | Bathroom | 0.0013615
Recessed Can | Compact Fluorescent |  | Reflector | 1 | 15 | 140142 | Bathroom | 0.0013615
Other | Incandescent |  | Mini base | 1 | 90 | 140142 | Bathroom | 0.0013615
Torchiere | Compact Fluorescent |  | Twist | 1 | 20 | 140142 | Bathroom | 0.0013615
Recessed Can | Incandescent |  | Other | 1 | 75 | 140142 | Bathroom | 0.0013615
Other | Incandescent |  | Decorative | 1 | 4 | 140142 | Bathroom | 0.0013615
Wall Mount | Compact Fluorescent |  | Pin base | 3 | 13 | 140201 | Bathroom | 0.00090764
Ceiling Fixture | Compact Fluorescent |  | Pin base | 2 | 13 | 140201 | Bathroom | 0.00090764
Ceiling Fixture | Linear Fluorescent | 4 | T-8 | 2 | 32 | 140201 | Bathroom | 0.00090764
Ceiling Fan | Compact Fluorescent |  | 3-Way CFL | 3 | 13 | 140201 | Bathroom | 0.00090764
Floor lamp | Halogen |  | Quartz Tube | 1 | 300 | 140201 | Bathroom | 0.00090764
Ceiling Fixture | Compact Fluorescent |  | Pin base | 2 | 13 | 140201 | Bathroom | 0.00090764
Table | Compact Fluorescent |  | Twist | 1 | 14 | 140201 | Bathroom | 0.00090764
Floor lamp | Halogen |  | Quartz Tube | 1 | 300 | 140201 | Bathroom | 0.00090764
Ceiling Fixture | Incandescent |  | Standard A Lamp | 1 | 75 | 140201 | Bathroom | 0.00090764
Wall Mount | Compact Fluorescent |  | Pin base | 2 | 13 | 140202 | Bathroom | 0.00090764
Ceiling Fixture | Compact Fluorescent |  | Pin base | 2 | 13 | 140202 | Bathroom | 0.00090764
Ceiling Fixture | Linear Fluorescent | 4 | T-8 | 2 | 32 | 140202 | Bathroom | 0.00090764
Ceiling Fan | Compact Fluorescent |  | Pin base | 3 | 13 | 140202 | Bathroom | 0.00090764
Floor lamp | Halogen |  | Quartz Tube | 1 | 75 | 140202 | Bathroom | 0.00090764
Ceiling Fixture | Compact Fluorescent |  | Pin base | 2 | 13 | 140202 | Bathroom | 0.00090764
Wall Mount | Compact Fluorescent |  | Pin base | 2 | 13 | 140203 | Bathroom | 0.00090764
Ceiling Fixture | Compact Fluorescent |  | Pin base | 2 | 13 | 140203 | Bathroom | 0.00090764
Ceiling Fixture | Linear Fluorescent | 4 | T-8 | 2 | 32 | 140203 | Bathroom | 0.00090764
Ceiling Fan | Compact Fluorescent |  | Pin base | 3 | 13 | 140203 | Bathroom | 0.00090764
Ceiling Fixture | Compact Fluorescent |  | Pin base | 2 | 13 | 140203 | Bathroom | 0.00090764
Ceiling Fixture | Incandescent |  | Standard A Lamp | 1 | 75 | 140203 | Bathroom | 0.00090764
Wall Mount | Incandescent |  | Globe | 3 | 40 | 140591 | Bathroom | 0.00090764
Recessed - other | Incandescent |  | Heat Lamp | 1 | 125 | 140591 | Bathroom | 0.00090764
Torchiere | Incandescent |  | Standard A Lamp | 1 | 40 | 140591 | Bathroom | 0.00090764
Wall Mount | Compact Fluorescent |  | Pin base | 2 | 26 | 140591 | Bathroom | 0.00090764
Ceiling Fixture | Linear Fluorescent | 4 | T-12 | 2 | 40 | 140591 | Bathroom | 0.00090764
Other | Incandescent |  | Clear | 1 | 40 | 140591 | Bathroom | 0.00090764
Floor lamp | Incandescent |  | Standard A Lamp | 1 | 75 | 140591 | Bathroom | 0.00090764
Ceiling Fixture | Compact Fluorescent |  | Other | 1 | 22 | 140591 | Bathroom | 0.00090764
Ceiling Fixture | Compact Fluorescent |  | Other | 1 | 40 | 140591 | Bathroom | 0.00090764
Table | Compact Fluorescent |  | Twist | 1 | 13 | 140591 | Bathroom | 0.00090764
Recessed - other | Incandescent |  | Heat Lamp | 1 | 250 | 140592 | Bathroom | 0.00090764
Wall Mount | Incandescent |  | Standard A Lamp | 3 | 60 | 140592 | Bathroom | 0.00090764
Table | Compact Fluorescent |  | Twist | 1 | 15 | 140592 | Bathroom | 0.00090764
Table | Incandescent |  | Decorative | 1 | 25 | 140592 | Bathroom | 0.00090764
Wall Mount | Compact Fluorescent |  | Twist | 1 | 14 | 140592 | Bathroom | 0.00090764
Ceiling Fixture | Compact Fluorescent |  | Other | 1 | 22 | 140592 | Bathroom | 0.00090764
Other | Incandescent |  | Standard A Lamp | 1 | 40 | 140592 | Bathroom | 0.00090764
Wall Mount | Incandescent |  | Standard A Lamp | 1 | 60 | 140592 | Bathroom | 0.00090764
Ceiling Fixture | Compact Fluorescent |  | Other | 1 | 40 | 140592 | Bathroom | 0.00090764
Ceiling Fixture | Compact Fluorescent |  | Other | 1 | 22 | 140592 | Bathroom | 0.00090764
Floor lamp | Incandescent |  | Globe | 3 | 40 | 140592 | Bathroom | 0.00090764
Table | Compact Fluorescent |  | Twist | 1 | 13 | 140592 | Bathroom | 0.00090764
Ceiling Fixture | Compact Fluorescent |  | Twist | 1 | 18 | 140592 | Bathroom | 0.00090764
Wall Mount | Incandescent |  | Standard A Lamp | 3 | 60 | 140593 | Bathroom | 0.00090764
Wall Mount | Compact Fluorescent |  | Pin base | 2 | 26 | 140593 | Bathroom | 0.00090764
Table | Incandescent |  | Standard A Lamp | 1 | 75 | 140593 | Bathroom | 0.00090764
Ceiling Fixture | Compact Fluorescent |  | Twist | 1 | 26 | 140593 | Bathroom | 0.00090764
Other | Incandescent |  | Standard A Lamp | 1 | 40 | 140593 | Bathroom | 0.00090764
Ceiling Fixture | Compact Fluorescent |  | Other | 1 | 23 | 140593 | Bathroom | 0.00090764
Wall Mount | Compact Fluorescent |  | Pin base | 1 | 18 | 140593 | Bathroom | 0.00090764
Floor lamp | Compact Fluorescent |  | Twist | 1 | 15 | 140593 | Bathroom | 0.00090764
Ceiling Fixture | Compact Fluorescent |  | Other | 1 | 40 | 140593 | Bathroom | 0.00090764
Ceiling Fixture | Compact Fluorescent |  | Other | 1 | 26 | 140593 | Bathroom | 0.00090764
Table | Incandescent |  | 3-Way Incandescent | 1 | 100 | 140593 | Bathroom | 0.00090764
Recessed - other | Incandescent |  | Heat Lamp | 2 | 250 | 141631 | Bathroom | 0.00090764
Wall Mount | Compact Fluorescent |  | Twist | 5 | 13 | 141631 | Bathroom | 0.00090764
Wall Mount | Incandescent |  | Globe | 3 | 75 | 141631 | Bathroom | 0.00090764
Recessed - other | Incandescent |  | Heat Lamp | 2 | 250 | 141631 | Bathroom | 0.00090764
Table | Incandescent |  | Decorative | 1 | 40 | 141631 | Bathroom | 0.00090764
Ceiling Fixture | Incandescent |  | Standard A Lamp | 2 | 60 | 141631 | Bathroom | 0.00090764
Table | Incandescent |  | Standard A Lamp | 1 | 100 | 141631 | Bathroom | 0.00090764
Chandelier (Hanging) | Incandescent |  | Standard A Lamp | 1 | 60 | 141631 | Bathroom | 0.00090764
Ceiling Fixture | Incandescent |  | Twist | 2 | 60 | 141631 | Bathroom | 0.00090764
Other | Incandescent |  | Decorative | 1 | 40 | 141631 | Bathroom | 0.00090764
Chandelier (Hanging) | Compact Fluorescent |  | Globe | 5 | 11 | 141631 | Bathroom | 0.00090764
Ceiling Fixture | Compact Fluorescent |  | Twist | 3 | 13 | 141631 | Bathroom | 0.00090764
Recessed Can | Incandescent |  | Decorative | 1 | 40 | 141631 | Bathroom | 0.00090764
Table | Incandescent |  | Standard A Lamp | 1 | 200 | 141631 | Bathroom | 0.00090764
Table | Incandescent |  | Standard A Lamp | 1 | 150 | 141631 | Bathroom | 0.00090764
Floor lamp | Incandescent |  | Standard A Lamp | 1 | 60 | 141631 | Bathroom | 0.00090764
Table | Incandescent |  | 3-Way Incandescent | 1 | 150 | 141631 | Bathroom | 0.00090764
Table | Incandescent |  | Decorative | 1 | 40 | 141631 | Bathroom | 0.00090764
Ceiling Fixture | Incandescent |  | Standard A Lamp | 2 | 60 | 141631 | Bathroom | 0.00090764
Wall Mount | Incandescent |  | Standard A Lamp | 4 | 60 | 141632 | Bathroom | 0.00090764
Recessed - other | Incandescent |  | Heat Lamp | 1 | 150 | 141632 | Bathroom | 0.00090764
Recessed - other | Incandescent |  | Clear | 1 | 100 | 141632 | Bathroom | 0.00090764
Recessed - other | Incandescent |  | Clear | 2 | 100 | 141632 | Bathroom | 0.00090764
Wall Mount | Incandescent |  | Standard A Lamp | 3 | 60 | 141632 | Bathroom | 0.00090764
Ceiling Fixture | Incandescent |  | Standard A Lamp | 2 | 60 | 141632 | Bathroom | 0.00090764
Table | Incandescent |  | Standard A Lamp | 1 | 40 | 141632 | Bathroom | 0.00090764
Ceiling Fixture | Incandescent |  | Standard A Lamp | 2 | 60 | 141632 | Bathroom | 0.00090764
Floor lamp | Incandescent |  | Standard A Lamp | 1 | 75 | 141632 | Bathroom | 0.00090764
Ceiling Fixture | Incandescent |  | Standard A Lamp | 1 | 60 | 141632 | Bathroom | 0.00090764
Ceiling Fixture | Incandescent |  | Standard A Lamp | 2 | 60 | 141632 | Bathroom | 0.00090764
Other | Incandescent |  | Standard A Lamp | 1 | 60 | 141632 | Bathroom | 0.00090764
Ceiling Fixture | Halogen |  | Quartz Tube | 1 | 250 | 141632 | Bathroom | 0.00090764
Chandelier (Hanging) | Incandescent |  | Standard A Lamp | 5 | 60 | 141632 | Bathroom | 0.00090764
Recessed Can | Incandescent |  | Reflector | 1 | 45 | 141632 | Bathroom | 0.00090764
Floor lamp | Incandescent |  | Standard A Lamp | 1 | 60 | 141632 | Bathroom | 0.00090764
Recessed - other | Compact Fluorescent |  | Flood | 1 | 19 | 141633 | Bathroom | 0.00090764
Recessed - other | Incandescent |  | Heat Lamp | 1 | 250 | 141633 | Bathroom | 0.00090764
Wall Mount | Compact Fluorescent |  | Twist | 5 | 13 | 141633 | Bathroom | 0.00090764
Recessed - other | Incandescent |  | Heat Lamp | 2 | 250 | 141633 | Bathroom | 0.00090764
Wall Mount | Compact Fluorescent |  | Twist | 3 | 13 | 141633 | Bathroom | 0.00090764
Ceiling Fixture | Compact Fluorescent |  | Twist | 2 | 13 | 141633 | Bathroom | 0.00090764
Table | Incandescent |  | Standard A Lamp | 1 | 60 | 141633 | Bathroom | 0.00090764
Ceiling Fixture | Compact Fluorescent |  | Twist | 2 | 13 | 141633 | Bathroom | 0.00090764
Ceiling Fan | Incandescent |  | Standard A Lamp | 1 | 60 | 141633 | Bathroom | 0.00090764
Chandelier (Hanging) | Compact Fluorescent |  | Twist | 2 | 13 | 141633 | Bathroom | 0.00090764
Other | Compact Fluorescent |  | Twist | 1 | 13 | 141633 | Bathroom | 0.00090764
Chandelier (Hanging) | Incandescent |  | Standard A Lamp | 5 | 40 | 141633 | Bathroom | 0.00090764
Ceiling Fixture | Incandescent |  | Standard A Lamp | 2 | 60 | 141633 | Bathroom | 0.00090764
Floor lamp | Incandescent |  | Standard A Lamp | 1 | 40 | 141633 | Bathroom | 0.00090764
Chandelier (Hanging) | Incandescent |  | Standard A Lamp | 1 | 60 | 141633 | Bathroom | 0.00090764
Wall Mount | Incandescent |  | Globe | 3 | 60 | 142401 | Bathroom | 0.003174
Recessed - other | Incandescent |  | Reflector | 1 | 250 | 142401 | Bathroom | 0.003174
Wall Mount | Incandescent |  | Globe | 4 | 60 | 142401 | Bathroom | 0.003174
Recessed Can | Incandescent |  | Reflector | 1 | 250 | 142401 | Bathroom | 0.003174
Ceiling Fixture | Incandescent |  | Standard A Lamp | 1 | 75 | 142401 | Bathroom | 0.003174
Table | Incandescent |  | Standard A Lamp | 1 | 60 | 142401 | Bathroom | 0.003174
Ceiling Fixture | Incandescent |  | Standard A Lamp | 1 | 75 | 142401 | Bathroom | 0.003174
Ceiling Fixture | Incandescent |  | Standard A Lamp | 1 | 75 | 142401 | Bathroom | 0.003174
Ceiling Fixture | Incandescent |  | Standard A Lamp | 1 | 60 | 142401 | Bathroom | 0.003174
Recessed Can | Incandescent |  | Reflector | 1 | 65 | 142401 | Bathroom | 0.003174
Ceiling Fan | Incandescent |  | Standard A Lamp | 1 | 60 | 142401 | Bathroom | 0.003174
Recessed Can | Incandescent |  | Reflector | 1 | 65 | 142401 | Bathroom | 0.003174
Floor lamp | Incandescent |  | Standard A Lamp | 1 | 60 | 142401 | Bathroom | 0.003174
Garage door opener | Incandescent |  | Standard A Lamp | 2 | 60 | 142401 | Bathroom | 0.003174
Ceiling Fixture | Incandescent |  | Standard A Lamp | 1 | 60 | 142401 | Bathroom | 0.003174
Wall Mount | Incandescent |  | Globe | 4 | 40 | 142402 | Bathroom | 0.003174
Recessed - other | Incandescent |  | Reflector | 1 | 250 | 142402 | Bathroom | 0.003174
Wall Mount | Incandescent |  | Globe | 4 | 60 | 142402 | Bathroom | 0.003174
Recessed - other | Incandescent |  | Reflector | 1 | 250 | 142402 | Bathroom | 0.003174
Table | Incandescent |  | 3-Way Incandescent | 1 | 100 | 142402 | Bathroom | 0.003174
Ceiling Fixture | Incandescent |  | Standard A Lamp | 1 | 55 | 142402 | Bathroom | 0.003174
Ceiling Fixture | Incandescent |  | Standard A Lamp | 1 | 60 | 142402 | Bathroom | 0.003174
Table | Compact Fluorescent |  | Twist | 1 | 10 | 142402 | Bathroom | 0.003174
Ceiling Fixture | Incandescent |  | Standard A Lamp | 1 | 75 | 142402 | Bathroom | 0.003174
Table | Incandescent |  | 3-Way Incandescent | 1 | 150 | 142402 | Bathroom | 0.003174
Other | Halogen |  | PAR | 1 | 20 | 142402 | Bathroom | 0.003174
Garage door opener | Incandescent |  | Standard A Lamp | 2 | 60 | 142402 | Bathroom | 0.003174
Ceiling Fixture | Incandescent |  | Standard A Lamp | 1 | 60 | 142402 | Bathroom | 0.003174
Ceiling Fixture | Incandescent |  | Standard A Lamp | 1 | 75 | 142402 | Bathroom | 0.003174
Recessed Can | Compact Fluorescent |  | Reflector | 1 | 15 | 142402 | Bathroom | 0.003174
Ceiling Fixture | Incandescent |  | Standard A Lamp | 3 | 75 | 142402 | Bathroom | 0.003174
Ceiling Fixture | Incandescent |  | Standard A Lamp | 1 | 60 | 142402 | Bathroom | 0.003174
Ceiling Fan | Incandescent |  | Standard A Lamp | 1 | 60 | 142402 | Bathroom | 0.003174
Floor lamp | Incandescent |  | Standard A Lamp | 1 | 40 | 142402 | Bathroom | 0.003174
Table | Incandescent |  | Standard A Lamp | 1 | 25 | 142402 | Bathroom | 0.003174
Table | Incandescent |  | 3-Way Incandescent | 1 | 150 | 142402 | Bathroom | 0.003174
Recessed Can | Incandescent |  | Reflector | 1 | 65 | 142402 | Bathroom | 0.003174
Table | Incandescent |  | Decorative | 1 | 40 | 142402 | Bathroom | 0.003174
Ceiling Fixture | Incandescent |  | Standard A Lamp | 1 | 75 | 142402 | Bathroom | 0.003174
Wall Mount | Compact Fluorescent |  | Globe | 4 | 15 | 142581 | Bathroom | 0.003174
Recessed - other | Incandescent |  | Heat Lamp | 1 | 250 | 142581 | Bathroom | 0.003174
Wall Mount | Compact Fluorescent |  | Globe | 4 | 15 | 142581 | Bathroom | 0.003174
Recessed - other | Incandescent |  | Heat Lamp | 1 | 250 | 142581 | Bathroom | 0.003174
Ceiling Fixture | Compact Fluorescent |  | Twist | 2 | 15 | 142581 | Bathroom | 0.003174
Ceiling Fixture | Compact Fluorescent |  | Twist | 1 | 15 | 142581 | Bathroom | 0.003174
Chandelier (Hanging) | Incandescent |  | Standard A Lamp | 3 | 60 | 142581 | Bathroom | 0.003174
Ceiling Fixture | Compact Fluorescent |  | Twist | 1 | 15 | 142581 | Bathroom | 0.003174
Ceiling Fixture | Compact Fluorescent |  | Twist | 3 | 15 | 142581 | Bathroom | 0.003174
Torchiere | Compact Fluorescent |  | Twist | 1 | 15 | 142581 | Bathroom | 0.003174
Ceiling Fixture | Compact Fluorescent |  | Twist | 1 | 15 | 142581 | Bathroom | 0.003174
Ceiling Fixture | Compact Fluorescent |  | Twist | 2 | 15 | 142581 | Bathroom | 0.003174
Wall Mount | Incandescent |  | Globe | 4 | 40 | 142582 | Bathroom | 0.003174
Ceiling Fixture | Incandescent |  | Standard A Lamp | 2 | 60 | 142582 | Bathroom | 0.003174
Ceiling Fixture | Incandescent |  | Standard A Lamp | 1 | 60 | 142582 | Bathroom | 0.003174
Chandelier (Hanging) | Incandescent |  | Decorative | 3 | 40 | 142582 | Bathroom | 0.003174
Ceiling Fixture | Incandescent |  | Standard A Lamp | 1 | 60 | 142582 | Bathroom | 0.003174
Ceiling Fixture | Compact Fluorescent |  | Twist | 3 | 15 | 142582 | Bathroom | 0.003174
Floor lamp | Compact Fluorescent |  | Twist | 1 | 15 | 142582 | Bathroom | 0.003174
Recessed Can | Incandescent |  | Reflector | 1 | 65 | 142582 | Bathroom | 0.003174
Wall Mount | Incandescent |  | Globe | 4 | 40 | 142582 | Bathroom | 0.003174
Ceiling Fixture | Incandescent |  | Standard A Lamp | 2 | 60 | 142582 | Bathroom | 0.003174
Recessed - other | Incandescent |  | Heat Lamp | 1 | 250 | 142591 | Bathroom | 0.00048239
Wall Mount | Compact Fluorescent |  | Twist | 4 | 13 | 142591 | Bathroom | 0.00048239
Ceiling Fixture | Incandescent |  | Standard A Lamp | 3 | 60 | 142591 | Bathroom | 0.00048239
Table | Compact Fluorescent |  | Twist | 1 | 25 | 142591 | Bathroom | 0.00048239
Ceiling Fixture | Incandescent |  | Standard A Lamp | 2 | 60 | 142591 | Bathroom | 0.00048239
Ceiling Fixture | Incandescent |  | Standard A Lamp | 2 | 60 | 142591 | Bathroom | 0.00048239
Ceiling Fixture | Compact Fluorescent |  | Twist | 1 | 13 | 142591 | Bathroom | 0.00048239
Chandelier (Hanging) | Incandescent |  | Globe | 5 | 40 | 142591 | Bathroom | 0.00048239
Table | Linear Fluorescent | 1.5 | T-4 | 2 | 15 | 142591 | Bathroom | 0.00048239
Other | Incandescent |  | Standard A Lamp | 1 | 52 | 142591 | Bathroom | 0.00048239
Table | Compact Fluorescent |  | Twist | 1 | 14 | 142591 | Bathroom | 0.00048239
Recessed - other | Incandescent |  | Heat Lamp | 1 | 250 | 142592 | Bathroom | 0.00048239
Wall Mount | Incandescent |  | Standard A Lamp | 4 | 40 | 142592 | Bathroom | 0.00048239
Recessed - other | Incandescent |  | Heat Lamp | 1 | 125 | 142592 | Bathroom | 0.00048239
Recessed - other | Incandescent |  | Heat Lamp | 1 | 250 | 142592 | Bathroom | 0.00048239
Wall Mount | Incandescent |  | Standard A Lamp | 4 | 40 | 142592 | Bathroom | 0.00048239
Floor lamp | Incandescent |  | Standard A Lamp | 2 | 60 | 142592 | Bathroom | 0.00048239
Table | Incandescent |  | Standard A Lamp | 1 | 40 | 142592 | Bathroom | 0.00048239
Chandelier (Hanging) | Incandescent |  | Decorative | 3 | 40 | 142592 | Bathroom | 0.00048239
Floor lamp | Compact Fluorescent |  | Pin base | 1 | 27 | 142592 | Bathroom | 0.00048239
Ceiling Fixture | Incandescent |  | Standard A Lamp | 2 | 60 | 142592 | Bathroom | 0.00048239
Ceiling Fixture | Incandescent |  | Standard A Lamp | 2 | 60 | 142592 | Bathroom | 0.00048239
Ceiling Fixture | Incandescent |  | Standard A Lamp | 3 | 60 | 142592 | Bathroom | 0.00048239
Ceiling Fixture | Incandescent |  | Standard A Lamp | 2 | 60 | 142592 | Bathroom | 0.00048239
Floor lamp | Compact Fluorescent |  | Pin base | 1 | 27 | 142592 | Bathroom | 0.00048239
Recessed - other | Incandescent |  | Heat Lamp | 1 | 250 | 142593 | Bathroom | 0.00048239
Wall Mount | Incandescent |  | Globe | 4 | 60 | 142593 | Bathroom | 0.00048239
Recessed - other | Incandescent |  | Heat Lamp | 1 | 250 | 142593 | Bathroom | 0.00048239
Wall Mount | Incandescent |  | Decorative | 4 | 60 | 142593 | Bathroom | 0.00048239
Ceiling Fixture | Incandescent |  | Standard A Lamp | 2 | 60 | 142593 | Bathroom | 0.00048239
Table | Incandescent |  | Standard A Lamp | 1 | 30 | 142593 | Bathroom | 0.00048239
Ceiling Fixture | Incandescent |  | Standard A Lamp | 3 | 60 | 142593 | Bathroom | 0.00048239
Ceiling Fixture | Incandescent |  | Standard A Lamp | 2 | 60 | 142593 | Bathroom | 0.00048239
Recessed Can | Incandescent |  | Reflector | 1 | 65 | 142593 | Bathroom | 0.00048239
Chandelier (Hanging) | Incandescent |  | Decorative | 8 | 40 | 142593 | Bathroom | 0.00048239
Floor lamp | Incandescent |  | Standard A Lamp | 1 | 67 | 142593 | Bathroom | 0.00048239
Other | Incandescent |  | Standard A Lamp | 1 | 56 | 142593 | Bathroom | 0.00048239
Wall Mount | Compact Fluorescent |  | Twist | 2 | 15 | 143461 | Bathroom | 0.003174
Table | Compact Fluorescent |  | Twist | 2 | 15 | 143461 | Bathroom | 0.003174
Chandelier (Hanging) | Incandescent |  | Standard A Lamp | 3 | 40 | 143461 | Bathroom | 0.003174
Ceiling Fixture | Compact Fluorescent |  | Twist | 1 | 15 | 143461 | Bathroom | 0.003174
Ceiling Fixture | Compact Fluorescent |  | Twist | 1 | 15 | 143461 | Bathroom | 0.003174
Chandelier (Hanging) | Incandescent |  | Decorative | 5 | 25 | 143461 | Bathroom | 0.003174
Wall Mount | Compact Fluorescent |  | Twist | 4 | 15 | 143462 | Bathroom | 0.003174
Ceiling Fixture | Compact Fluorescent |  | Twist | 2 | 15 | 143462 | Bathroom | 0.003174
Ceiling Fixture | Incandescent |  | Standard A Lamp | 3 | 60 | 143462 | Bathroom | 0.003174
Ceiling Fixture | Compact Fluorescent |  | Twist | 1 | 15 | 143462 | Bathroom | 0.003174
Ceiling Fixture | Compact Fluorescent |  | Twist | 1 | 15 | 143462 | Bathroom | 0.003174
Chandelier (Hanging) | Incandescent |  | Standard A Lamp | 1 | 75 | 143462 | Bathroom | 0.003174
Wall Mount | Incandescent |  | Globe | 3 | 40 | 145071 | Bathroom | 0.00090764
Recessed Can | Incandescent |  | Reflector | 1 | 250 | 145071 | Bathroom | 0.00090764
Wall Mount | Incandescent |  | Standard A Lamp | 4 | 100 | 145071 | Bathroom | 0.00090764
Recessed Can | Incandescent |  | Reflector | 1 | 150 | 145071 | Bathroom | 0.00090764
Recessed Can | Incandescent |  | Heat Lamp | 1 | 250 | 145071 | Bathroom | 0.00090764
Recessed Can | Incandescent |  | Standard A Lamp | 1 | 100 | 145071 | Bathroom | 0.00090764
Recessed Can | Incandescent |  | Standard A Lamp | 1 | 100 | 145071 | Bathroom | 0.00090764
Floor lamp | Incandescent |  | Mini base | 5 | 40 | 145071 | Bathroom | 0.00090764
Table | Compact Fluorescent |  | Twist | 1 | 22 | 145071 | Bathroom | 0.00090764
Ceiling Fixture | Incandescent |  | Standard A Lamp | 1 | 60 | 145071 | Bathroom | 0.00090764
Ceiling Fixture | Incandescent |  | Clear | 1 | 60 | 145071 | Bathroom | 0.00090764
Chandelier (Hanging) | Compact Fluorescent |  | Twist | 1 | 22 | 145071 | Bathroom | 0.00090764
Ceiling Fixture | Compact Fluorescent |  | Straight Tube | 2 | 15 | 145071 | Bathroom | 0.00090764
Other | Incandescent |  | Standard A Lamp | 2 | 100 | 145071 | Bathroom | 0.00090764
Ceiling Fixture | Incandescent |  | Standard A Lamp | 1 | 75 | 145071 | Bathroom | 0.00090764
Ceiling Fixture | Incandescent |  | Standard A Lamp | 1 | 100 | 145071 | Bathroom | 0.00090764
Floor lamp | Compact Fluorescent |  | Twist | 2 | 23 | 145071 | Bathroom | 0.00090764
Floor lamp | Compact Fluorescent |  | Twist | 1 | 22 | 145071 | Bathroom | 0.00090764
Table | Incandescent |  | 3-Way Incandescent | 1 | 150 | 145071 | Bathroom | 0.00090764
Ceiling Fixture | Incandescent |  | Standard A Lamp | 1 | 60 | 145071 | Bathroom | 0.00090764
Wall Mount | Incandescent |  | Clear | 4 | 40 | 145071 | Bathroom | 0.00090764
Recessed Can | Incandescent |  | Heat Lamp | 1 | 250 | 145071 | Bathroom | 0.00090764
Recessed Can | Incandescent |  | Reflector | 1 | 150 | 145071 | Bathroom | 0.00090764
Ceiling Fixture | Incandescent |  | Standard A Lamp | 1 | 60 | 145071 | Bathroom | 0.00090764
Floor lamp | Incandescent |  | 3-Way Incandescent | 1 | 150 | 145071 | Bathroom | 0.00090764
Table | Incandescent |  | Standard A Lamp | 1 | 60 | 145071 | Bathroom | 0.00090764
Wall Mount | Incandescent |  | Standard A Lamp | 4 | 100 | 145072 | Bathroom | 0.00090764
Other | Incandescent |  | Heat Lamp | 2 | 250 | 145072 | Bathroom | 0.00090764
Recessed Can | Incandescent |  | Standard A Lamp | 1 | 65 | 145072 | Bathroom | 0.00090764
Floor lamp | Incandescent |  | Standard A Lamp | 1 | 100 | 145072 | Bathroom | 0.00090764
Recessed Can | Incandescent |  | Reflector | 1 | 65 | 145072 | Bathroom | 0.00090764
Table | Incandescent |  | Standard A Lamp | 1 | 75 | 145072 | Bathroom | 0.00090764
Ceiling Fixture | Incandescent |  | Standard A Lamp | 1 | 75 | 145072 | Bathroom | 0.00090764
Ceiling Fixture | Incandescent |  | Standard A Lamp | 1 | 60 | 145072 | Bathroom | 0.00090764
Ceiling Fixture | Incandescent |  | Standard A Lamp | 2 | 75 | 145072 | Bathroom | 0.00090764
Other | Compact Fluorescent |  | Twist | 1 | 22 | 145072 | Bathroom | 0.00090764
Chandelier (Hanging) | Incandescent |  | Decorative | 5 | 60 | 145072 | Bathroom | 0.00090764
Wall Mount | Incandescent |  | Standard A Lamp | 4 | 75 | 145073 | Bathroom | 0.00090764
Recessed Can | Incandescent |  | Reflector | 1 | 150 | 145073 | Bathroom | 0.00090764
Recessed Can | Incandescent |  | Heat Lamp | 1 | 5 | 145073 | Bathroom | 0.00090764
Recessed Can | Incandescent |  | Standard A Lamp | 1 | 75 | 145073 | Bathroom | 0.00090764
Table | Incandescent |  | Mini base | 3 | 40 | 145073 | Bathroom | 0.00090764
Recessed Can | Incandescent |  | Reflector | 1 | 65 | 145073 | Bathroom | 0.00090764
Table | Incandescent |  | Standard A Lamp | 1 | 60 | 145073 | Bathroom | 0.00090764
Ceiling Fixture | Incandescent |  | Standard A Lamp | 1 | 100 | 145073 | Bathroom | 0.00090764
Ceiling Fixture | Incandescent |  | Standard A Lamp | 1 | 40 | 145073 | Bathroom | 0.00090764
Other | Compact Fluorescent |  | Twist | 1 | 15 | 145073 | Bathroom | 0.00090764
Ceiling Fixture | Incandescent |  | Standard A Lamp | 1 | 60 | 145073 | Bathroom | 0.00090764
Chandelier (Hanging) | Incandescent |  | Mini base | 8 | 40 | 145073 | Bathroom | 0.00090764
Chandelier (Hanging) | Compact Fluorescent |  | Twist | 1 | 15 | 145073 | Bathroom | 0.00090764
Floor lamp | Incandescent |  | Standard A Lamp | 2 | 100 | 145073 | Bathroom | 0.00090764
Chandelier (Hanging) | Compact Fluorescent |  | Twist | 1 | 15 | 145073 | Bathroom | 0.00090764
Floor lamp | Incandescent |  | Mini base | 3 | 40 | 145073 | Bathroom | 0.00090764
Wall Mount | Compact Fluorescent |  | Globe | 5 | 15 | 146131 | Bathroom | 0.001185
Ceiling Fixture | Incandescent |  | Reflector | 1 | 250 | 146131 | Bathroom | 0.001185
Recessed Can | Incandescent |  | Reflector | 1 | 65 | 146131 | Bathroom | 0.001185
Ceiling Fixture | Compact Fluorescent |  | Twist | 2 | 23 | 146131 | Bathroom | 0.001185
Table | Incandescent |  | Standard A Lamp | 1 | 60 | 146131 | Bathroom | 0.001185
Ceiling Fixture | Compact Fluorescent |  | Twist | 2 | 23 | 146131 | Bathroom | 0.001185
Table | Incandescent |  | Standard A Lamp | 1 | 60 | 146131 | Bathroom | 0.001185
Table | Halogen |  | Other | 1 | 20 | 146131 | Bathroom | 0.001185
Recessed Can | Compact Fluorescent |  | Reflector | 1 | 15 | 146131 | Bathroom | 0.001185
Ceiling Fixture | Incandescent |  | Globe | 1 | 100 | 146131 | Bathroom | 0.001185
Floor lamp | Incandescent |  | 3-Way Incandescent | 1 | 100 | 146131 | Bathroom | 0.001185
Table | Incandescent |  | Standard A Lamp | 1 | 57 | 146131 | Bathroom | 0.001185
Floor lamp | Incandescent |  | Standard A Lamp | 2 | 60 | 146131 | Bathroom | 0.001185
Table | Incandescent |  | 3-Way Incandescent | 1 | 100 | 146131 | Bathroom | 0.001185
Floor lamp | Incandescent |  | Standard A Lamp | 1 | 60 | 146131 | Bathroom | 0.001185
Recessed Can | Compact Fluorescent |  | Reflector | 1 | 15 | 146131 | Bathroom | 0.001185
Ceiling Fixture | Linear Fluorescent | 4 | T-12 | 2 | 40 | 146131 | Bathroom | 0.001185
Wall Mount | Incandescent |  | Standard A Lamp | 1 | 40 | 146131 | Bathroom | 0.001185
Wall Mount | Incandescent |  | Globe | 5 | 60 | 146132 | Bathroom | 0.001185
Ceiling Fixture | Incandescent |  | Reflector | 1 | 250 | 146132 | Bathroom | 0.001185
Recessed Can | Incandescent |  | Reflector | 1 | 65 | 146132 | Bathroom | 0.001185
Ceiling Fixture | Incandescent |  | Decorative | 4 | 40 | 146132 | Bathroom | 0.001185
Table | Incandescent |  | Decorative | 1 | 60 | 146132 | Bathroom | 0.001185
Ceiling Fixture | Incandescent |  | Standard A Lamp | 2 | 60 | 146132 | Bathroom | 0.001185
Table | Incandescent |  | Standard A Lamp | 1 | 75 | 146132 | Bathroom | 0.001185
Recessed Can | Incandescent |  | Reflector | 1 | 65 | 146132 | Bathroom | 0.001185
Ceiling Fixture | Compact Fluorescent |  | Twist | 1 | 26 | 146132 | Bathroom | 0.001185
Floor lamp | Compact Fluorescent |  | Twist | 1 | 26 | 146132 | Bathroom | 0.001185
Ceiling Fixture | Linear Fluorescent | 4 | T-12 | 2 | 40 | 146132 | Bathroom | 0.001185
Wall Mount | Incandescent |  | Standard A Lamp | 1 | 60 | 146132 | Bathroom | 0.001185
Recessed Can | Incandescent |  | Reflector | 1 | 65 | 146132 | Bathroom | 0.001185
Table | Compact Fluorescent |  | Twist | 1 | 26 | 146132 | Bathroom | 0.001185
Wall Mount | Linear Fluorescent | 2 | T-8 | 2 | 17 | 146141 | Bathroom | 0.002116
Floor lamp | Incandescent |  | Standard A Lamp | 1 | 40 | 146141 | Bathroom | 0.002116
Table | Incandescent |  | Mini base | 1 | 40 | 146141 | Bathroom | 0.002116
Wall Mount | Linear Fluorescent | 2 | T-8 | 2 | 16 | 146141 | Bathroom | 0.002116
Ceiling Fixture | Linear Fluorescent | 4 | T-8 | 2 | 32 | 146141 | Bathroom | 0.002116
Ceiling Fan | Incandescent |  | Standard A Lamp | 1 | 60 | 146141 | Bathroom | 0.002116
Table | Incandescent |  | Standard A Lamp | 1 | 60 | 146141 | Bathroom | 0.002116
Wall Mount | Linear Fluorescent | 2 | T-8 | 2 | 17 | 146142 | Bathroom | 0.002116
Table | Incandescent |  | 3-Way Incandescent | 1 | 150 | 146142 | Bathroom | 0.002116
Wall Mount | Linear Fluorescent | 2 | T-8 | 2 | 16 | 146142 | Bathroom | 0.002116
Ceiling Fixture | Linear Fluorescent | 4 | T-8 | 2 | 32 | 146142 | Bathroom | 0.002116
Other | Incandescent |  | Decorative | 1 | 8 | 146142 | Bathroom | 0.002116
Other | Incandescent |  | Standard A Lamp | 1 | 75 | 146142 | Bathroom | 0.002116
Ceiling Fan | Compact Fluorescent |  | Twist | 1 | 23 | 146142 | Bathroom | 0.002116
Floor lamp | Incandescent |  | 3-Way Incandescent | 1 | 150 | 146142 | Bathroom | 0.002116
Table | Incandescent |  | 3-Way Incandescent | 1 | 100 | 146142 | Bathroom | 0.002116
Wall Mount | Linear Fluorescent | 2 | T-8 | 2 | 17 | 146143 | Bedroom | 0.002116
Table | Incandescent |  | 3-Way Incandescent | 1 | 100 | 146143 | Bedroom | 0.002116
Ceiling Fan | Incandescent |  | Standard A Lamp | 1 | 60 | 146143 | Bedroom | 0.002116
Table | Incandescent |  | Standard A Lamp | 0 |  | 146143 | Bedroom | 0.002116
Ceiling Fixture | Linear Fluorescent | 4 | T-8 | 2 | 32 | 146143 | Bedroom | 0.002116
Wall Mount | Linear Fluorescent | 2 | T-8 | 2 | 16 | 146143 | Bedroom | 0.002116
Wall Mount | Incandescent |  | Standard A Lamp | 3 | 60 | 200211 | Bathroom | 0.003323
Wall Mount | Compact Fluorescent |  | Twist | 2 | 15 | 200211 | Bathroom | 0.003323
Table | Incandescent |  | Standard A Lamp | 1 | 75 | 200211 | Bathroom | 0.003323
Ceiling Fixture | Compact Fluorescent |  | Twist | 2 | 15 | 200211 | Bathroom | 0.003323
Wall Mount | Incandescent |  | Standard A Lamp | 1 | 40 | 200211 | Bathroom | 0.003323
Ceiling Fixture | Compact Fluorescent |  | Twist | 2 | 15 | 200211 | Bathroom | 0.003323
Table | Compact Fluorescent |  | Twist | 1 | 15 | 200211 | Bathroom | 0.003323
Wall Mount | Compact Fluorescent |  | Twist | 4 | 15 | 200212 | Bathroom | 0.003323
Wall Mount | Compact Fluorescent |  | Twist | 2 | 15 | 200212 | Bathroom | 0.003323
Chandelier (Hanging) | Incandescent |  | Standard A Lamp | 5 | 25 | 200212 | Bathroom | 0.003323
Ceiling Fixture | Linear Fluorescent | 1.5 | T-12 | 1 | 15 | 200212 | Bathroom | 0.003323
Ceiling Fixture | Compact Fluorescent |  | Twist | 2 | 15 | 200212 | Bathroom | 0.003323
Wall Mount | Compact Fluorescent |  | Twist | 1 | 15 | 200212 | Bathroom | 0.003323
Floor lamp | Compact Fluorescent |  | Twist | 1 | 22 | 200212 | Bathroom | 0.003323
Floor lamp | Incandescent |  | Standard A Lamp | 1 | 60 | 200212 | Bathroom | 0.003323
Ceiling Fixture | Incandescent |  | Standard A Lamp | 1 | 60 | 200212 | Bathroom | 0.003323
Ceiling Fixture | Compact Fluorescent |  | Twist | 1 | 15 | 200212 | Bathroom | 0.003323
Wall Mount | Incandescent |  | Standard A Lamp | 4 | 60 | 200213 | Bathroom | 0.003323
Ceiling Fixture | Incandescent |  | Standard A Lamp | 2 | 60 | 200213 | Bathroom | 0.003323
Wall Mount | Incandescent |  | Standard A Lamp | 1 | 60 | 200213 | Bathroom | 0.003323
Ceiling Fixture | Incandescent |  | Standard A Lamp | 2 | 60 | 200213 | Bathroom | 0.003323
Floor lamp | Incandescent |  | Standard A Lamp | 1 | 40 | 200213 | Bathroom | 0.003323
Wall Mount | Compact Fluorescent |  | Twist | 2 | 15 | 200213 | Bathroom | 0.003323
Ceiling Fixture | Incandescent |  | Clear | 3 | 60 | 201011 | Other | 0.003323
Wall Mount | Linear Fluorescent | 3 | T-8 | 1 | 30 | 201011 | Other | 0.003323
Ceiling Fixture | Incandescent |  | Clear | 2 | 75 | 201011 | Other | 0.003323
Ceiling Fixture | Linear Fluorescent | 4 | T-12 | 2 | 40 | 201011 | Other | 0.003323
Table | Incandescent |  | Clear | 1 | 75 | 201011 | Other | 0.003323
Table | Incandescent |  | Clear | 2 | 75 | 201011 | Other | 0.003323
Ceiling Fixture | Incandescent |  | Clear | 2 | 52 | 201012 | Other | 0.003323
Wall Mount | Linear Fluorescent | 3 | T-8 | 1 | 30 | 201012 | Other | 0.003323
Ceiling Fixture | Incandescent |  | Clear | 1 | 40 | 201013 | Master Bedroom | 0.003323
Table | Incandescent |  | Clear | 1 | 75 | 201013 | Master Bedroom | 0.003323
Wall Mount | Linear Fluorescent | 3 | T-8 | 1 | 30 | 201013 | Master Bedroom | 0.003323
Ceiling Fixture | Incandescent |  | Clear | 2 | 40 | 201013 | Master Bedroom | 0.003323
Wall Mount | Compact Fluorescent |  | Pin base | 2 | 13 | 201191 | Bathroom | 0.003323
Ceiling Fixture | Compact Fluorescent |  | Pin base | 2 | 13 | 201191 | Bathroom | 0.003323
Ceiling Fixture | Compact Fluorescent |  | Pin base | 2 | 13 | 201191 | Bathroom | 0.003323
Ceiling Fixture | Linear Fluorescent | 4 | T-8 | 2 | 32 | 201191 | Bathroom | 0.003323
Ceiling Fixture | Compact Fluorescent |  | Pin base | 2 | 13 | 201191 | Bathroom | 0.003323
Wall Mount | Incandescent |  | Standard A Lamp | 1 | 60 | 201191 | Bathroom | 0.003323
Wall Mount | Compact Fluorescent |  | Pin base | 2 | 13 | 201191 | Bathroom | 0.003323
Table | Compact Fluorescent |  | Twist | 1 | 26 | 201191 | Bathroom | 0.003323
Wall Mount | Compact Fluorescent |  | Pin base | 2 | 13 | 201192 | Bathroom | 0.003323
Ceiling Fixture | Compact Fluorescent |  | Pin base | 2 | 13 | 201192 | Bathroom | 0.003323
Ceiling Fixture | Compact Fluorescent |  | Pin base | 2 | 13 | 201192 | Bathroom | 0.003323
Table | Incandescent |  | Decorative | 3 | 5 | 201192 | Bathroom | 0.003323
Ceiling Fixture | Linear Fluorescent | 4 | T-12 | 2 | 40 | 201192 | Bathroom | 0.003323
Ceiling Fixture | Compact Fluorescent |  | Pin base | 2 | 13 | 201192 | Bathroom | 0.003323
Wall Mount | Compact Fluorescent |  | Twist | 1 | 26 | 201192 | Bathroom | 0.003323
Wall Mount | Compact Fluorescent |  | Pin base | 2 | 13 | 201192 | Bathroom | 0.003323
Table | Compact Fluorescent |  | Twist | 1 | 26 | 201192 | Bathroom | 0.003323
Wall Mount | Compact Fluorescent |  | Pin base | 2 | 13 | 201193 | Bathroom | 0.003323
Ceiling Fixture | Compact Fluorescent |  | Pin base | 2 | 13 | 201193 | Bathroom | 0.003323
Ceiling Fixture | Compact Fluorescent |  | Pin base | 2 | 13 | 201193 | Bathroom | 0.003323
Table | Compact Fluorescent |  | Twist | 1 | 26 | 201193 | Bathroom | 0.003323
Ceiling Fixture | Linear Fluorescent | 4 | T-12 | 2 | 40 | 201193 | Bathroom | 0.003323
Ceiling Fixture | Compact Fluorescent |  | Pin base | 2 | 13 | 201193 | Bathroom | 0.003323
Wall Mount | Incandescent |  | Standard A Lamp | 1 | 60 | 201193 | Bathroom | 0.003323
Wall Mount | Compact Fluorescent |  | Pin base | 2 | 13 | 201193 | Bathroom | 0.003323
Table | Compact Fluorescent |  | Twist | 1 | 26 | 201193 | Bathroom | 0.003323
Wall Mount | Incandescent |  | Globe | 4 | 60 | 201651 | Bathroom | 0.003323
Ceiling Fixture | Incandescent |  | Reflector | 1 | 250 | 201651 | Bathroom | 0.003323
Ceiling Fixture | Incandescent |  | Standard A Lamp | 1 | 65 | 201651 | Bathroom | 0.003323
Ceiling Fixture | Incandescent |  | Standard A Lamp | 2 | 75 | 201651 | Bathroom | 0.003323
Floor lamp | Incandescent |  | Decorative | 6 | 25 | 201651 | Bathroom | 0.003323
Ceiling Fixture | Linear Fluorescent | 4 | T-8 | 2 | 32 | 201651 | Bathroom | 0.003323
Floor lamp | Compact Fluorescent |  | Twist | 1 | 20 | 201651 | Bathroom | 0.003323
Ceiling Fixture | Incandescent |  | Standard A Lamp | 2 | 75 | 201651 | Bathroom | 0.003323
Other | Incandescent |  | Globe | 1 | 60 | 201651 | Bathroom | 0.003323
Wall Mount | Incandescent |  | Globe | 4 | 60 | 201652 | Bathroom | 0.003323
Ceiling Fixture | Incandescent |  | Reflector | 1 | 250 | 201652 | Bathroom | 0.003323
Ceiling Fixture | Incandescent |  | Standard A Lamp | 1 | 65 | 201652 | Bathroom | 0.003323
Ceiling Fixture | Incandescent |  | Standard A Lamp | 2 | 75 | 201652 | Bathroom | 0.003323
Table | Incandescent |  | Standard A Lamp | 1 | 75 | 201652 | Bathroom | 0.003323
Ceiling Fixture | Linear Fluorescent | 4 | T-8 | 2 | 32 | 201652 | Bathroom | 0.003323
Table | Incandescent |  | Standard A Lamp | 1 | 100 | 201652 | Bathroom | 0.003323
Ceiling Fixture | Incandescent |  | Standard A Lamp | 2 | 75 | 201652 | Bathroom | 0.003323
Other | Incandescent |  | Globe | 1 | 60 | 201652 | Bathroom | 0.003323
Wall Mount | Incandescent |  | Standard A Lamp | 4 | 60 | 201653 | Bathroom | 0.003323
Ceiling Fixture | Incandescent |  | Reflector | 1 | 250 | 201653 | Bathroom | 0.003323
Wall Mount | Incandescent |  | Standard A Lamp | 4 | 60 | 201653 | Bathroom | 0.003323
Ceiling Fixture | Incandescent |  | Reflector | 1 | 250 | 201653 | Bathroom | 0.003323
Ceiling Fixture | Incandescent |  | Standard A Lamp | 2 | 75 | 201653 | Bathroom | 0.003323
Table | Compact Fluorescent |  | Twist | 1 | 15 | 201653 | Bathroom | 0.003323
Table | Compact Fluorescent |  | Twist | 1 | 22 | 201653 | Bathroom | 0.003323
Ceiling Fixture | Incandescent |  | Standard A Lamp | 2 | 75 | 201653 | Bathroom | 0.003323
Table | Compact Fluorescent |  | Twist | 1 | 22 | 201653 | Bathroom | 0.003323
Ceiling Fixture | Linear Fluorescent | 4 | T-8 | 2 | 32 | 201653 | Bathroom | 0.003323
Ceiling Fixture | Incandescent |  | Standard A Lamp | 2 | 75 | 201653 | Bathroom | 0.003323
Wall Mount | Incandescent |  | Standard A Lamp | 1 | 60 | 201653 | Bathroom | 0.003323
Floor lamp | Compact Fluorescent |  | Twist | 1 | 22 | 201653 | Bathroom | 0.003323
Ceiling Fixture | Incandescent |  | Standard A Lamp | 1 | 75 | 201653 | Bathroom | 0.003323
Wall Mount | Incandescent |  | Standard A Lamp | 3 | 60 | 201931 | Bathroom | 0.003323
Ceiling Fixture | Incandescent |  | Standard A Lamp | 2 | 100 | 201931 | Bathroom | 0.003323
Ceiling Fixture | Incandescent |  | Standard A Lamp | 2 | 100 | 201931 | Bathroom | 0.003323
Ceiling Fixture | Incandescent |  | Standard A Lamp | 2 | 75 | 201931 | Bathroom | 0.003323
Ceiling Fixture | Incandescent |  | Standard A Lamp | 1 | 40 | 201931 | Bathroom | 0.003323
Wall Mount | Incandescent |  | Standard A Lamp | 1 | 40 | 201931 | Bathroom | 0.003323
Recessed Can | Incandescent |  | Reflector | 1 | 250 | 201932 | Bathroom | 0.003323
Wall Mount | Incandescent |  | Standard A Lamp | 4 | 75 | 201932 | Bathroom | 0.003323
Ceiling Fixture | Incandescent |  | Standard A Lamp | 2 | 75 | 201932 | Bathroom | 0.003323
Table | Incandescent |  | Standard A Lamp | 1 | 75 | 201932 | Bathroom | 0.003323
Ceiling Fixture | Incandescent |  | Standard A Lamp | 2 | 75 | 201932 | Bathroom | 0.003323
Ceiling Fan | Incandescent |  | Standard A Lamp | 2 | 75 | 201932 | Bathroom | 0.003323
Ceiling Fixture | Incandescent |  | Standard A Lamp | 1 | 40 | 201932 | Bathroom | 0.003323
Wall Mount | Incandescent |  | Standard A Lamp | 1 | 40 | 201932 | Bathroom | 0.003323
Wall Mount | Incandescent |  | Standard A Lamp | 4 | 100 | 201933 | Bathroom | 0.003323
Ceiling Fixture | Incandescent |  | Standard A Lamp | 2 | 75 | 201933 | Bathroom | 0.003323
Ceiling Fixture | Incandescent |  | Standard A Lamp | 2 | 75 | 201933 | Bathroom | 0.003323
Ceiling Fixture | Incandescent |  | Standard A Lamp | 1 | 75 | 201933 | Bathroom | 0.003323
Ceiling Fixture | Linear Fluorescent | 4 | T-8 | 2 | 32 | 201951 | Bathroom | 0.0049845
Wall Mount | Linear Fluorescent | 2 | T-8 | 2 | 17 | 201951 | Bathroom | 0.0049845
Wall Mount | Linear Fluorescent | 4 | T-8 | 2 | 32 | 201951 | Bathroom | 0.0049845
Ceiling Fixture | Linear Fluorescent | 4 | T-8 | 2 | 32 | 201951 | Bathroom | 0.0049845
Table | Compact Fluorescent |  | Twist | 1 | 23 | 201951 | Bathroom | 0.0049845
Table | Halogen |  | PAR | 1 | 35 | 201951 | Bathroom | 0.0049845
Ceiling Fixture | Incandescent |  | Standard A Lamp | 1 | 72 | 201951 | Bathroom | 0.0049845
Table | Compact Fluorescent |  | Twist | 1 | 13 | 201951 | Bathroom | 0.0049845
Track | Halogen |  | MR | 1 | 50 | 201951 | Bathroom | 0.0049845
Ceiling Fixture | Other |  | Other | 1 | 20 | 201951 | Bathroom | 0.0049845
Ceiling Fixture | Halogen |  | PAR | 1 | 50 | 201951 | Bathroom | 0.0049845
Ceiling Fixture | Linear Fluorescent | 4 | T-8 | 2 | 32 | 201952 | Bathroom | 0.0049845
Wall Mount | Linear Fluorescent | 2 | T-8 | 2 | 17 | 201952 | Bathroom | 0.0049845
Ceiling Fixture | Linear Fluorescent | 4 | T-8 | 2 | 32 | 201952 | Bathroom | 0.0049845
Table | Incandescent |  | Standard A Lamp | 1 | 100 | 201952 | Bathroom | 0.0049845
Wall Mount | Compact Fluorescent |  | Twist | 4 | 15 | 202411 | Bathroom | 0.003323
Ceiling Fixture | Compact Fluorescent |  | Twist | 1 | 15 | 202411 | Bathroom | 0.003323
Ceiling Fixture | Compact Fluorescent |  | Twist | 2 | 15 | 202411 | Bathroom | 0.003323
Ceiling Fixture | Incandescent |  | Standard A Lamp | 1 | 60 | 202411 | Bathroom | 0.003323
Recessed Can | Incandescent |  | Standard A Lamp | 1 | 40 | 202411 | Bathroom | 0.003323
Ceiling Fixture | Incandescent |  | Standard A Lamp | 1 | 60 | 202411 | Bathroom | 0.003323
Ceiling Fan | Compact Fluorescent |  | Twist | 3 | 22 | 202411 | Bathroom | 0.003323
Table | Compact Fluorescent |  | Twist | 1 | 15 | 202411 | Bathroom | 0.003323
Floor lamp | Compact Fluorescent |  | Twist | 1 | 15 | 202411 | Bathroom | 0.003323
Wall Mount | Incandescent |  | Globe | 4 | 40 | 202412 | Bathroom | 0.003323
Ceiling Fixture | Incandescent |  | Standard A Lamp | 1 | 40 | 202412 | Bathroom | 0.003323
Ceiling Fixture | Compact Fluorescent |  | Twist | 2 | 15 | 202412 | Bathroom | 0.003323
Ceiling Fixture | Compact Fluorescent |  | Twist | 2 | 15 | 202412 | Bathroom | 0.003323
Ceiling Fan | Compact Fluorescent |  | Twist | 3 | 15 | 202412 | Bathroom | 0.003323
Ceiling Fixture | Compact Fluorescent |  | Twist | 1 | 15 | 202412 | Bathroom | 0.003323
Ceiling Fixture | Incandescent |  | Standard A Lamp | 1 | 60 | 202412 | Bathroom | 0.003323
Ceiling Fixture | Compact Fluorescent |  | Twist | 2 | 15 | 202412 | Bathroom | 0.003323
Recessed - other | Compact Fluorescent |  | Twist | 1 | 15 | 202412 | Bathroom | 0.003323
Floor lamp | Incandescent |  | Decorative | 5 | 25 | 202412 | Bathroom | 0.003323
Table | Compact Fluorescent |  | Twist | 1 | 13 | 202412 | Bathroom | 0.003323
Table | Incandescent |  | Standard A Lamp | 1 | 60 | 202412 | Bathroom | 0.003323
Wall Mount | Incandescent |  | Globe | 4 | 40 | 202413 | Bathroom | 0.003323
Ceiling Fixture | Incandescent |  | Standard A Lamp | 1 | 60 | 202413 | Bathroom | 0.003323
Table | Compact Fluorescent |  | Twist | 1 | 15 | 202413 | Bathroom | 0.003323
Ceiling Fixture | Incandescent |  | Standard A Lamp | 1 | 60 | 202413 | Bathroom | 0.003323
Floor lamp | Incandescent |  | Standard A Lamp | 1 | 60 | 202413 | Bathroom | 0.003323
Ceiling Fixture | Incandescent |  | Standard A Lamp | 1 | 60 | 202413 | Bathroom | 0.003323
Ceiling Fixture | Incandescent |  | Standard A Lamp | 2 | 60 | 202413 | Bathroom | 0.003323
Recessed - other | Incandescent |  | Standard A Lamp | 1 | 100 | 202413 | Bathroom | 0.003323
Ceiling Fixture | Compact Fluorescent |  | Twist | 1 | 15 | 202413 | Bathroom | 0.003323
Floor lamp | Incandescent |  | Standard A Lamp | 1 | 60 | 202413 | Bathroom | 0.003323
Wall Mount | Incandescent |  | Standard A Lamp | 4 | 40 | 202891 | Bathroom | 0.003323
Ceiling Fixture | Incandescent |  | Standard A Lamp | 2 | 60 | 202891 | Bathroom | 0.003323
Table | Incandescent |  | Standard A Lamp | 1 | 60 | 202891 | Bathroom | 0.003323
Ceiling Fixture | Incandescent |  | Standard A Lamp | 2 | 60 | 202891 | Bathroom | 0.003323
Ceiling Fan | Incandescent |  | Decorative | 4 | 40 | 202891 | Bathroom | 0.003323
Ceiling Fixture | Incandescent |  | Standard A Lamp | 2 | 60 | 202891 | Bathroom | 0.003323
Wall Mount | Incandescent |  | Standard A Lamp | 1 | 40 | 202891 | Bathroom | 0.003323
Wall Mount | Linear Fluorescent | 2 | T-8 | 1 | 15 | 202891 | Bathroom | 0.003323
Ceiling Fixture | Incandescent |  | Standard A Lamp | 1 | 60 | 202891 | Bathroom | 0.003323
Table | Incandescent |  | 3-Way Incandescent | 1 | 70 | 202891 | Bathroom | 0.003323
Wall Mount | Incandescent |  | Standard A Lamp | 4 | 60 | 202892 | Bathroom | 0.003323
Ceiling Fixture | Incandescent |  | Standard A Lamp | 2 | 60 | 202892 | Bathroom | 0.003323
Table | Incandescent |  | Decorative | 3 | 25 | 202892 | Bathroom | 0.003323
Ceiling Fixture | Incandescent |  | Standard A Lamp | 1 | 60 | 202892 | Bathroom | 0.003323
Ceiling Fan | Incandescent |  | Standard A Lamp | 4 | 60 | 202892 | Bathroom | 0.003323
Floor lamp | Incandescent |  | Standard A Lamp | 4 | 60 | 202892 | Bathroom | 0.003323
Ceiling Fixture | Incandescent |  | Standard A Lamp | 2 | 60 | 202892 | Bathroom | 0.003323
Wall Mount | Incandescent |  | Standard A Lamp | 1 | 60 | 202892 | Bathroom | 0.003323
Wall Mount | Incandescent |  | Standard A Lamp | 4 | 40 | 202893 | Bathroom | 0.003323
Ceiling Fixture | Incandescent |  | Standard A Lamp | 2 | 60 | 202893 | Bathroom | 0.003323
Ceiling Fixture | Incandescent |  | Standard A Lamp | 1 | 60 | 202893 | Bathroom | 0.003323
Ceiling Fan | Compact Fluorescent |  | Twist | 3 | 26 | 202893 | Bathroom | 0.003323
Wall Mount | Incandescent |  | Standard A Lamp | 1 | 40 | 202893 | Bathroom | 0.003323
Wall Mount | Linear Fluorescent | 2 | T-8 | 1 | 15 | 202893 | Bathroom | 0.003323
Ceiling Fixture | Incandescent |  | Standard A Lamp | 1 | 60 | 202893 | Bathroom | 0.003323
Floor lamp | Incandescent |  | Standard A Lamp | 1 | 40 | 202893 | Bathroom | 0.003323
Wall Mount | Incandescent |  | Standard A Lamp | 4 | 75 | 205321 | Bathroom | 0.003323
Ceiling Fixture | Incandescent |  | Standard A Lamp | 2 | 60 | 205321 | Bathroom | 0.003323
Ceiling Fixture | Incandescent |  | Standard A Lamp | 1 | 60 | 205321 | Bathroom | 0.003323
Wall Mount | Incandescent |  | Standard A Lamp | 1 | 60 | 205321 | Bathroom | 0.003323
Ceiling Fixture | Compact Fluorescent |  | Twist | 2 | 13 | 205321 | Bathroom | 0.003323
Ceiling Fixture | Compact Fluorescent |  | Twist | 1 | 13 | 205321 | Bathroom | 0.003323
Ceiling Fixture | Incandescent |  | Standard A Lamp | 2 | 40 | 205321 | Bathroom | 0.003323
Table | Compact Fluorescent |  | Twist | 1 | 13 | 205321 | Bathroom | 0.003323
Ceiling Fixture | Incandescent |  | Standard A Lamp | 2 | 60 | 205322 | Bathroom | 0.003323
Wall Mount | Incandescent |  | Globe | 4 | 60 | 205322 | Bathroom | 0.003323
Ceiling Fixture | Incandescent |  | Standard A Lamp | 2 | 60 | 205322 | Bathroom | 0.003323
Table | Incandescent |  | Standard A Lamp | 1 | 60 | 205322 | Bathroom | 0.003323
Wall Mount | Incandescent |  | Standard A Lamp | 1 | 60 | 205322 | Bathroom | 0.003323
Table | Incandescent |  | Decorative | 1 | 25 | 205322 | Bathroom | 0.003323
Ceiling Fixture | Incandescent |  | Standard A Lamp | 2 | 60 | 205322 | Bathroom | 0.003323
Table | Incandescent |  | Decorative | 1 | 25 | 205322 | Bathroom | 0.003323
Floor lamp | Incandescent |  | Mini base | 2 | 40 | 205322 | Bathroom | 0.003323
Ceiling Fan | Incandescent |  | Decorative | 3 | 40 | 205322 | Bathroom | 0.003323
Ceiling Fixture | Incandescent |  | Standard A Lamp | 1 | 60 | 205323 | Bathroom | 0.003323
Wall Mount | Incandescent |  | Standard A Lamp | 4 | 60 | 205323 | Bathroom | 0.003323
Ceiling Fixture | Incandescent |  | Standard A Lamp | 2 | 60 | 205323 | Bathroom | 0.003323
Wall Mount | Incandescent |  | Standard A Lamp | 1 | 60 | 205323 | Bathroom | 0.003323
Ceiling Fixture | Incandescent |  | Standard A Lamp | 1 | 75 | 205323 | Bathroom | 0.003323
Ceiling Fixture | Incandescent |  | Standard A Lamp | 2 | 75 | 205323 | Bathroom | 0.003323
Ceiling Fixture | Incandescent |  | Heat Lamp | 2 | 250 | 205661 | Bathroom | 0.003323
Wall Mount | Incandescent |  | Standard A Lamp | 2 | 60 | 205661 | Bathroom | 0.003323
Chandelier (Hanging) | Incandescent |  | Standard A Lamp | 4 | 25 | 205661 | Bathroom | 0.003323
Table | Compact Fluorescent |  | Twist | 1 | 8 | 205661 | Bathroom | 0.003323
Wall Mount | Incandescent |  | Standard A Lamp | 2 | 75 | 205661 | Bathroom | 0.003323
Ceiling Fixture | Incandescent |  | Standard A Lamp | 2 | 60 | 205661 | Bathroom | 0.003323
Chandelier (Hanging) | Compact Fluorescent |  | Twist | 4 | 8 | 205661 | Bathroom | 0.003323
Wall Mount | Incandescent |  | Standard A Lamp | 1 | 60 | 205661 | Bathroom | 0.003323
Ceiling Fixture | Compact Fluorescent |  | Twist | 1 | 28 | 205661 | Bathroom | 0.003323
Table | Compact Fluorescent |  | Twist | 1 | 7 | 205661 | Bathroom | 0.003323
Floor lamp | Compact Fluorescent |  | Twist | 1 | 28 | 205661 | Bathroom | 0.003323
Chandelier (Hanging) | Incandescent |  | Decorative | 1 | 25 | 205661 | Bathroom | 0.003323
Ceiling Fixture | Incandescent |  | Heat Lamp | 2 | 250 | 205662 | Bathroom | 0.003323
Wall Mount | Incandescent |  | Standard A Lamp | 2 | 60 | 205662 | Bathroom | 0.003323
Ceiling Fixture | Compact Fluorescent |  | Twist | 2 | 28 | 205662 | Bathroom | 0.003323
Wall Mount | Incandescent |  | Standard A Lamp | 2 | 75 | 205662 | Bathroom | 0.003323
Ceiling Fixture | Incandescent |  | Standard A Lamp | 2 | 60 | 205662 | Bathroom | 0.003323
Chandelier (Hanging) | Incandescent |  | Standard A Lamp | 2 | 60 | 205662 | Bathroom | 0.003323
Wall Mount | Incandescent |  | Standard A Lamp | 1 | 60 | 205662 | Bathroom | 0.003323
Ceiling Fixture | Incandescent |  | Standard A Lamp | 1 | 60 | 205662 | Bathroom | 0.003323
Table | Incandescent |  | Standard A Lamp | 1 | 75 | 205662 | Bathroom | 0.003323
Table | Compact Fluorescent |  | Twist | 1 | 28 | 205662 | Bathroom | 0.003323
Ceiling Fixture | Incandescent |  | Heat Lamp | 2 | 150 | 205663 | Bathroom | 0.003323
Wall Mount | Incandescent |  | Standard A Lamp | 2 | 60 | 205663 | Bathroom | 0.003323
Ceiling Fixture | Incandescent |  | Standard A Lamp | 2 | 60 | 205663 | Bathroom | 0.003323
Table | Incandescent |  | Standard A Lamp | 1 | 60 | 205663 | Bathroom | 0.003323
Wall Mount | Compact Fluorescent |  | Twist | 1 | 8 | 205663 | Bathroom | 0.003323
Wall Mount | Incandescent |  | Standard A Lamp | 2 | 40 | 205663 | Bathroom | 0.003323
Chandelier (Hanging) | Compact Fluorescent |  | Twist | 4 | 8 | 205663 | Bathroom | 0.003323
Ceiling Fixture | Incandescent |  | Standard A Lamp | 1 | 40 | 205663 | Bathroom | 0.003323
Table | Incandescent |  | Standard A Lamp | 1 | 60 | 205663 | Bathroom | 0.003323
Floor lamp | Halogen |  | Other | 1 | 30 | 205663 | Bathroom | 0.003323
Chandelier (Hanging) | Incandescent |  | Decorative | 1 | 40 | 205663 | Bathroom | 0.003323
Wall Mount | Incandescent |  | Standard A Lamp | 3 | 40 | 205811 | Bathroom | 0.0049845
Table | Incandescent |  | Standard A Lamp | 1 | 40 | 205811 | Bathroom | 0.0049845
Ceiling Fixture | Linear Fluorescent | 4 | T-8 | 2 | 40 | 205811 | Bathroom | 0.0049845
Wall Mount | Incandescent |  | Standard A Lamp | 1 | 40 | 205811 | Bathroom | 0.0049845
Floor lamp | Incandescent |  | Standard A Lamp | 1 | 40 | 205811 | Bathroom | 0.0049845
Ceiling Fixture | Incandescent |  | Standard A Lamp | 1 | 40 | 205811 | Bathroom | 0.0049845
Wall Mount | Incandescent |  | Standard A Lamp | 3 | 40 | 205812 | Bathroom | 0.0049845
Table | Incandescent |  | Standard A Lamp | 1 | 40 | 205812 | Bathroom | 0.0049845
Ceiling Fixture | Linear Fluorescent | 4 | T-8 | 2 | 40 | 205812 | Bathroom | 0.0049845
Wall Mount | Compact Fluorescent |  | Twist | 1 | 28 | 205812 | Bathroom | 0.0049845
Floor lamp | Compact Fluorescent |  | Twist | 2 | 13 | 205812 | Bathroom | 0.0049845
Ceiling Fixture | Incandescent |  | Standard A Lamp | 1 | 60 | 205812 | Bathroom | 0.0049845
Table | Compact Fluorescent |  | Twist | 1 | 13 | 205812 | Bathroom | 0.0049845
Wall Mount | Incandescent |  | Standard A Lamp | 3 | 60 | 206651 | Bathroom | 0.003323
Ceiling Fixture | Other |  | Other | 1 | 22 | 206651 | Bathroom | 0.003323
Table | Compact Fluorescent |  | Twist | 1 | 15 | 206651 | Bathroom | 0.003323
Ceiling Fixture | Incandescent |  | Standard A Lamp | 1 | 60 | 206651 | Bathroom | 0.003323
Table | Incandescent |  | Other | 2 | 40 | 206651 | Bathroom | 0.003323
Recessed Can | Compact Fluorescent |  | A shape bulb | 1 | 22 | 206651 | Bathroom | 0.003323
Recessed Can | Incandescent |  | Reflector | 1 | 65 | 206651 | Bathroom | 0.003323
Track | Halogen |  | PAR | 6 | 50 | 206651 | Bathroom | 0.003323
Ceiling Fixture | Incandescent |  | Standard A Lamp | 1 | 60 | 206651 | Bathroom | 0.003323
Wall Mount | Incandescent |  | Standard A Lamp | 1 | 60 | 206651 | Bathroom | 0.003323
Ceiling Fixture | Incandescent |  | Standard A Lamp | 3 | 40 | 206651 | Bathroom | 0.003323
Floor lamp | Compact Fluorescent |  | Twist | 1 | 22 | 206651 | Bathroom | 0.003323
Table | Compact Fluorescent |  | Twist | 1 | 22 | 206651 | Bathroom | 0.003323
Ceiling Fixture | Incandescent |  | Standard A Lamp | 2 | 60 | 206651 | Bathroom | 0.003323
Ceiling Fixture | Other |  | Other | 1 | 22 | 206651 | Bathroom | 0.003323
Floor lamp | Compact Fluorescent |  | Twist | 1 | 15 | 206651 | Bathroom | 0.003323
Floor lamp | Incandescent |  | Standard A Lamp | 2 | 60 | 206651 | Bathroom | 0.003323
Ceiling Fixture | Compact Fluorescent |  | A shape bulb | 2 | 15 | 206651 | Bathroom | 0.003323
Ceiling Fixture | Linear Fluorescent | 4 | T-12 | 2 | 40 | 206651 | Bathroom | 0.003323
Wall Mount | Incandescent |  | Globe | 3 | 40 | 206652 | Bathroom | 0.003323
Ceiling Fixture | Incandescent |  | Standard A Lamp | 2 | 60 | 206652 | Bathroom | 0.003323
Wall Mount | Incandescent |  | Standard A Lamp | 2 | 40 | 206652 | Bathroom | 0.003323
Recessed Can | Incandescent |  | Reflector | 1 | 65 | 206652 | Bathroom | 0.003323
Ceiling Fixture | Incandescent |  | Standard A Lamp | 1 | 60 | 206652 | Bathroom | 0.003323
Chandelier (Hanging) | Incandescent |  | Decorative | 6 | 40 | 206652 | Bathroom | 0.003323
Table | Compact Fluorescent |  | Twist | 1 | 15 | 206652 | Bathroom | 0.003323
Ceiling Fixture | Incandescent |  | Standard A Lamp | 2 | 60 | 206652 | Bathroom | 0.003323
Ceiling Fixture | Linear Fluorescent | 4 | T-12 | 2 | 40 | 206652 | Bathroom | 0.003323
Ceiling Fixture | Incandescent |  | Standard A Lamp | 2 | 60 | 206652 | Bathroom | 0.003323
Ceiling Fixture | Incandescent |  | Standard A Lamp | 1 | 60 | 206652 | Bathroom | 0.003323
Table | Compact Fluorescent |  | Twist | 1 | 15 | 206652 | Bathroom | 0.003323
Wall Mount | Incandescent |  | Standard A Lamp | 3 | 60 | 206653 | Bathroom | 0.003323
Recessed Can | Compact Fluorescent |  | Twist | 1 | 15 | 206653 | Bathroom | 0.003323
Ceiling Fixture | Incandescent |  | Decorative | 1 | 30 | 206653 | Bathroom | 0.003323
Track | Halogen |  | MR | 6 | 60 | 206653 | Bathroom | 0.003323
Table | Incandescent |  | Standard A Lamp | 3 | 40 | 206653 | Bathroom | 0.003323
Ceiling Fan | Halogen |  | MR | 3 | 60 | 206653 | Bathroom | 0.003323
Floor lamp | Incandescent |  | Standard A Lamp | 1 | 60 | 206653 | Bathroom | 0.003323
Floor lamp | Halogen |  | MR | 1 | 150 | 206653 | Bathroom | 0.003323
Ceiling Fixture | Incandescent |  | Other | 4 | 25 | 206653 | Bathroom | 0.003323
Track | Halogen |  | MR | 4 | 60 | 206653 | Bathroom | 0.003323
Ceiling Fixture | Incandescent |  | Other | 4 | 25 | 206653 | Bathroom | 0.003323
Wall Mount | Incandescent |  | Standard A Lamp | 1 | 60 | 206653 | Bathroom | 0.003323
Table | Incandescent |  | Standard A Lamp | 1 | 60 | 206653 | Bathroom | 0.003323
Ceiling Fixture | Incandescent |  | Standard A Lamp | 1 | 60 | 206653 | Bathroom | 0.003323
Ceiling Fixture | Incandescent |  | Standard A Lamp | 1 | 60 | 206653 | Bathroom | 0.003323
Track | Halogen |  | MR | 4 | 60 | 206653 | Bathroom | 0.003323
Table | Incandescent |  | Standard A Lamp | 1 | 60 | 206653 | Bathroom | 0.003323
Floor lamp | Compact Fluorescent |  | Pin base | 1 | 28 | 206653 | Bathroom | 0.003323
Wall Mount | Incandescent |  | Standard A Lamp | 4 | 60 | 207051 | Bathroom | 0.003323
Ceiling Fan | Incandescent |  | Heat Lamp | 1 | 250 | 207051 | Bathroom | 0.003323
Ceiling Fixture | Incandescent |  | Standard A Lamp | 2 | 60 | 207051 | Bathroom | 0.003323
Ceiling Fixture | Incandescent |  | Standard A Lamp | 2 | 60 | 207051 | Bathroom | 0.003323
Ceiling Fixture | Incandescent |  | Standard A Lamp | 2 | 60 | 207051 | Bathroom | 0.003323
Floor lamp | Incandescent |  | Standard A Lamp | 1 | 60 | 207051 | Bathroom | 0.003323
Wall Mount | Incandescent |  | Standard A Lamp | 1 | 40 | 207051 | Bathroom | 0.003323
Ceiling Fixture |  |  |  | 2 |  | 207051 | Bathroom | 0.003323
Ceiling Fixture | Incandescent |  | Standard A Lamp | 2 | 60 | 207051 | Bathroom | 0.003323
Ceiling Fixture | Incandescent |  | Standard A Lamp | 2 | 60 | 207051 | Bathroom | 0.003323
Wall Mount | Incandescent |  | Standard A Lamp | 4 | 60 | 207052 | Bathroom | 0.003323
Ceiling Fixture | Incandescent |  | Standard A Lamp | 2 | 60 | 207052 | Bathroom | 0.003323
Ceiling Fixture | Incandescent |  | Standard A Lamp | 2 | 60 | 207052 | Bathroom | 0.003323
Ceiling Fixture | Incandescent |  | Standard A Lamp | 2 | 60 | 207052 | Bathroom | 0.003323
Wall Mount | Linear Fluorescent | 1.5 | T-8 | 2 | 15 | 207052 | Bathroom | 0.003323
Ceiling Fixture | Compact Fluorescent |  | Twist | 2 | 15 | 207052 | Bathroom | 0.003323
Wall Mount | Incandescent |  | Standard A Lamp | 1 | 60 | 207052 | Bathroom | 0.003323
Table | Compact Fluorescent |  | Twist | 1 | 15 | 207052 | Bathroom | 0.003323
Ceiling Fixture | Incandescent |  | Standard A Lamp | 2 | 75 | 207052 | Bathroom | 0.003323
Wall Mount | Incandescent |  | Standard A Lamp | 4 | 60 | 207053 | Bathroom | 0.003323
Ceiling Fan | Incandescent |  | Heat Lamp | 1 | 250 | 207053 | Bathroom | 0.003323
Ceiling Fixture | Incandescent |  | Standard A Lamp | 2 | 60 | 207053 | Bathroom | 0.003323
Ceiling Fixture | Incandescent |  | Standard A Lamp | 2 | 60 | 207053 | Bathroom | 0.003323
Table | Incandescent |  | Decorative | 1 | 7 | 207053 | Bathroom | 0.003323
Ceiling Fixture | Incandescent |  | Standard A Lamp | 2 | 60 | 207053 | Bathroom | 0.003323
Ceiling Fixture | Incandescent |  | Standard A Lamp | 2 | 60 | 207053 | Bathroom | 0.003323
Recessed Can | Incandescent |  | Standard A Lamp | 1 | 60 | 207053 | Bathroom | 0.003323
Wall Mount | Compact Fluorescent |  | Twist | 1 | 18 | 207053 | Bathroom | 0.003323
Table | Incandescent |  | Standard A Lamp | 1 | 60 | 207053 | Bathroom | 0.003323
Ceiling Fixture | Incandescent |  | Standard A Lamp | 2 | 60 | 207053 | Bathroom | 0.003323
Wall Mount | Linear Fluorescent | 2 | T-8 | 2 | 17 | 208031 | Bathroom | 0.003323
Ceiling Fixture | Compact Fluorescent |  | Twist | 2 | 15 | 208031 | Bathroom | 0.003323
Ceiling Fixture | Linear Fluorescent | 4 | T-12 | 2 | 40 | 208031 | Bathroom | 0.003323
Table | Compact Fluorescent |  | Twist | 1 | 15 | 208031 | Bathroom | 0.003323
Ceiling Fixture | Compact Fluorescent |  | Twist | 2 | 15 | 208031 | Bathroom | 0.003323
Wall Mount | Linear Fluorescent | 2 | T-8 | 2 | 16 | 208032 | Bathroom | 0.003323
Ceiling Fixture | Compact Fluorescent |  | Twist | 1 | 15 | 208032 | Bathroom | 0.003323
Ceiling Fixture | Compact Fluorescent |  | Twist | 1 | 15 | 208032 | Bathroom | 0.003323
Ceiling Fixture | Linear Fluorescent | 4 | T-12 | 2 | 40 | 208032 | Bathroom | 0.003323
Ceiling Fixture | Compact Fluorescent |  | Twist | 2 | 15 | 208032 | Bathroom | 0.003323
Wall Mount | Incandescent |  | Standard A Lamp | 1 | 60 | 208032 | Bathroom | 0.003323
Ceiling Fixture | Compact Fluorescent |  | Twist | 1 | 15 | 208032 | Bathroom | 0.003323
Ceiling Fixture | Compact Fluorescent |  | Twist | 2 | 15 | 208032 | Bathroom | 0.003323
Wall Mount | Linear Fluorescent | 2 | T-8 | 2 | 17 | 208033 | Bathroom | 0.003323
Ceiling Fixture | Compact Fluorescent |  | Twist | 2 | 15 | 208033 | Bathroom | 0.003323
Ceiling Fixture | Linear Fluorescent | 4 | T-12 | 2 | 40 | 208033 | Bathroom | 0.003323
Table | Incandescent |  | Standard A Lamp | 1 | 100 | 208033 | Bathroom | 0.003323
Ceiling Fixture | Compact Fluorescent |  | Twist | 2 | 15 | 208033 | Bathroom | 0.003323
Ceiling Fixture | Incandescent |  | Standard A Lamp | 2 | 60 | 210001 | Living Room | 0.003323
Ceiling Fixture | Incandescent |  | Standard A Lamp | 1 | 60 | 210001 | Living Room | 0.003323
Ceiling Fixture | Linear Fluorescent | 4 | T-12 | 2 | 40 | 210001 | Living Room | 0.003323
Wall Mount | Linear Fluorescent | 2 | T-12 | 1 | 30 | 210001 | Living Room | 0.003323
Ceiling Fixture | Incandescent |  | Standard A Lamp | 1 | 60 | 210001 | Living Room | 0.003323
Ceiling Fixture | Incandescent |  | Standard A Lamp | 1 | 60 | 210001 | Living Room | 0.003323
Ceiling Fixture | Linear Fluorescent | 4 | T-12 | 2 | 40 | 210002 | Living Room | 0.003323
Ceiling Fixture | Incandescent |  | Standard A Lamp | 1 | 100 | 210002 | Living Room | 0.003323
Floor lamp | Incandescent |  | Decorative | 2 | 60 | 210002 | Living Room | 0.003323
Table | Incandescent |  | Standard A Lamp | 1 | 100 | 210002 | Living Room | 0.003323
Table | Incandescent |  | Decorative | 1 | 60 | 210002 | Living Room | 0.003323
Ceiling Fixture | Linear Fluorescent | 4 | T-12 | 2 | 40 | 210002 | Living Room | 0.003323
Wall Mount | Incandescent |  | Standard A Lamp | 2 | 60 | 210002 | Living Room | 0.003323
Wall Mount | Incandescent |  | Standard A Lamp | 2 | 60 | 210003 | Bathroom | 0.003323
Ceiling Fixture | Linear Fluorescent | 4 | T-12 | 2 | 40 | 210003 | Bathroom | 0.003323
Ceiling Fixture | Other |  | Other | 1 | 32 | 210003 | Bathroom | 0.003323
Ceiling Fixture | Incandescent |  | Standard A Lamp | 4 | 60 | 210003 | Bathroom | 0.003323
Floor lamp | Incandescent |  | 3-Way Incandescent | 1 | 150 | 210003 | Bathroom | 0.003323
Table | Incandescent |  | Standard A Lamp | 2 | 60 | 210003 | Bathroom | 0.003323
Ceiling Fixture | Incandescent |  | Standard A Lamp | 2 | 60 | 212681 | Bedroom | 0.003323
Table | Incandescent |  | Standard A Lamp | 1 | 60 | 212681 | Bedroom | 0.003323
Table | Incandescent |  | Standard A Lamp | 1 | 40 | 212681 | Bedroom | 0.003323
Table | Incandescent |  | Standard A Lamp | 1 | 25 | 212681 | Bedroom | 0.003323
Ceiling Fixture | Incandescent |  | Standard A Lamp | 1 | 60 | 212681 | Bedroom | 0.003323
Ceiling Fixture | Halogen |  | MR | 3 | 20 | 212681 | Bedroom | 0.003323
Wall Mount | Linear Fluorescent | 2 | T-4 | 1 | 15 | 212681 | Bedroom | 0.003323
Recessed - other | Halogen |  | MR | 1 | 20 | 212681 | Bedroom | 0.003323
Ceiling Fan | Incandescent |  | Standard A Lamp | 4 | 60 | 212681 | Bedroom | 0.003323
Ceiling Fixture | Halogen |  | MR | 1 | 16 | 212681 | Bedroom | 0.003323
Table | Compact Fluorescent |  | Twist | 1 | 40 | 212681 | Bedroom | 0.003323
Ceiling Fixture | Incandescent |  | Standard A Lamp | 2 | 40 | 212681 | Bedroom | 0.003323
Wall Mount | Incandescent |  | Globe | 4 | 60 | 212681 | Bedroom | 0.003323
Ceiling Fixture | Incandescent |  | Standard A Lamp | 1 | 60 | 212682 | Bathroom | 0.003323
Ceiling Fixture | Incandescent |  | Standard A Lamp | 2 | 60 | 212682 | Bathroom | 0.003323
Table | Incandescent |  | Standard A Lamp | 1 | 60 | 212682 | Bathroom | 0.003323
Ceiling Fixture | Incandescent |  | Standard A Lamp | 2 | 60 | 212682 | Bathroom | 0.003323
Table | Incandescent |  | Standard A Lamp | 1 | 25 | 212682 | Bathroom | 0.003323
Ceiling Fixture | Incandescent |  | Standard A Lamp | 1 | 65 | 212682 | Bathroom | 0.003323
Ceiling Fixture | Linear Fluorescent | 4 | T-8 | 2 | 32 | 212682 | Bathroom | 0.003323
Wall Mount | Linear Fluorescent | 2 | T-4 | 1 | 17 | 212682 | Bathroom | 0.003323
Wall Mount | Incandescent |  | Standard A Lamp | 1 | 25 | 212682 | Bathroom | 0.003323
Chandelier (Hanging) | Incandescent |  | Decorative | 3 | 40 | 212682 | Bathroom | 0.003323
Ceiling Fixture | Incandescent |  | Standard A Lamp | 1 | 60 | 212682 | Bathroom | 0.003323
Ceiling Fixture | Incandescent |  | Standard A Lamp | 1 | 60 | 212682 | Bathroom | 0.003323
Ceiling Fixture | Incandescent |  | Standard A Lamp | 1 | 60 | 212683 | Bathroom | 0.003323
Ceiling Fixture | Incandescent |  | Standard A Lamp | 2 | 60 | 212683 | Bathroom | 0.003323
Table | Incandescent |  | Standard A Lamp | 1 | 60 | 212683 | Bathroom | 0.003323
Table | Incandescent |  | Standard A Lamp | 1 | 100 | 212683 | Bathroom | 0.003323
Ceiling Fixture | Incandescent |  | Standard A Lamp | 1 | 60 | 212683 | Bathroom | 0.003323
Ceiling Fixture | Incandescent |  | Standard A Lamp | 2 | 60 | 212683 | Bathroom | 0.003323
Ceiling Fixture | Incandescent |  | Standard A Lamp | 1 | 65 | 212683 | Bathroom | 0.003323
Ceiling Fixture | Linear Fluorescent | 4 | T-8 | 2 | 32 | 212683 | Bathroom | 0.003323
Wall Mount | Linear Fluorescent | 1.5 | T-12 | 1 | 15 | 212683 | Bathroom | 0.003323
Wall Mount | Incandescent |  | Standard A Lamp | 1 | 60 | 212683 | Bathroom | 0.003323
Table | Incandescent |  | Standard A Lamp | 1 | 60 | 212683 | Bathroom | 0.003323
Ceiling Fixture | Incandescent |  | Standard A Lamp | 3 | 40 | 212683 | Bathroom | 0.003323
Ceiling Fixture | Incandescent |  | Standard A Lamp | 1 | 60 | 212683 | Bathroom | 0.003323
Wall Mount | Incandescent |  | Standard A Lamp | 4 | 60 | 212683 | Bathroom | 0.003323
Wall Mount | Incandescent |  | Standard A Lamp | 4 | 75 | 213461 | Bathroom | 0.003323
Ceiling Fixture | Incandescent |  | Standard A Lamp | 2 | 60 | 213461 | Bathroom | 0.003323
Table | Incandescent |  | Standard A Lamp | 1 | 60 | 213461 | Bathroom | 0.003323
Floor lamp | Incandescent |  | Standard A Lamp | 1 | 75 | 213461 | Bathroom | 0.003323
Ceiling Fixture | Incandescent |  | Standard A Lamp | 1 | 75 | 213461 | Bathroom | 0.003323
Table | Incandescent |  | Decorative | 1 | 15 | 213461 | Bathroom | 0.003323
Table | Incandescent |  | Standard A Lamp | 1 | 60 | 213461 | Bathroom | 0.003323
Ceiling Fixture | Linear Fluorescent | 4 | T-12 | 4 | 20 | 213461 | Bathroom | 0.003323
Wall Mount | Incandescent |  | Standard A Lamp | 1 | 100 | 213461 | Bathroom | 0.003323
Wall Mount | Linear Fluorescent | 1.5 | T-12 | 2 | 16 | 213461 | Bathroom | 0.003323
Recessed Can | Incandescent |  | Reflector | 1 | 65 | 213461 | Bathroom | 0.003323
Ceiling Fixture | Incandescent |  | Standard A Lamp | 1 | 75 | 213461 | Bathroom | 0.003323
Table | Incandescent |  | Standard A Lamp | 1 | 40 | 213461 | Bathroom | 0.003323
Table | Incandescent |  | 3-Way Incandescent | 1 | 100 | 213461 | Bathroom | 0.003323
Ceiling Fixture | Incandescent |  | Standard A Lamp | 1 | 60 | 213461 | Bathroom | 0.003323
Ceiling Fixture | Incandescent |  | Standard A Lamp | 1 | 60 | 213461 | Bathroom | 0.003323
Wall Mount | Compact Fluorescent |  | A shape bulb | 4 | 15 | 213462 | Bathroom | 0.003323
Ceiling Fixture | Compact Fluorescent |  | A shape bulb | 1 | 15 | 213462 | Bathroom | 0.003323
Ceiling Fixture | Compact Fluorescent |  | A shape bulb | 2 | 15 | 213462 | Bathroom | 0.003323
Ceiling Fixture | Compact Fluorescent |  | A shape bulb | 2 | 15 | 213462 | Bathroom | 0.003323
Table | Compact Fluorescent |  | A shape bulb | 1 | 15 | 213462 | Bathroom | 0.003323
Ceiling Fixture | Linear Fluorescent | 4 | T-12 | 4 | 20 | 213462 | Bathroom | 0.003323
Ceiling Fixture | Incandescent |  | Standard A Lamp | 1 | 65 | 213462 | Bathroom | 0.003323
Ceiling Fixture | Compact Fluorescent |  | A shape bulb | 2 | 15 | 213462 | Bathroom | 0.003323
Ceiling Fixture | Incandescent |  | Standard A Lamp | 1 | 60 | 213462 | Bathroom | 0.003323
Ceiling Fixture | Incandescent |  | Standard A Lamp | 1 | 60 | 213462 | Bathroom | 0.003323
Wall Mount | Incandescent |  | Standard A Lamp | 4 | 40 | 213463 | Bathroom | 0.003323
Ceiling Fixture | Incandescent |  | Standard A Lamp | 1 | 40 | 213463 | Bathroom | 0.003323
Ceiling Fixture | Incandescent |  | Standard A Lamp | 1 | 40 | 213463 | Bathroom | 0.003323
Table | Incandescent |  | Decorative | 1 | 40 | 213463 | Bathroom | 0.003323
Table | Incandescent |  | Decorative | 1 | 30 | 213463 | Bathroom | 0.003323
Ceiling Fixture | Incandescent |  | Standard A Lamp | 2 | 40 | 213463 | Bathroom | 0.003323
Ceiling Fixture | Incandescent |  | Standard A Lamp | 1 | 60 | 213463 | Bathroom | 0.003323
Ceiling Fixture | Linear Fluorescent | 4 | T-12 | 2 | 20 | 213463 | Bathroom | 0.003323
Wall Mount | Incandescent |  | Decorative | 1 | 40 | 213463 | Bathroom | 0.003323
Table | Incandescent |  | Decorative | 1 | 40 | 213463 | Bathroom | 0.003323
Recessed Can | Incandescent |  | Reflector | 1 | 65 | 213463 | Bathroom | 0.003323
Ceiling Fixture | Incandescent |  | Standard A Lamp | 2 | 60 | 213463 | Bathroom | 0.003323
Table | Incandescent |  | Standard A Lamp | 1 | 60 | 213463 | Bathroom | 0.003323
Table | Incandescent |  | Standard A Lamp | 1 | 40 | 213463 | Bathroom | 0.003323
Wall Mount | Incandescent |  | Standard A Lamp | 2 | 75 | 214241 | Bathroom | 0.003323
Table | Incandescent |  | Standard A Lamp | 1 | 40 | 214241 | Bathroom | 0.003323
Wall Mount | Incandescent |  | Standard A Lamp | 2 | 71 | 214241 | Bathroom | 0.003323
Ceiling Fan | Incandescent |  | Standard A Lamp | 1 | 71 | 214241 | Bathroom | 0.003323
Floor lamp | Incandescent |  | Standard A Lamp | 1 | 60 | 214241 | Bathroom | 0.003323
Ceiling Fixture | Incandescent |  | Standard A Lamp | 1 | 75 | 214241 | Bathroom | 0.003323
Other | Incandescent |  | Standard A Lamp | 1 | 71 | 214241 | Bathroom | 0.003323
Ceiling Fixture | Incandescent |  | Standard A Lamp | 2 | 75 | 214241 | Bathroom | 0.003323
Other | Incandescent |  | Standard A Lamp | 1 | 40 | 214241 | Bathroom | 0.003323
Wall Mount | Incandescent |  | Standard A Lamp | 1 | 100 | 214241 | Bathroom | 0.003323
Ceiling Fixture | Incandescent |  | Standard A Lamp | 1 | 60 | 214241 | Bathroom | 0.003323
Wall Mount | Incandescent |  | Standard A Lamp | 2 | 60 | 214242 | Bathroom | 0.003323
Ceiling Fan | Compact Fluorescent |  | Twist | 1 | 13 | 214242 | Bathroom | 0.003323
Wall Mount | Compact Fluorescent |  | Twist | 2 | 23 | 214242 | Bathroom | 0.003323
Table | Compact Fluorescent |  | Twist | 1 | 13 | 214242 | Bathroom | 0.003323
Ceiling Fan | Compact Fluorescent |  | Twist | 1 | 23 | 214242 | Bathroom | 0.003323
Floor lamp | Incandescent |  | Standard A Lamp | 1 | 60 | 214242 | Bathroom | 0.003323
Ceiling Fixture | Compact Fluorescent |  | Twist | 1 | 23 | 214242 | Bathroom | 0.003323
Ceiling Fixture | Incandescent |  | Standard A Lamp | 2 | 60 | 214242 | Bathroom | 0.003323
Other | Compact Fluorescent |  | Twist | 1 | 15 | 214242 | Bathroom | 0.003323
Wall Mount | Compact Fluorescent |  | Twist | 1 | 23 | 214242 | Bathroom | 0.003323
Ceiling Fixture | Incandescent |  | Standard A Lamp | 1 | 60 | 214242 | Bathroom | 0.003323
Wall Mount | Compact Fluorescent |  | Twist | 2 | 15 | 214243 | Bathroom | 0.003323
Ceiling Fixture | Incandescent |  | Standard A Lamp | 1 | 40 | 214243 | Bathroom | 0.003323
Wall Mount | Incandescent |  | Standard A Lamp | 2 | 75 | 214243 | Bathroom | 0.003323
Table | Incandescent |  | Standard A Lamp | 1 | 40 | 214243 | Bathroom | 0.003323
Ceiling Fixture | Compact Fluorescent |  | Twist | 2 | 15 | 214243 | Bathroom | 0.003323
Ceiling Fixture | Incandescent |  | Standard A Lamp | 1 | 40 | 214243 | Bathroom | 0.003323
Ceiling Fixture | Incandescent |  | Standard A Lamp | 2 | 60 | 214243 | Bathroom | 0.003323
Wall Mount | Incandescent |  | Standard A Lamp | 1 | 75 | 214243 | Bathroom | 0.003323
Table | Incandescent |  | Standard A Lamp | 1 | 40 | 214243 | Bathroom | 0.003323
Ceiling Fixture | Incandescent |  | Standard A Lamp | 1 | 60 | 214243 | Bathroom | 0.003323
Ceiling Fixture | Incandescent |  | Standard A Lamp | 2 | 60 | 214881 | Bathroom | 0.003323
Wall Mount | Incandescent |  | Globe | 5 | 40 | 214881 | Bathroom | 0.003323
Ceiling Fixture | Compact Fluorescent |  | Twist | 1 | 15 | 214881 | Bathroom | 0.003323
Ceiling Fixture | Compact Fluorescent |  | Twist | 1 | 15 | 214881 | Bathroom | 0.003323
Table | Incandescent |  | Decorative | 1 | 25 | 214881 | Bathroom | 0.003323
Ceiling Fixture | Compact Fluorescent |  | Twist | 1 | 15 | 214881 | Bathroom | 0.003323
Recessed Can | Incandescent |  | Standard A Lamp | 1 | 40 | 214881 | Bathroom | 0.003323
Chandelier (Hanging) | Other |  | Other | 4 | 15 | 214881 | Bathroom | 0.003323
Ceiling Fixture | Incandescent |  | Other | 2 | 125 | 214882 | Bathroom | 0.003323
Wall Mount | Incandescent |  | Globe | 4 | 60 | 214882 | Bathroom | 0.003323
Ceiling Fixture | Compact Fluorescent |  | Twist | 1 | 15 | 214882 | Bathroom | 0.003323
Ceiling Fixture | Compact Fluorescent |  | Twist | 1 | 15 | 214882 | Bathroom | 0.003323
Recessed Can | Compact Fluorescent |  | Twist | 1 | 7 | 214882 | Bathroom | 0.003323
Other | Compact Fluorescent |  | Twist | 1 | 7 | 214882 | Bathroom | 0.003323
Ceiling Fixture | Compact Fluorescent |  | Twist | 1 | 15 | 214882 | Bathroom | 0.003323
Floor lamp | Incandescent |  | Standard A Lamp | 1 | 75 | 214882 | Bathroom | 0.003323
Ceiling Fan | Incandescent |  | Standard A Lamp | 3 | 52 | 214882 | Bathroom | 0.003323
Torchiere | Incandescent |  | Standard A Lamp | 2 | 40 | 214882 | Bathroom | 0.003323
Ceiling Fixture | Incandescent |  | Standard A Lamp | 3 | 60 | 214882 | Bathroom | 0.003323
Ceiling Fixture | Halogen |  | PAR | 1 | 60 | 214883 | Bathroom | 0.003323
Wall Mount | Incandescent |  | Globe | 5 | 40 | 214883 | Bathroom | 0.003323
Ceiling Fixture | Compact Fluorescent |  | Twist | 1 | 15 | 214883 | Bathroom | 0.003323
Floor lamp | Incandescent |  | Standard A Lamp | 1 | 60 | 214883 | Bathroom | 0.003323
Ceiling Fixture | Compact Fluorescent |  | Twist | 1 | 15 | 214883 | Bathroom | 0.003323
Other | Incandescent |  | Standard A Lamp | 1 | 60 | 214883 | Bathroom | 0.003323
Ceiling Fixture | Incandescent |  | Standard A Lamp | 1 | 60 | 214883 | Bathroom | 0.003323
Ceiling Fixture | Incandescent |  | Standard A Lamp | 1 | 15 | 214883 | Bathroom | 0.003323
Table | Incandescent |  | Standard A Lamp | 1 | 60 | 214883 | Bathroom | 0.003323
Torchiere | Incandescent |  | Decorative | 6 | 5 | 214883 | Bathroom | 0.003323
Ceiling Fixture | Incandescent |  | Standard A Lamp | 1 | 60 | 215051 | Bathroom | 0.003323
Ceiling Fan | Incandescent |  | Standard A Lamp | 1 | 60 | 215051 | Bathroom | 0.003323
Table | Incandescent |  | Standard A Lamp | 1 | 60 | 215051 | Bathroom | 0.003323
Table | Halogen |  | MR | 1 | 30 | 215051 | Bathroom | 0.003323
Ceiling Fan | Incandescent |  | Standard A Lamp | 1 | 60 | 215051 | Bathroom | 0.003323
Ceiling Fixture | Incandescent |  | Standard A Lamp | 1 | 60 | 215051 | Bathroom | 0.003323
Table | Compact Fluorescent |  | Twist | 1 | 15 | 215051 | Bathroom | 0.003323
Ceiling Fixture | Incandescent |  | Standard A Lamp | 1 | 60 | 215051 | Bathroom | 0.003323
Ceiling Fixture | Incandescent |  | Standard A Lamp | 1 | 60 | 215051 | Bathroom | 0.003323
Ceiling Fan | Incandescent |  | Standard A Lamp | 1 | 60 | 215051 | Bathroom | 0.003323
Ceiling Fixture | Incandescent |  | Standard A Lamp | 2 | 60 | 215051 | Bathroom | 0.003323
Floor lamp | Incandescent |  | Standard A Lamp | 5 | 60 | 215051 | Bathroom | 0.003323
Floor lamp | Halogen |  | MR | 1 | 7 | 215051 | Bathroom | 0.003323
Wall Mount | Incandescent |  | Globe | 4 | 40 | 215051 | Bathroom | 0.003323
Wall Mount | Incandescent |  | Globe | 6 | 40 | 215052 | Bathroom | 0.003323
Other | Incandescent |  | Standard A Lamp | 1 | 25 | 215052 | Bathroom | 0.003323
Ceiling Fan | Compact Fluorescent |  | Twist | 1 | 15 | 215052 | Bathroom | 0.003323
Ceiling Fixture | Incandescent |  | Standard A Lamp | 2 | 60 | 215052 | Bathroom | 0.003323
Ceiling Fan | Incandescent |  | Standard A Lamp | 1 | 60 | 215052 | Bathroom | 0.003323
Ceiling Fixture | Compact Fluorescent |  | Twist | 2 | 14 | 215052 | Bathroom | 0.003323
Table | Compact Fluorescent |  | Twist | 1 | 14 | 215052 | Bathroom | 0.003323
Floor lamp | Compact Fluorescent |  | Twist | 2 | 14 | 215052 | Bathroom | 0.003323
Wall Mount | Incandescent |  | Globe | 3 | 60 | 215053 | Bathroom | 0.003323
Wall Mount | Incandescent |  | Globe | 3 | 60 | 215053 | Bathroom | 0.003323
Ceiling Fixture | Compact Fluorescent |  | Twist | 1 | 15 | 215053 | Bathroom | 0.003323
Ceiling Fixture | Incandescent |  | Standard A Lamp | 1 | 40 | 215053 | Bathroom | 0.003323
Wall Mount | Incandescent |  | Standard A Lamp | 1 | 60 | 215053 | Bathroom | 0.003323
Ceiling Fan | Incandescent |  | Standard A Lamp | 1 | 60 | 215053 | Bathroom | 0.003323
Ceiling Fixture | Incandescent |  | Standard A Lamp | 2 | 40 | 215053 | Bathroom | 0.003323
Ceiling Fixture | Incandescent |  | Standard A Lamp | 2 | 60 | 215053 | Bathroom | 0.003323
Ceiling Fan | Incandescent |  | Standard A Lamp | 1 | 100 | 215053 | Bathroom | 0.003323
Recessed Can | Incandescent |  | Other | 1 | 85 | 215053 | Bathroom | 0.003323
Ceiling Fixture | Compact Fluorescent |  | Twist | 2 | 15 | 215053 | Bathroom | 0.003323
Torchiere | Incandescent |  | Standard A Lamp | 1 | 100 | 215053 | Bathroom | 0.003323
Wall Mount | Incandescent |  | Globe | 4 | 25 | 215641 | Bathroom | 0.003323
Ceiling Fixture | Incandescent |  | Heat Lamp | 1 | 250 | 215641 | Bathroom | 0.003323
Ceiling Fixture | Incandescent |  | Standard A Lamp | 2 | 60 | 215641 | Bathroom | 0.003323
Table | Incandescent |  | Standard A Lamp | 1 | 60 | 215641 | Bathroom | 0.003323
Ceiling Fixture | Incandescent |  | Standard A Lamp | 1 | 100 | 215641 | Bathroom | 0.003323
Ceiling Fixture | Linear Fluorescent | 4 | T-12 | 2 | 40 | 215641 | Bathroom | 0.003323
Other | Incandescent |  | Standard A Lamp | 1 | 40 | 215641 | Bathroom | 0.003323
Ceiling Fixture | Incandescent |  | Standard A Lamp | 1 | 75 | 215641 | Bathroom | 0.003323
Table | Incandescent |  | Standard A Lamp | 1 | 150 | 215641 | Bathroom | 0.003323
Wall Mount | Incandescent |  | Globe | 3 | 60 | 215642 | Bathroom | 0.003323
Other | Incandescent |  | Heat Lamp | 1 | 250 | 215642 | Bathroom | 0.003323
Ceiling Fixture | Incandescent |  | Standard A Lamp | 2 | 60 | 215642 | Bathroom | 0.003323
Table | Incandescent |  | Decorative | 1 | 40 | 215642 | Bathroom | 0.003323
Ceiling Fixture | Incandescent |  | Standard A Lamp | 1 | 60 | 215642 | Bathroom | 0.003323
Ceiling Fixture | Linear Fluorescent | 4 | T-12 | 2 | 40 | 215642 | Bathroom | 0.003323
Other | Incandescent |  | Standard A Lamp | 1 | 40 | 215642 | Bathroom | 0.003323
Table | Incandescent |  | Standard A Lamp | 1 | 40 | 215642 | Bathroom | 0.003323
Floor lamp | Incandescent |  | Standard A Lamp | 1 | 60 | 215642 | Bathroom | 0.003323
Floor lamp | Compact Fluorescent |  | Twist | 1 | 19 | 215642 | Bathroom | 0.003323
Table | Compact Fluorescent |  | Twist | 1 | 13 | 215642 | Bathroom | 0.003323
Ceiling Fixture | Incandescent |  | Standard A Lamp | 1 | 60 | 215642 | Bathroom | 0.003323
Ceiling Fixture | Incandescent |  | Heat Lamp | 1 | 250 | 215643 | Bathroom | 0.003323
Wall Mount | Incandescent |  | Standard A Lamp | 2 | 60 | 215643 | Bathroom | 0.003323
Ceiling Fixture | Compact Fluorescent |  | Twist | 2 | 13 | 215643 | Bathroom | 0.003323
Table | Compact Fluorescent |  | Twist | 1 | 13 | 215643 | Bathroom | 0.003323
Ceiling Fixture | Incandescent |  | Standard A Lamp | 1 | 38 | 215643 | Bathroom | 0.003323
Ceiling Fixture | Linear Fluorescent | 4 | T-8 | 2 | 32 | 215643 | Bathroom | 0.003323
Other | Compact Fluorescent |  | Twist | 1 | 13 | 215643 | Bathroom | 0.003323
Ceiling Fan | Incandescent |  | Standard A Lamp | 1 | 60 | 215643 | Bathroom | 0.003323
Floor lamp | Incandescent |  | 3-Way Incandescent | 1 | 100 | 215643 | Bathroom | 0.003323
Wall Mount | Incandescent |  | Standard A Lamp | 4 | 71 | 215761 | Bathroom | 0.003323
Ceiling Fixture | Incandescent |  | Heat Lamp | 2 | 250 | 215761 | Bathroom | 0.003323
Floor lamp | Compact Fluorescent |  | Twist | 4 | 13 | 215761 | Bathroom | 0.003323
Ceiling Fixture | Incandescent |  | Standard A Lamp | 1 | 71 | 215761 | Bathroom | 0.003323
Floor lamp | Compact Fluorescent |  | Twist | 1 | 14 | 215761 | Bathroom | 0.003323
Ceiling Fixture | Compact Fluorescent |  | Twist | 2 | 13 | 215761 | Bathroom | 0.003323
Ceiling Fixture | Linear Fluorescent | 4 | T-12 | 2 | 40 | 215761 | Bathroom | 0.003323
Ceiling Fan | Compact Fluorescent |  | Twist | 2 | 15 | 215761 | Bathroom | 0.003323
Table | Compact Fluorescent |  | Twist | 1 | 13 | 215761 | Bathroom | 0.003323
Ceiling Fixture | Linear Fluorescent | 2 | T-12 | 1 | 20 | 215761 | Bathroom | 0.003323
Other | Incandescent |  | Standard A Lamp | 1 | 40 | 215761 | Bathroom | 0.003323
Wall Mount | Incandescent |  | Globe | 4 | 25 | 215762 | Bathroom | 0.003323
Ceiling Fixture | Incandescent |  | Heat Lamp | 2 | 250 | 215762 | Bathroom | 0.003323
Table | Compact Fluorescent |  | Twist | 1 | 25 | 215762 | Bathroom | 0.003323
Ceiling Fixture | Compact Fluorescent |  | Twist | 2 | 13 | 215762 | Bathroom | 0.003323
Table | Compact Fluorescent |  | Twist | 1 | 13 | 215762 | Bathroom | 0.003323
Table | Compact Fluorescent |  | Twist | 1 | 19 | 215762 | Bathroom | 0.003323
Table | Incandescent |  | Decorative | 1 | 40 | 215762 | Bathroom | 0.003323
Ceiling Fan | Compact Fluorescent |  | Twist | 2 | 19 | 215762 | Bathroom | 0.003323
Ceiling Fixture | Linear Fluorescent | 4 | T-12 | 2 | 40 | 215762 | Bathroom | 0.003323
Recessed - other | Compact Fluorescent |  | Twist | 1 | 13 | 215762 | Bathroom | 0.003323
Ceiling Fixture | Linear Fluorescent | 2 | T-12 | 1 | 20 | 215762 | Bathroom | 0.003323
Table | Compact Fluorescent |  | Twist | 1 | 25 | 215762 | Bathroom | 0.003323
Wall Mount | Compact Fluorescent |  | Twist | 4 | 13 | 215763 | Bathroom | 0.003323
Ceiling Fixture | Incandescent |  | Heat Lamp | 2 | 250 | 215763 | Bathroom | 0.003323
Ceiling Fixture | Compact Fluorescent |  | Twist | 2 | 13 | 215763 | Bathroom | 0.003323
Table | Compact Fluorescent |  | Twist | 1 | 23 | 215763 | Bathroom | 0.003323
Floor lamp | Compact Fluorescent |  | Twist | 1 | 19 | 215763 | Bathroom | 0.003323
Ceiling Fan | Compact Fluorescent |  | Twist | 1 | 23 | 215763 | Bathroom | 0.003323
Recessed - other | Incandescent |  | Standard A Lamp | 1 | 40 | 215763 | Bathroom | 0.003323
Ceiling Fixture | Linear Fluorescent | 4 | T-12 | 2 | 40 | 215763 | Bathroom | 0.003323
Wall Mount | Linear Fluorescent | 2 | T-12 | 1 | 20 | 215763 | Bathroom | 0.003323
Ceiling Fixture | Incandescent |  | Standard A Lamp | 1 | 60 | 215763 | Bathroom | 0.003323
Table | Incandescent |  | Standard A Lamp | 1 | 60 | 215763 | Bathroom | 0.003323
Wall Mount | Incandescent |  | Globe | 4 | 60 | 216271 | Bathroom | 0.0049845
Ceiling Fixture | Incandescent |  | Standard A Lamp | 2 | 40 | 216271 | Bathroom | 0.0049845
Chandelier (Hanging) | Incandescent |  | Standard A Lamp | 1 | 60 | 216271 | Bathroom | 0.0049845
Wall Mount | Incandescent |  | Standard A Lamp | 1 | 60 | 216271 | Bathroom | 0.0049845
Ceiling Fixture | Linear Fluorescent | 4 | T-12 | 4 | 32 | 216271 | Bathroom | 0.0049845
Ceiling Fixture | Incandescent |  | Standard A Lamp | 1 | 60 | 216271 | Bathroom | 0.0049845
Ceiling Fixture | Incandescent |  | Standard A Lamp | 2 | 40 | 216271 | Bathroom | 0.0049845
Table | Incandescent |  | 3-Way Incandescent | 1 | 75 | 216271 | Bathroom | 0.0049845
Ceiling Fixture | Incandescent |  | Standard A Lamp | 2 | 40 | 216271 | Bathroom | 0.0049845
Table | Incandescent |  | 3-Way Incandescent | 1 | 70 | 216271 | Bathroom | 0.0049845
Wall Mount | Incandescent |  | Globe | 4 | 60 | 216271 | Bathroom | 0.0049845
Wall Mount | Incandescent |  | Globe | 4 | 60 | 216272 | Bathroom | 0.0049845
Wall Mount | Incandescent |  | Globe | 4 | 60 | 216272 | Bathroom | 0.0049845
Ceiling Fixture | Incandescent |  | Standard A Lamp | 2 | 60 | 216272 | Bathroom | 0.0049845
Chandelier (Hanging) | Incandescent |  | Standard A Lamp | 1 | 150 | 216272 | Bathroom | 0.0049845
Wall Mount | Incandescent |  | Standard A Lamp | 1 | 60 | 216272 | Bathroom | 0.0049845
Ceiling Fixture | Linear Fluorescent | 4 | T-8 | 4 | 32 | 216272 | Bathroom | 0.0049845
Ceiling Fixture | Compact Fluorescent |  | Twist | 1 | 13 | 216272 | Bathroom | 0.0049845
Ceiling Fixture | Incandescent |  | Standard A Lamp | 2 | 60 | 216272 | Bathroom | 0.0049845
Table | Compact Fluorescent |  | Twist | 3 | 13 | 216272 | Bathroom | 0.0049845
Ceiling Fixture | Incandescent |  | Standard A Lamp | 2 | 60 | 216272 | Bathroom | 0.0049845
Wall Mount | Incandescent |  | Standard A Lamp | 2 | 60 | 216421 | Bathroom | 0.0049845
Table | Compact Fluorescent |  | Twist | 1 | 26 | 216421 | Bathroom | 0.0049845
Ceiling Fixture | Incandescent |  | Standard A Lamp | 2 | 60 | 216421 | Bathroom | 0.0049845
Ceiling Fixture | Incandescent |  | Standard A Lamp | 2 | 60 | 216421 | Bathroom | 0.0049845
Ceiling Fixture | Incandescent |  | Standard A Lamp | 2 | 60 | 216421 | Bathroom | 0.0049845
Chandelier (Hanging) | Incandescent |  | Standard A Lamp | 2 | 60 | 216421 | Bathroom | 0.0049845
Wall Mount | Incandescent |  | Standard A Lamp | 2 | 100 | 216422 | Bathroom | 0.0049845
Table | Incandescent |  | Standard A Lamp | 1 | 60 | 216422 | Bathroom | 0.0049845
Ceiling Fixture | Incandescent |  | Standard A Lamp | 2 | 60 | 216422 | Bathroom | 0.0049845
Ceiling Fixture | Incandescent |  | Standard A Lamp | 2 | 60 | 216422 | Bathroom | 0.0049845
Recessed - other | Incandescent |  | Standard A Lamp | 1 | 60 | 216422 | Bathroom | 0.0049845
Chandelier (Hanging) | Incandescent |  | Standard A Lamp | 2 | 60 | 216422 | Bathroom | 0.0049845
Floor lamp | Incandescent |  | Standard A Lamp | 1 | 60 | 216422 | Bathroom | 0.0049845
Ceiling Fixture | Incandescent |  | Standard A Lamp | 1 | 75 | 216911 | Bathroom | 0.003323
Ceiling Fixture | Incandescent |  | Standard A Lamp | 1 | 75 | 216911 | Bathroom | 0.003323
Ceiling Fixture | Incandescent |  | Standard A Lamp | 1 | 75 | 216911 | Bathroom | 0.003323
Wall Mount | Incandescent |  | Standard A Lamp | 1 | 60 | 216911 | Bathroom | 0.003323
Ceiling Fixture | Linear Fluorescent | 1 | T-12 | 1 | 20 | 216911 | Bathroom | 0.003323
Wall Mount | Linear Fluorescent | 4 | T-12 | 1 | 20 | 216911 | Bathroom | 0.003323
Ceiling Fan | Compact Fluorescent |  | Twist | 4 | 15 | 216911 | Bathroom | 0.003323
Floor lamp | Incandescent |  | Standard A Lamp | 1 | 60 | 216911 | Bathroom | 0.003323
Ceiling Fixture | Incandescent |  | Standard A Lamp | 1 | 60 | 216912 | Bathroom | 0.003323
Ceiling Fixture | Incandescent |  | Standard A Lamp | 1 | 60 | 216912 | Bathroom | 0.003323
Table | Incandescent |  | Standard A Lamp | 1 | 60 | 216912 | Bathroom | 0.003323
Wall Mount | Linear Fluorescent | 2 | T-12 | 1 | 20 | 216912 | Bathroom | 0.003323
Wall Mount | Incandescent |  | Standard A Lamp | 1 | 60 | 216912 | Bathroom | 0.003323
Ceiling Fixture | Incandescent |  | Standard A Lamp | 1 | 60 | 216912 | Bathroom | 0.003323
Ceiling Fan | Incandescent |  | Standard A Lamp | 4 | 40 | 216912 | Bathroom | 0.003323
Table | Incandescent |  | Standard A Lamp | 1 | 60 | 216912 | Bathroom | 0.003323
Wall Mount | Incandescent |  | Standard A Lamp | 1 | 75 | 216913 | Bathroom | 0.003323
Ceiling Fixture | Incandescent |  | Standard A Lamp | 1 | 100 | 216913 | Bathroom | 0.003323
Ceiling Fixture | Incandescent |  | Standard A Lamp | 1 | 75 | 216913 | Bathroom | 0.003323
Ceiling Fixture | Incandescent |  | Standard A Lamp | 1 | 100 | 216913 | Bathroom | 0.003323
Ceiling Fixture | Incandescent |  | Standard A Lamp | 1 | 75 | 216913 | Bathroom | 0.003323
Wall Mount | Linear Fluorescent | 4 | T-12 | 1 | 30 | 216913 | Bathroom | 0.003323
Table | Incandescent |  | Clear | 1 | 60 | 216913 | Bathroom | 0.003323
Wall Mount | Incandescent |  | Standard A Lamp | 1 | 60 | 216913 | Bathroom | 0.003323
Ceiling Fan | Incandescent |  | Standard A Lamp | 1 | 75 | 216913 | Bathroom | 0.003323
Table | Incandescent |  | Standard A Lamp | 1 | 75 | 216913 | Bathroom | 0.003323
Wall Mount | Incandescent |  | Clear | 3 | 40 | 217571 | Bathroom | 0.0049845
Ceiling Fan | Incandescent |  | Standard A Lamp | 2 | 40 | 217571 | Bathroom | 0.0049845
Ceiling Fixture | Incandescent |  | Globe | 1 | 60 | 217571 | Bathroom | 0.0049845
Ceiling Fixture | Incandescent |  | Standard A Lamp | 2 | 60 | 217571 | Bathroom | 0.0049845
Ceiling Fan | Incandescent |  | Standard A Lamp | 3 | 40 | 217571 | Bathroom | 0.0049845
Other | Incandescent |  | Standard A Lamp | 1 | 60 | 217571 | Bathroom | 0.0049845
Table | Incandescent |  | Standard A Lamp | 1 | 60 | 217571 | Bathroom | 0.0049845
Floor lamp | Incandescent |  | Standard A Lamp | 3 | 60 | 217571 | Bathroom | 0.0049845
Table | Incandescent |  | Decorative | 3 | 25 | 217571 | Bathroom | 0.0049845
Ceiling Fan | Incandescent |  | Standard A Lamp | 2 | 40 | 217571 | Bathroom | 0.0049845
Table | Incandescent |  | Decorative | 1 | 40 | 217571 | Bathroom | 0.0049845
Ceiling Fixture | Compact Fluorescent |  | Twist | 2 | 13 | 217572 | Master Bedroom | 0.0049845
Ceiling Fixture | Incandescent |  | Standard A Lamp | 2 | 60 | 217572 | Master Bedroom | 0.0049845
Ceiling Fixture | Compact Fluorescent |  | Twist | 1 | 13 | 217572 | Master Bedroom | 0.0049845
Ceiling Fan | Compact Fluorescent |  | Twist | 1 | 18 | 217572 | Master Bedroom | 0.0049845
Ceiling Fixture | Compact Fluorescent |  | Twist | 2 | 18 | 217572 | Master Bedroom | 0.0049845
Floor lamp | Incandescent |  | 3-Way Incandescent | 1 | 150 | 217572 | Master Bedroom | 0.0049845
Floor lamp | Compact Fluorescent |  | Pin base | 1 | 13 | 217572 | Master Bedroom | 0.0049845
Table | Incandescent |  | Decorative | 2 | 40 | 217572 | Master Bedroom | 0.0049845
Ceiling Fixture | Incandescent |  | Heat Lamp | 1 | 250 | 218391 | Bathroom | 0.0049845
Wall Mount | Incandescent |  | Standard A Lamp | 3 | 60 | 218391 | Bathroom | 0.0049845
Ceiling Fixture | Incandescent |  | Heat Lamp | 1 | 250 | 218391 | Bathroom | 0.0049845
Wall Mount | Incandescent |  | Standard A Lamp | 3 | 60 | 218391 | Bathroom | 0.0049845
Ceiling Fixture | Halogen |  | MR | 1 | 8 | 218391 | Bathroom | 0.0049845
Ceiling Fixture | Incandescent |  | Standard A Lamp | 2 | 60 | 218391 | Bathroom | 0.0049845
Table | Incandescent |  | Standard A Lamp | 1 | 60 | 218391 | Bathroom | 0.0049845
Ceiling Fixture | Incandescent |  | Standard A Lamp | 2 | 60 | 218391 | Bathroom | 0.0049845
Track | Incandescent |  | Standard A Lamp | 3 | 40 | 218391 | Bathroom | 0.0049845
Ceiling Fixture | Incandescent |  | Standard A Lamp | 2 | 60 | 218391 | Bathroom | 0.0049845
Ceiling Fixture | Halogen |  | MR | 1 | 8 | 218391 | Bathroom | 0.0049845
Floor lamp | Incandescent |  | Standard A Lamp | 1 | 60 | 218391 | Bathroom | 0.0049845
Ceiling Fixture | Incandescent |  | Heat Lamp | 1 | 250 | 218392 | Bathroom | 0.0049845
Wall Mount | Incandescent |  | Standard A Lamp | 3 | 60 | 218392 | Bathroom | 0.0049845
Wall Mount | Incandescent |  | Standard A Lamp | 3 | 60 | 218392 | Bathroom | 0.0049845
Ceiling Fixture | Incandescent |  | Heat Lamp | 1 | 250 | 218392 | Bathroom | 0.0049845
Floor lamp | Incandescent |  | Standard A Lamp | 5 | 40 | 218392 | Bathroom | 0.0049845
Ceiling Fan | Halogen |  | MR | 1 | 8 | 218392 | Bathroom | 0.0049845
Ceiling Fixture | Incandescent |  | Standard A Lamp | 2 | 60 | 218392 | Bathroom | 0.0049845
Floor lamp | Halogen |  | MR | 2 | 8 | 218392 | Bathroom | 0.0049845
Ceiling Fixture | Incandescent |  | Standard A Lamp | 3 | 45 | 218392 | Bathroom | 0.0049845
Ceiling Fixture | Incandescent |  | Standard A Lamp | 1 | 60 | 218392 | Bathroom | 0.0049845
Ceiling Fixture | Incandescent |  | Standard A Lamp | 1 | 40 | 218392 | Bathroom | 0.0049845
Ceiling Fixture | Incandescent |  | Standard A Lamp | 2 | 60 | 218392 | Bathroom | 0.0049845
Floor lamp | Incandescent |  | Standard A Lamp | 1 | 60 | 218392 | Bathroom | 0.0049845
Ceiling Fixture | Halogen |  | MR | 1 | 8 | 218392 | Bathroom | 0.0049845
Wall Mount | Incandescent |  | Standard A Lamp | 4 | 40 | 218441 | Bathroom | 0.003323
Recessed - other | Incandescent |  | Heat Lamp | 1 | 250 | 218441 | Bathroom | 0.003323
Table | Other |  |  | 1 |  | 218441 | Bathroom | 0.003323
Ceiling Fixture | Incandescent |  | Standard A Lamp | 1 | 60 | 218441 | Bathroom | 0.003323
Ceiling Fixture | Incandescent |  | Standard A Lamp | 2 | 60 | 218441 | Bathroom | 0.003323
Ceiling Fixture | Incandescent |  | Globe | 1 | 150 | 218441 | Bathroom | 0.003323
Table | Incandescent |  | Standard A Lamp | 1 | 100 | 218441 | Bathroom | 0.003323
Wall Mount | Linear Fluorescent | 1 | T-5 | 1 | 16 | 218441 | Bathroom | 0.003323
Other | Incandescent |  | Standard A Lamp | 1 | 60 | 218441 | Bathroom | 0.003323
Floor lamp | Incandescent |  | Standard A Lamp | 3 | 75 | 218441 | Bathroom | 0.003323
Wall Mount | Incandescent |  | Standard A Lamp | 4 | 40 | 218442 | Bathroom | 0.003323
Recessed - other | Incandescent |  | Heat Lamp | 1 | 250 | 218442 | Bathroom | 0.003323
Table | Incandescent |  | Standard A Lamp | 1 | 75 | 218442 | Bathroom | 0.003323
Table | Incandescent |  | Standard A Lamp | 1 | 60 | 218442 | Bathroom | 0.003323
Floor lamp | Incandescent |  | Standard A Lamp | 1 | 40 | 218442 | Bathroom | 0.003323
Ceiling Fixture | Incandescent |  | Globe | 1 | 150 | 218442 | Bathroom | 0.003323
Ceiling Fixture | Incandescent |  | Standard A Lamp | 1 | 75 | 218442 | Bathroom | 0.003323
Ceiling Fixture | Incandescent |  | Standard A Lamp | 2 | 75 | 218442 | Bathroom | 0.003323
Wall Mount | Incandescent |  | Standard A Lamp | 1 | 60 | 218442 | Bathroom | 0.003323
Wall Mount | Linear Fluorescent | 1 | T-5 | 1 | 16 | 218442 | Bathroom | 0.003323
Table | Incandescent |  | Standard A Lamp | 1 | 75 | 218442 | Bathroom | 0.003323
Ceiling Fixture | Incandescent |  | Standard A Lamp | 2 | 60 | 218442 | Bathroom | 0.003323
Table | Incandescent |  | Standard A Lamp | 1 | 75 | 218442 | Bathroom | 0.003323
Wall Mount | Incandescent |  | Standard A Lamp | 3 | 40 | 218442 | Bathroom | 0.003323
Recessed - other | Incandescent |  | Heat Lamp | 1 | 250 | 218442 | Bathroom | 0.003323
Wall Mount | Incandescent |  | Standard A Lamp | 4 | 40 | 218443 | Bathroom | 0.003323
Recessed - other | Incandescent |  | Heat Lamp | 1 | 250 | 218443 | Bathroom | 0.003323
Table | Compact Fluorescent |  | Twist | 1 | 13 | 218443 | Bathroom | 0.003323
Ceiling Fixture | Compact Fluorescent |  | Twist | 1 | 13 | 218443 | Bathroom | 0.003323
Ceiling Fixture | Compact Fluorescent |  | Twist | 2 | 13 | 218443 | Bathroom | 0.003323
Floor lamp | Compact Fluorescent |  | Twist | 1 | 13 | 218443 | Bathroom | 0.003323
Wall Mount | Compact Fluorescent |  | Twist | 1 | 13 | 218443 | Bathroom | 0.003323
Wall Mount | Linear Fluorescent | 1 | T-5 | 1 | 16 | 218443 | Bathroom | 0.003323
Table | Compact Fluorescent |  | Twist | 1 | 13 | 218443 | Bathroom | 0.003323
Wall Mount | Compact Fluorescent |  | Twist | 2 | 15 | 219101 | Bathroom | 0.003323
Ceiling Fixture | Incandescent |  | Standard A Lamp | 1 | 60 | 219101 | Bathroom | 0.003323
Table | Incandescent |  | Decorative | 1 | 25 | 219101 | Bathroom | 0.003323
Ceiling Fixture | Compact Fluorescent |  | Twist | 2 | 15 | 219101 | Bathroom | 0.003323
Ceiling Fixture | Incandescent |  | Standard A Lamp | 1 | 60 | 219101 | Bathroom | 0.003323
Ceiling Fixture | Linear Fluorescent | 4 | T-8 | 1 | 32 | 219101 | Bathroom | 0.003323
Ceiling Fixture | Incandescent |  | Standard A Lamp | 1 | 65 | 219101 | Bathroom | 0.003323
Other | Incandescent |  | Standard A Lamp | 1 | 40 | 219101 | Bathroom | 0.003323
Floor lamp | Compact Fluorescent |  | Twist | 2 | 15 | 219101 | Bathroom | 0.003323
Table | Incandescent |  | Decorative | 1 | 60 | 219101 | Bathroom | 0.003323
Ceiling Fixture | Compact Fluorescent |  | Twist | 3 | 15 | 219101 | Bathroom | 0.003323
Wall Mount | Compact Fluorescent |  | Twist | 4 | 15 | 219102 | Bathroom | 0.003323
Ceiling Fixture | Incandescent |  | Standard A Lamp | 1 | 60 | 219102 | Bathroom | 0.003323
Ceiling Fixture | Compact Fluorescent |  | Twist | 1 | 15 | 219102 | Bathroom | 0.003323
Ceiling Fixture | Incandescent |  | Standard A Lamp | 1 | 100 | 219102 | Bathroom | 0.003323
Ceiling Fixture | Linear Fluorescent | 4 | T-8 | 2 | 32 | 219102 | Bathroom | 0.003323
Ceiling Fixture | Incandescent |  | Standard A Lamp | 1 | 65 | 219102 | Bathroom | 0.003323
Other | Incandescent |  | Standard A Lamp | 1 | 60 | 219102 | Bathroom | 0.003323
Ceiling Fan | Compact Fluorescent |  | Twist | 3 | 15 | 219102 | Bathroom | 0.003323
Floor lamp | Halogen |  | Quartz Tube | 1 | 250 | 219102 | Bathroom | 0.003323
Wall Mount | Compact Fluorescent |  | A shape bulb | 1 | 13 | 219102 | Bathroom | 0.003323
Table | Incandescent |  | Standard A Lamp | 1 | 60 | 219102 | Bathroom | 0.003323
Ceiling Fixture | Compact Fluorescent |  | Twist | 2 | 15 | 219102 | Bathroom | 0.003323
Wall Mount | Incandescent |  | Standard A Lamp | 1 | 15 | 219102 | Bathroom | 0.003323
Ceiling Fixture | Compact Fluorescent |  | Pin base | 4 | 15 | 219103 | Bathroom | 0.003323
Ceiling Fixture | Incandescent |  | Standard A Lamp | 1 | 65 | 219103 | Bathroom | 0.003323
Ceiling Fixture | Compact Fluorescent |  | Twist | 2 | 15 | 219103 | Bathroom | 0.003323
Table | Incandescent |  | Standard A Lamp | 2 | 40 | 219103 | Bathroom | 0.003323
Ceiling Fixture | Compact Fluorescent |  | Twist | 1 | 15 | 219103 | Bathroom | 0.003323
Ceiling Fixture | Linear Fluorescent | 4 | T-8 | 2 | 32 | 219103 | Bathroom | 0.003323
Ceiling Fixture | Incandescent |  | Standard A Lamp | 2 | 40 | 219103 | Bathroom | 0.003323
Ceiling Fixture | Incandescent |  | Standard A Lamp | 1 | 65 | 219103 | Bathroom | 0.003323
Ceiling Fan | Compact Fluorescent |  | Twist | 2 | 15 | 219103 | Bathroom | 0.003323
Table | Compact Fluorescent |  | Twist | 1 | 11 | 219103 | Bathroom | 0.003323
Ceiling Fixture | Compact Fluorescent |  | Twist | 1 | 15 | 219103 | Bathroom | 0.003323
Wall Mount | Incandescent |  | Standard A Lamp | 4 | 60 | 219521 | Bathroom | 0.0049845
Ceiling Fixture | Incandescent |  | Heat Lamp | 1 | 250 | 219521 | Bathroom | 0.0049845
Ceiling Fixture | Incandescent |  | Standard A Lamp | 2 | 60 | 219521 | Bathroom | 0.0049845
Table | Compact Fluorescent |  | Twist | 1 | 15 | 219521 | Bathroom | 0.0049845
Table | Incandescent |  | Standard A Lamp | 1 | 25 | 219521 | Bathroom | 0.0049845
Table | Incandescent |  | Standard A Lamp | 1 | 100 | 219521 | Bathroom | 0.0049845
Table | Incandescent |  | Standard A Lamp | 1 | 75 | 219521 | Bathroom | 0.0049845
Ceiling Fixture | Linear Fluorescent | 4 | T-8 | 2 | 40 | 219521 | Bathroom | 0.0049845
Wall Mount | Incandescent |  | Standard A Lamp | 1 | 25 | 219521 | Bathroom | 0.0049845
Ceiling Fixture | Incandescent |  | Standard A Lamp | 2 | 40 | 219521 | Bathroom | 0.0049845
Chandelier (Hanging) | Incandescent |  | Standard A Lamp | 4 | 40 | 219521 | Bathroom | 0.0049845
Table | Incandescent |  | Standard A Lamp | 2 | 40 | 219521 | Bathroom | 0.0049845
Floor lamp | Compact Fluorescent |  | Twist | 2 | 15 | 219521 | Bathroom | 0.0049845
Table | Incandescent |  | Standard A Lamp | 2 | 60 | 219521 | Bathroom | 0.0049845
Ceiling Fixture | Incandescent |  | Standard A Lamp | 1 | 60 | 219521 | Bathroom | 0.0049845
Floor lamp | Incandescent |  | Standard A Lamp | 1 | 60 | 219521 | Bathroom | 0.0049845
Wall Mount | Compact Fluorescent |  | Twist | 4 | 14 | 219522 | Bathroom | 0.0049845
Ceiling Fixture | Incandescent |  | Heat Lamp | 1 | 250 | 219522 | Bathroom | 0.0049845
Ceiling Fixture | Incandescent |  | Standard A Lamp | 2 | 40 | 219522 | Bathroom | 0.0049845
Table | Compact Fluorescent |  | Twist | 1 | 15 | 219522 | Bathroom | 0.0049845
Table | Incandescent |  | Standard A Lamp | 1 | 25 | 219522 | Bathroom | 0.0049845
Table | Incandescent |  | Standard A Lamp | 1 | 60 | 219522 | Bathroom | 0.0049845
Table | Compact Fluorescent |  | Twist | 1 | 15 | 219522 | Bathroom | 0.0049845
Ceiling Fixture | Incandescent |  | Standard A Lamp | 1 | 100 | 219522 | Bathroom | 0.0049845
Ceiling Fixture | Incandescent |  | Standard A Lamp | 3 | 60 | 219522 | Bathroom | 0.0049845
Wall Mount | Incandescent |  | Standard A Lamp | 1 | 60 | 219522 | Bathroom | 0.0049845
Chandelier (Hanging) | Incandescent |  | Standard A Lamp | 3 | 60 | 219522 | Bathroom | 0.0049845
Table | Incandescent |  | Standard A Lamp | 1 | 100 | 219522 | Bathroom | 0.0049845
Floor lamp | Halogen |  | Other | 1 | 150 | 219522 | Bathroom | 0.0049845
Table | Incandescent |  | Standard A Lamp | 1 | 40 | 219522 | Bathroom | 0.0049845
Ceiling Fixture | Incandescent |  | Standard A Lamp | 1 | 100 | 219522 | Bathroom | 0.0049845
Wall Mount | Compact Fluorescent |  | Twist | 4 | 15 | 219851 | Bathroom | 0.0049845
Table | Incandescent |  | Standard A Lamp | 1 | 40 | 219851 | Bathroom | 0.0049845
Table | Incandescent |  | Standard A Lamp | 1 | 40 | 219851 | Bathroom | 0.0049845
Ceiling Fan | Incandescent |  | Standard A Lamp | 4 | 40 | 219851 | Bathroom | 0.0049845
Ceiling Fixture | Incandescent |  | Standard A Lamp | 2 | 40 | 219851 | Bathroom | 0.0049845
Ceiling Fixture | Incandescent |  | Standard A Lamp | 2 | 60 | 219851 | Bathroom | 0.0049845
Ceiling Fixture | Incandescent |  | Standard A Lamp | 2 | 65 | 219851 | Bathroom | 0.0049845
Floor lamp | Halogen |  | PAR | 1 | 50 | 219851 | Bathroom | 0.0049845
Wall Mount | Compact Fluorescent |  | Twist | 3 | 15 | 219852 | Bathroom | 0.0049845
Table | Incandescent |  | Standard A Lamp | 1 | 60 | 219852 | Bathroom | 0.0049845
Table | Incandescent |  | Standard A Lamp | 1 | 60 | 219852 | Bathroom | 0.0049845
Ceiling Fan | Compact Fluorescent |  | Twist | 4 | 15 | 219852 | Bathroom | 0.0049845
Ceiling Fixture | Incandescent |  | Standard A Lamp | 2 | 60 | 219852 | Bathroom | 0.0049845
Floor lamp | Halogen |  | Quartz Tube | 1 | 50 | 219852 | Bathroom | 0.0049845
Ceiling Fixture | Compact Fluorescent |  | Twist | 1 | 15 | 219852 | Bathroom | 0.0049845
Table | Incandescent |  | Standard A Lamp | 1 | 52 | 219981 | Bathroom | 0.003323
Wall Mount | Linear Fluorescent | 2 | T-12 | 1 | 16 | 219981 | Bathroom | 0.003323
Ceiling Fixture | Incandescent |  | Standard A Lamp | 1 | 60 | 219981 | Bathroom | 0.003323
Ceiling Fixture | Incandescent |  | Standard A Lamp | 2 | 60 | 219981 | Bathroom | 0.003323
Table | Compact Fluorescent |  | Twist | 1 | 13 | 219981 | Bathroom | 0.003323
Wall Mount | Incandescent |  | Standard A Lamp | 1 | 60 | 219981 | Bathroom | 0.003323
Ceiling Fixture | Linear Fluorescent | 4 | T-12 | 4 | 32 | 219981 | Bathroom | 0.003323
Ceiling Fixture | Compact Fluorescent |  | Twist | 1 | 15 | 219981 | Bathroom | 0.003323
Wall Mount | Linear Fluorescent | 2 | T-12 | 1 | 16 | 219981 | Bathroom | 0.003323
Table | Incandescent |  | Standard A Lamp | 1 | 52 | 219981 | Bathroom | 0.003323
Floor lamp | Incandescent |  | Standard A Lamp | 1 | 60 | 219981 | Bathroom | 0.003323
Table | Incandescent |  | Heat Lamp | 1 | 100 | 219981 | Bathroom | 0.003323
Floor lamp | Compact Fluorescent |  | Twist | 2 | 13 | 219981 | Bathroom | 0.003323
Table | Incandescent |  | Standard A Lamp | 1 | 60 | 219982 | Living Room | 0.003323
Wall Mount | Incandescent |  | Decorative | 1 | 40 | 219982 | Living Room | 0.003323
Table | Incandescent |  | Standard A Lamp | 1 | 52 | 219982 | Living Room | 0.003323
Ceiling Fixture | Incandescent |  | Standard A Lamp | 2 | 60 | 219982 | Living Room | 0.003323
Ceiling Fixture | Linear Fluorescent | 4 | T-12 | 2 | 24 | 219982 | Living Room | 0.003323
Wall Mount | Incandescent |  | Standard A Lamp | 1 | 75 | 219982 | Living Room | 0.003323
Wall Mount | Linear Fluorescent | 2 | T-12 | 1 | 24 | 219982 | Living Room | 0.003323
Wall Mount | Linear Fluorescent | 2 | T-12 | 1 | 15 | 219982 | Living Room | 0.003323
Wall Mount | Linear Fluorescent | 2 | T-12 | 1 | 16 | 219983 | Bathroom | 0.003323
Ceiling Fixture | Incandescent |  | Standard A Lamp | 1 | 60 | 219983 | Bathroom | 0.003323
Ceiling Fixture | Incandescent |  | Standard A Lamp | 2 | 60 | 219983 | Bathroom | 0.003323
Ceiling Fixture | Incandescent |  | Standard A Lamp | 2 | 60 | 219983 | Bathroom | 0.003323
Recessed Can | Incandescent |  | Standard A Lamp | 1 | 60 | 219983 | Bathroom | 0.003323
Chandelier (Hanging) | Incandescent |  | Standard A Lamp | 1 | 60 | 219983 | Bathroom | 0.003323
Ceiling Fixture | Linear Fluorescent | 4 | T-12 | 2 | 20 | 219983 | Bathroom | 0.003323
Wall Mount | Incandescent |  | Standard A Lamp | 1 | 34 | 219983 | Bathroom | 0.003323
Ceiling Fixture | Incandescent |  | Reflector | 1 | 60 | 219983 | Bathroom | 0.003323
Table | Compact Fluorescent |  | Twist | 1 | 13 | 219983 | Bathroom | 0.003323
Table | Incandescent |  | Decorative | 3 | 20 | 219983 | Bathroom | 0.003323
Wall Mount | Incandescent |  | Standard A Lamp | 4 | 60 | 220581 | Bathroom | 0.003323
Table | Incandescent |  | Standard A Lamp | 1 | 100 | 220581 | Bathroom | 0.003323
Table | Incandescent |  | Standard A Lamp | 1 | 100 | 220581 | Bathroom | 0.003323
Ceiling Fan | Incandescent |  | Standard A Lamp | 1 | 60 | 220581 | Bathroom | 0.003323
Other | Compact Fluorescent |  | Twist | 1 | 14 | 220581 | Bathroom | 0.003323
Floor lamp | Incandescent |  | Standard A Lamp | 1 | 60 | 220581 | Bathroom | 0.003323
Table | Incandescent |  | Standard A Lamp | 1 | 100 | 220581 | Bathroom | 0.003323
Wall Mount | Compact Fluorescent |  | Twist | 1 | 15 | 220582 | Bathroom | 0.003323
Table | Incandescent |  | Standard A Lamp | 1 | 60 | 220582 | Bathroom | 0.003323
Table | Incandescent |  | Standard A Lamp | 1 | 60 | 220582 | Bathroom | 0.003323
Table | Incandescent |  | Standard A Lamp | 1 | 60 | 220582 | Bathroom | 0.003323
Ceiling Fixture | Incandescent |  | Standard A Lamp | 1 | 60 | 220582 | Bathroom | 0.003323
Ceiling Fixture | Incandescent |  | Standard A Lamp | 1 | 60 | 220582 | Bathroom | 0.003323
Floor lamp | Compact Fluorescent |  | Twist | 1 | 15 | 220582 | Bathroom | 0.003323
Floor lamp | Incandescent |  | Standard A Lamp | 1 | 60 | 220582 | Bathroom | 0.003323
Wall Mount | Incandescent |  | Standard A Lamp | 2 | 60 | 220583 | Bathroom | 0.003323
Table | Incandescent |  | Decorative | 2 | 40 | 220583 | Bathroom | 0.003323
Table | Compact Fluorescent |  | Twist | 1 | 27 | 220583 | Bathroom | 0.003323
Ceiling Fan | Incandescent |  | Standard A Lamp | 1 | 60 | 220583 | Bathroom | 0.003323
Table | Compact Fluorescent |  | Twist | 1 | 14 | 220583 | Bathroom | 0.003323
Wall Mount | Incandescent |  | Globe | 4 | 60 | 221061 | Bathroom | 0.003323
Recessed - other | Halogen |  | PAR | 1 | 250 | 221061 | Bathroom | 0.003323
Wall Mount | Incandescent |  | Globe | 4 | 60 | 221061 | Bathroom | 0.003323
Recessed - other | Halogen |  | PAR | 1 | 250 | 221061 | Bathroom | 0.003323
Table | Incandescent |  | Standard A Lamp | 1 | 100 | 221061 | Bathroom | 0.003323
Ceiling Fixture | Incandescent |  | Standard A Lamp | 1 | 60 | 221061 | Bathroom | 0.003323
Ceiling Fan | Compact Fluorescent |  | Twist | 2 | 15 | 221061 | Bathroom | 0.003323
Ceiling Fixture | Incandescent |  | Decorative | 3 | 25 | 221061 | Bathroom | 0.003323
Ceiling Fixture | Incandescent |  | Standard A Lamp | 1 | 60 | 221061 | Bathroom | 0.003323
Ceiling Fan | Compact Fluorescent |  | Twist | 2 | 15 | 221061 | Bathroom | 0.003323
Ceiling Fixture | Linear Fluorescent | 4 | T-12 | 2 | 40 | 221061 | Bathroom | 0.003323
Recessed - other | Incandescent |  | Standard A Lamp | 1 | 60 | 221061 | Bathroom | 0.003323
Ceiling Fixture | Linear Fluorescent | 4 | T-12 | 2 | 40 | 221061 | Bathroom | 0.003323
Table | Incandescent |  | Standard A Lamp | 1 | 60 | 221061 | Bathroom | 0.003323
Ceiling Fixture | Halogen |  | PAR | 1 | 250 | 221062 | Bathroom | 0.003323
Wall Mount | Compact Fluorescent |  | Twist | 4 | 7 | 221062 | Bathroom | 0.003323
Ceiling Fixture | Incandescent |  | Standard A Lamp | 1 | 60 | 221062 | Bathroom | 0.003323
Architectural | Halogen |  | MR | 1 | 16 | 221062 | Bathroom | 0.003323
Ceiling Fixture | Incandescent |  | Standard A Lamp | 3 | 25 | 221062 | Bathroom | 0.003323
Ceiling Fixture | Incandescent |  | Standard A Lamp | 1 | 60 | 221062 | Bathroom | 0.003323
Ceiling Fixture | Linear Fluorescent | 4 | T-12 | 2 | 40 | 221062 | Bathroom | 0.003323
Wall Mount | Linear Fluorescent | 1.5 | T-8 | 1 | 16 | 221062 | Bathroom | 0.003323
Recessed - other | Incandescent |  | Standard A Lamp | 1 | 60 | 221062 | Bathroom | 0.003323
Chandelier (Hanging) | Incandescent |  | Standard A Lamp | 5 | 40 | 221062 | Bathroom | 0.003323
Floor lamp | Incandescent |  | 3-Way Incandescent | 1 | 100 | 221062 | Bathroom | 0.003323
Wall Mount | Incandescent |  | Globe | 4 | 60 | 221063 | Bathroom | 0.003323
Ceiling Fixture | Incandescent |  | Standard A Lamp | 2 | 60 | 221063 | Bathroom | 0.003323
Ceiling Fixture | Incandescent |  | Standard A Lamp | 1 | 60 | 221063 | Bathroom | 0.003323
Ceiling Fixture | Incandescent |  | Standard A Lamp | 1 | 60 | 221063 | Bathroom | 0.003323
Ceiling Fixture | Incandescent |  | Standard A Lamp | 1 | 60 | 221063 | Bathroom | 0.003323
Ceiling Fan | Compact Fluorescent |  | Twist | 1 | 15 | 221063 | Bathroom | 0.003323
Ceiling Fixture | Linear Fluorescent | 4 | T-12 | 2 | 40 | 221063 | Bathroom | 0.003323
Recessed - other | Compact Fluorescent |  | Twist | 1 | 15 | 221063 | Bathroom | 0.003323
Table | Compact Fluorescent |  | Twist | 1 | 15 | 221063 | Bathroom | 0.003323
Wall Mount | Incandescent |  | Standard A Lamp | 4 | 60 | 221063 | Bathroom | 0.003323
Wall Mount | Incandescent |  | Globe | 6 | 60 | 222621 | Bathroom | 0.003323
Ceiling Fixture | Incandescent |  | Standard A Lamp | 1 | 60 | 222621 | Bathroom | 0.003323
Wall Mount | Incandescent |  | Globe | 6 | 60 | 222621 | Bathroom | 0.003323
Ceiling Fixture | Incandescent |  | Standard A Lamp | 2 | 60 | 222621 | Bathroom | 0.003323
Ceiling Fixture | Compact Fluorescent |  | Twist | 2 | 15 | 222621 | Bathroom | 0.003323
Ceiling Fixture | Linear Fluorescent | 4 | T-8 | 2 | 32 | 222621 | Bathroom | 0.003323
Other | Incandescent |  | Standard A Lamp | 1 | 40 | 222621 | Bathroom | 0.003323
Floor lamp | Compact Fluorescent |  | Twist | 2 | 15 | 222621 | Bathroom | 0.003323
Ceiling Fixture | Incandescent |  | Standard A Lamp | 2 | 60 | 222621 | Bathroom | 0.003323
Ceiling Fixture | Compact Fluorescent |  | Twist | 1 | 15 | 222621 | Bathroom | 0.003323
Wall Mount | Incandescent |  | Globe | 6 | 60 | 222622 | Bathroom | 0.003323
Ceiling Fixture | Incandescent |  | Standard A Lamp | 1 | 60 | 222622 | Bathroom | 0.003323
Wall Mount | Incandescent |  | Globe | 6 | 40 | 222622 | Bathroom | 0.003323
Ceiling Fixture | Incandescent |  | Standard A Lamp | 2 | 60 | 222622 | Bathroom | 0.003323
Ceiling Fixture | Incandescent |  | Standard A Lamp | 2 | 60 | 222622 | Bathroom | 0.003323
Ceiling Fixture | Linear Fluorescent | 4 | T-8 | 2 | 32 | 222622 | Bathroom | 0.003323
Ceiling Fixture | Incandescent |  | Standard A Lamp | 1 | 75 | 222622 | Bathroom | 0.003323
Floor lamp | Compact Fluorescent |  | Twist | 2 | 22 | 222622 | Bathroom | 0.003323
Ceiling Fixture | Incandescent |  | Standard A Lamp | 2 | 60 | 222622 | Bathroom | 0.003323
Ceiling Fixture | Incandescent |  | Standard A Lamp | 1 | 60 | 222622 | Bathroom | 0.003323
Wall Mount | Incandescent |  | Globe | 6 | 60 | 222623 | Bathroom | 0.003323
Ceiling Fixture | Incandescent |  | Standard A Lamp | 1 | 60 | 222623 | Bathroom | 0.003323
Wall Mount | Incandescent |  | Globe | 6 | 60 | 222623 | Bathroom | 0.003323
Ceiling Fixture | Compact Fluorescent |  | Twist | 2 | 20 | 222623 | Bathroom | 0.003323
Table | Incandescent |  | Standard A Lamp | 1 | 100 | 222623 | Bathroom | 0.003323
Ceiling Fixture | Incandescent |  | Standard A Lamp | 2 | 100 | 222623 | Bathroom | 0.003323
Table | Incandescent |  | Standard A Lamp | 1 | 100 | 222623 | Bathroom | 0.003323
Ceiling Fixture | Linear Fluorescent | 4 | T-8 | 2 | 32 | 222623 | Bathroom | 0.003323
Table | Incandescent |  | Standard A Lamp | 1 | 60 | 222623 | Bathroom | 0.003323
Ceiling Fixture | Incandescent |  | Standard A Lamp | 2 | 60 | 222623 | Bathroom | 0.003323
Ceiling Fan | Incandescent |  | Decorative | 3 | 40 | 222623 | Bathroom | 0.003323
Wall Mount | Incandescent |  | Standard A Lamp | 1 | 60 | 222623 | Bathroom | 0.003323
Wall Mount | Incandescent |  | Globe | 6 | 40 | 223711 | Bathroom | 0.0049845
Ceiling Fixture | Incandescent |  | Standard A Lamp | 2 | 75 | 223711 | Bathroom | 0.0049845
Table | Incandescent |  | Standard A Lamp | 1 | 60 | 223711 | Bathroom | 0.0049845
Ceiling Fixture | Incandescent |  | Standard A Lamp | 2 | 60 | 223711 | Bathroom | 0.0049845
Chandelier (Hanging) | Incandescent |  | Standard A Lamp | 1 | 60 | 223711 | Bathroom | 0.0049845
Ceiling Fixture | Incandescent |  | Standard A Lamp | 1 | 60 | 223711 | Bathroom | 0.0049845
Ceiling Fixture | Incandescent |  | Standard A Lamp | 1 | 60 | 223711 | Bathroom | 0.0049845
Ceiling Fixture | Linear Fluorescent | 4 | T-12 | 4 | 40 | 223711 | Bathroom | 0.0049845
Ceiling Fixture | Incandescent |  | Standard A Lamp | 1 | 60 | 223711 | Bathroom | 0.0049845
Ceiling Fixture | Incandescent |  | Standard A Lamp | 1 | 60 | 223711 | Bathroom | 0.0049845
Wall Mount | Incandescent |  | Globe | 4 | 60 | 223712 | Bathroom | 0.0049845
Ceiling Fixture | Incandescent |  | Standard A Lamp | 2 | 60 | 223712 | Bathroom | 0.0049845
Ceiling Fixture | Incandescent |  | Standard A Lamp | 2 | 60 | 223712 | Bathroom | 0.0049845
Table | Incandescent |  | Standard A Lamp | 1 | 40 | 223712 | Bathroom | 0.0049845
Ceiling Fan | Incandescent |  | Standard A Lamp | 1 | 60 | 223712 | Bathroom | 0.0049845
Ceiling Fixture | Incandescent |  | Standard A Lamp | 1 | 60 | 223712 | Bathroom | 0.0049845
Ceiling Fixture | Incandescent |  | Standard A Lamp | 1 | 60 | 223712 | Bathroom | 0.0049845
Ceiling Fixture | Linear Fluorescent | 4 | T-12 | 4 | 40 | 223712 | Bathroom | 0.0049845
Ceiling Fixture | Incandescent |  | Standard A Lamp | 1 | 60 | 223712 | Bathroom | 0.0049845
Ceiling Fixture | Incandescent |  | Standard A Lamp | 1 | 60 | 223712 | Bathroom | 0.0049845
Table | Incandescent |  | Standard A Lamp | 1 | 60 | 223712 | Bathroom | 0.0049845
Wall Mount | Incandescent |  | Standard A Lamp | 4 | 60 | 224501 | Bathroom | 0.003323
Ceiling Fixture | Incandescent |  | Standard A Lamp | 2 | 60 | 224501 | Bathroom | 0.003323
Ceiling Fixture | Incandescent |  | Standard A Lamp | 2 | 60 | 224501 | Bathroom | 0.003323
Ceiling Fixture | Linear Fluorescent | 4 | T-8 | 2 | 40 | 224501 | Bathroom | 0.003323
Ceiling Fixture | Incandescent |  | Standard A Lamp | 1 | 40 | 224501 | Bathroom | 0.003323
Table | Incandescent |  | Standard A Lamp | 1 | 70 | 224501 | Bathroom | 0.003323
Floor lamp | Compact Fluorescent |  | Twist | 1 | 15 | 224501 | Bathroom | 0.003323
Chandelier (Hanging) | Incandescent |  | Decorative | 5 | 60 | 224501 | Bathroom | 0.003323
Wall Mount | Incandescent |  | Standard A Lamp | 4 | 60 | 224502 | Bathroom | 0.003323
Ceiling Fixture | Incandescent |  | Standard A Lamp | 2 | 60 | 224502 | Bathroom | 0.003323
Ceiling Fixture | Incandescent |  | Standard A Lamp | 1 | 40 | 224502 | Bathroom | 0.003323
Ceiling Fixture | Incandescent |  | Standard A Lamp | 2 | 40 | 224502 | Bathroom | 0.003323
Recessed Can | Incandescent |  | Standard A Lamp | 1 | 20 | 224502 | Bathroom | 0.003323
Wall Mount | Incandescent |  | Standard A Lamp | 1 | 60 | 224502 | Bathroom | 0.003323
Chandelier (Hanging) | Incandescent |  | Decorative | 5 | 40 | 224502 | Bathroom | 0.003323
Ceiling Fixture | Incandescent |  | Standard A Lamp | 1 | 60 | 224502 | Bathroom | 0.003323
Floor lamp | Incandescent |  | Standard A Lamp | 1 | 100 | 224502 | Bathroom | 0.003323
Table | Incandescent |  | Standard A Lamp | 1 | 75 | 224502 | Bathroom | 0.003323
Wall Mount | Compact Fluorescent |  | Twist | 4 | 22 | 224503 | Bathroom | 0.003323
Ceiling Fixture | Compact Fluorescent |  | Twist | 2 | 15 | 224503 | Bathroom | 0.003323
Table | Compact Fluorescent |  | Twist | 1 | 60 | 224503 | Bathroom | 0.003323
Ceiling Fixture | Compact Fluorescent |  | Twist | 2 | 15 | 224503 | Bathroom | 0.003323
Ceiling Fixture | Linear Fluorescent | 4 | T-8 | 2 | 40 | 224503 | Bathroom | 0.003323
Wall Mount | Compact Fluorescent |  | Twist | 1 | 15 | 224503 | Bathroom | 0.003323
Ceiling Fixture | Compact Fluorescent |  | Twist | 1 | 15 | 224503 | Bathroom | 0.003323
Chandelier (Hanging) | Incandescent |  | Decorative | 5 | 40 | 224503 | Bathroom | 0.003323
Floor lamp | Incandescent |  | Standard A Lamp | 2 | 150 | 224503 | Bathroom | 0.003323
Ceiling Fixture | Compact Fluorescent |  | Twist | 1 | 15 | 224503 | Bathroom | 0.003323
Wall Mount | Incandescent |  | Globe | 4 | 40 | 225361 | Bathroom | 0.003323
Ceiling Fixture | Incandescent |  | Heat Lamp | 2 | 250 | 225361 | Bathroom | 0.003323
Ceiling Fixture | Incandescent |  | Heat Lamp | 2 | 250 | 225361 | Bathroom | 0.003323
Wall Mount | Incandescent |  | Standard A Lamp | 4 | 40 | 225361 | Bathroom | 0.003323
Ceiling Fixture | Incandescent |  | Standard A Lamp | 2 | 65 | 225361 | Bathroom | 0.003323
Ceiling Fixture | Incandescent |  | Standard A Lamp | 1 | 60 | 225361 | Bathroom | 0.003323
Ceiling Fan | Incandescent |  | Standard A Lamp | 3 | 60 | 225361 | Bathroom | 0.003323
Floor lamp | Halogen |  | Quartz Tube | 1 | 300 | 225361 | Bathroom | 0.003323
Ceiling Fixture | Linear Fluorescent | 4 | T-12 | 2 | 60 | 225361 | Bathroom | 0.003323
Ceiling Fixture | Incandescent |  | Standard A Lamp | 2 | 60 | 225361 | Bathroom | 0.003323
Ceiling Fixture | Linear Fluorescent | 2 | T-12 | 1 | 20 | 225361 | Bathroom | 0.003323
Floor lamp | Incandescent |  | 3-Way Incandescent | 1 | 100 | 225361 | Bathroom | 0.003323
Recessed - other | Incandescent |  | Standard A Lamp | 1 | 40 | 225361 | Bathroom | 0.003323
Ceiling Fixture | Incandescent |  | Standard A Lamp | 2 | 60 | 225361 | Bathroom | 0.003323
Wall Mount | Incandescent |  | Standard A Lamp | 3 | 60 | 225362 | Bathroom | 0.003323
Ceiling Fixture | Incandescent |  | Heat Lamp | 2 | 250 | 225362 | Bathroom | 0.003323
Table | Compact Fluorescent |  | Twist | 1 | 15 | 225362 | Bathroom | 0.003323
Ceiling Fixture | Compact Fluorescent |  | Twist | 2 | 15 | 225362 | Bathroom | 0.003323
Recessed Can | Compact Fluorescent |  | Twist | 1 | 13 | 225362 | Bathroom | 0.003323
Recessed - other | Compact Fluorescent |  | Twist | 2 | 13 | 225362 | Bathroom | 0.003323
Ceiling Fixture | Linear Fluorescent | 2 | T-8 | 1 | 17 | 225362 | Bathroom | 0.003323
Recessed Can | Halogen |  | PAR | 1 | 20 | 225362 | Bathroom | 0.003323
Table | Compact Fluorescent |  | Twist | 1 | 15 | 225362 | Bathroom | 0.003323
Ceiling Fan | Incandescent |  | Standard A Lamp | 3 | 25 | 225362 | Bathroom | 0.003323
Floor lamp | Incandescent |  | Standard A Lamp | 1 | 60 | 225362 | Bathroom | 0.003323
Wall Mount | Linear Fluorescent | 2 | T-8 | 1 | 32 | 225362 | Bathroom | 0.003323
Ceiling Fixture | Compact Fluorescent |  | Twist | 2 | 15 | 225362 | Bathroom | 0.003323
Ceiling Fixture | Incandescent |  | Heat Lamp | 2 | 250 | 225362 | Bathroom | 0.003323
Wall Mount | Incandescent |  | Standard A Lamp | 3 | 60 | 225362 | Bathroom | 0.003323
Ceiling Fixture | Compact Fluorescent |  | Twist | 1 | 15 | 225362 | Bathroom | 0.003323
Table | Compact Fluorescent |  | Twist | 1 | 15 | 225362 | Bathroom | 0.003323
Table | Incandescent |  | Standard A Lamp | 1 | 25 | 225362 | Bathroom | 0.003323
Ceiling Fixture | Compact Fluorescent |  | Twist | 2 | 15 | 225362 | Bathroom | 0.003323
Ceiling Fixture | Linear Fluorescent | 4 | T-12 | 2 | 40 | 225362 | Bathroom | 0.003323
Wall Mount | Incandescent |  | Globe | 6 | 60 | 225363 | Bathroom | 0.003323
Table | Incandescent |  | Standard A Lamp | 1 | 60 | 225363 | Bathroom | 0.003323
Ceiling Fixture | Incandescent |  | Heat Lamp | 2 | 250 | 225363 | Bathroom | 0.003323
Ceiling Fixture | Compact Fluorescent |  | Twist | 1 | 15 | 225363 | Bathroom | 0.003323
Wall Mount | Halogen |  | Other | 1 | 20 | 225363 | Bathroom | 0.003323
Table | Incandescent |  | Standard A Lamp | 2 | 60 | 225363 | Bathroom | 0.003323
Table | Incandescent |  | Decorative | 3 | 25 | 225363 | Bathroom | 0.003323
Table | Other |  | LED Interior | 1 | 7 | 225363 | Bathroom | 0.003323
Recessed - other | Compact Fluorescent |  | Twist | 1 | 22 | 225363 | Bathroom | 0.003323
Ceiling Fixture | Halogen |  | MR | 3 | 20 | 225363 | Bathroom | 0.003323
Ceiling Fixture | Linear Fluorescent | 2 | T-8 | 1 | 17 | 225363 | Bathroom | 0.003323
Table | Incandescent |  | Decorative | 1 | 5 | 225363 | Bathroom | 0.003323
Ceiling Fixture | Linear Fluorescent | 4 | T-8 | 2 | 32 | 225363 | Bathroom | 0.003323
Ceiling Fixture | Compact Fluorescent |  | Twist | 1 | 15 | 225363 | Bathroom | 0.003323
Table | Incandescent |  | Standard A Lamp | 1 | 60 | 225363 | Bathroom | 0.003323
Floor lamp | Incandescent |  | Standard A Lamp | 1 | 100 | 225363 | Bathroom | 0.003323
Table | Incandescent |  | Standard A Lamp | 1 | 40 | 225363 | Bathroom | 0.003323
Table | Compact Fluorescent |  | Twist | 1 | 15 | 225363 | Bathroom | 0.003323
Ceiling Fixture | Incandescent |  | Standard A Lamp | 1 | 65 | 225363 | Bathroom | 0.003323
Table | Incandescent |  | 3-Way Incandescent | 1 | 100 | 228701 | Master Bedroom | 0.003323
Ceiling Fixture | Incandescent |  | Standard A Lamp | 1 | 60 | 228701 | Master Bedroom | 0.003323
Ceiling Fixture | Incandescent |  | Standard A Lamp | 1 | 60 | 228701 | Master Bedroom | 0.003323
Ceiling Fixture | Incandescent |  | Standard A Lamp | 1 | 40 | 228701 | Master Bedroom | 0.003323
Recessed Can | Incandescent |  | Twist | 1 | 15 | 228701 | Master Bedroom | 0.003323
Table | Incandescent |  | Standard A Lamp | 1 | 60 | 228701 | Master Bedroom | 0.003323
Floor lamp | Compact Fluorescent |  | Twist | 1 | 15 | 228701 | Master Bedroom | 0.003323
Ceiling Fan | Incandescent |  | Standard A Lamp | 4 | 40 | 228701 | Master Bedroom | 0.003323
Wall Mount | Incandescent |  | Standard A Lamp | 1 | 40 | 228701 | Master Bedroom | 0.003323
Ceiling Fixture | Linear Fluorescent | 4 | T-8 | 4 | 32 | 228701 | Master Bedroom | 0.003323
Ceiling Fan | Incandescent |  | Standard A Lamp | 3 | 40 | 228701 | Master Bedroom | 0.003323
Wall Mount | Linear Fluorescent | 2 | T-5 | 1 | 14 | 228701 | Master Bedroom | 0.003323
Wall Mount | Incandescent |  | Standard A Lamp | 1 | 60 | 228701 | Master Bedroom | 0.003323
Wall Mount | Compact Fluorescent |  | Twist | 8 | 15 | 228701 | Master Bedroom | 0.003323
Ceiling Fixture | Linear Fluorescent | 4 | T-12 | 2 | 40 | 228701 | Master Bedroom | 0.003323
Ceiling Fixture | Incandescent |  | Standard A Lamp | 1 | 60 | 228701 | Master Bedroom | 0.003323
Ceiling Fixture | Incandescent |  | Reflector | 8 | 45 | 228702 | Living Room | 0.003323
Other | Linear Fluorescent | 2 | T-5 | 1 | 14 | 228702 | Living Room | 0.003323
Other | Linear Fluorescent | 3 | T-5 | 1 | 22 | 228702 | Living Room | 0.003323
Recessed - other | Incandescent |  | Standard A Lamp | 3 | 60 | 228702 | Living Room | 0.003323
Table | Incandescent |  | Standard A Lamp | 1 | 100 | 228702 | Living Room | 0.003323
Wall Mount | Incandescent |  | Standard A Lamp | 1 | 40 | 228702 | Living Room | 0.003323
Ceiling Fixture | Incandescent |  | Standard A Lamp | 1 | 40 | 228702 | Living Room | 0.003323
Recessed Can | Halogen |  | PAR | 1 | 45 | 228702 | Living Room | 0.003323
Ceiling Fixture | Incandescent |  | Standard A Lamp | 1 | 40 | 228702 | Living Room | 0.003323
Ceiling Fixture | Incandescent |  | Standard A Lamp | 3 | 40 | 228702 | Living Room | 0.003323
Ceiling Fixture | Incandescent |  | Globe | 1 | 40 | 228702 | Living Room | 0.003323
Table | Incandescent |  | Standard A Lamp | 1 | 100 | 228702 | Living Room | 0.003323
Table | Incandescent |  | Standard A Lamp | 1 | 25 | 228702 | Living Room | 0.003323
Wall Mount | Incandescent |  | Globe | 4 | 40 | 228702 | Living Room | 0.003323
Ceiling Fixture | Incandescent |  | Standard A Lamp | 2 | 60 | 228702 | Living Room | 0.003323
Table | Compact Fluorescent |  | Circline (Screw Base) | 1 | 22 | 228703 | Bedroom | 0.003323
Table | Compact Fluorescent |  | Twist | 1 | 18 | 228703 | Bedroom | 0.003323
Table | Compact Fluorescent |  | Twist | 1 | 26 | 228703 | Bedroom | 0.003323
Ceiling Fixture | Compact Fluorescent |  | Twist | 1 | 18 | 228703 | Bedroom | 0.003323
Ceiling Fixture | Linear Fluorescent | 4 | T-8 | 2 | 32 | 228703 | Bedroom | 0.003323
Table | Compact Fluorescent |  | Pin base | 1 | 26 | 228703 | Bedroom | 0.003323
Ceiling Fan | Compact Fluorescent |  | Twist | 3 | 18 | 228703 | Bedroom | 0.003323
Floor lamp | Halogen |  | Other | 1 | 250 | 228703 | Bedroom | 0.003323
Ceiling Fixture | Incandescent |  | Standard A Lamp | 1 | 100 | 228703 | Bedroom | 0.003323
Wall Mount | Compact Fluorescent |  | Twist | 1 | 15 | 228703 | Bedroom | 0.003323
Wall Mount | Linear Fluorescent | 1.5 | T-8 | 1 | 16 | 228703 | Bedroom | 0.003323
Wall Mount | Linear Fluorescent | 2 | T-12 | 1 | 20 | 228703 | Bedroom | 0.003323
Wall Mount | Linear Fluorescent | 3 | T-12 | 1 | 32 | 228703 | Bedroom | 0.003323
Ceiling Fixture | Incandescent |  | Globe | 1 | 100 | 228703 | Bedroom | 0.003323
Table | Halogen |  | Other | 1 | 125 | 228703 | Bedroom | 0.003323
Wall Mount | Incandescent |  | Globe | 8 | 40 | 228703 | Bedroom | 0.003323
Ceiling Fixture | Linear Fluorescent | 4 | T-8 | 2 | 32 | 228703 | Bedroom | 0.003323
Ceiling Fixture | Incandescent |  | Standard A Lamp | 1 | 100 | 228703 | Bedroom | 0.003323
Wall Mount | Incandescent |  | Standard A Lamp | 4 | 67 | 229061 | Bathroom | 0.0049845
Ceiling Fixture | Incandescent |  | Standard A Lamp | 1 | 60 | 229061 | Bathroom | 0.0049845
Wall Mount | Incandescent |  | Standard A Lamp | 4 | 60 | 229061 | Bathroom | 0.0049845
Ceiling Fixture | Incandescent |  | Standard A Lamp | 1 | 60 | 229061 | Bathroom | 0.0049845
Ceiling Fixture | Incandescent |  | Standard A Lamp | 2 | 60 | 229061 | Bathroom | 0.0049845
Table | Incandescent |  | Standard A Lamp | 1 | 150 | 229061 | Bathroom | 0.0049845
Ceiling Fixture | Linear Fluorescent | 4 | T-8 | 2 | 32 | 229061 | Bathroom | 0.0049845
Wall Mount | Incandescent |  | Standard A Lamp | 1 | 25 | 229061 | Bathroom | 0.0049845
Other | Linear Fluorescent | 2 | T-4 | 1 | 15 | 229061 | Bathroom | 0.0049845
Ceiling Fixture | Incandescent |  | Standard A Lamp | 1 | 100 | 229061 | Bathroom | 0.0049845
Floor lamp | Incandescent |  | Standard A Lamp | 1 | 150 | 229061 | Bathroom | 0.0049845
Floor lamp | Incandescent |  | Standard A Lamp | 1 | 100 | 229061 | Bathroom | 0.0049845
Table | Incandescent |  | Standard A Lamp | 1 | 60 | 229061 | Bathroom | 0.0049845
Ceiling Fixture | Incandescent |  | Standard A Lamp | 1 | 60 | 229061 | Bathroom | 0.0049845
Ceiling Fixture | Linear Fluorescent | 4 | T-8 | 2 | 32 | 229061 | Bathroom | 0.0049845
Wall Mount | Incandescent |  | Standard A Lamp | 6 | 60 | 229062 | Bathroom | 0.0049845
Wall Mount | Incandescent |  | Standard A Lamp | 6 | 60 | 229062 | Bathroom | 0.0049845
Wall Mount | Incandescent |  | Standard A Lamp | 6 | 60 | 229062 | Bathroom | 0.0049845
Ceiling Fixture | Incandescent |  | Standard A Lamp | 2 | 60 | 229062 | Bathroom | 0.0049845
Floor lamp | Compact Fluorescent |  | Twist | 2 | 7 | 229062 | Bathroom | 0.0049845
Ceiling Fixture | Incandescent |  | Standard A Lamp | 1 | 60 | 229062 | Bathroom | 0.0049845
Table | Incandescent |  | Standard A Lamp | 1 | 20 | 229062 | Bathroom | 0.0049845
Ceiling Fixture | Incandescent |  | Standard A Lamp | 2 | 60 | 229062 | Bathroom | 0.0049845
Ceiling Fan | Compact Fluorescent |  | Twist | 2 | 13 | 229062 | Bathroom | 0.0049845
Ceiling Fixture | Linear Fluorescent | 4 | T-8 | 2 | 32 | 229062 | Bathroom | 0.0049845
Ceiling Fixture | Compact Fluorescent |  | Twist | 1 | 13 | 229062 | Bathroom | 0.0049845
Floor lamp | Compact Fluorescent |  | Twist | 1 | 13 | 229062 | Bathroom | 0.0049845
Wall Mount | Incandescent |  | Standard A Lamp | 1 | 60 | 229062 | Bathroom | 0.0049845
Other | Compact Fluorescent |  | Twist | 1 | 13 | 229062 | Bathroom | 0.0049845
Wall Mount | Linear Fluorescent | 2 | T-12 | 1 | 20 | 231061 | Closet | 0.0049845
Chandelier (Hanging) | Incandescent |  | Decorative | 5 | 25 | 231061 | Closet | 0.0049845
Table | Halogen |  | Quartz Tube | 1 | 60 | 231061 | Closet | 0.0049845
Recessed Can | Incandescent |  | Reflector | 1 | 65 | 231061 | Closet | 0.0049845
Ceiling Fixture | Incandescent |  | Standard A Lamp | 2 | 40 | 231061 | Closet | 0.0049845
Wall Mount | Incandescent |  | Decorative | 1 | 60 | 231061 | Closet | 0.0049845
Recessed Can | Incandescent |  | Reflector | 1 | 65 | 231061 | Closet | 0.0049845
Other | Other |  | Other | 19 | 18 | 231061 | Closet | 0.0049845
Table | Compact Fluorescent |  | Twist | 1 | 13 | 231061 | Closet | 0.0049845
Table | Compact Fluorescent |  | Twist | 1 | 10 | 231061 | Closet | 0.0049845
Chandelier (Hanging) | Incandescent |  | Decorative | 6 | 40 | 231061 | Closet | 0.0049845
Ceiling Fixture | Incandescent |  | Decorative | 3 | 40 | 231061 | Closet | 0.0049845
Other | Other |  | Other | 12 | 18 | 231061 | Closet | 0.0049845
Recessed Can | Incandescent |  | Reflector | 1 | 65 | 231061 | Closet | 0.0049845
Recessed - other | Halogen |  | PAR | 1 | 80 | 231061 | Closet | 0.0049845
Floor lamp | Incandescent |  | Decorative | 1 | 60 | 231061 | Closet | 0.0049845
Wall Mount | Incandescent |  | Standard A Lamp | 2 | 40 | 231061 | Closet | 0.0049845
Recessed Can | Incandescent |  | Reflector | 1 | 65 | 231061 | Closet | 0.0049845
Table | Incandescent |  | Decorative | 1 | 40 | 231061 | Closet | 0.0049845
Table | Incandescent |  | Standard A Lamp | 1 | 40 | 231061 | Closet | 0.0049845
Chandelier (Hanging) | Incandescent |  | Decorative | 6 | 40 | 231061 | Closet | 0.0049845
Table | Incandescent |  | Standard A Lamp | 1 | 150 | 231061 | Closet | 0.0049845
Table | Compact Fluorescent |  | Twist | 1 | 13 | 231061 | Closet | 0.0049845
Chandelier (Hanging) | Incandescent |  | Decorative | 5 | 40 | 231061 | Closet | 0.0049845
Wall Mount | Incandescent |  | Standard A Lamp | 2 | 60 | 231062 | Bathroom | 0.0049845
Ceiling Fixture | Incandescent |  | Standard A Lamp | 2 | 60 | 231062 | Bathroom | 0.0049845
Ceiling Fixture | Incandescent |  | Standard A Lamp | 1 | 60 | 231062 | Bathroom | 0.0049845
Recessed Can | Incandescent |  | Reflector | 1 | 65 | 231062 | Bathroom | 0.0049845
Ceiling Fixture | Halogen |  | Quartz Tube | 3 | 75 | 231062 | Bathroom | 0.0049845
Recessed Can | Halogen |  | PAR | 1 | 50 | 231062 | Bathroom | 0.0049845
Chandelier (Hanging) | Halogen |  | MR | 1 | 60 | 231062 | Bathroom | 0.0049845
Other | Other |  | Other | 23 | 18 | 231062 | Bathroom | 0.0049845
Ceiling Fixture | Halogen |  | PAR | 4 | 50 | 231062 | Bathroom | 0.0049845
Recessed Can | Incandescent |  | Reflector | 2 | 45 | 231062 | Bathroom | 0.0049845
Ceiling Fixture | Compact Fluorescent |  | Twist | 3 | 9 | 231062 | Bathroom | 0.0049845
Ceiling Fixture | Halogen |  | PAR | 1 | 50 | 231062 | Bathroom | 0.0049845
Table | Incandescent |  | Standard A Lamp | 1 | 40 | 231062 | Bathroom | 0.0049845
Wall Mount | Compact Fluorescent |  | Twist | 2 | 13 | 231062 | Bathroom | 0.0049845
Recessed Can | Incandescent |  | Reflector | 1 | 65 | 231062 | Bathroom | 0.0049845
Ceiling Fixture | Incandescent |  | Standard A Lamp | 3 | 60 | 231062 | Bathroom | 0.0049845
Floor lamp | Halogen |  | Quartz Tube | 1 | 300 | 231062 | Bathroom | 0.0049845
Table | Halogen |  | Quartz Tube | 1 | 80 | 231062 | Bathroom | 0.0049845
Ceiling Fixture | Incandescent |  | Standard A Lamp | 3 | 40 | 231062 | Bathroom | 0.0049845
Wall Mount | Halogen |  | Quartz Tube | 2 | 80 | 231062 | Bathroom | 0.0049845
Wall Mount | Compact Fluorescent |  | Twist | 2 | 28 | 234251 | Bathroom | 0.003323
Ceiling Fixture | Compact Fluorescent |  | Twist | 1 | 28 | 234251 | Bathroom | 0.003323
Ceiling Fixture | Compact Fluorescent |  | Twist | 2 | 15 | 234251 | Bathroom | 0.003323
Ceiling Fixture | Compact Fluorescent |  | Twist | 2 | 28 | 234251 | Bathroom | 0.003323
Ceiling Fixture | Compact Fluorescent |  | Twist | 2 | 28 | 234251 | Bathroom | 0.003323
Wall Mount | Incandescent |  | Standard A Lamp | 1 | 40 | 234251 | Bathroom | 0.003323
Floor lamp | Incandescent |  | Standard A Lamp | 3 | 60 | 234251 | Bathroom | 0.003323
Ceiling Fixture | Incandescent |  | Standard A Lamp | 1 | 60 | 234251 | Bathroom | 0.003323
Ceiling Fixture | Compact Fluorescent |  | Pin base | 2 | 22 | 234252 | Bathroom | 0.003323
Wall Mount | Compact Fluorescent |  | Twist | 4 | 22 | 234252 | Bathroom | 0.003323
Ceiling Fixture | Compact Fluorescent |  | Twist | 2 | 28 | 234252 | Bathroom | 0.003323
Floor lamp | Incandescent |  | Standard A Lamp | 2 | 60 | 234252 | Bathroom | 0.003323
Ceiling Fixture | Compact Fluorescent |  | Twist | 2 | 22 | 234252 | Bathroom | 0.003323
Chandelier (Hanging) | Compact Fluorescent |  | Twist | 3 | 22 | 234252 | Bathroom | 0.003323
Wall Mount | Compact Fluorescent |  | Twist | 1 | 8 | 234252 | Bathroom | 0.003323
Ceiling Fixture | Compact Fluorescent |  | Pin base | 2 | 22 | 234253 | Bathroom | 0.003323
Wall Mount | Compact Fluorescent |  | Twist | 4 | 22 | 234253 | Bathroom | 0.003323
Ceiling Fixture |  |  | Twist | 1 | 15 | 234253 | Bathroom | 0.003323
Table |  |  | Standard A Lamp | 1 | 60 | 234253 | Bathroom | 0.003323
Ceiling Fixture | Compact Fluorescent |  | Twist | 2 | 22 | 234253 | Bathroom | 0.003323
Chandelier (Hanging) | Compact Fluorescent |  | Twist | 3 | 22 | 234253 | Bathroom | 0.003323
Wall Mount | Incandescent |  | Standard A Lamp | 1 | 60 | 234253 | Bathroom | 0.003323
Table | Incandescent |  | Standard A Lamp | 1 | 60 | 234253 | Bathroom | 0.003323
Wall Mount | Incandescent |  | Standard A Lamp | 3 | 75 | 235311 | Bathroom | 0.0049845
Ceiling Fixture | Incandescent |  | Standard A Lamp | 1 | 75 | 235311 | Bathroom | 0.0049845
Table | Compact Fluorescent |  | Twist | 1 | 15 | 235311 | Bathroom | 0.0049845
Ceiling Fixture | Compact Fluorescent |  | Twist | 1 | 15 | 235311 | Bathroom | 0.0049845
Ceiling Fixture | Incandescent |  | Standard A Lamp | 1 | 75 | 235311 | Bathroom | 0.0049845
Ceiling Fixture | Compact Fluorescent |  | Twist | 1 | 15 | 235311 | Bathroom | 0.0049845
Table | Compact Fluorescent |  | Twist | 1 | 15 | 235311 | Bathroom | 0.0049845
Ceiling Fan | Compact Fluorescent |  | Twist | 4 | 15 | 235311 | Bathroom | 0.0049845
Wall Mount | Incandescent |  | Standard A Lamp | 2 | 40 | 235311 | Bathroom | 0.0049845
Wall Mount | Incandescent |  | Standard A Lamp | 4 | 60 | 235312 | Bathroom | 0.0049845
Ceiling Fixture | Compact Fluorescent |  | Twist | 1 | 15 | 235312 | Bathroom | 0.0049845
Table | Compact Fluorescent |  | Twist | 1 | 15 | 235312 | Bathroom | 0.0049845
Floor lamp | Compact Fluorescent |  | Twist | 1 | 15 | 235312 | Bathroom | 0.0049845
Ceiling Fixture | Compact Fluorescent |  | Twist | 1 | 15 | 235312 | Bathroom | 0.0049845
Ceiling Fixture | Compact Fluorescent |  | Twist | 1 | 22 | 235312 | Bathroom | 0.0049845
Ceiling Fixture | Compact Fluorescent |  | Twist | 1 | 15 | 235312 | Bathroom | 0.0049845
Chandelier (Hanging) | Compact Fluorescent |  | Twist | 1 | 15 | 235312 | Bathroom | 0.0049845
Ceiling Fan | Compact Fluorescent |  | Twist | 4 | 15 | 235312 | Bathroom | 0.0049845
Ceiling Fixture | Compact Fluorescent |  | Twist | 1 | 15 | 235312 | Bathroom | 0.0049845
Wall Mount | Incandescent |  | Standard A Lamp | 2 | 40 | 235312 | Bathroom | 0.0049845
Wall Mount | Incandescent |  | Standard A Lamp | 4 | 40 | 236231 | Bathroom | 0.003323
Ceiling Fixture | Incandescent |  | Reflector | 2 | 250 | 236231 | Bathroom | 0.003323
Ceiling Fixture | Incandescent |  | Standard A Lamp | 2 | 60 | 236231 | Bathroom | 0.003323
Table | Incandescent |  | Decorative | 1 | 15 | 236231 | Bathroom | 0.003323
Ceiling Fixture | Incandescent |  | Standard A Lamp | 1 | 75 | 236231 | Bathroom | 0.003323
Ceiling Fixture | Incandescent |  | Standard A Lamp | 2 | 60 | 236231 | Bathroom | 0.003323
Wall Mount | Incandescent |  | Standard A Lamp | 1 | 25 | 236231 | Bathroom | 0.003323
Wall Mount | Linear Fluorescent | 2 | T-8 | 1 | 16 | 236231 | Bathroom | 0.003323
Table | Incandescent |  | Standard A Lamp | 1 | 25 | 236231 | Bathroom | 0.003323
Table | Compact Fluorescent |  | Twist | 1 | 15 | 236231 | Bathroom | 0.003323
Wall Mount | Incandescent |  | Standard A Lamp | 4 | 75 | 236232 | Bathroom | 0.003323
Ceiling Fixture | Incandescent |  | Reflector | 2 | 250 | 236232 | Bathroom | 0.003323
Ceiling Fixture | Incandescent |  | Standard A Lamp | 2 | 75 | 236232 | Bathroom | 0.003323
Ceiling Fixture | Incandescent |  | Standard A Lamp | 1 | 75 | 236232 | Bathroom | 0.003323
Ceiling Fixture | Incandescent |  | Standard A Lamp | 1 | 60 | 236232 | Bathroom | 0.003323
Ceiling Fixture | Incandescent |  | Standard A Lamp | 2 | 75 | 236232 | Bathroom | 0.003323
Wall Mount | Incandescent |  | Standard A Lamp | 1 | 100 | 236232 | Bathroom | 0.003323
Table | Incandescent |  | Standard A Lamp | 1 | 60 | 236232 | Bathroom | 0.003323
Table | Incandescent |  | 3-Way Incandescent | 1 | 100 | 236232 | Bathroom | 0.003323
Wall Mount | Incandescent |  | Standard A Lamp | 4 | 60 | 236233 | Bathroom | 0.003323
Ceiling Fixture | Incandescent |  | Reflector | 2 | 250 | 236233 | Bathroom | 0.003323
Ceiling Fan | Compact Fluorescent |  | Twist | 4 | 15 | 236233 | Bathroom | 0.003323
Ceiling Fixture | Incandescent |  | Standard A Lamp | 1 | 75 | 236233 | Bathroom | 0.003323
Ceiling Fixture | Incandescent |  | Standard A Lamp | 2 | 60 | 236233 | Bathroom | 0.003323
Wall Mount | Incandescent |  | Standard A Lamp | 1 | 100 | 236233 | Bathroom | 0.003323
Wall Mount | Incandescent |  | Globe | 6 | 40 | 236811 | Bathroom | 0.003323
Ceiling Fixture | Incandescent |  | Reflector | 1 | 250 | 236811 | Bathroom | 0.003323
Ceiling Fixture | Incandescent |  | Standard A Lamp | 2 | 60 | 236811 | Bathroom | 0.003323
Floor lamp | Incandescent |  | Standard A Lamp | 1 | 71 | 236811 | Bathroom | 0.003323
Ceiling Fixture | Incandescent |  | Standard A Lamp | 1 | 60 | 236811 | Bathroom | 0.003323
Ceiling Fixture | Incandescent |  | Standard A Lamp | 2 | 60 | 236811 | Bathroom | 0.003323
Table | Incandescent |  | Standard A Lamp | 1 | 100 | 236811 | Bathroom | 0.003323
Ceiling Fixture | Linear Fluorescent | 4 | T-8 | 2 | 32 | 236811 | Bathroom | 0.003323
Recessed Can | Incandescent |  | Reflector | 1 | 65 | 236811 | Bathroom | 0.003323
Wall Mount | Incandescent |  | Standard A Lamp | 1 | 60 | 236811 | Bathroom | 0.003323
Chandelier (Hanging) | Incandescent |  | Standard A Lamp | 1 | 200 | 236811 | Bathroom | 0.003323
Floor lamp | Compact Fluorescent |  | Twist | 1 | 23 | 236811 | Bathroom | 0.003323
Ceiling Fixture | Incandescent |  | Standard A Lamp | 1 | 60 | 236811 | Bathroom | 0.003323
Wall Mount | Incandescent |  | Globe | 8 | 40 | 236811 | Bathroom | 0.003323
Ceiling Fixture | Incandescent |  | Standard A Lamp | 1 | 60 | 236811 | Bathroom | 0.003323
Ceiling Fixture | Incandescent |  | Reflector | 1 | 250 | 236811 | Bathroom | 0.003323
Wall Mount | Incandescent |  | Globe | 8 | 40 | 236812 | Bathroom | 0.003323
Ceiling Fixture | Incandescent |  | Reflector | 1 | 250 | 236812 | Bathroom | 0.003323
Ceiling Fixture | Incandescent |  | Standard A Lamp | 1 | 60 | 236812 | Bathroom | 0.003323
Ceiling Fixture | Incandescent |  | Standard A Lamp | 2 | 60 | 236812 | Bathroom | 0.003323
Table | Incandescent |  | Standard A Lamp | 2 | 60 | 236812 | Bathroom | 0.003323
Ceiling Fixture | Incandescent |  | Standard A Lamp | 2 | 60 | 236812 | Bathroom | 0.003323
Ceiling Fixture | Linear Fluorescent | 4 | T-8 | 2 | 32 | 236812 | Bathroom | 0.003323
Recessed Can | Incandescent |  | Reflector | 1 | 65 | 236812 | Bathroom | 0.003323
Wall Mount | Incandescent |  | Standard A Lamp | 1 | 60 | 236812 | Bathroom | 0.003323
Ceiling Fixture | Incandescent |  | Standard A Lamp | 1 | 60 | 236812 | Bathroom | 0.003323
Table | Incandescent |  | 3-Way Incandescent | 1 | 150 | 236812 | Bathroom | 0.003323
Table | Incandescent |  | Standard A Lamp | 1 | 150 | 236812 | Bathroom | 0.003323
Ceiling Fixture | Incandescent |  | Standard A Lamp | 1 | 60 | 236812 | Bathroom | 0.003323
Wall Mount | Incandescent |  | Globe | 8 | 40 | 236812 | Bathroom | 0.003323
Ceiling Fixture | Incandescent |  | Standard A Lamp | 1 | 60 | 236812 | Bathroom | 0.003323
Ceiling Fixture | Incandescent |  | Reflector | 1 | 250 | 236812 | Bathroom | 0.003323
Wall Mount | Incandescent |  | Globe | 8 | 40 | 236813 | Bathroom | 0.003323
Ceiling Fixture | Incandescent |  | Reflector | 1 | 250 | 236813 | Bathroom | 0.003323
Ceiling Fan | Incandescent |  | Decorative | 4 | 40 | 236813 | Bathroom | 0.003323
Ceiling Fixture | Incandescent |  | Standard A Lamp | 1 | 100 | 236813 | Bathroom | 0.003323
Table | Other |  | LED Interior | 1 | 17 | 236813 | Bathroom | 0.003323
Floor lamp | Incandescent |  | Decorative | 9 | 5 | 236813 | Bathroom | 0.003323
Table | Incandescent |  | Decorative | 2 | 40 | 236813 | Bathroom | 0.003323
Ceiling Fan | Incandescent |  | Decorative | 2 | 40 | 236813 | Bathroom | 0.003323
Ceiling Fixture | Linear Fluorescent | 4 | T-8 | 2 | 32 | 236813 | Bathroom | 0.003323
Recessed Can | Incandescent |  | Reflector | 1 | 65 | 236813 | Bathroom | 0.003323
Wall Mount | Incandescent |  | Standard A Lamp | 1 | 40 | 236813 | Bathroom | 0.003323
Ceiling Fixture | Incandescent |  | Standard A Lamp | 2 | 100 | 236813 | Bathroom | 0.003323
Floor lamp | Incandescent |  | Decorative | 9 | 5 | 236813 | Bathroom | 0.003323
Ceiling Fixture | Incandescent |  | Standard A Lamp | 1 | 100 | 236813 | Bathroom | 0.003323
Ceiling Fan | Incandescent |  | Decorative | 4 | 40 | 236813 | Bathroom | 0.003323
Wall Mount | Incandescent |  | Globe | 8 | 40 | 236813 | Bathroom | 0.003323
Ceiling Fixture | Incandescent |  | Standard A Lamp | 1 | 60 | 236813 | Bathroom | 0.003323
Ceiling Fixture | Incandescent |  | Reflector | 1 | 250 | 236813 | Bathroom | 0.003323
Wall Mount | Incandescent |  | Globe | 3 | 40 | 236851 | Bathroom | 0.0049845
Ceiling Fixture | Incandescent |  | Reflector | 1 | 250 | 236851 | Bathroom | 0.0049845
Ceiling Fixture | Compact Fluorescent |  | Twist | 2 | 13 | 236851 | Bathroom | 0.0049845
Ceiling Fixture | Compact Fluorescent |  | Twist | 2 | 13 | 236851 | Bathroom | 0.0049845
Ceiling Fan | Compact Fluorescent |  | Twist | 1 | 13 | 236851 | Bathroom | 0.0049845
Ceiling Fixture | Compact Fluorescent |  | Twist | 2 | 13 | 236851 | Bathroom | 0.0049845
Wall Mount | Compact Fluorescent |  | Twist | 1 | 13 | 236851 | Bathroom | 0.0049845
Ceiling Fixture | Linear Fluorescent | 4 | T-12 | 4 | 40 | 236851 | Bathroom | 0.0049845
Wall Mount | Compact Fluorescent |  | Twist | 1 | 19 | 236851 | Bathroom | 0.0049845
Ceiling Fixture | Incandescent |  | Standard A Lamp | 1 | 60 | 236851 | Bathroom | 0.0049845
Wall Mount | Incandescent |  | Globe | 3 | 40 | 236852 | Bathroom | 0.0049845
Ceiling Fixture | Incandescent |  | Reflector | 1 | 250 | 236852 | Bathroom | 0.0049845
Ceiling Fixture | Compact Fluorescent |  | Twist | 1 | 13 | 236852 | Bathroom | 0.0049845
Ceiling Fixture | Compact Fluorescent |  | Twist | 1 | 13 | 236852 | Bathroom | 0.0049845
Table | Incandescent |  | Decorative | 1 | 60 | 236852 | Bathroom | 0.0049845
Ceiling Fan | Compact Fluorescent |  | Twist | 1 | 13 | 236852 | Bathroom | 0.0049845
Ceiling Fixture | Compact Fluorescent |  | Twist | 2 | 13 | 236852 | Bathroom | 0.0049845
Wall Mount | Compact Fluorescent |  | Twist | 1 | 13 | 236852 | Bathroom | 0.0049845
Ceiling Fixture | Linear Fluorescent | 4 | T-12 | 4 | 40 | 236852 | Bathroom | 0.0049845
Ceiling Fixture | Incandescent |  | Standard A Lamp | 1 | 60 | 236852 | Bathroom | 0.0049845
Table | Incandescent |  | Decorative | 1 | 60 | 236852 | Bathroom | 0.0049845
Wall Mount | Incandescent |  | Decorative | 2 | 60 | 238001 | Bathroom | 0.003323
Ceiling Fixture | Incandescent |  | Standard A Lamp | 2 | 60 | 238001 | Bathroom | 0.003323
Table | Incandescent |  | 3-Way Incandescent | 1 | 100 | 238001 | Bathroom | 0.003323
Ceiling Fixture | Incandescent |  | Standard A Lamp | 1 | 60 | 238001 | Bathroom | 0.003323
Recessed Can | Incandescent |  | Reflector | 1 | 65 | 238001 | Bathroom | 0.003323
Ceiling Fixture | Incandescent |  | Standard A Lamp | 1 | 60 | 238001 | Bathroom | 0.003323
Wall Mount | Incandescent |  | Clear | 2 | 40 | 238001 | Bathroom | 0.003323
Table | Compact Fluorescent |  | Twist | 1 | 22 | 238001 | Bathroom | 0.003323
Wall Mount | Incandescent |  | Standard A Lamp | 4 | 60 | 238002 | Bathroom | 0.003323
Ceiling Fixture | Incandescent |  | Standard A Lamp | 1 | 60 | 238002 | Bathroom | 0.003323
Table | Incandescent |  | Standard A Lamp | 1 | 75 | 238002 | Bathroom | 0.003323
Ceiling Fixture | Incandescent |  | Standard A Lamp | 1 | 60 | 238002 | Bathroom | 0.003323
Ceiling Fixture | Incandescent |  | Standard A Lamp | 1 | 60 | 238002 | Bathroom | 0.003323
Table | Incandescent |  | Decorative | 1 | 20 | 238002 | Bathroom | 0.003323
Ceiling Fixture | Incandescent |  | Standard A Lamp | 1 | 60 | 238002 | Bathroom | 0.003323
Recessed Can | Incandescent |  | Reflector | 1 | 65 | 238002 | Bathroom | 0.003323
Table | Incandescent |  | 3-Way Incandescent | 1 | 100 | 238002 | Bathroom | 0.003323
Table | Compact Fluorescent |  | Twist | 1 | 22 | 238002 | Bathroom | 0.003323
Wall Mount | Halogen |  | PAR | 4 | 50 | 238003 | Bathroom | 0.003323
Ceiling Fixture | Compact Fluorescent |  | Twist | 2 | 22 | 238003 | Bathroom | 0.003323
Ceiling Fixture | Compact Fluorescent |  | Twist | 2 | 22 | 238003 | Bathroom | 0.003323
Table | Compact Fluorescent |  | Twist | 1 | 22 | 238003 | Bathroom | 0.003323
Ceiling Fixture | Incandescent |  | Standard A Lamp | 2 | 60 | 238003 | Bathroom | 0.003323
Ceiling Fixture | Halogen |  | PAR | 4 | 50 | 238003 | Bathroom | 0.003323
Ceiling Fixture | Halogen |  | PAR | 4 | 50 | 238003 | Bathroom | 0.003323
Ceiling Fixture | Compact Fluorescent |  | Twist | 2 | 22 | 238003 | Bathroom | 0.003323
Table | Incandescent |  | Standard A Lamp | 2 | 60 | 238003 | Bathroom | 0.003323
Floor lamp | Compact Fluorescent |  | Twist | 1 | 22 | 238003 | Bathroom | 0.003323
Ceiling Fixture | Incandescent |  | Standard A Lamp | 2 | 60 | 238003 | Bathroom | 0.003323
Wall Mount | Incandescent |  | Standard A Lamp | 3 | 40 | 238991 | Bathroom | 0.003323
Table | Compact Fluorescent |  | Twist | 1 | 7 | 238991 | Bathroom | 0.003323
Ceiling Fixture | Incandescent |  | Reflector | 1 | 250 | 238991 | Bathroom | 0.003323
Ceiling Fixture | Incandescent |  | Reflector | 1 | 120 | 238991 | Bathroom | 0.003323
Table | Halogen |  | Quartz Tube | 1 | 100 | 238991 | Bathroom | 0.003323
Table | Compact Fluorescent |  | Twist | 1 | 14 | 238991 | Bathroom | 0.003323
Ceiling Fixture | Incandescent |  | Standard A Lamp | 3 | 60 | 238991 | Bathroom | 0.003323
Ceiling Fixture | Incandescent |  | Standard A Lamp | 3 | 60 | 238991 | Bathroom | 0.003323
Torchiere | Halogen |  | Quartz Tube | 1 | 20 | 238991 | Bathroom | 0.003323
Wall Mount | Linear Fluorescent | 2 | T-8 | 1 | 16 | 238991 | Bathroom | 0.003323
Wall Mount | Compact Fluorescent |  | Twist | 1 | 15 | 238991 | Bathroom | 0.003323
Ceiling Fixture | Linear Fluorescent | 4 | T-8 | 2 | 32 | 238991 | Bathroom | 0.003323
Torchiere | Compact Fluorescent |  | Twist | 1 | 15 | 238991 | Bathroom | 0.003323
Torchiere | Incandescent |  | Standard A Lamp | 3 | 40 | 238991 | Bathroom | 0.003323
Table | Incandescent |  | Standard A Lamp | 1 | 20 | 238991 | Bathroom | 0.003323
Table | Compact Fluorescent |  | Twist | 1 | 7 | 238991 | Bathroom | 0.003323
Table | Halogen |  | MR | 1 | 50 | 238991 | Bathroom | 0.003323
Wall Mount | Incandescent |  | Standard A Lamp | 3 | 40 | 238992 | Bathroom | 0.003323
Ceiling Fixture | Incandescent |  | Reflector | 1 | 120 | 238992 | Bathroom | 0.003323
Ceiling Fixture | Incandescent |  | Reflector | 1 | 250 | 238992 | Bathroom | 0.003323
Table | Incandescent |  | Standard A Lamp | 2 | 40 | 238992 | Bathroom | 0.003323
Table | Compact Fluorescent |  | Twist | 1 | 14 | 238992 | Bathroom | 0.003323
Ceiling Fixture | Incandescent |  | Standard A Lamp | 3 | 60 | 238992 | Bathroom | 0.003323
Ceiling Fixture | Incandescent |  | Standard A Lamp | 3 | 60 | 238992 | Bathroom | 0.003323
Wall Mount | Incandescent |  | Standard A Lamp | 1 | 25 | 238992 | Bathroom | 0.003323
Wall Mount | Linear Fluorescent | 2 | T-8 | 1 | 16 | 238992 | Bathroom | 0.003323
Ceiling Fixture | Linear Fluorescent | 4 | T-8 | 2 | 32 | 238992 | Bathroom | 0.003323
Table | Incandescent |  | Standard A Lamp | 1 | 60 | 238992 | Bathroom | 0.003323
Wall Mount | Incandescent |  | Standard A Lamp | 3 | 40 | 238993 | Bathroom | 0.003323
Ceiling Fixture | Incandescent |  | Reflector | 1 | 120 | 238993 | Bathroom | 0.003323
Ceiling Fixture | Incandescent |  | Reflector | 1 | 250 | 238993 | Bathroom | 0.003323
Ceiling Fixture | Incandescent |  | Standard A Lamp | 3 | 60 | 238993 | Bathroom | 0.003323
Table | Incandescent |  | Standard A Lamp | 1 | 40 | 238993 | Bathroom | 0.003323
Ceiling Fixture | Incandescent |  | Standard A Lamp | 3 | 60 | 238993 | Bathroom | 0.003323
Ceiling Fixture | Linear Fluorescent | 4 | T-8 | 2 | 32 | 238993 | Bathroom | 0.003323
Table | Incandescent |  | Standard A Lamp | 1 | 60 | 238993 | Bathroom | 0.003323
Wall Mount | Incandescent |  | Standard A Lamp | 1 | 40 | 238993 | Bathroom | 0.003323
Wall Mount | Linear Fluorescent | 2 | T-8 | 1 | 14 | 238993 | Bathroom | 0.003323
Wall Mount | Compact Fluorescent |  | Twist | 2 | 20 | 239961 | Bathroom | 0.0049845
Wall Mount | Compact Fluorescent |  | Twist | 1 | 20 | 239961 | Bathroom | 0.0049845
Wall Mount | Compact Fluorescent |  | Twist | 1 | 20 | 239961 | Bathroom | 0.0049845
Wall Mount | Compact Fluorescent |  | Twist | 1 | 20 | 239961 | Bathroom | 0.0049845
Ceiling Fixture | Compact Fluorescent |  | Twist | 1 | 20 | 239961 | Bathroom | 0.0049845
Wall Mount | Compact Fluorescent |  | Twist | 1 | 20 | 239961 | Bathroom | 0.0049845
Ceiling Fixture | Linear Fluorescent | 4 | T-8 | 2 | 32 | 239961 | Bathroom | 0.0049845
Wall Mount | Incandescent |  | Standard A Lamp | 1 | 60 | 239961 | Bathroom | 0.0049845
Floor lamp | Compact Fluorescent |  | Twist | 1 | 20 | 239961 | Bathroom | 0.0049845
Floor lamp | Compact Fluorescent |  | Twist | 3 | 20 | 239961 | Bathroom | 0.0049845
Floor lamp | Compact Fluorescent |  | Twist | 1 | 12 | 239961 | Bathroom | 0.0049845
Floor lamp | Compact Fluorescent |  | Twist | 1 | 20 | 239961 | Bathroom | 0.0049845
Wall Mount | Compact Fluorescent |  | Twist | 2 | 20 | 239962 | Bathroom | 0.0049845
Wall Mount | Compact Fluorescent |  | Twist | 1 | 20 | 239962 | Bathroom | 0.0049845
Ceiling Fan | Compact Fluorescent |  | Twist | 1 | 20 | 239962 | Bathroom | 0.0049845
Ceiling Fixture | Linear Fluorescent | 4 | T-8 | 2 | 32 | 239962 | Bathroom | 0.0049845
Wall Mount | Incandescent |  | Standard A Lamp | 1 | 60 | 239962 | Bathroom | 0.0049845
Wall Mount | Compact Fluorescent |  | Twist | 1 | 20 | 239962 | Bathroom | 0.0049845
Floor lamp | Compact Fluorescent |  | Twist | 1 | 20 | 239962 | Bathroom | 0.0049845
Wall Mount | Incandescent |  | Globe | 4 | 40 | 240091 | Bathroom | 0.003323
Ceiling Fixture | Incandescent |  | Standard A Lamp | 1 | 60 | 240091 | Bathroom | 0.003323
Table | Compact Fluorescent |  | Twist | 1 | 22 | 240091 | Bathroom | 0.003323
Ceiling Fixture | Linear Fluorescent | 4 | T-12 | 4 | 40 | 240091 | Bathroom | 0.003323
Table | Compact Fluorescent |  | Twist | 1 | 22 | 240091 | Bathroom | 0.003323
Ceiling Fixture | Incandescent |  | Standard A Lamp | 2 | 60 | 240091 | Bathroom | 0.003323
Wall Mount | Incandescent |  | Globe | 4 | 40 | 240092 | Bathroom | 0.003323
Ceiling Fixture | Incandescent |  | Standard A Lamp | 1 | 60 | 240092 | Bathroom | 0.003323
Table | Incandescent |  | Standard A Lamp | 1 | 75 | 240092 | Bathroom | 0.003323
Ceiling Fixture | Linear Fluorescent | 4 | T-12 | 4 | 40 | 240092 | Bathroom | 0.003323
Table | Compact Fluorescent |  | Twist | 1 | 15 | 240092 | Bathroom | 0.003323
Table | Incandescent |  | Standard A Lamp | 1 | 60 | 240092 | Bathroom | 0.003323
Ceiling Fixture | Incandescent |  | Standard A Lamp | 1 | 60 | 240092 | Bathroom | 0.003323
Wall Mount | Incandescent |  | Globe | 4 | 40 | 240093 | Bathroom | 0.003323
Ceiling Fixture | Incandescent |  | Standard A Lamp | 1 | 60 | 240093 | Bathroom | 0.003323
Table | Incandescent |  | Standard A Lamp | 1 | 75 | 240093 | Bathroom | 0.003323
Ceiling Fixture | Linear Fluorescent | 4 | T-12 | 4 | 40 | 240093 | Bathroom | 0.003323
Table | Compact Fluorescent |  | Twist | 1 | 15 | 240093 | Bathroom | 0.003323
Ceiling Fixture | Incandescent |  | Standard A Lamp | 2 | 60 | 240093 | Bathroom | 0.003323
Wall Mount | Incandescent |  | Standard A Lamp | 3 | 40 | 241231 | Bathroom | 0.0049845
Ceiling Fixture | Incandescent |  | Standard A Lamp | 2 | 60 | 241231 | Bathroom | 0.0049845
Table | Incandescent |  | Standard A Lamp | 1 | 40 | 241231 | Bathroom | 0.0049845
Ceiling Fixture | Incandescent |  | Standard A Lamp | 2 | 60 | 241231 | Bathroom | 0.0049845
Ceiling Fan | Incandescent |  | Standard A Lamp | 1 | 60 | 241232 | Bathroom | 0.0049845
Ceiling Fixture | Incandescent |  | Standard A Lamp | 2 | 75 | 241232 | Bathroom | 0.0049845
Ceiling Fixture | Incandescent |  | Standard A Lamp | 2 | 60 | 241232 | Bathroom | 0.0049845
Table | Incandescent |  | Standard A Lamp | 1 | 60 | 241232 | Bathroom | 0.0049845
Ceiling Fixture | Incandescent |  | Standard A Lamp | 1 | 60 | 241232 | Bathroom | 0.0049845
Wall Mount | Incandescent |  | Standard A Lamp | 4 | 60 | 241391 | Bathroom | 0.0049845
Ceiling Fixture | Incandescent |  | Heat Lamp | 2 | 250 | 241391 | Bathroom | 0.0049845
Table | Incandescent |  | Standard A Lamp | 1 | 60 | 241391 | Bathroom | 0.0049845
Table | Compact Fluorescent |  | Twist | 1 | 27 | 241391 | Bathroom | 0.0049845
Floor lamp | Halogen |  | Quartz Tube | 1 | 300 | 241391 | Bathroom | 0.0049845
Ceiling Fixture | Incandescent |  | Standard A Lamp | 1 | 60 | 241391 | Bathroom | 0.0049845
Ceiling Fixture | Compact Fluorescent |  | Twist | 1 | 27 | 241391 | Bathroom | 0.0049845
Ceiling Fixture | Compact Fluorescent |  | Twist | 2 | 27 | 241391 | Bathroom | 0.0049845
Wall Mount | Incandescent |  | Standard A Lamp | 1 | 60 | 241391 | Bathroom | 0.0049845
Ceiling Fixture | Compact Fluorescent |  | Twist | 3 | 15 | 241391 | Bathroom | 0.0049845
Ceiling Fixture | Compact Fluorescent |  | Twist | 1 | 27 | 241391 | Bathroom | 0.0049845
Floor lamp | Compact Fluorescent |  | Twist | 1 | 15 | 241391 | Bathroom | 0.0049845
Ceiling Fixture | Incandescent |  | Heat Lamp | 2 | 250 | 241392 | Bathroom | 0.0049845
Chandelier (Hanging) | Incandescent |  | Standard A Lamp | 2 | 60 | 241392 | Bathroom | 0.0049845
Table | Compact Fluorescent |  | A shape bulb | 1 | 15 | 241392 | Bathroom | 0.0049845
Floor lamp | Incandescent |  | Standard A Lamp | 3 | 40 | 241392 | Bathroom | 0.0049845
Table | Compact Fluorescent |  | Twist | 1 | 15 | 241392 | Bathroom | 0.0049845
Ceiling Fixture | Incandescent |  | Standard A Lamp | 1 | 60 | 241392 | Bathroom | 0.0049845
Ceiling Fixture | Incandescent |  | Standard A Lamp | 1 | 60 | 241392 | Bathroom | 0.0049845
Ceiling Fixture | Incandescent |  | Standard A Lamp | 1 | 15 | 241392 | Bathroom | 0.0049845
Wall Mount | Incandescent |  | Standard A Lamp | 1 | 40 | 241392 | Bathroom | 0.0049845
Ceiling Fixture | Linear Fluorescent | 2 | T-8 | 1 | 22 | 241392 | Bathroom | 0.0049845
Chandelier (Hanging) | Compact Fluorescent |  | Twist | 5 | 15 | 241392 | Bathroom | 0.0049845
Ceiling Fixture | Incandescent |  | Standard A Lamp | 1 | 60 | 241392 | Bathroom | 0.0049845
Floor lamp | Compact Fluorescent |  | Twist | 1 | 15 | 241392 | Bathroom | 0.0049845
Wall Mount | Incandescent |  | Standard A Lamp | 3 | 60 | 246371 | Bathroom | 0.003323
Ceiling Fixture | Incandescent |  | Heat Lamp | 1 | 250 | 246371 | Bathroom | 0.003323
Ceiling Fixture | Incandescent |  | Standard A Lamp | 2 | 60 | 246371 | Bathroom | 0.003323
Table | Incandescent |  | Standard A Lamp | 1 | 60 | 246371 | Bathroom | 0.003323
Ceiling Fixture | Incandescent |  | Standard A Lamp | 2 | 60 | 246371 | Bathroom | 0.003323
Table | Incandescent |  | Standard A Lamp | 1 | 60 | 246371 | Bathroom | 0.003323
Ceiling Fixture | Incandescent |  | Standard A Lamp | 1 | 60 | 246371 | Bathroom | 0.003323
Ceiling Fixture | Incandescent |  | Standard A Lamp | 1 | 60 | 246371 | Bathroom | 0.003323
Ceiling Fixture | Linear Fluorescent | 4 | T-8 | 1 | 32 | 246371 | Bathroom | 0.003323
Ceiling Fixture | Incandescent |  | Standard A Lamp | 1 | 60 | 246371 | Bathroom | 0.003323
Table | Incandescent |  | 3-Way Incandescent | 1 | 200 | 246371 | Bathroom | 0.003323
Ceiling Fan | Linear Fluorescent | 1 | Fluorescent Other | 1 | 32 | 246372 | Dining Room | 0.003323
Ceiling Fixture | Incandescent |  | Standard A Lamp | 1 | 60 | 246372 | Dining Room | 0.003323
Ceiling Fixture | Linear Fluorescent | 4 | T-8 | 1 | 32 | 246372 | Dining Room | 0.003323
Ceiling Fixture | Incandescent |  | Standard A Lamp | 1 | 60 | 246372 | Dining Room | 0.003323
Table | Compact Fluorescent |  | Twist | 1 | 22 | 246372 | Dining Room | 0.003323
Wall Mount | Incandescent |  | Standard A Lamp | 3 | 60 | 246372 | Dining Room | 0.003323
Ceiling Fixture | Incandescent |  | Heat Lamp | 1 | 250 | 246372 | Dining Room | 0.003323
Ceiling Fixture | Incandescent |  | Standard A Lamp | 2 | 60 | 246372 | Dining Room | 0.003323
Ceiling Fixture | Incandescent |  | Standard A Lamp | 2 | 60 | 246373 | Bedroom | 0.003323
Table | Compact Fluorescent |  | Twist | 1 | 22 | 246373 | Bedroom | 0.003323
Ceiling Fan | Incandescent |  | Standard A Lamp | 3 | 60 | 246373 | Bedroom | 0.003323
Ceiling Fixture | Incandescent |  | Standard A Lamp | 1 | 60 | 246373 | Bedroom | 0.003323
Ceiling Fixture | Incandescent |  | Standard A Lamp | 1 | 100 | 246373 | Bedroom | 0.003323
Ceiling Fixture | Linear Fluorescent | 4 | T-8 | 1 | 32 | 246373 | Bedroom | 0.003323
Ceiling Fixture | Compact Fluorescent |  | Twist | 1 | 15 | 246373 | Bedroom | 0.003323
Table | Incandescent |  | Standard A Lamp | 1 | 75 | 246373 | Bedroom | 0.003323
Wall Mount | Incandescent |  | Clear | 6 | 40 | 246373 | Bedroom | 0.003323
Ceiling Fixture | Incandescent |  | Heat Lamp | 1 | 250 | 246373 | Bedroom | 0.003323
Wall Mount | Incandescent |  | Standard A Lamp | 3 | 60 | 246373 | Bedroom | 0.003323
Ceiling Fan | Incandescent |  | Standard A Lamp | 3 | 75 | 246373 | Bedroom | 0.003323
Table | Incandescent |  | 3-Way Incandescent | 4 | 40 | 246373 | Bedroom | 0.003323
Table | Compact Fluorescent |  | 3-Way CFL | 4 | 15 | 246373 | Bedroom | 0.003323
Ceiling Fixture | Incandescent |  | Standard A Lamp | 1 | 60 | 246373 | Bedroom | 0.003323
Wall Mount | Compact Fluorescent |  | Twist | 3 | 28 | 248021 | Bathroom | 0.003323
Ceiling Fixture | Incandescent |  | Standard A Lamp | 1 | 60 | 248021 | Bathroom | 0.003323
Ceiling Fixture | Incandescent |  | Standard A Lamp | 1 | 60 | 248021 | Bathroom | 0.003323
Chandelier (Hanging) | Incandescent |  | Standard A Lamp | 1 | 60 | 248021 | Bathroom | 0.003323
Ceiling Fixture | Incandescent |  | Standard A Lamp | 2 | 60 | 248021 | Bathroom | 0.003323
Wall Mount | Incandescent |  | Standard A Lamp | 1 | 60 | 248021 | Bathroom | 0.003323
Ceiling Fixture | Incandescent |  | Standard A Lamp | 2 | 60 | 248021 | Bathroom | 0.003323
Wall Mount | Incandescent |  | Standard A Lamp | 4 | 60 | 248022 | Bathroom | 0.003323
Ceiling Fixture | Incandescent |  | Standard A Lamp | 1 | 60 | 248022 | Bathroom | 0.003323
Ceiling Fixture | Incandescent |  | Standard A Lamp | 1 | 60 | 248022 | Bathroom | 0.003323
Chandelier (Hanging) | Compact Fluorescent |  | Twist | 1 | 28 | 248022 | Bathroom | 0.003323
Ceiling Fixture | Linear Fluorescent | 4 | T-8 | 2 | 40 | 248022 | Bathroom | 0.003323
Ceiling Fixture | Compact Fluorescent |  | Twist | 1 | 28 | 248022 | Bathroom | 0.003323
Table | Compact Fluorescent |  | Twist | 1 | 15 | 248022 | Bathroom | 0.003323
Wall Mount | Compact Fluorescent |  | Twist | 3 | 28 | 248023 | Bathroom | 0.003323
Ceiling Fixture | Compact Fluorescent |  | Twist | 1 | 28 | 248023 | Bathroom | 0.003323
Table | Incandescent |  | Standard A Lamp | 1 | 40 | 248023 | Bathroom | 0.003323
Chandelier (Hanging) | Compact Fluorescent |  | Twist | 1 | 28 | 248023 | Bathroom | 0.003323
Wall Mount | Compact Fluorescent |  | Twist | 1 | 28 | 248023 | Bathroom | 0.003323
Ceiling Fixture | Compact Fluorescent |  | Twist | 2 | 28 | 248023 | Bathroom | 0.003323
Floor lamp | Incandescent |  | Standard A Lamp | 2 | 40 | 248023 | Bathroom | 0.003323
Ceiling Fixture | Compact Fluorescent |  | Twist | 1 | 28 | 248023 | Bathroom | 0.003323
Wall Mount | Incandescent |  | Globe | 6 | 40 | 299401 | Bathroom | 0.00072358
Recessed - other | Incandescent |  | Heat Lamp | 1 | 250 | 299401 | Bathroom | 0.00072358
Chandelier (Hanging) | Compact Fluorescent |  | Twist | 3 | 13 | 299401 | Bathroom | 0.00072358
Recessed Can | Incandescent |  | Reflector | 1 | 120 | 299401 | Bathroom | 0.00072358
Ceiling Fixture | Compact Fluorescent |  | Twist | 1 | 23 | 299401 | Bathroom | 0.00072358
Ceiling Fixture | Linear Fluorescent | 4 | T-12 | 4 | 40 | 299401 | Bathroom | 0.00072358
Other | Incandescent |  | Standard A Lamp | 1 | 40 | 299401 | Bathroom | 0.00072358
Table | Incandescent |  | Standard A Lamp | 1 | 100 | 299401 | Bathroom | 0.00072358
Floor lamp | Incandescent |  | Standard A Lamp | 2 | 60 | 299401 | Bathroom | 0.00072358
Recessed Can | Incandescent |  | Standard A Lamp | 1 | 100 | 299401 | Bathroom | 0.00072358
Wall Mount | Incandescent |  | Globe | 11 | 40 | 299401 | Bathroom | 0.00072358
Recessed Can | Incandescent |  | Heat Lamp | 1 | 250 | 299401 | Bathroom | 0.00072358
Recessed - other | Incandescent |  | Reflector | 1 | 75 | 299401 | Bathroom | 0.00072358
Recessed Can | Incandescent |  | Reflector | 1 | 65 | 299401 | Bathroom | 0.00072358
Table | Compact Fluorescent |  | Twist | 1 | 13 | 299401 | Bathroom | 0.00072358
Table | Incandescent |  | Standard A Lamp | 1 | 75 | 299401 | Bathroom | 0.00072358
Recessed Can | Compact Fluorescent |  | Twist | 1 | 15 | 299401 | Bathroom | 0.00072358
Table | Compact Fluorescent |  | Twist | 1 | 20 | 299401 | Bathroom | 0.00072358
Table | Incandescent |  | Standard A Lamp | 1 | 60 | 299401 | Bathroom | 0.00072358
Wall Mount | Halogen |  | Quartz Tube | 3 | 100 | 299402 | Bathroom | 0.00072358
Recessed Can | Incandescent |  | Reflector | 1 | 75 | 299402 | Bathroom | 0.00072358
Table | Incandescent |  | Standard A Lamp | 1 | 60 | 299402 | Bathroom | 0.00072358
Recessed Can | Compact Fluorescent |  | Reflector | 1 | 15 | 299402 | Bathroom | 0.00072358
Table | Incandescent |  | Standard A Lamp | 1 | 60 | 299402 | Bathroom | 0.00072358
Ceiling Fixture | Incandescent |  | Standard A Lamp | 1 | 75 | 299402 | Bathroom | 0.00072358
Recessed Can | Compact Fluorescent |  | Reflector | 1 | 15 | 299402 | Bathroom | 0.00072358
Ceiling Fixture | Halogen |  | Quartz Tube | 3 | 50 | 299402 | Bathroom | 0.00072358
Track | Halogen |  | MR | 4 | 50 | 299402 | Bathroom | 0.00072358
Other | Incandescent |  | Standard A Lamp | 2 | 25 | 299402 | Bathroom | 0.00072358
Table | Incandescent |  | 3-Way Incandescent | 1 | 150 | 299402 | Bathroom | 0.00072358
Floor lamp | Halogen |  | Quartz Tube | 2 | 100 | 299402 | Bathroom | 0.00072358
Recessed Can | Compact Fluorescent |  | Reflector | 1 | 15 | 299402 | Bathroom | 0.00072358
Wall Mount | Halogen |  | Quartz Tube | 7 | 50 | 299402 | Bathroom | 0.00072358
Recessed Can | Incandescent |  | Heat Lamp | 1 | 150 | 299402 | Bathroom | 0.00072358
Recessed - other | Incandescent |  | Heat Lamp | 1 | 250 | 299402 | Bathroom | 0.00072358
Recessed Can | Compact Fluorescent |  | Reflector | 1 | 15 | 299402 | Bathroom | 0.00072358
Table | Incandescent |  | 3-Way Incandescent | 1 | 100 | 299402 | Bathroom | 0.00072358
Floor lamp | Incandescent |  | Standard A Lamp | 1 | 60 | 299402 | Bathroom | 0.00072358
Table | Incandescent |  | Standard A Lamp | 1 | 40 | 299402 | Bathroom | 0.00072358
Wall Mount | Incandescent |  | Globe | 4 | 40 | 600221 | Bathroom | 0.003174
Ceiling Fixture | Incandescent |  | Standard A Lamp | 1 | 60 | 600221 | Bathroom | 0.003174
Ceiling Fixture | Incandescent |  | Standard A Lamp | 1 | 60 | 600221 | Bathroom | 0.003174
Ceiling Fixture | Incandescent |  | Standard A Lamp | 2 | 60 | 600221 | Bathroom | 0.003174
Ceiling Fixture | Incandescent |  | Standard A Lamp | 1 | 60 | 600221 | Bathroom | 0.003174
Ceiling Fixture | Incandescent |  | Standard A Lamp | 2 | 60 | 600221 | Bathroom | 0.003174
Other | Incandescent |  | Standard A Lamp | 1 | 40 | 600221 | Bathroom | 0.003174
Floor lamp | Halogen |  | Quartz Tube | 1 | 300 | 600221 | Bathroom | 0.003174
Wall Mount | Compact Fluorescent |  | Globe | 4 | 15 | 600222 | Bathroom | 0.003174
Ceiling Fixture | Compact Fluorescent |  | Twist | 1 | 13 | 600222 | Bathroom | 0.003174
Table | Compact Fluorescent |  | Twist | 1 | 13 | 600222 | Bathroom | 0.003174
Ceiling Fixture | Incandescent |  | Standard A Lamp | 1 | 60 | 600222 | Bathroom | 0.003174
Ceiling Fixture | Compact Fluorescent |  | Twist | 2 | 13 | 600222 | Bathroom | 0.003174
Ceiling Fixture | Compact Fluorescent |  | Twist | 1 | 13 | 600222 | Bathroom | 0.003174
Ceiling Fixture | Compact Fluorescent |  | Twist | 2 | 13 | 600222 | Bathroom | 0.003174
Other | Incandescent |  | Standard A Lamp | 1 | 34 | 600222 | Bathroom | 0.003174
Table | Compact Fluorescent |  | Twist | 1 | 13 | 600222 | Bathroom | 0.003174
Floor lamp | Compact Fluorescent |  | Twist | 1 | 13 | 600222 | Bathroom | 0.003174
Wall Mount | Halogen |  | PAR | 5 | 50 | 600511 | Bathroom | 0.002116
Recessed Can | Incandescent |  | Heat Lamp | 5 | 50 | 600511 | Bathroom | 0.002116
Table | Compact Fluorescent |  | Twist | 1 | 13 | 600511 | Bathroom | 0.002116
Floor lamp | Incandescent |  | Standard A Lamp | 1 | 100 | 600511 | Bathroom | 0.002116
Table | Compact Fluorescent |  | Pin base | 1 | 13 | 600511 | Bathroom | 0.002116
Table | Incandescent |  | Mini base | 1 | 25 | 600511 | Bathroom | 0.002116
Ceiling Fan | Incandescent |  | Decorative | 4 | 60 | 600511 | Bathroom | 0.002116
Table | Compact Fluorescent |  | Twist | 1 | 15 | 600511 | Bathroom | 0.002116
Recessed Can | Incandescent |  | Reflector | 1 | 40 | 600511 | Bathroom | 0.002116
Ceiling Fixture | Incandescent |  | Standard A Lamp | 3 | 40 | 600511 | Bathroom | 0.002116
Ceiling Fixture | Incandescent |  | Clear | 1 | 60 | 600511 | Bathroom | 0.002116
Ceiling Fixture | Incandescent |  | Standard A Lamp | 1 | 60 | 600511 | Bathroom | 0.002116
Floor lamp | Other |  | LED Interior | 1 | 1 | 600511 | Bathroom | 0.002116
Chandelier (Hanging) | Compact Fluorescent |  | Twist | 2 | 23 | 600511 | Bathroom | 0.002116
Floor lamp | Incandescent |  | Standard A Lamp | 1 | 100 | 600511 | Bathroom | 0.002116
Floor lamp | Incandescent |  | Standard A Lamp | 1 | 150 | 600511 | Bathroom | 0.002116
Floor lamp | Compact Fluorescent |  | Twist | 1 | 23 | 600511 | Bathroom | 0.002116
Table | Incandescent |  | Decorative | 1 | 57 | 600511 | Bathroom | 0.002116
Table | Incandescent |  | Mini base | 1 | 25 | 600511 | Bathroom | 0.002116
Table | Incandescent |  | Mini base | 3 | 25 | 600511 | Bathroom | 0.002116
Table | Compact Fluorescent |  | Twist | 2 | 7 | 600511 | Bathroom | 0.002116
Chandelier (Hanging) | Incandescent |  | Decorative | 5 | 60 | 600511 | Bathroom | 0.002116
Wall Mount | Incandescent |  | Clear | 5 | 40 | 600511 | Bathroom | 0.002116
Recessed Can | Incandescent |  | Heat Lamp | 1 | 250 | 600511 | Bathroom | 0.002116
Recessed Can | Incandescent |  | Reflector | 1 | 65 | 600511 | Bathroom | 0.002116
Table | Incandescent |  | Standard A Lamp | 1 | 40 | 600511 | Bathroom | 0.002116
Table | Incandescent |  | Standard A Lamp | 1 | 100 | 600511 | Bathroom | 0.002116
Floor lamp | Incandescent |  | Globe | 1 | 100 | 600511 | Bathroom | 0.002116
Recessed Can | Halogen |  | PAR | 1 | 65 | 600511 | Bathroom | 0.002116
Ceiling Fixture | Incandescent |  | Standard A Lamp | 1 | 60 | 600511 | Bathroom | 0.002116
Ceiling Fixture | Incandescent |  | Standard A Lamp | 1 | 40 | 600511 | Bathroom | 0.002116
Wall Mount | Compact Fluorescent |  | Twist | 5 | 13 | 600512 | Bathroom | 0.002116
Recessed - other | Incandescent |  | Heat Lamp | 1 | 250 | 600512 | Bathroom | 0.002116
Recessed Can | Compact Fluorescent |  | Twist | 1 | 40 | 600512 | Bathroom | 0.002116
Wall Mount | Compact Fluorescent |  | Twist | 2 | 13 | 600512 | Bathroom | 0.002116
Ceiling Fixture | Compact Fluorescent |  | Twist | 1 | 23 | 600512 | Bathroom | 0.002116
Wall Mount | Compact Fluorescent |  | Twist | 1 | 13 | 600512 | Bathroom | 0.002116
Table | Incandescent |  | Standard A Lamp | 1 | 120 | 600512 | Bathroom | 0.002116
Table | Incandescent |  | Decorative | 2 | 40 | 600512 | Bathroom | 0.002116
Table | Compact Fluorescent |  | Twist | 1 | 23 | 600512 | Bathroom | 0.002116
Recessed Can | Incandescent |  | Reflector | 1 | 65 | 600512 | Bathroom | 0.002116
Wall Mount | Compact Fluorescent |  | Twist | 3 | 13 | 600512 | Bathroom | 0.002116
Recessed - other | Incandescent |  | Heat Lamp | 1 | 250 | 600512 | Bathroom | 0.002116
Table | Compact Fluorescent |  | Twist | 1 | 23 | 600512 | Bathroom | 0.002116
Table | Incandescent |  | Standard A Lamp | 1 | 120 | 600512 | Bathroom | 0.002116
Recessed Can | Compact Fluorescent |  | Reflector | 1 | 23 | 600512 | Bathroom | 0.002116
Table | Other |  | LED Interior | 1 | 4 | 600512 | Bathroom | 0.002116
Table | Other |  | LED Interior | 1 | 4 | 600512 | Bathroom | 0.002116
Floor lamp | Compact Fluorescent |  | Pin base | 1 | 27 | 600512 | Bathroom | 0.002116
Recessed Can | Compact Fluorescent |  | Twist | 1 | 16 | 600512 | Bathroom | 0.002116
Floor lamp | Compact Fluorescent |  | Twist | 3 | 13 | 600512 | Bathroom | 0.002116
Table | Incandescent |  | Standard A Lamp | 1 | 120 | 600512 | Bathroom | 0.002116
Table | Compact Fluorescent |  | Twist | 1 | 13 | 600512 | Bathroom | 0.002116
Table | Compact Fluorescent |  | Twist | 2 | 13 | 600512 | Bathroom | 0.002116
Recessed - other | Compact Fluorescent |  | Twist | 1 | 13 | 600512 | Bathroom | 0.002116
Chandelier (Hanging) | Incandescent |  | Decorative | 3 | 40 | 600512 | Bathroom | 0.002116
Ceiling Fixture | Compact Fluorescent |  | Twist | 1 | 23 | 600512 | Bathroom | 0.002116
Ceiling Fixture | Compact Fluorescent |  | Twist | 2 | 13 | 600512 | Bathroom | 0.002116
Recessed - other | Incandescent |  | Mini base | 2 | 40 | 600512 | Bathroom | 0.002116
Wall Mount | Incandescent |  | Standard A Lamp | 2 | 40 | 600513 | Bathroom | 0.002116
Recessed Can | Incandescent |  | Heat Lamp | 1 | 250 | 600513 | Bathroom | 0.002116
Wall Mount | Incandescent |  | Decorative | 2 | 40 | 600513 | Bathroom | 0.002116
Recessed Can | Compact Fluorescent |  | Reflector | 1 | 23 | 600513 | Bathroom | 0.002116
Recessed Can | Incandescent |  | Reflector | 1 | 65 | 600513 | Bathroom | 0.002116
Table | Incandescent |  | Standard A Lamp | 1 | 150 | 600513 | Bathroom | 0.002116
Floor lamp | Incandescent |  | Standard A Lamp | 2 | 100 | 600513 | Bathroom | 0.002116
Ceiling Fixture | Incandescent |  | Decorative | 2 | 40 | 600513 | Bathroom | 0.002116
Chandelier (Hanging) | Compact Fluorescent |  | Reflector | 1 | 11 | 600513 | Bathroom | 0.002116
Recessed - other | Incandescent |  | Decorative | 1 | 40 | 600513 | Bathroom | 0.002116
Ceiling Fixture | Incandescent |  | Standard A Lamp | 2 | 60 | 600513 | Bathroom | 0.002116
Chandelier (Hanging) | Incandescent |  | Standard A Lamp | 3 | 40 | 600513 | Bathroom | 0.002116
Recessed Can | Incandescent |  | Reflector | 1 | 65 | 600513 | Bathroom | 0.002116
Table | Incandescent |  | Decorative | 1 | 40 | 600513 | Bathroom | 0.002116
Floor lamp | Incandescent |  | Standard A Lamp | 1 | 150 | 600513 | Bathroom | 0.002116
Table | Compact Fluorescent |  | Twist | 1 | 23 | 600513 | Bathroom | 0.002116
Wall Mount | Compact Fluorescent |  | Twist | 3 | 13 | 600513 | Bathroom | 0.002116
Recessed Can | Incandescent |  | Heat Lamp | 1 | 250 | 600513 | Bathroom | 0.002116
Recessed Can | Incandescent |  | Reflector | 1 | 65 | 600513 | Bathroom | 0.002116
Table | Halogen |  | PAR | 1 | 50 | 600513 | Bathroom | 0.002116
Floor lamp | Incandescent |  | Standard A Lamp | 1 | 150 | 600513 | Bathroom | 0.002116
Table | Incandescent |  | Standard A Lamp | 1 | 75 | 600513 | Bathroom | 0.002116
Ceiling Fixture | Incandescent |  | Standard A Lamp | 2 | 40 | 600513 | Bathroom | 0.002116
Wall Mount | Incandescent |  | Standard A Lamp | 1 | 60 | 600513 | Bathroom | 0.002116
Ceiling Fixture | Incandescent |  | Standard A Lamp | 2 | 60 | 600513 | Bathroom | 0.002116
Wall Mount | Incandescent |  | Standard A Lamp | 1 | 40 | 600513 | Bathroom | 0.002116
Wall Mount | Incandescent |  | Globe | 8 | 40 | 600711 | Bathroom | 0.003174
Ceiling Fixture | Compact Fluorescent |  | Twist | 1 | 14 | 600711 | Bathroom | 0.003174
Table | Incandescent |  | Standard A Lamp | 1 | 60 | 600711 | Bathroom | 0.003174
Ceiling Fixture | Compact Fluorescent |  | Twist | 2 | 14 | 600711 | Bathroom | 0.003174
Ceiling Fixture | Linear Fluorescent | 4 | T-8 | 2 | 32 | 600711 | Bathroom | 0.003174
Other | Incandescent |  | Standard A Lamp | 1 | 60 | 600711 | Bathroom | 0.003174
Ceiling Fixture | Incandescent |  | Standard A Lamp | 1 | 60 | 600711 | Bathroom | 0.003174
Floor lamp | Incandescent |  | Standard A Lamp | 1 | 40 | 600711 | Bathroom | 0.003174
Floor lamp | Incandescent |  | Standard A Lamp | 1 | 60 | 600711 | Bathroom | 0.003174
Table | Incandescent |  | Standard A Lamp | 1 | 40 | 600711 | Bathroom | 0.003174
Table | Compact Fluorescent |  | Twist | 1 | 11 | 600711 | Bathroom | 0.003174
Chandelier (Hanging) | Compact Fluorescent |  | Twist | 1 | 14 | 600711 | Bathroom | 0.003174
Wall Mount | Compact Fluorescent |  | Globe | 8 | 9 | 600712 | Bathroom | 0.003174
Recessed - other | Incandescent |  | Heat Lamp | 1 | 250 | 600712 | Bathroom | 0.003174
Table | Incandescent |  | Standard A Lamp | 1 | 60 | 600712 | Bathroom | 0.003174
Table | Incandescent |  | Standard A Lamp | 2 | 60 | 600712 | Bathroom | 0.003174
Table | Compact Fluorescent |  | Twist | 1 | 28 | 600712 | Bathroom | 0.003174
Ceiling Fixture | Compact Fluorescent |  | Twist | 2 | 13 | 600712 | Bathroom | 0.003174
Ceiling Fixture | Linear Fluorescent | 4 | T-8 | 2 | 32 | 600712 | Bathroom | 0.003174
Other | Incandescent |  | Standard A Lamp | 1 | 40 | 600712 | Bathroom | 0.003174
Ceiling Fixture | Compact Fluorescent |  | Twist | 1 | 15 | 600712 | Bathroom | 0.003174
Ceiling Fixture | Incandescent |  | Standard A Lamp | 1 | 75 | 600712 | Bathroom | 0.003174
Table | Compact Fluorescent |  | Twist | 2 | 13 | 600712 | Bathroom | 0.003174
Wall Mount | Compact Fluorescent |  | Globe | 4 | 15 | 600991 | Bathroom | 0.002116
Ceiling Fixture | Compact Fluorescent |  | Twist | 2 | 13 | 600991 | Bathroom | 0.002116
Floor lamp | Incandescent |  | Standard A Lamp | 1 | 40 | 600991 | Bathroom | 0.002116
Ceiling Fixture | Incandescent |  | Standard A Lamp | 1 | 75 | 600991 | Bathroom | 0.002116
Ceiling Fan | Compact Fluorescent |  | Twist | 4 | 13 | 600991 | Bathroom | 0.002116
Ceiling Fixture | Linear Fluorescent | 4 | T-8 | 2 | 32 | 600991 | Bathroom | 0.002116
Other | Compact Fluorescent |  | Twist | 1 | 13 | 600991 | Bathroom | 0.002116
Ceiling Fixture | Incandescent |  | Standard A Lamp | 1 | 60 | 600991 | Bathroom | 0.002116
Floor lamp | Compact Fluorescent |  | Twist | 2 | 13 | 600991 | Bathroom | 0.002116
Wall Mount | Compact Fluorescent |  | Globe | 4 | 15 | 600992 | Bathroom | 0.002116
Floor lamp | Compact Fluorescent |  | Twist | 2 | 21 | 600992 | Bathroom | 0.002116
Ceiling Fixture | Compact Fluorescent |  | Twist | 1 | 13 | 600992 | Bathroom | 0.002116
Ceiling Fan | Compact Fluorescent |  | Twist | 4 | 26 | 600992 | Bathroom | 0.002116
Ceiling Fixture | Compact Fluorescent |  | Twist | 1 | 13 | 600992 | Bathroom | 0.002116
Ceiling Fixture | Linear Fluorescent | 4 | T-8 | 2 | 32 | 600992 | Bathroom | 0.002116
Other | Compact Fluorescent |  | Twist | 1 | 20 | 600992 | Bathroom | 0.002116
Ceiling Fixture | Incandescent |  | Standard A Lamp | 1 | 60 | 600992 | Bathroom | 0.002116
Floor lamp | Compact Fluorescent |  | Twist | 1 | 20 | 600992 | Bathroom | 0.002116
Wall Mount | Compact Fluorescent |  | Twist | 1 | 13 | 600992 | Bathroom | 0.002116
Wall Mount | Compact Fluorescent |  | Twist | 4 | 15 | 600993 | Bathroom | 0.002116
Floor lamp | Compact Fluorescent |  | Twist | 1 | 19 | 600993 | Bathroom | 0.002116
Table | Compact Fluorescent |  | Twist | 1 | 13 | 600993 | Bathroom | 0.002116
Ceiling Fixture | Compact Fluorescent |  | Twist | 1 | 13 | 600993 | Bathroom | 0.002116
Ceiling Fan | Compact Fluorescent |  | Twist | 4 | 13 | 600993 | Bathroom | 0.002116
Ceiling Fixture | Compact Fluorescent |  | Twist | 1 | 13 | 600993 | Bathroom | 0.002116
Ceiling Fixture | Linear Fluorescent | 4 | T-8 | 2 | 32 | 600993 | Bathroom | 0.002116
Ceiling Fixture | Incandescent |  | Standard A Lamp | 1 | 60 | 600993 | Bathroom | 0.002116
Floor lamp | Compact Fluorescent |  | Twist | 2 | 20 | 600993 | Bathroom | 0.002116
Wall Mount | Compact Fluorescent |  | Twist | 1 | 13 | 600993 | Bathroom | 0.002116
Wall Mount | Incandescent |  | Standard A Lamp | 1 | 150 | 710011 | Bathroom | 0.00072358
Ceiling Fan | Compact Fluorescent |  | Twist | 1 | 20 | 710011 | Bathroom | 0.00072358
Table | Incandescent |  | Clear | 1 | 60 | 710011 | Bathroom | 0.00072358
Ceiling Fixture | Compact Fluorescent |  | Twist | 1 | 20 | 710011 | Bathroom | 0.00072358
Floor lamp | Halogen |  | Quartz Tube | 1 | 300 | 710011 | Bathroom | 0.00072358
Wall Mount | Compact Fluorescent |  | Twist | 1 | 13 | 710012 | Bathroom | 0.00072358
Ceiling Fixture | Incandescent |  | Standard A Lamp | 2 | 75 | 710012 | Bathroom | 0.00072358
Table | Incandescent |  | Standard A Lamp | 1 | 75 | 710012 | Bathroom | 0.00072358
Table | Incandescent |  | Other | 1 | 60 | 710012 | Bathroom | 0.00072358
Track | Halogen |  | PAR | 5 | 35 | 710012 | Bathroom | 0.00072358
Floor lamp | Incandescent |  | Standard A Lamp | 1 | 60 | 710012 | Bathroom | 0.00072358
Other | Incandescent |  | Other | 2 | 60 | 710012 | Bathroom | 0.00072358
Wall Mount | Incandescent |  | Standard A Lamp | 3 | 40 | 710021 | Bathroom | 0.00072358
Recessed - other | Incandescent |  | Heat Lamp | 1 | 150 | 710021 | Bathroom | 0.00072358
Recessed Can | Incandescent |  | Reflector | 1 | 65 | 710021 | Bathroom | 0.00072358
Architectural | Halogen |  | Other | 1 | 20 | 710021 | Bathroom | 0.00072358
Recessed Can | Compact Fluorescent |  | Flood | 1 | 15 | 710021 | Bathroom | 0.00072358
Table | Compact Fluorescent |  | Twist | 1 | 13 | 710021 | Bathroom | 0.00072358
Torchiere | Halogen |  | Other | 1 | 50 | 710021 | Bathroom | 0.00072358
Table | Incandescent |  | Mini base | 1 | 40 | 710021 | Bathroom | 0.00072358
Recessed Can | Compact Fluorescent |  | Flood | 1 | 15 | 710021 | Bathroom | 0.00072358
Recessed Can | Compact Fluorescent |  | A shape bulb | 1 | 22 | 710021 | Bathroom | 0.00072358
Recessed Can | Compact Fluorescent |  | A shape bulb | 1 | 15 | 710021 | Bathroom | 0.00072358
Recessed Can | Incandescent |  | Other | 1 | 65 | 710021 | Bathroom | 0.00072358
Other | Halogen |  | Other | 2 | 50 | 710021 | Bathroom | 0.00072358
Table | Incandescent |  | 3-Way Incandescent | 1 | 150 | 710021 | Bathroom | 0.00072358
Floor lamp | Incandescent |  | 3-Way Incandescent | 1 | 150 | 710021 | Bathroom | 0.00072358
Floor lamp | Incandescent |  | Decorative | 2 | 500 | 710021 | Bathroom | 0.00072358
Recessed - other |  |  |  | 1 |  | 710021 | Bathroom | 0.00072358
Recessed Can | Compact Fluorescent |  | A shape bulb | 1 | 15 | 710021 | Bathroom | 0.00072358
Recessed - other | Incandescent |  | Heat Lamp | 2 | 150 | 710021 | Bathroom | 0.00072358
Wall Mount | Compact Fluorescent |  | Twist | 3 | 13 | 710021 | Bathroom | 0.00072358
Wall Mount | Compact Fluorescent |  | Twist | 3 | 13 | 710021 | Bathroom | 0.00072358
Table | Compact Fluorescent |  | Twist | 1 | 19 | 710021 | Bathroom | 0.00072358
Table | Incandescent |  | Standard A Lamp | 1 | 40 | 710021 | Bathroom | 0.00072358
Ceiling Fixture | Incandescent |  | Standard A Lamp | 2 | 60 | 710021 | Bathroom | 0.00072358
Wall Mount | Incandescent |  | Standard A Lamp | 3 | 52 | 710022 | Bathroom | 0.00072358
Recessed - other | Incandescent |  | Heat Lamp | 1 | 250 | 710022 | Bathroom | 0.00072358
Recessed Can | Halogen |  | PAR | 1 | 40 | 710022 | Bathroom | 0.00072358
Table | Halogen |  | Other | 1 | 35 | 710022 | Bathroom | 0.00072358
Recessed Can | Halogen |  | PAR | 1 | 40 | 710022 | Bathroom | 0.00072358
Floor lamp | Incandescent |  | Standard A Lamp | 1 | 25 | 710022 | Bathroom | 0.00072358
Recessed Can | Halogen |  | PAR | 1 | 40 | 710022 | Bathroom | 0.00072358
Chandelier (Hanging) | Incandescent |  | Standard A Lamp | 1 | 100 | 710022 | Bathroom | 0.00072358
Recessed Can | Halogen |  | PAR | 1 | 40 | 710022 | Bathroom | 0.00072358
Other | Halogen |  | MR | 2 | 20 | 710022 | Bathroom | 0.00072358
Ceiling Fixture | Incandescent |  | Standard A Lamp | 1 | 60 | 710022 | Bathroom | 0.00072358
Floor lamp | Incandescent |  | Standard A Lamp | 1 | 75 | 710022 | Bathroom | 0.00072358
Recessed Can | Halogen |  | PAR | 1 | 40 | 710022 | Bathroom | 0.00072358
Recessed Can | Halogen |  | PAR | 1 | 40 | 710022 | Bathroom | 0.00072358
Recessed - other | Incandescent |  | Heat Lamp | 2 | 150 | 710022 | Bathroom | 0.00072358
Wall Mount | Incandescent |  | Decorative | 1 | 25 | 710022 | Bathroom | 0.00072358
Wall Mount | Halogen |  | Other | 2 | 35 | 710022 | Bathroom | 0.00072358
Table | Halogen |  | Other | 1 | 35 | 710022 | Bathroom | 0.00072358
Ceiling Fixture | Halogen |  | PAR | 1 | 50 | 710022 | Bathroom | 0.00072358
Table | Incandescent |  | Standard A Lamp | 1 | 40 | 710031 | Bedroom | 0.00072358
Wall Mount | Incandescent |  | Standard A Lamp | 1 | 60 | 710031 | Bedroom | 0.00072358
Table | Incandescent |  | Standard A Lamp | 1 | 60 | 710031 | Bedroom | 0.00072358
Ceiling Fixture | Incandescent |  | Standard A Lamp | 1 | 60 | 710031 | Bedroom | 0.00072358
Ceiling Fixture | Incandescent |  | Standard A Lamp | 1 | 100 | 710031 | Bedroom | 0.00072358
Chandelier (Hanging) | Incandescent |  | Standard A Lamp | 5 | 75 | 710031 | Bedroom | 0.00072358
Wall Mount | Incandescent |  | Standard A Lamp | 4 | 40 | 710031 | Bedroom | 0.00072358
Ceiling Fixture | Incandescent |  | Standard A Lamp | 3 | 60 | 710031 | Bedroom | 0.00072358
Other | Incandescent |  | Standard A Lamp | 1 | 75 | 710031 | Bedroom | 0.00072358
Other | Linear Fluorescent | 1 | T-5 | 1 | 8 | 710031 | Bedroom | 0.00072358
Torchiere | Halogen |  | Quartz Tube | 1 | 50 | 710032 | Bedroom | 0.00072358
Table | Compact Fluorescent |  | Circline (Screw Base) | 1 | 22 | 710032 | Bedroom | 0.00072358
Torchiere | Incandescent |  | Standard A Lamp | 1 | 100 | 710032 | Bedroom | 0.00072358
Ceiling Fixture | Incandescent |  | Standard A Lamp | 1 | 60 | 710032 | Bedroom | 0.00072358
Ceiling Fixture | Incandescent |  | Standard A Lamp | 1 | 40 | 710032 | Bedroom | 0.00072358
Table | Compact Fluorescent |  | Twist | 1 | 23 | 710032 | Bedroom | 0.00072358
Ceiling Fixture | Incandescent |  | Standard A Lamp | 2 | 60 | 710032 | Bedroom | 0.00072358
Floor lamp | Compact Fluorescent |  | Twist | 1 | 23 | 710032 | Bedroom | 0.00072358
Wall Mount | Incandescent |  | Globe | 6 | 60 | 710032 | Bedroom | 0.00072358
Ceiling Fixture | Compact Fluorescent |  | Pin base | 1 | 13 | 710032 | Bedroom | 0.00072358
Other | Incandescent |  | Globe | 1 | 40 | 710032 | Bedroom | 0.00072358
Wall Mount | Incandescent |  | Globe | 6 | 40 | 710041 | Bathroom | 0.00072358
Recessed - other | Incandescent |  | Heat Lamp | 1 | 250 | 710041 | Bathroom | 0.00072358
Ceiling Fixture | Compact Fluorescent |  | Twist | 2 | 14 | 710041 | Bathroom | 0.00072358
Table | Compact Fluorescent |  | Twist | 1 | 14 | 710041 | Bathroom | 0.00072358
Ceiling Fixture | Compact Fluorescent |  | Twist | 1 | 14 | 710041 | Bathroom | 0.00072358
Ceiling Fixture | Compact Fluorescent |  | Twist | 2 | 14 | 710041 | Bathroom | 0.00072358
Ceiling Fixture | Compact Fluorescent |  | Twist | 2 | 14 | 710041 | Bathroom | 0.00072358
Recessed Can | Incandescent |  | Reflector | 1 | 65 | 710041 | Bathroom | 0.00072358
Other | Incandescent |  | Standard A Lamp | 1 | 25 | 710041 | Bathroom | 0.00072358
Ceiling Fixture | Compact Fluorescent |  | Twist | 2 | 14 | 710041 | Bathroom | 0.00072358
Floor lamp | Compact Fluorescent |  | Twist | 1 | 14 | 710041 | Bathroom | 0.00072358
Wall Mount | Incandescent |  | Globe | 8 | 60 | 710042 | Bathroom | 0.00072358
Recessed - other | Incandescent |  | Heat Lamp | 1 | 250 | 710042 | Bathroom | 0.00072358
Ceiling Fixture | Compact Fluorescent |  | Twist | 2 | 13 | 710042 | Bathroom | 0.00072358
Table | Compact Fluorescent |  | Twist | 1 | 23 | 710042 | Bathroom | 0.00072358
Ceiling Fixture | Incandescent |  | Standard A Lamp | 2 | 60 | 710042 | Bathroom | 0.00072358
Ceiling Fixture | Compact Fluorescent |  | Twist | 1 | 13 | 710042 | Bathroom | 0.00072358
Ceiling Fixture | Incandescent |  | Standard A Lamp | 2 | 60 | 710042 | Bathroom | 0.00072358
Ceiling Fixture | Compact Fluorescent |  | Twist | 2 | 13 | 710042 | Bathroom | 0.00072358
Ceiling Fixture | Incandescent |  | Standard A Lamp | 2 | 60 | 710042 | Bathroom | 0.00072358
Recessed Can | Incandescent |  | Reflector | 1 | 65 | 710042 | Bathroom | 0.00072358
Other | Incandescent |  | Standard A Lamp | 1 | 40 | 710042 | Bathroom | 0.00072358
Ceiling Fixture | Incandescent |  | Standard A Lamp | 2 | 60 | 710042 | Bathroom | 0.00072358
Floor lamp | Compact Fluorescent |  | Twist | 2 | 9 | 710042 | Bathroom | 0.00072358
Floor lamp | Compact Fluorescent |  | Twist | 1 | 13 | 710042 | Bathroom | 0.00072358
Wall Mount | Incandescent |  | Clear | 6 | 60 | 710051 | Bathroom | 0.00072358
Recessed Can | Incandescent |  | Heat Lamp | 1 | 250 | 710051 | Bathroom | 0.00072358
Ceiling Fixture | Compact Fluorescent |  | Twist | 2 | 13 | 710051 | Bathroom | 0.00072358
Ceiling Fixture | Incandescent |  | Standard A Lamp | 1 | 60 | 710051 | Bathroom | 0.00072358
Ceiling Fixture | Incandescent |  | Standard A Lamp | 2 | 60 | 710051 | Bathroom | 0.00072358
Ceiling Fixture | Linear Fluorescent | 4 | T-8 | 1 | 32 | 710051 | Bathroom | 0.00072358
Ceiling Fixture | Linear Fluorescent | 4 | T-12 | 1 | 32 | 710051 | Bathroom | 0.00072358
Other | Incandescent |  | Clear | 1 | 140 | 710051 | Bathroom | 0.00072358
Chandelier (Hanging) | Incandescent |  | Standard A Lamp | 1 | 60 | 710051 | Bathroom | 0.00072358
Wall Mount | Incandescent |  | Clear | 6 | 40 | 710052 | Bathroom | 0.00072358
Recessed Can | Incandescent |  | Heat Lamp | 1 | 250 | 710052 | Bathroom | 0.00072358
Ceiling Fixture | Incandescent |  | Standard A Lamp | 1 | 60 | 710052 | Bathroom | 0.00072358
Table | Incandescent |  | Decorative | 1 | 25 | 710052 | Bathroom | 0.00072358
Table | Incandescent |  | Standard A Lamp | 1 | 150 | 710052 | Bathroom | 0.00072358
Ceiling Fixture | Incandescent |  | Standard A Lamp | 1 | 60 | 710052 | Bathroom | 0.00072358
Ceiling Fixture | Linear Fluorescent | 4 | T-12 | 3 | 40 | 710052 | Bathroom | 0.00072358
Floor lamp | Compact Fluorescent |  | Twist | 1 | 13 | 710052 | Bathroom | 0.00072358
Floor lamp | Compact Fluorescent |  | Twist | 2 | 13 | 710052 | Bathroom | 0.00072358
Recessed - other | Incandescent |  | Reflector | 1 | 65 | 710061 | Bathroom | 0.00072358
Wall Mount | Halogen |  | PAR | 2 | 50 | 710061 | Bathroom | 0.00072358
Floor lamp | Compact Fluorescent |  | Twist | 1 | 30 | 710061 | Bathroom | 0.00072358
Ceiling Fan | Incandescent |  | Decorative | 2 | 40 | 710061 | Bathroom | 0.00072358
Ceiling Fan | Halogen |  | Other | 1 | 100 | 710061 | Bathroom | 0.00072358
Track | Halogen |  | PAR | 4 | 50 | 710061 | Bathroom | 0.00072358
Other | Incandescent |  | Other | 1 | 40 | 710061 | Bathroom | 0.00072358
Ceiling Fixture | Compact Fluorescent |  | Twist | 1 | 13 | 710061 | Bathroom | 0.00072358
Floor lamp | Incandescent |  | Standard A Lamp | 3 | 40 | 710061 | Bathroom | 0.00072358
Floor lamp | Halogen |  | Other | 1 | 25 | 710061 | Bathroom | 0.00072358
Recessed - other | Incandescent |  | Reflector | 1 | 65 | 710062 | Bathroom | 0.00072358
Wall Mount | Halogen |  | PAR | 2 | 50 | 710062 | Bathroom | 0.00072358
Ceiling Fan | Incandescent |  | Decorative | 2 | 40 | 710062 | Bathroom | 0.00072358
Ceiling Fan | Incandescent |  | Decorative | 2 | 40 | 710062 | Bathroom | 0.00072358
Ceiling Fixture | Compact Fluorescent |  | Twist | 1 | 15 | 710062 | Bathroom | 0.00072358
Wall Mount | Incandescent |  | Clear | 2 | 40 | 710062 | Bathroom | 0.00072358
Track | Halogen |  | PAR | 4 | 50 | 710062 | Bathroom | 0.00072358
Other | Incandescent |  | Other | 1 | 40 | 710062 | Bathroom | 0.00072358
Chandelier (Hanging) | Incandescent |  | Standard A Lamp | 1 | 60 | 710062 | Bathroom | 0.00072358
Ceiling Fixture | Compact Fluorescent |  | Twist | 17 | 15 | 710062 | Bathroom | 0.00072358
Ceiling Fan | Halogen |  | Other | 1 | 100 | 710062 | Bathroom | 0.00072358
Wall Mount | Compact Fluorescent |  | Twist | 2 | 19 | 710071 | Bathroom | 0.00072358
Table | Incandescent |  | Standard A Lamp | 1 | 40 | 710071 | Bathroom | 0.00072358
Recessed Can | Compact Fluorescent |  | Twist | 1 | 23 | 710071 | Bathroom | 0.00072358
Ceiling Fan | Incandescent |  | Standard A Lamp | 4 | 40 | 710071 | Bathroom | 0.00072358
Recessed Can | Incandescent |  | Standard A Lamp | 1 | 40 | 710071 | Bathroom | 0.00072358
Other | Compact Fluorescent |  | Twist | 1 | 19 | 710071 | Bathroom | 0.00072358
Recessed - other | Linear Fluorescent | 4 | T-12 | 2 | 40 | 710071 | Bathroom | 0.00072358
Other | Linear Fluorescent | 2 | T-4 | 1 | 18 | 710071 | Bathroom | 0.00072358
Table | Compact Fluorescent |  | Twist | 1 | 23 | 710071 | Bathroom | 0.00072358
Table | Incandescent |  | Standard A Lamp | 1 | 40 | 710071 | Bathroom | 0.00072358
Wall Mount | Incandescent |  | Standard A Lamp | 2 | 50 | 710071 | Bathroom | 0.00072358
Floor lamp | Incandescent |  | Standard A Lamp | 1 | 100 | 710071 | Bathroom | 0.00072358
Wall Mount | Compact Fluorescent |  | Twist | 3 | 13 | 710072 | Bathroom | 0.00072358
Table | Compact Fluorescent |  | Twist | 1 | 13 | 710072 | Bathroom | 0.00072358
Recessed Can | Incandescent |  | Standard A Lamp | 1 | 60 | 710072 | Bathroom | 0.00072358
Chandelier (Hanging) | Incandescent |  | Decorative | 5 | 40 | 710072 | Bathroom | 0.00072358
Other | Compact Fluorescent |  | Twist | 1 | 13 | 710072 | Bathroom | 0.00072358
Recessed - other | Linear Fluorescent | 4 | T-12 | 4 | 40 | 710072 | Bathroom | 0.00072358
Table | Compact Fluorescent |  | Twist | 2 | 23 | 710072 | Bathroom | 0.00072358
Wall Mount | Compact Fluorescent |  | Twist | 3 | 13 | 710072 | Bathroom | 0.00072358
Wall Mount | Compact Fluorescent |  | Twist | 3 | 13 | 710072 | Bathroom | 0.00072358
Table | Incandescent |  | Standard A Lamp | 1 | 60 | 710072 | Bathroom | 0.00072358
Recessed Can | Incandescent |  | Standard A Lamp | 1 | 60 | 710072 | Bathroom | 0.00072358
Recessed Can | Incandescent |  | Standard A Lamp | 1 | 60 | 710072 | Bathroom | 0.00072358
Wall Mount | Incandescent |  | Globe | 4 | 40 | 710081 | Bathroom | 0.00072358
Recessed Can | Incandescent |  | Heat Lamp | 1 | 250 | 710081 | Bathroom | 0.00072358
Ceiling Fixture | Incandescent |  | Standard A Lamp | 2 | 60 | 710081 | Bathroom | 0.00072358
Ceiling Fixture | Incandescent |  | Standard A Lamp | 3 | 60 | 710081 | Bathroom | 0.00072358
Chandelier (Hanging) | Incandescent |  | Standard A Lamp | 1 | 60 | 710081 | Bathroom | 0.00072358
Recessed - other | Incandescent |  | Mini base | 1 | 40 | 710081 | Bathroom | 0.00072358
Ceiling Fixture | Incandescent |  | Standard A Lamp | 2 | 60 | 710081 | Bathroom | 0.00072358
Ceiling Fixture | Incandescent |  | Standard A Lamp | 3 | 60 | 710081 | Bathroom | 0.00072358
Track | Halogen |  | PAR | 3 | 50 | 710081 | Bathroom | 0.00072358
Ceiling Fixture | Incandescent |  | Standard A Lamp | 2 | 60 | 710081 | Bathroom | 0.00072358
Wall Mount | Incandescent |  | Globe | 4 | 40 | 710082 | Bathroom | 0.00072358
Recessed Can | Incandescent |  | Heat Lamp | 1 | 250 | 710082 | Bathroom | 0.00072358
Table | Incandescent |  | Standard A Lamp | 1 | 100 | 710082 | Bathroom | 0.00072358
Table | Incandescent |  | Standard A Lamp | 1 | 60 | 710082 | Bathroom | 0.00072358
Floor lamp | Incandescent |  | Standard A Lamp | 1 | 150 | 710082 | Bathroom | 0.00072358
Ceiling Fixture | Incandescent |  | Standard A Lamp | 3 | 60 | 710082 | Bathroom | 0.00072358
Recessed - other | Incandescent |  | Mini base | 1 | 40 | 710082 | Bathroom | 0.00072358
Chandelier (Hanging) | Incandescent |  | Standard A Lamp | 1 | 60 | 710082 | Bathroom | 0.00072358
Ceiling Fixture | Incandescent |  | Standard A Lamp | 2 | 60 | 710082 | Bathroom | 0.00072358
Table | Incandescent |  | Standard A Lamp | 1 | 100 | 710082 | Bathroom | 0.00072358
Track | Halogen |  | PAR | 3 | 50 | 710082 | Bathroom | 0.00072358
Ceiling Fixture | Incandescent |  | Standard A Lamp | 3 | 60 | 710082 | Bathroom | 0.00072358
Wall Mount | Incandescent |  | Standard A Lamp | 1 | 60 | 710091 | Bathroom | 0.00072358
Ceiling Fixture | Incandescent |  | Standard A Lamp | 1 | 60 | 710091 | Bathroom | 0.00072358
Ceiling Fixture | Linear Fluorescent | 4 | T-12 | 2 | 40 | 710091 | Bathroom | 0.00072358
Table | Incandescent |  | Decorative | 3 | 25 | 710091 | Bathroom | 0.00072358
Table | Incandescent |  | Standard A Lamp | 2 | 60 | 710091 | Bathroom | 0.00072358
Table | Incandescent |  | Standard A Lamp | 1 | 60 | 710091 | Bathroom | 0.00072358
Torchiere | Incandescent |  | Standard A Lamp | 1 | 60 | 710091 | Bathroom | 0.00072358
Wall Mount | Incandescent |  | Standard A Lamp | 1 | 40 | 710092 | Bathroom | 0.00072358
Torchiere | Incandescent |  | Standard A Lamp | 1 | 40 | 710092 | Bathroom | 0.00072358
Ceiling Fixture | Incandescent |  | Standard A Lamp | 2 | 40 | 710092 | Bathroom | 0.00072358
Ceiling Fixture | Linear Fluorescent | 4 | T-12 | 2 | 40 | 710092 | Bathroom | 0.00072358
Table | Incandescent |  | Standard A Lamp | 1 | 40 | 710092 | Bathroom | 0.00072358
Ceiling Fixture | Incandescent |  | Standard A Lamp | 1 | 40 | 710092 | Bathroom | 0.00072358
Wall Mount | Incandescent |  | Clear | 4 | 40 | 710101 | Bathroom | 0.00072358
Recessed - other | Incandescent |  | Reflector | 1 | 150 | 710101 | Bathroom | 0.00072358
Wall Mount | Incandescent |  | Clear | 4 | 40 | 710101 | Bathroom | 0.00072358
Recessed - other | Incandescent |  | Reflector | 1 | 150 | 710101 | Bathroom | 0.00072358
Table | Incandescent |  | Standard A Lamp | 1 | 100 | 710101 | Bathroom | 0.00072358
Ceiling Fixture | Incandescent |  | Standard A Lamp | 1 | 100 | 710101 | Bathroom | 0.00072358
Table | Incandescent |  | Standard A Lamp | 1 | 60 | 710101 | Bathroom | 0.00072358
Ceiling Fixture | Incandescent |  | Standard A Lamp | 1 | 100 | 710101 | Bathroom | 0.00072358
Ceiling Fixture | Incandescent |  | Standard A Lamp | 1 | 100 | 710101 | Bathroom | 0.00072358
Ceiling Fixture | Incandescent |  | Standard A Lamp | 1 | 100 | 710101 | Bathroom | 0.00072358
Other | Incandescent |  | Standard A Lamp | 1 | 60 | 710101 | Bathroom | 0.00072358
Table | Incandescent |  | Standard A Lamp | 1 | 100 | 710101 | Bathroom | 0.00072358
Wall Mount | Incandescent |  | Clear | 3 | 40 | 710102 | Bathroom | 0.00072358
Wall Mount | Incandescent |  | Clear | 3 | 40 | 710102 | Bathroom | 0.00072358
Table | Incandescent |  | Standard A Lamp | 1 | 60 | 710102 | Bathroom | 0.00072358
Architectural | Compact Fluorescent |  | Twist | 1 | 14 | 710102 | Bathroom | 0.00072358
Ceiling Fixture | Incandescent |  | Standard A Lamp | 1 | 75 | 710102 | Bathroom | 0.00072358
Ceiling Fixture | Incandescent |  | Standard A Lamp | 1 | 60 | 710102 | Bathroom | 0.00072358
Ceiling Fixture | Incandescent |  | Standard A Lamp | 1 | 75 | 710102 | Bathroom | 0.00072358
Other | Incandescent |  | Standard A Lamp | 1 | 60 | 710102 | Bathroom | 0.00072358
Table | Compact Fluorescent |  | Twist | 1 | 13 | 710102 | Bathroom | 0.00072358
Floor lamp | Compact Fluorescent |  | Twist | 1 | 13 | 710102 | Bathroom | 0.00072358
Chandelier (Hanging) | Compact Fluorescent |  | Twist | 1 | 13 | 710102 | Bathroom | 0.00072358
Wall Mount | Incandescent |  | Globe | 6 | 40 | 710111 | Bathroom | 0.00072358
Other | Incandescent |  | Standard A Lamp | 1 | 60 | 710111 | Bathroom | 0.00072358
Ceiling Fixture | Compact Fluorescent |  | Twist | 2 | 23 | 710111 | Bathroom | 0.00072358
Table | Compact Fluorescent |  | Twist | 1 | 13 | 710111 | Bathroom | 0.00072358
Ceiling Fixture | Compact Fluorescent |  | Twist | 1 | 13 | 710111 | Bathroom | 0.00072358
Table | Compact Fluorescent |  | Twist | 1 | 26 | 710111 | Bathroom | 0.00072358
Table | Incandescent |  | Standard A Lamp | 1 | 40 | 710111 | Bathroom | 0.00072358
Wall Mount | Incandescent |  | Standard A Lamp | 1 | 60 | 710111 | Bathroom | 0.00072358
Ceiling Fixture | Compact Fluorescent |  | Twist | 3 | 13 | 710111 | Bathroom | 0.00072358
Ceiling Fixture | Compact Fluorescent |  | Twist | 1 | 13 | 710111 | Bathroom | 0.00072358
Other | Incandescent |  | Standard A Lamp | 2 | 25 | 710111 | Bathroom | 0.00072358
Table | Compact Fluorescent |  | Twist | 1 | 18 | 710111 | Bathroom | 0.00072358
Chandelier (Hanging) | Incandescent |  | Standard A Lamp | 1 | 60 | 710111 | Bathroom | 0.00072358
Ceiling Fixture | Compact Fluorescent |  | Pin base | 1 | 13 | 710112 | Dining Room | 0.00072358
Ceiling Fixture | Compact Fluorescent |  | Twist | 1 | 13 | 710112 | Dining Room | 0.00072358
Other | Compact Fluorescent |  | Twist | 1 | 13 | 710112 | Dining Room | 0.00072358
Ceiling Fan | Compact Fluorescent |  | Twist | 4 | 13 | 710112 | Dining Room | 0.00072358
Wall Mount | Incandescent |  | Globe | 6 | 60 | 710112 | Dining Room | 0.00072358
Recessed Can | Incandescent |  | Standard A Lamp | 1 | 60 | 710121 | Bathroom | 0.00072358
Wall Mount | Incandescent |  | Standard A Lamp | 2 | 40 | 710121 | Bathroom | 0.00072358
Ceiling Fixture | Compact Fluorescent |  | Twist | 1 | 15 | 710121 | Bathroom | 0.00072358
Table | Incandescent |  | Standard A Lamp | 1 | 40 | 710121 | Bathroom | 0.00072358
Ceiling Fixture | Compact Fluorescent |  | Twist | 3 | 13 | 710121 | Bathroom | 0.00072358
Ceiling Fixture | Compact Fluorescent |  | Twist | 1 | 13 | 710121 | Bathroom | 0.00072358
Ceiling Fixture | Compact Fluorescent |  | Twist | 1 | 13 | 710121 | Bathroom | 0.00072358
Other | Incandescent |  | Standard A Lamp | 1 | 25 | 710121 | Bathroom | 0.00072358
Floor lamp | Halogen |  | Quartz Tube | 1 | 300 | 710121 | Bathroom | 0.00072358
Recessed Can | Incandescent |  | Heat Lamp | 1 | 150 | 710122 | Bathroom | 0.00072358
Wall Mount | Incandescent |  | Standard A Lamp | 2 | 60 | 710122 | Bathroom | 0.00072358
Ceiling Fixture | Compact Fluorescent |  | Twist | 2 | 13 | 710122 | Bathroom | 0.00072358
Other | Incandescent |  | Standard A Lamp | 1 | 25 | 710122 | Bathroom | 0.00072358
Floor lamp | Compact Fluorescent |  | Twist | 1 | 42 | 710122 | Bathroom | 0.00072358
Table | Compact Fluorescent |  | Twist | 1 | 10 | 710122 | Bathroom | 0.00072358
Wall Mount | Incandescent |  | Standard A Lamp | 2 | 60 | 710131 | Bathroom | 0.00072358
Ceiling Fixture | Incandescent |  | Standard A Lamp | 1 | 40 | 710131 | Bathroom | 0.00072358
Table | Compact Fluorescent |  | Twist | 1 | 13 | 710131 | Bathroom | 0.00072358
Ceiling Fixture | Compact Fluorescent |  | Twist | 2 | 60 | 710131 | Bathroom | 0.00072358
Ceiling Fixture | Compact Fluorescent |  | Twist | 2 | 13 | 710131 | Bathroom | 0.00072358
Floor lamp | Halogen |  | Quartz Tube | 1 | 100 | 710131 | Bathroom | 0.00072358
Table | Halogen |  | Quartz Tube | 1 | 100 | 710131 | Bathroom | 0.00072358
Floor lamp | Incandescent |  | Standard A Lamp | 1 | 120 | 710131 | Bathroom | 0.00072358
Wall Mount | Incandescent |  | Standard A Lamp | 2 | 60 | 710132 | Bathroom | 0.00072358
Ceiling Fixture | Compact Fluorescent |  | Twist | 1 | 13 | 710132 | Bathroom | 0.00072358
Ceiling Fixture | Incandescent |  | Standard A Lamp | 1 | 60 | 710132 | Bathroom | 0.00072358
Ceiling Fixture | Compact Fluorescent |  | Twist | 2 | 13 | 710132 | Bathroom | 0.00072358
Table | Compact Fluorescent |  | Twist | 1 | 13 | 710132 | Bathroom | 0.00072358
Ceiling Fixture | Incandescent |  | Standard A Lamp | 1 | 60 | 710132 | Bathroom | 0.00072358
Wall Mount | Compact Fluorescent |  | Twist | 2 | 15 | 710141 | Bathroom | 0.00072358
Ceiling Fixture | Compact Fluorescent |  | Twist | 2 | 15 | 710141 | Bathroom | 0.00072358
Ceiling Fixture | Compact Fluorescent |  | Twist | 2 | 13 | 710141 | Bathroom | 0.00072358
Other | Halogen |  | Quartz Tube | 1 | 200 | 710141 | Bathroom | 0.00072358
Ceiling Fixture | Compact Fluorescent |  | Twist | 2 | 13 | 710141 | Bathroom | 0.00072358
Ceiling Fixture | Compact Fluorescent |  | Twist | 2 | 13 | 710141 | Bathroom | 0.00072358
Table | Compact Fluorescent |  | Twist | 1 | 20 | 710141 | Bathroom | 0.00072358
Architectural | Compact Fluorescent |  | Twist | 1 | 20 | 710141 | Bathroom | 0.00072358
Table | Compact Fluorescent |  | Twist | 1 | 13 | 710141 | Bathroom | 0.00072358
Wall Mount | Incandescent |  | Standard A Lamp | 4 | 60 | 710142 | Bathroom | 0.00072358
Ceiling Fixture | Compact Fluorescent |  | Twist | 1 | 13 | 710142 | Bathroom | 0.00072358
Torchiere | Incandescent |  | Decorative | 1 | 25 | 710142 | Bathroom | 0.00072358
Floor lamp | Incandescent |  | Standard A Lamp | 2 | 60 | 710142 | Bathroom | 0.00072358
Ceiling Fixture | Incandescent |  | Standard A Lamp | 1 | 60 | 710142 | Bathroom | 0.00072358
Floor lamp | Incandescent |  | Standard A Lamp | 3 | 60 | 710142 | Bathroom | 0.00072358
Ceiling Fixture | Compact Fluorescent |  | Twist | 2 | 19 | 710142 | Bathroom | 0.00072358
Other | Incandescent |  | Standard A Lamp | 1 | 60 | 710142 | Bathroom | 0.00072358
Wall Mount | Compact Fluorescent |  | Globe | 4 | 14 | 720011 | Bathroom | 0.00072358
Other | Incandescent |  | Decorative | 1 | 7 | 720011 | Bathroom | 0.00072358
Ceiling Fixture | Compact Fluorescent |  | Twist | 2 | 14 | 720011 | Bathroom | 0.00072358
Ceiling Fixture | Compact Fluorescent |  | Twist | 2 | 14 | 720011 | Bathroom | 0.00072358
Ceiling Fixture | Compact Fluorescent |  | Twist | 1 | 25 | 720011 | Bathroom | 0.00072358
Ceiling Fixture | Compact Fluorescent |  | Circline (Screw Base) | 1 | 55 | 720011 | Bathroom | 0.00072358
Ceiling Fixture | Compact Fluorescent |  | Twist | 1 | 25 | 720011 | Bathroom | 0.00072358
Other | Incandescent |  | Standard A Lamp | 1 | 40 | 720011 | Bathroom | 0.00072358
Floor lamp | Incandescent |  | Globe | 1 | 60 | 720011 | Bathroom | 0.00072358
Wall Mount | Incandescent |  | Globe | 3 | 60 | 720012 | Bathroom | 0.00072358
Ceiling Fixture | Incandescent |  | Standard A Lamp | 3 | 60 | 720012 | Bathroom | 0.00072358
Table | Incandescent |  | 3-Way Incandescent | 3 | 150 | 720012 | Bathroom | 0.00072358
Ceiling Fixture | Incandescent |  | Standard A Lamp | 1 | 75 | 720012 | Bathroom | 0.00072358
Ceiling Fixture | Incandescent |  | Standard A Lamp | 3 | 60 | 720012 | Bathroom | 0.00072358
Ceiling Fixture | Compact Fluorescent |  | A shape bulb | 1 | 20 | 720012 | Bathroom | 0.00072358
Other | Incandescent |  | Standard A Lamp | 1 | 60 | 720012 | Bathroom | 0.00072358
Table | Incandescent |  | Other | 1 | 60 | 720012 | Bathroom | 0.00072358
Floor lamp | Incandescent |  | Standard A Lamp | 2 | 60 | 720012 | Bathroom | 0.00072358
Floor lamp | Incandescent |  | 3-Way Incandescent | 1 | 150 | 720012 | Bathroom | 0.00072358
Wall Mount | Incandescent |  | Clear | 4 | 40 | 720021 | Bathroom | 0.00072358
Recessed - other | Incandescent |  | Heat Lamp | 1 | 150 | 720021 | Bathroom | 0.00072358
Wall Mount | Incandescent |  | Globe | 4 | 40 | 720021 | Bathroom | 0.00072358
Recessed - other | Incandescent |  | Heat Lamp | 1 | 150 | 720021 | Bathroom | 0.00072358
Table | Incandescent |  | Standard A Lamp | 1 | 75 | 720021 | Bathroom | 0.00072358
Table | Incandescent |  | Standard A Lamp | 1 | 60 | 720021 | Bathroom | 0.00072358
Ceiling Fixture | Incandescent |  | Standard A Lamp | 2 | 75 | 720021 | Bathroom | 0.00072358
Other | Linear Fluorescent | 1 | T-4 | 1 | 8 | 720021 | Bathroom | 0.00072358
Recessed Can | Incandescent |  | Reflector | 1 | 65 | 720021 | Bathroom | 0.00072358
Other | Halogen |  | Other | 2 | 20 | 720021 | Bathroom | 0.00072358
Table | Compact Fluorescent |  | Twist | 1 | 13 | 720021 | Bathroom | 0.00072358
Floor lamp | Compact Fluorescent |  | Twist | 1 | 20 | 720021 | Bathroom | 0.00072358
Ceiling Fixture | Incandescent |  | Standard A Lamp | 1 | 40 | 720021 | Bathroom | 0.00072358
Chandelier (Hanging) | Compact Fluorescent |  | Circline (Screw Base) | 1 | 23 | 720021 | Bathroom | 0.00072358
Ceiling Fixture | Incandescent |  | Standard A Lamp | 1 | 75 | 720021 | Bathroom | 0.00072358
Table | Compact Fluorescent |  | Twist | 1 | 13 | 720021 | Bathroom | 0.00072358
Ceiling Fixture | Incandescent |  | Standard A Lamp | 2 | 75 | 720021 | Bathroom | 0.00072358
Wall Mount | Incandescent |  | Globe | 4 | 40 | 720022 | Bathroom | 0.00072358
Recessed - other | Incandescent |  | Heat Lamp | 1 | 150 | 720022 | Bathroom | 0.00072358
Wall Mount | Incandescent |  | Clear | 4 | 40 | 720022 | Bathroom | 0.00072358
Recessed - other | Incandescent |  | Heat Lamp | 1 | 150 | 720022 | Bathroom | 0.00072358
Ceiling Fixture | Incandescent |  | Standard A Lamp | 2 | 60 | 720022 | Bathroom | 0.00072358
Table | Incandescent |  | Decorative | 1 | 40 | 720022 | Bathroom | 0.00072358
Ceiling Fixture | Compact Fluorescent |  | A shape bulb | 1 | 15 | 720022 | Bathroom | 0.00072358
Ceiling Fixture | Incandescent |  | Standard A Lamp | 1 | 60 | 720022 | Bathroom | 0.00072358
Recessed Can | Incandescent |  | Reflector | 1 | 75 | 720022 | Bathroom | 0.00072358
Recessed Can | Compact Fluorescent |  | A shape bulb | 1 | 15 | 720022 | Bathroom | 0.00072358
Other | Halogen |  | Other | 2 | 20 | 720022 | Bathroom | 0.00072358
Table | Compact Fluorescent |  | Twist | 1 | 25 | 720022 | Bathroom | 0.00072358
Ceiling Fixture | Compact Fluorescent |  | A shape bulb | 1 | 15 | 720022 | Bathroom | 0.00072358
Chandelier (Hanging) | Incandescent |  | Decorative | 3 | 40 | 720022 | Bathroom | 0.00072358
Torchiere | Halogen |  | Other | 1 | 75 | 720022 | Bathroom | 0.00072358
Torchiere | Compact Fluorescent |  | Twist | 1 | 25 | 720022 | Bathroom | 0.00072358
Ceiling Fixture | Incandescent |  | Standard A Lamp | 2 | 60 | 720022 | Bathroom | 0.00072358
Wall Mount | Incandescent |  | Globe | 4 | 60 | 720031 | Bathroom | 0.00072358
Recessed - other | Incandescent |  | Heat Lamp | 1 | 250 | 720031 | Bathroom | 0.00072358
Table | Compact Fluorescent |  | Twist | 1 | 13 | 720031 | Bathroom | 0.00072358
Ceiling Fixture | Compact Fluorescent |  | Twist | 1 | 23 | 720031 | Bathroom | 0.00072358
Ceiling Fan | Incandescent |  | Decorative | 3 | 40 | 720031 | Bathroom | 0.00072358
Ceiling Fixture | Incandescent |  | Standard A Lamp | 1 | 60 | 720031 | Bathroom | 0.00072358
Ceiling Fixture | Compact Fluorescent |  | Twist | 3 | 13 | 720031 | Bathroom | 0.00072358
Other | Incandescent |  | Mini base | 2 | 5 | 720031 | Bathroom | 0.00072358
Floor lamp | Incandescent |  | 3-Way Incandescent | 1 | 150 | 720031 | Bathroom | 0.00072358
Table | Incandescent |  | 3-Way Incandescent | 1 | 150 | 720031 | Bathroom | 0.00072358
Wall Mount | Incandescent |  | Globe | 4 | 60 | 720032 | Bathroom | 0.00072358
Recessed - other | Incandescent |  | Heat Lamp | 1 | 250 | 720032 | Bathroom | 0.00072358
Table | Incandescent |  | 3-Way Incandescent | 1 | 150 | 720032 | Bathroom | 0.00072358
Chandelier (Hanging) | Incandescent |  | Decorative | 5 | 25 | 720032 | Bathroom | 0.00072358
Ceiling Fixture | Incandescent |  | Standard A Lamp | 1 | 60 | 720032 | Bathroom | 0.00072358
Other | Incandescent |  | Decorative | 1 | 40 | 720032 | Bathroom | 0.00072358
Wall Mount | Linear Fluorescent | 2 | T-12 | 1 | 20 | 720032 | Bathroom | 0.00072358
Ceiling Fixture | Compact Fluorescent |  | Twist | 3 | 13 | 720032 | Bathroom | 0.00072358
Table | Incandescent |  | 3-Way Incandescent | 1 | 150 | 720032 | Bathroom | 0.00072358
Recessed - other | Compact Fluorescent |  | Twist | 1 | 13 | 720041 | Bathroom | 0.00072358
Wall Mount | Compact Fluorescent |  | Twist | 1 | 13 | 720041 | Bathroom | 0.00072358
Table | Incandescent |  | Standard A Lamp | 1 | 40 | 720041 | Bathroom | 0.00072358
Ceiling Fixture | Incandescent |  | Standard A Lamp | 2 | 60 | 720041 | Bathroom | 0.00072358
Chandelier (Hanging) | Incandescent |  | Decorative | 5 | 40 | 720041 | Bathroom | 0.00072358
Ceiling Fixture | Compact Fluorescent |  | Twist | 1 | 13 | 720041 | Bathroom | 0.00072358
Ceiling Fixture | Compact Fluorescent |  | Twist | 1 | 23 | 720041 | Bathroom | 0.00072358
Table | Incandescent |  | Standard A Lamp | 1 | 75 | 720041 | Bathroom | 0.00072358
Floor lamp | Incandescent |  | Standard A Lamp | 1 | 40 | 720041 | Bathroom | 0.00072358
Torchiere | Halogen |  | Quartz Tube | 1 | 500 | 720041 | Bathroom | 0.00072358
Recessed - other | Compact Fluorescent |  | Twist | 1 | 13 | 720042 | Bathroom | 0.00072358
Wall Mount | Compact Fluorescent |  | Twist | 1 | 23 | 720042 | Bathroom | 0.00072358
Table | Compact Fluorescent |  | Straight Tube | 1 | 10 | 720042 | Bathroom | 0.00072358
Ceiling Fixture | Compact Fluorescent |  | Twist | 1 | 19 | 720042 | Bathroom | 0.00072358
Chandelier (Hanging) | Incandescent |  | Decorative | 5 | 40 | 720042 | Bathroom | 0.00072358
Ceiling Fixture | Compact Fluorescent |  | Twist | 1 | 13 | 720042 | Bathroom | 0.00072358
Ceiling Fixture | Compact Fluorescent |  | Twist | 1 | 23 | 720042 | Bathroom | 0.00072358
Floor lamp | Incandescent |  | Standard A Lamp | 3 | 60 | 720042 | Bathroom | 0.00072358
Wall Mount | Incandescent |  | Standard A Lamp | 2 | 60 | 720051 | Bathroom | 0.00072358
Recessed Can | Incandescent |  | Heat Lamp | 1 | 120 | 720051 | Bathroom | 0.00072358
Wall Mount | Compact Fluorescent |  | Twist | 2 | 13 | 720051 | Bathroom | 0.00072358
Wall Mount | Incandescent |  | Standard A Lamp | 1 | 60 | 720051 | Bathroom | 0.00072358
Recessed Can | Incandescent |  | Heat Lamp | 1 | 250 | 720051 | Bathroom | 0.00072358
Ceiling Fixture | Compact Fluorescent |  | Twist | 1 | 13 | 720051 | Bathroom | 0.00072358
Floor lamp | Compact Fluorescent |  | Twist | 1 | 23 | 720051 | Bathroom | 0.00072358
Ceiling Fixture | Incandescent |  | Standard A Lamp | 1 | 60 | 720051 | Bathroom | 0.00072358
Ceiling Fixture | Incandescent |  | Standard A Lamp | 1 | 120 | 720051 | Bathroom | 0.00072358
Ceiling Fan | Incandescent |  | Decorative | 4 | 40 | 720051 | Bathroom | 0.00072358
Ceiling Fixture | Compact Fluorescent |  | Twist | 1 | 13 | 720051 | Bathroom | 0.00072358
Ceiling Fixture | Linear Fluorescent |  | Fluorescent Other | 1 | 22 | 720051 | Bathroom | 0.00072358
Recessed - other | Compact Fluorescent |  | Twist | 1 | 13 | 720051 | Bathroom | 0.00072358
Floor lamp | Compact Fluorescent |  | Twist | 3 | 13 | 720051 | Bathroom | 0.00072358
Floor lamp | Incandescent |  | Standard A Lamp | 1 | 40 | 720051 | Bathroom | 0.00072358
Wall Mount | Incandescent |  | Globe | 4 | 40 | 720052 | Bathroom | 0.00072358
Wall Mount | Incandescent |  | Globe | 4 | 40 | 720052 | Bathroom | 0.00072358
Table | Incandescent |  | Clear | 1 | 60 | 720052 | Bathroom | 0.00072358
Floor lamp | Incandescent |  | Standard A Lamp | 1 | 60 | 720052 | Bathroom | 0.00072358
Recessed Can | Incandescent |  | Reflector | 1 | 65 | 720052 | Bathroom | 0.00072358
Floor lamp | Incandescent |  | Standard A Lamp | 1 | 60 | 720052 | Bathroom | 0.00072358
Recessed Can | Incandescent |  | Reflector | 1 | 65 | 720052 | Bathroom | 0.00072358
Ceiling Fan | Incandescent |  | Decorative | 4 | 40 | 720052 | Bathroom | 0.00072358
Ceiling Fixture | Linear Fluorescent | 4 | T-8 | 2 | 32 | 720052 | Bathroom | 0.00072358
Floor lamp | Incandescent |  | Standard A Lamp | 2 | 60 | 720052 | Bathroom | 0.00072358
Torchiere | Incandescent |  | Standard A Lamp | 1 | 60 | 720052 | Bathroom | 0.00072358
Wall Mount | Linear Fluorescent | 2 | T-8 | 2 | 17 | 720061 | Bathroom | 0.00072358
Recessed - other | Incandescent |  | Reflector | 1 | 65 | 720061 | Bathroom | 0.00072358
Table | Compact Fluorescent |  | Twist | 1 | 13 | 720061 | Bathroom | 0.00072358
Chandelier (Hanging) | Compact Fluorescent |  | Twist | 1 | 13 | 720061 | Bathroom | 0.00072358
Ceiling Fixture | Compact Fluorescent |  | Twist | 1 | 13 | 720061 | Bathroom | 0.00072358
Ceiling Fixture | Linear Fluorescent | 4 | T-12 | 2 | 32 | 720061 | Bathroom | 0.00072358
Table | Incandescent |  | Standard A Lamp | 1 | 40 | 720061 | Bathroom | 0.00072358
Torchiere | Compact Fluorescent |  | Twist | 1 | 13 | 720061 | Bathroom | 0.00072358
Wall Mount | Linear Fluorescent | 2 | T-8 | 2 | 17 | 720062 | Bathroom | 0.00072358
Recessed - other | Incandescent |  | Reflector | 1 | 65 | 720062 | Bathroom | 0.00072358
Table | Compact Fluorescent |  | Twist | 1 | 13 | 720062 | Bathroom | 0.00072358
Floor lamp | Compact Fluorescent |  | Twist | 3 | 9 | 720062 | Bathroom | 0.00072358
Ceiling Fixture | Compact Fluorescent |  | Twist | 1 | 9 | 720062 | Bathroom | 0.00072358
Chandelier (Hanging) | Compact Fluorescent |  | Twist | 1 | 9 | 720062 | Bathroom | 0.00072358
Torchiere | Incandescent |  | 3-Way Incandescent | 1 | 100 | 720062 | Bathroom | 0.00072358
Ceiling Fixture | Compact Fluorescent |  | Twist | 1 | 13 | 720062 | Bathroom | 0.00072358
Ceiling Fixture | Linear Fluorescent | 4 | T-12 | 2 | 32 | 720062 | Bathroom | 0.00072358
Table | Incandescent |  | Standard A Lamp | 1 | 75 | 720062 | Bathroom | 0.00072358
Table | Compact Fluorescent |  | Twist | 1 | 9 | 720062 | Bathroom | 0.00072358
Wall Mount | Incandescent |  | Globe | 4 | 40 | 720071 | Bathroom | 0.00072358
Wall Mount | Incandescent |  | Globe | 4 | 40 | 720071 | Bathroom | 0.00072358
Recessed - other | Incandescent |  | Heat Lamp | 1 | 250 | 720071 | Bathroom | 0.00072358
Ceiling Fixture | Incandescent |  | Standard A Lamp | 2 | 40 | 720071 | Bathroom | 0.00072358
Ceiling Fixture | Incandescent |  | Standard A Lamp | 2 | 40 | 720071 | Bathroom | 0.00072358
Ceiling Fixture | Incandescent |  | Standard A Lamp | 1 | 100 | 720071 | Bathroom | 0.00072358
Ceiling Fan | Incandescent |  | Decorative | 4 | 40 | 720071 | Bathroom | 0.00072358
Other | Incandescent |  | Mini base | 1 | 40 | 720071 | Bathroom | 0.00072358
Torchiere | Incandescent |  | Globe | 1 | 40 | 720071 | Bathroom | 0.00072358
Ceiling Fixture | Incandescent |  | Standard A Lamp | 2 | 60 | 720071 | Bathroom | 0.00072358
Table | Compact Fluorescent |  | Twist | 1 | 13 | 720071 | Bathroom | 0.00072358
Wall Mount | Incandescent |  | Globe | 4 | 40 | 720072 | Bathroom | 0.00072358
Wall Mount | Incandescent |  | Globe | 5 | 40 | 720072 | Bathroom | 0.00072358
Recessed - other | Incandescent |  | Heat Lamp | 1 | 250 | 720072 | Bathroom | 0.00072358
Ceiling Fixture | Incandescent |  | Standard A Lamp | 2 | 60 | 720072 | Bathroom | 0.00072358
Torchiere | Compact Fluorescent |  | Twist | 3 | 13 | 720072 | Bathroom | 0.00072358
Ceiling Fixture | Compact Fluorescent |  | Twist | 2 | 13 | 720072 | Bathroom | 0.00072358
Ceiling Fixture | Incandescent |  | Standard A Lamp | 1 | 60 | 720072 | Bathroom | 0.00072358
Ceiling Fan | Incandescent |  | Decorative | 4 | 40 | 720072 | Bathroom | 0.00072358
Other | Incandescent |  | Decorative | 1 | 40 | 720072 | Bathroom | 0.00072358
Wall Mount | Linear Fluorescent | 1 | T-5 | 1 | 8 | 720072 | Bathroom | 0.00072358
Table | Incandescent |  | Decorative | 3 | 40 | 720072 | Bathroom | 0.00072358
Ceiling Fixture | Compact Fluorescent |  | Twist | 2 | 13 | 720072 | Bathroom | 0.00072358
Table | Compact Fluorescent |  | Twist | 1 | 13 | 720072 | Bathroom | 0.00072358
Wall Mount | Incandescent |  | Globe | 4 | 60 | 720081 | Bathroom | 0.00072358
Recessed - other | Incandescent |  | Heat Lamp | 2 | 250 | 720081 | Bathroom | 0.00072358
Ceiling Fan | Incandescent |  | Standard A Lamp | 3 | 60 | 720081 | Bathroom | 0.00072358
Table | Incandescent |  | Standard A Lamp | 1 | 60 | 720081 | Bathroom | 0.00072358
Table | Incandescent |  | Standard A Lamp | 1 | 100 | 720081 | Bathroom | 0.00072358
Ceiling Fixture | Incandescent |  | Standard A Lamp | 1 | 100 | 720081 | Bathroom | 0.00072358
Recessed - other | Linear Fluorescent | 1.5 | T-8 | 1 | 15 | 720081 | Bathroom | 0.00072358
Other | Incandescent |  | Other | 1 | 100 | 720081 | Bathroom | 0.00072358
Floor lamp | Incandescent |  | Standard A Lamp | 1 | 100 | 720081 | Bathroom | 0.00072358
Floor lamp | Incandescent |  | Standard A Lamp | 3 | 60 | 720081 | Bathroom | 0.00072358
Table | Incandescent |  | Standard A Lamp | 1 | 60 | 720081 | Bathroom | 0.00072358
Table | Incandescent |  | Standard A Lamp | 2 | 60 | 720081 | Bathroom | 0.00072358
Table | Compact Fluorescent |  | Twist | 1 | 23 | 720081 | Bathroom | 0.00072358
Wall Mount | Incandescent |  | Standard A Lamp | 3 | 60 | 720082 | Bathroom | 0.00072358
Recessed - other | Incandescent |  | Heat Lamp | 2 | 250 | 720082 | Bathroom | 0.00072358
Ceiling Fan | Incandescent |  | Decorative | 3 | 40 | 720082 | Bathroom | 0.00072358
Table | Incandescent |  | Standard A Lamp | 1 | 60 | 720082 | Bathroom | 0.00072358
Ceiling Fixture | Incandescent |  | Standard A Lamp | 1 | 75 | 720082 | Bathroom | 0.00072358
Ceiling Fixture | Incandescent |  | Standard A Lamp | 1 | 60 | 720082 | Bathroom | 0.00072358
Ceiling Fixture | Incandescent |  | Standard A Lamp | 3 | 60 | 720082 | Bathroom | 0.00072358
Floor lamp | Incandescent |  | Standard A Lamp | 1 | 100 | 720082 | Bathroom | 0.00072358
Ceiling Fixture | Incandescent |  | Decorative | 3 | 40 | 720082 | Bathroom | 0.00072358
Ceiling Fan | Incandescent |  | Decorative | 3 | 60 | 720082 | Bathroom | 0.00072358
Table | Incandescent |  | Standard A Lamp | 1 | 60 | 720082 | Bathroom | 0.00072358
Wall Mount | Incandescent |  | Standard A Lamp | 4 | 60 | 720091 | Bathroom | 0.00072358
Ceiling Fixture | Incandescent |  | Standard A Lamp | 1 | 75 | 720091 | Bathroom | 0.00072358
Ceiling Fixture | Incandescent |  | Standard A Lamp | 1 | 60 | 720091 | Bathroom | 0.00072358
Ceiling Fixture | Incandescent |  | Standard A Lamp | 1 | 75 | 720091 | Bathroom | 0.00072358
Wall Mount | Incandescent |  | Globe | 3 | 40 | 720091 | Bathroom | 0.00072358
Other | Incandescent |  | Decorative | 1 | 40 | 720091 | Bathroom | 0.00072358
Chandelier (Hanging) | Compact Fluorescent |  | Twist | 1 | 15 | 720091 | Bathroom | 0.00072358
Ceiling Fixture | Compact Fluorescent |  | Twist | 1 | 23 | 720091 | Bathroom | 0.00072358
Other | Linear Fluorescent | 2 | T-8 | 1 | 17 | 720091 | Bathroom | 0.00072358
Other | Linear Fluorescent | 1.4 | T-5 | 1 | 17 | 720091 | Bathroom | 0.00072358
Table | Incandescent |  | Decorative | 1 | 40 | 720091 | Bathroom | 0.00072358
Table | Compact Fluorescent |  | Twist | 1 | 42 | 720091 | Bathroom | 0.00072358
Ceiling Fixture | Incandescent |  | Standard A Lamp | 1 | 75 | 720091 | Bathroom | 0.00072358
Floor lamp | Incandescent |  | Standard A Lamp | 1 | 75 | 720091 | Bathroom | 0.00072358
Wall Mount | Compact Fluorescent |  | Twist | 2 | 13 | 720092 | Bathroom | 0.00072358
Ceiling Fixture | Compact Fluorescent |  | Twist | 2 | 13 | 720092 | Bathroom | 0.00072358
Ceiling Fixture | Incandescent |  | Standard A Lamp | 1 | 40 | 720092 | Bathroom | 0.00072358
Wall Mount | Incandescent |  | Globe | 3 | 60 | 720092 | Bathroom | 0.00072358
Ceiling Fixture | Compact Fluorescent |  | Twist | 1 | 23 | 720092 | Bathroom | 0.00072358
Floor lamp | Other |  | LED Interior | 1 | 8 | 720092 | Bathroom | 0.00072358
Ceiling Fixture | Compact Fluorescent |  | Twist | 1 | 15 | 720092 | Bathroom | 0.00072358
Chandelier (Hanging) | Compact Fluorescent |  | Twist | 1 | 15 | 720092 | Bathroom | 0.00072358
Ceiling Fixture | Compact Fluorescent |  | Twist | 2 | 13 | 720092 | Bathroom | 0.00072358
Table | Incandescent |  | Clear | 1 | 13 | 720092 | Bathroom | 0.00072358
Ceiling Fixture | Compact Fluorescent |  | Twist | 1 | 13 | 720092 | Bathroom | 0.00072358
Wall Mount | Incandescent |  | Globe | 4 | 60 | 720101 | Bathroom | 0.00072358
Recessed - other | Incandescent |  | Heat Lamp | 1 | 250 | 720101 | Bathroom | 0.00072358
Ceiling Fixture | Incandescent |  | Standard A Lamp | 1 | 60 | 720101 | Bathroom | 0.00072358
Floor lamp | Incandescent |  | Standard A Lamp | 1 | 60 | 720101 | Bathroom | 0.00072358
Ceiling Fixture | Compact Fluorescent |  | Twist | 1 | 14 | 720101 | Bathroom | 0.00072358
Ceiling Fixture | Incandescent |  | Standard A Lamp | 1 | 60 | 720101 | Bathroom | 0.00072358
Ceiling Fixture | Linear Fluorescent | 4 | T-8 | 2 | 32 | 720101 | Bathroom | 0.00072358
Floor lamp | Incandescent |  | Decorative | 2 | 25 | 720101 | Bathroom | 0.00072358
Table | Incandescent |  | Decorative | 5 | 25 | 720101 | Bathroom | 0.00072358
Ceiling Fan | Incandescent |  | Clear | 1 | 60 | 720101 | Bathroom | 0.00072358
Table | Compact Fluorescent |  | Pin base | 1 | 15 | 720101 | Bathroom | 0.00072358
Table | Compact Fluorescent |  | Twist | 1 | 15 | 720101 | Bathroom | 0.00072358
Torchiere | Incandescent |  | Decorative | 1 | 60 | 720101 | Bathroom | 0.00072358
Other | Other |  | Other |  |  | 720101 | Bathroom | 0.00072358
Wall Mount | Incandescent |  | Globe | 4 | 60 | 720102 | Bathroom | 0.00072358
Recessed - other | Incandescent |  | Heat Lamp | 1 | 250 | 720102 | Bathroom | 0.00072358
Ceiling Fixture | Incandescent |  | Standard A Lamp | 2 | 60 | 720102 | Bathroom | 0.00072358
Ceiling Fan | Compact Fluorescent |  | Twist | 1 | 13 | 720102 | Bathroom | 0.00072358
Ceiling Fixture | Linear Fluorescent | 4 | T-8 | 2 | 23 | 720102 | Bathroom | 0.00072358
Torchiere | Compact Fluorescent |  | Twist | 1 | 23 | 720102 | Bathroom | 0.00072358
Ceiling Fixture | Incandescent |  | Standard A Lamp | 2 | 60 | 720102 | Bathroom | 0.00072358
Table | Incandescent |  | Standard A Lamp | 1 | 60 | 720102 | Bathroom | 0.00072358
Wall Mount | Compact Fluorescent |  | Twist | 4 | 11 | 730011 | Bathroom | 0.00072358
Recessed Can | Incandescent |  | Heat Lamp | 1 | 250 | 730011 | Bathroom | 0.00072358
Wall Mount | Compact Fluorescent |  | Twist | 4 | 13 | 730011 | Bathroom | 0.00072358
Recessed Can | Incandescent |  | Heat Lamp | 1 | 250 | 730011 | Bathroom | 0.00072358
Ceiling Fan | Compact Fluorescent |  | Twist | 3 | 13 | 730011 | Bathroom | 0.00072358
Table | Compact Fluorescent |  | Twist | 2 | 13 | 730011 | Bathroom | 0.00072358
Table | Incandescent |  | 3-Way Incandescent | 1 | 75 | 730011 | Bathroom | 0.00072358
Ceiling Fixture | Compact Fluorescent |  | Twist | 2 | 13 | 730011 | Bathroom | 0.00072358
Table | Compact Fluorescent |  | Twist | 1 | 9 | 730011 | Bathroom | 0.00072358
Table | Incandescent |  | Clear | 1 | 40 | 730011 | Bathroom | 0.00072358
Ceiling Fixture | Compact Fluorescent |  | Twist | 2 | 13 | 730011 | Bathroom | 0.00072358
Chandelier (Hanging) | Incandescent |  | Standard A Lamp | 3 | 60 | 730011 | Bathroom | 0.00072358
Table | Compact Fluorescent |  | Twist | 1 | 13 | 730011 | Bathroom | 0.00072358
Table | Compact Fluorescent |  | Twist | 2 | 11 | 730011 | Bathroom | 0.00072358
Ceiling Fixture | Incandescent |  | Standard A Lamp | 2 | 40 | 730011 | Bathroom | 0.00072358
Ceiling Fixture | Incandescent |  | Standard A Lamp | 2 | 60 | 730011 | Bathroom | 0.00072358
Ceiling Fixture | Linear Fluorescent | 4 | T-12 | 1 | 40 | 730011 | Bathroom | 0.00072358
Torchiere | Incandescent |  | 3-Way Incandescent | 1 | 100 | 730011 | Bathroom | 0.00072358
Floor lamp | Compact Fluorescent |  | Twist | 3 | 15 | 730011 | Bathroom | 0.00072358
Table | Compact Fluorescent |  | Twist | 2 | 13 | 730011 | Bathroom | 0.00072358
Other | Incandescent |  | Decorative | 1 | 40 | 730011 | Bathroom | 0.00072358
Other | Compact Fluorescent |  | Twist | 1 | 13 | 730011 | Bathroom | 0.00072358
Wall Mount | Incandescent |  | Standard A Lamp | 3 | 40 | 730012 | Bathroom | 0.00072358
Recessed Can | Incandescent |  | Heat Lamp | 1 | 250 | 730012 | Bathroom | 0.00072358
Wall Mount | Incandescent |  | Standard A Lamp | 3 | 60 | 730012 | Bathroom | 0.00072358
Recessed Can | Incandescent |  | Heat Lamp | 1 | 250 | 730012 | Bathroom | 0.00072358
Ceiling Fixture | Incandescent |  | Standard A Lamp | 2 | 60 | 730012 | Bathroom | 0.00072358
Table | Incandescent |  | Decorative | 2 | 40 | 730012 | Bathroom | 0.00072358
Ceiling Fixture | Incandescent |  | Clear | 4 | 25 | 730012 | Bathroom | 0.00072358
Floor lamp | Incandescent |  | 3-Way Incandescent | 1 | 100 | 730012 | Bathroom | 0.00072358
Ceiling Fixture | Incandescent |  | Standard A Lamp | 1 | 75 | 730012 | Bathroom | 0.00072358
Chandelier (Hanging) | Incandescent |  | Decorative | 5 | 25 | 730012 | Bathroom | 0.00072358
Ceiling Fixture | Incandescent |  | Standard A Lamp | 1 | 60 | 730012 | Bathroom | 0.00072358
Ceiling Fixture | Linear Fluorescent | 4 | T-12 | 1 | 40 | 730012 | Bathroom | 0.00072358
Other | Incandescent |  | Other | 2 | 25 | 730012 | Bathroom | 0.00072358
Table | Incandescent |  | 3-Way Incandescent | 1 | 100 | 730012 | Bathroom | 0.00072358
Floor lamp | Incandescent |  | 3-Way Incandescent | 1 | 200 | 730012 | Bathroom | 0.00072358
Wall Mount | Compact Fluorescent |  | Twist | 3 | 13 | 730021 | Bathroom | 0.00072358
Ceiling Fixture | Compact Fluorescent |  | Twist | 1 | 13 | 730021 | Bathroom | 0.00072358
Ceiling Fixture | Linear Fluorescent | 4 | T-12 | 2 | 25 | 730021 | Bathroom | 0.00072358
Table | Compact Fluorescent |  | Twist | 1 | 7 | 730021 | Bathroom | 0.00072358
Floor lamp | Incandescent |  | Standard A Lamp | 2 | 60 | 730021 | Bathroom | 0.00072358
Ceiling Fixture | Compact Fluorescent |  | Twist | 1 | 13 | 730021 | Bathroom | 0.00072358
Wall Mount | Incandescent |  | Standard A Lamp | 2 | 57 | 730022 | Bathroom | 0.00072358
Ceiling Fixture | Incandescent |  | Standard A Lamp | 2 | 57 | 730022 | Bathroom | 0.00072358
Ceiling Fixture | Incandescent |  | Standard A Lamp | 1 | 57 | 730022 | Bathroom | 0.00072358
Ceiling Fixture | Incandescent |  | Standard A Lamp | 1 | 57 | 730022 | Bathroom | 0.00072358
Ceiling Fixture | Incandescent |  | Standard A Lamp | 1 | 57 | 730022 | Bathroom | 0.00072358
Ceiling Fixture | Incandescent |  | Standard A Lamp | 1 | 75 | 730022 | Bathroom | 0.00072358
Wall Mount | Compact Fluorescent |  | Twist | 4 | 13 | 730031 | Bathroom | 0.00072358
Recessed Can | Incandescent |  | Heat Lamp | 1 | 250 | 730031 | Bathroom | 0.00072358
Wall Mount | Compact Fluorescent |  | Twist | 4 | 13 | 730031 | Bathroom | 0.00072358
Ceiling Fixture | Compact Fluorescent |  | Twist | 1 | 13 | 730031 | Bathroom | 0.00072358
Ceiling Fixture | Compact Fluorescent |  | Twist | 1 | 13 | 730031 | Bathroom | 0.00072358
Ceiling Fixture | Incandescent |  | Standard A Lamp | 1 | 60 | 730031 | Bathroom | 0.00072358
Table | Incandescent |  | Mini base | 1 | 25 | 730031 | Bathroom | 0.00072358
Ceiling Fixture | Incandescent |  | Standard A Lamp | 1 | 60 | 730031 | Bathroom | 0.00072358
Ceiling Fixture | Compact Fluorescent |  | Twist | 1 | 13 | 730031 | Bathroom | 0.00072358
Ceiling Fixture | Linear Fluorescent | 4 | T-12 | 2 | 40 | 730031 | Bathroom | 0.00072358
Recessed - other | Incandescent |  | Mini base | 1 | 40 | 730031 | Bathroom | 0.00072358
Ceiling Fixture | Compact Fluorescent |  | Twist | 1 | 13 | 730031 | Bathroom | 0.00072358
Ceiling Fixture | Incandescent |  | Standard A Lamp | 1 | 60 | 730031 | Bathroom | 0.00072358
Wall Mount | Compact Fluorescent |  | Twist | 4 | 13 | 730032 | Bathroom | 0.00072358
Recessed Can | Incandescent |  | Heat Lamp | 1 | 250 | 730032 | Bathroom | 0.00072358
Ceiling Fixture | Incandescent |  | Standard A Lamp | 1 | 60 | 730032 | Bathroom | 0.00072358
Table | Compact Fluorescent |  | Twist | 1 | 28 | 730032 | Bathroom | 0.00072358
Ceiling Fixture | Incandescent |  | Standard A Lamp | 3 | 60 | 730032 | Bathroom | 0.00072358
Ceiling Fixture | Compact Fluorescent |  | Twist | 1 | 13 | 730032 | Bathroom | 0.00072358
Ceiling Fixture | Linear Fluorescent | 4 | T-12 | 2 | 40 | 730032 | Bathroom | 0.00072358
Recessed - other | Incandescent |  | Mini base | 1 | 40 | 730032 | Bathroom | 0.00072358
Ceiling Fixture | Compact Fluorescent |  | Twist | 1 | 13 | 730032 | Bathroom | 0.00072358
Ceiling Fixture | Incandescent |  | Standard A Lamp | 1 | 60 | 730032 | Bathroom | 0.00072358
Wall Mount | Incandescent |  | Globe | 4 | 60 | 730041 | Bathroom | 0.00072358
Recessed - other | Incandescent |  | Heat Lamp | 1 | 250 | 730041 | Bathroom | 0.00072358
Ceiling Fixture | Compact Fluorescent |  | Pin base | 2 | 13 | 730041 | Bathroom | 0.00072358
Ceiling Fixture | Incandescent |  | Standard A Lamp | 3 | 75 | 730041 | Bathroom | 0.00072358
Ceiling Fixture | Incandescent |  | Standard A Lamp | 1 | 60 | 730041 | Bathroom | 0.00072358
Ceiling Fixture | Linear Fluorescent | 4 | T-8 | 2 | 32 | 730041 | Bathroom | 0.00072358
Other | Incandescent |  | Standard A Lamp | 1 | 40 | 730041 | Bathroom | 0.00072358
Floor lamp | Compact Fluorescent |  | Twist | 1 | 13 | 730041 | Bathroom | 0.00072358
Wall Mount | Incandescent |  | Globe | 4 | 60 | 730042 | Bathroom | 0.00072358
Recessed Can | Incandescent |  | Heat Lamp | 1 | 250 | 730042 | Bathroom | 0.00072358
Ceiling Fixture | Compact Fluorescent |  | Pin base | 2 | 13 | 730042 | Bathroom | 0.00072358
Table | Compact Fluorescent |  | Twist | 1 | 10 | 730042 | Bathroom | 0.00072358
Ceiling Fixture | Compact Fluorescent |  | Circline (Screw Base) | 2 | 32 | 730042 | Bathroom | 0.00072358
Ceiling Fixture | Incandescent |  | Standard A Lamp | 1 | 60 | 730042 | Bathroom | 0.00072358
Ceiling Fixture | Linear Fluorescent | 4 | T-8 | 2 | 32 | 730042 | Bathroom | 0.00072358
Other | Incandescent |  | Standard A Lamp | 1 | 40 | 730042 | Bathroom | 0.00072358
Table | Compact Fluorescent |  | Twist | 1 | 10 | 730042 | Bathroom | 0.00072358
Wall Mount | Incandescent |  | Standard A Lamp | 3 | 60 | 730051 | Bathroom | 0.00072358
Recessed - other | Incandescent |  | Standard A Lamp | 1 | 100 | 730051 | Bathroom | 0.00072358
Table | Incandescent |  | 3-Way Incandescent | 1 | 150 | 730051 | Bathroom | 0.00072358
Table | Incandescent |  | 3-Way Incandescent | 1 | 250 | 730051 | Bathroom | 0.00072358
Ceiling Fixture | Incandescent |  | Standard A Lamp | 2 | 60 | 730051 | Bathroom | 0.00072358
Ceiling Fixture | Compact Fluorescent |  | Twist | 2 | 27 | 730051 | Bathroom | 0.00072358
Other | Incandescent |  | Standard A Lamp | 1 | 40 | 730051 | Bathroom | 0.00072358
Ceiling Fan | Incandescent |  | Mini base | 4 | 40 | 730051 | Bathroom | 0.00072358
Table | Incandescent |  | 3-Way Incandescent | 1 | 250 | 730051 | Bathroom | 0.00072358
Ceiling Fixture | Halogen |  | MR | 1 | 50 | 730051 | Bathroom | 0.00072358
Wall Mount | Incandescent |  | Standard A Lamp | 3 | 60 | 730052 | Bathroom | 0.00072358
Recessed - other | Incandescent |  | Standard A Lamp | 1 | 100 | 730052 | Bathroom | 0.00072358
Table | Compact Fluorescent |  | Twist | 1 | 13 | 730052 | Bathroom | 0.00072358
Table | Incandescent |  | Standard A Lamp | 1 | 60 | 730052 | Bathroom | 0.00072358
Table | Compact Fluorescent |  | Twist | 1 | 23 | 730052 | Bathroom | 0.00072358
Table | Compact Fluorescent |  | Twist | 1 | 7 | 730052 | Bathroom | 0.00072358
Table | Compact Fluorescent |  | Twist | 1 | 23 | 730052 | Bathroom | 0.00072358
Table | Compact Fluorescent |  | Circline (Screw Base) | 1 | 18 | 730052 | Bathroom | 0.00072358
Floor lamp | Compact Fluorescent |  | Twist | 1 | 23 | 730052 | Bathroom | 0.00072358
Other | Other |  | LED Interior | 1 | 1 | 730052 | Bathroom | 0.00072358
Ceiling Fan | Incandescent |  | Mini base | 4 | 40 | 730052 | Bathroom | 0.00072358
Ceiling Fixture | Incandescent |  | Standard A Lamp | 2 | 60 | 730052 | Bathroom | 0.00072358
Other | Compact Fluorescent |  | Straight Tube | 1 | 20 | 730052 | Bathroom | 0.00072358
Ceiling Fixture | Compact Fluorescent |  | Twist | 2 | 27 | 730052 | Bathroom | 0.00072358
Other | Compact Fluorescent |  | Twist | 1 | 23 | 730052 | Bathroom | 0.00072358
Other | Linear Fluorescent | 1.5 | T-5 | 1 | 17 | 730052 | Bathroom | 0.00072358
Other | Linear Fluorescent | 1 | T-5 | 1 | 8 | 730052 | Bathroom | 0.00072358
Table | Compact Fluorescent |  | Twist | 1 | 23 | 730052 | Bathroom | 0.00072358
Table | Incandescent |  | 3-Way Incandescent | 1 | 150 | 730052 | Bathroom | 0.00072358
Wall Mount | Incandescent |  | Standard A Lamp | 1 | 75 | 730061 | Bathroom | 0.00072358
Ceiling Fixture | Incandescent |  | Standard A Lamp | 1 | 100 | 730061 | Bathroom | 0.00072358
Ceiling Fixture | Incandescent |  | Standard A Lamp | 2 | 40 | 730061 | Bathroom | 0.00072358
Other | Incandescent |  | Standard A Lamp | 1 | 40 | 730061 | Bathroom | 0.00072358
Ceiling Fixture | Incandescent |  | Standard A Lamp | 1 | 75 | 730061 | Bathroom | 0.00072358
Floor lamp | Compact Fluorescent |  | Twist | 1 | 14 | 730061 | Bathroom | 0.00072358
Floor lamp | Incandescent |  | Decorative | 5 | 25 | 730061 | Bathroom | 0.00072358
Ceiling Fixture | Incandescent |  | Standard A Lamp | 1 | 100 | 730061 | Bathroom | 0.00072358
Wall Mount | Incandescent |  | Standard A Lamp | 3 | 40 | 730062 | Bathroom | 0.00072358
Ceiling Fixture | Incandescent |  | Standard A Lamp | 1 | 100 | 730062 | Bathroom | 0.00072358
Floor lamp | Incandescent |  | Standard A Lamp | 1 | 40 | 730062 | Bathroom | 0.00072358
Chandelier (Hanging) | Incandescent |  | Standard A Lamp | 1 | 60 | 730062 | Bathroom | 0.00072358
Ceiling Fixture | Incandescent |  | Standard A Lamp | 1 | 60 | 730062 | Bathroom | 0.00072358
Ceiling Fixture | Incandescent |  | Standard A Lamp | 2 | 75 | 730062 | Bathroom | 0.00072358
Other | Incandescent |  | Standard A Lamp | 1 | 40 | 730062 | Bathroom | 0.00072358
Floor lamp | Compact Fluorescent |  | Twist | 1 | 13 | 730062 | Bathroom | 0.00072358
Recessed Can | Incandescent |  | Other | 1 | 65 | 730062 | Bathroom | 0.00072358
Ceiling Fixture | Incandescent |  | Standard A Lamp | 1 | 60 | 730062 | Bathroom | 0.00072358
Wall Mount | Incandescent |  | Standard A Lamp | 4 | 60 | 730071 | Bathroom | 0.00072358
Ceiling Fixture | Incandescent |  | Standard A Lamp | 1 | 60 | 730071 | Bathroom | 0.00072358
Ceiling Fixture | Incandescent |  | Standard A Lamp | 1 | 75 | 730071 | Bathroom | 0.00072358
Wall Mount | Incandescent |  | Standard A Lamp | 1 | 60 | 730071 | Bathroom | 0.00072358
Track | Incandescent |  | Standard A Lamp | 3 | 60 | 730071 | Bathroom | 0.00072358
Table | Incandescent |  | Standard A Lamp | 1 | 60 | 730071 | Bathroom | 0.00072358
Ceiling Fixture | Incandescent |  | Standard A Lamp | 1 | 60 | 730071 | Bathroom | 0.00072358
Wall Mount | Incandescent |  | Standard A Lamp | 2 | 60 | 730072 | Bathroom | 0.00072358
Recessed Can | Incandescent |  | Standard A Lamp | 1 | 60 | 730072 | Bathroom | 0.00072358
Ceiling Fixture | Compact Fluorescent |  | Twist | 2 | 13 | 730072 | Bathroom | 0.00072358
Ceiling Fixture | Compact Fluorescent |  | Twist | 2 | 13 | 730072 | Bathroom | 0.00072358
Ceiling Fixture | Compact Fluorescent |  | Twist | 2 | 13 | 730072 | Bathroom | 0.00072358
Wall Mount | Compact Fluorescent |  | Twist | 1 | 13 | 730072 | Bathroom | 0.00072358
Recessed - other | Incandescent |  | Mini base | 1 | 40 | 730072 | Bathroom | 0.00072358
Chandelier (Hanging) | Incandescent |  | Decorative | 5 | 40 | 730072 | Bathroom | 0.00072358
Floor lamp | Compact Fluorescent |  | Pin base | 1 | 11 | 730072 | Bathroom | 0.00072358
Ceiling Fixture | Compact Fluorescent |  | Twist | 2 | 13 | 730072 | Bathroom | 0.00072358
Wall Mount | Incandescent |  | Globe | 3 | 40 | 730081 | Bathroom | 0.00072358
Ceiling Fixture | Compact Fluorescent |  | Twist | 2 | 15 | 730081 | Bathroom | 0.00072358
Ceiling Fixture | Compact Fluorescent |  | Twist | 2 | 13 | 730081 | Bathroom | 0.00072358
Other | Incandescent |  | Standard A Lamp | 1 | 25 | 730081 | Bathroom | 0.00072358
Floor lamp | Halogen |  | Quartz Tube | 1 | 300 | 730081 | Bathroom | 0.00072358
Wall Mount | Compact Fluorescent |  | Twist | 2 | 13 | 730082 | Bathroom | 0.00072358
Ceiling Fixture | Incandescent |  | Standard A Lamp | 3 | 60 | 730082 | Bathroom | 0.00072358
Ceiling Fixture | Compact Fluorescent |  | Twist | 2 | 13 | 730082 | Bathroom | 0.00072358
Other | Compact Fluorescent |  | Twist | 1 | 13 | 730082 | Bathroom | 0.00072358
Floor lamp | Compact Fluorescent |  | Twist | 3 | 26 | 730082 | Bathroom | 0.00072358
Recessed - other | Incandescent |  | Heat Lamp | 1 | 250 | 730091 | Bathroom | 0.00072358
Wall Mount | Compact Fluorescent |  | Twist | 2 | 18 | 730091 | Bathroom | 0.00072358
Ceiling Fixture | Compact Fluorescent |  | Twist | 2 | 18 | 730091 | Bathroom | 0.00072358
Table | Compact Fluorescent |  | Twist | 1 | 18 | 730091 | Bathroom | 0.00072358
Ceiling Fixture | Compact Fluorescent |  | Twist | 2 | 18 | 730091 | Bathroom | 0.00072358
Other | Incandescent |  | Standard A Lamp | 1 | 40 | 730091 | Bathroom | 0.00072358
Floor lamp | Halogen |  | Quartz Tube | 1 | 300 | 730091 | Bathroom | 0.00072358
Ceiling Fixture | Compact Fluorescent |  | Twist | 2 | 13 | 730091 | Bathroom | 0.00072358
Wall Mount | Compact Fluorescent |  | Twist | 2 | 13 | 730092 | Bathroom | 0.00072358
Recessed - other | Incandescent |  | Heat Lamp | 1 | 250 | 730092 | Bathroom | 0.00072358
Ceiling Fixture | Compact Fluorescent |  | Twist | 2 | 13 | 730092 | Bathroom | 0.00072358
Ceiling Fixture | Compact Fluorescent |  | Twist | 2 | 18 | 730092 | Bathroom | 0.00072358
Ceiling Fixture | Compact Fluorescent |  | Twist | 3 | 13 | 730092 | Bathroom | 0.00072358
Wall Mount | Incandescent |  | Globe | 5 | 60 | 730092 | Bathroom | 0.00072358
Recessed - other | Incandescent |  | Heat Lamp | 1 | 250 | 730092 | Bathroom | 0.00072358
Ceiling Fixture | Compact Fluorescent |  | Circline (Screw Base) | 1 | 22 | 730092 | Bathroom | 0.00072358
Ceiling Fixture | Compact Fluorescent |  | Twist | 1 | 9 | 730092 | Bathroom | 0.00072358
Ceiling Fixture | Compact Fluorescent |  | Twist | 1 | 14 | 730092 | Bathroom | 0.00072358
Ceiling Fixture | Compact Fluorescent |  | Twist | 2 | 13 | 730092 | Bathroom | 0.00072358
Other | Incandescent |  | Standard A Lamp | 1 | 40 | 730092 | Bathroom | 0.00072358
Wall Mount | Incandescent |  | Standard A Lamp | 1 | 25 | 730092 | Bathroom | 0.00072358
Chandelier (Hanging) | Compact Fluorescent |  | Twist | 2 | 18 | 730092 | Bathroom | 0.00072358
Floor lamp | Compact Fluorescent |  | Twist | 1 | 18 | 730092 | Bathroom | 0.00072358
Table | Compact Fluorescent |  | Twist | 1 | 23 | 730092 | Bathroom | 0.00072358
Ceiling Fixture | Compact Fluorescent |  | Twist | 2 | 14 | 730092 | Bathroom | 0.00072358
Torchiere | Incandescent |  | Standard A Lamp | 1 | 25 | 730092 | Bathroom | 0.00072358
Table | Compact Fluorescent |  | Twist | 1 | 18 | 730092 | Bathroom | 0.00072358
Wall Mount | Incandescent |  | Decorative | 1 | 60 | 730101 | Bathroom | 0.00072358
Ceiling Fixture | Incandescent |  | Standard A Lamp | 1 | 60 | 730101 | Bathroom | 0.00072358
Ceiling Fixture | Compact Fluorescent |  | Twist | 1 | 20 | 730101 | Bathroom | 0.00072358
Ceiling Fixture | Incandescent |  | Standard A Lamp | 2 | 60 | 730101 | Bathroom | 0.00072358
Table | Incandescent |  | Standard A Lamp | 1 | 100 | 730101 | Bathroom | 0.00072358
Table | Compact Fluorescent |  | Twist | 1 | 20 | 730101 | Bathroom | 0.00072358
Chandelier (Hanging) | Compact Fluorescent |  | Twist | 1 | 14 | 730101 | Bathroom | 0.00072358
Wall Mount | Incandescent |  | Standard A Lamp | 1 | 100 | 730102 | Bathroom | 0.00072358
Ceiling Fixture | Incandescent |  | Standard A Lamp | 1 | 60 | 730102 | Bathroom | 0.00072358
Table | Compact Fluorescent |  | Twist | 1 | 13 | 730102 | Bathroom | 0.00072358
Ceiling Fixture | Incandescent |  | Clear | 1 | 60 | 730102 | Bathroom | 0.00072358
Ceiling Fixture | Incandescent |  | Standard A Lamp | 1 | 100 | 730102 | Bathroom | 0.00072358
Table | Incandescent |  | Standard A Lamp | 1 | 60 | 730102 | Bathroom | 0.00072358
Floor lamp | Incandescent |  | Standard A Lamp | 1 | 100 | 730102 | Bathroom | 0.00072358
Floor lamp | Incandescent |  | Clear | 1 | 500 | 730102 | Bathroom | 0.00072358
Table | Incandescent |  | Clear | 1 | 50 | 730102 | Bathroom | 0.00072358
Table | Incandescent |  | Standard A Lamp | 1 | 100 | 730102 | Bathroom | 0.00072358
Wall Mount | Incandescent |  | Standard A Lamp | 1 | 60 | 740011 | Bathroom | 0.00072358
Chandelier (Hanging) | Incandescent |  | Standard A Lamp | 2 | 60 | 740011 | Bathroom | 0.00072358
Ceiling Fixture | Incandescent |  | Standard A Lamp | 1 | 60 | 740011 | Bathroom | 0.00072358
Ceiling Fixture | Incandescent |  | Standard A Lamp | 1 | 60 | 740011 | Bathroom | 0.00072358
Recessed - other | Halogen |  | Other | 1 | 50 | 740011 | Bathroom | 0.00072358
Table | Incandescent |  | Standard A Lamp | 1 | 60 | 740011 | Bathroom | 0.00072358
Chandelier (Hanging) | Incandescent |  | Standard A Lamp | 1 | 60 | 740011 | Bathroom | 0.00072358
Floor lamp | Incandescent |  | Standard A Lamp | 1 | 60 | 740011 | Bathroom | 0.00072358
Table | Incandescent |  | Standard A Lamp | 1 | 60 | 740011 | Bathroom | 0.00072358
Floor lamp | Incandescent |  | Standard A Lamp | 1 | 60 | 740011 | Bathroom | 0.00072358
Track | Halogen |  | PAR | 7 | 25 | 740011 | Bathroom | 0.00072358
Ceiling Fixture | Incandescent |  | Standard A Lamp | 2 | 60 | 740011 | Bathroom | 0.00072358
Track | Compact Fluorescent |  | Twist | 5 | 19 | 740011 | Bathroom | 0.00072358
Table | Incandescent |  | 3-Way Incandescent | 1 | 100 | 740011 | Bathroom | 0.00072358
Other | Incandescent |  | Decorative | 2 | 40 | 740011 | Bathroom | 0.00072358
Ceiling Fixture | Incandescent |  | Standard A Lamp | 2 | 60 | 740011 | Bathroom | 0.00072358
Floor lamp | Incandescent |  | 3-Way Incandescent | 1 | 150 | 740011 | Bathroom | 0.00072358
Table | Compact Fluorescent |  | Twist | 1 | 23 | 740011 | Bathroom | 0.00072358
Wall Mount | Compact Fluorescent |  | Twist | 6 | 19 | 740012 | Bathroom | 0.00072358
Ceiling Fixture | Compact Fluorescent |  | Twist | 1 | 13 | 740012 | Bathroom | 0.00072358
Table | Compact Fluorescent |  | Twist | 1 | 19 | 740012 | Bathroom | 0.00072358
Floor lamp | Incandescent |  | Standard A Lamp | 3 | 60 | 740012 | Bathroom | 0.00072358
Track | Compact Fluorescent |  | Twist | 5 | 19 | 740012 | Bathroom | 0.00072358
Other | Compact Fluorescent |  | Twist | 1 | 19 | 740012 | Bathroom | 0.00072358
Ceiling Fixture | Linear Fluorescent | 4 | T-8 | 1 | 32 | 740012 | Bathroom | 0.00072358
Chandelier (Hanging) | Incandescent |  | Standard A Lamp | 1 | 60 | 740012 | Bathroom | 0.00072358
Ceiling Fixture | Compact Fluorescent |  | Twist | 1 | 13 | 740012 | Bathroom | 0.00072358
Table | Incandescent |  | Reflector | 1 | 75 | 740012 | Bathroom | 0.00072358
Wall Mount | Linear Fluorescent | 2 | T-4 | 1 | 18 | 740012 | Bathroom | 0.00072358
Torchiere | Compact Fluorescent |  | Twist | 1 | 19 | 740012 | Bathroom | 0.00072358
Wall Mount | Compact Fluorescent |  | Twist | 1 | 19 | 740012 | Bathroom | 0.00072358
Track | Compact Fluorescent |  | Twist | 6 | 19 | 740012 | Bathroom | 0.00072358
Table | Incandescent |  | Standard A Lamp | 1 | 60 | 740012 | Bathroom | 0.00072358
Chandelier (Hanging) | Incandescent |  | Clear | 1 | 40 | 740012 | Bathroom | 0.00072358
Ceiling Fixture | Compact Fluorescent |  | Twist | 2 | 19 | 740012 | Bathroom | 0.00072358
Wall Mount | Incandescent |  | Standard A Lamp | 3 | 100 | 740021 | Bathroom | 0.00072358
Recessed - other | Incandescent |  | Heat Lamp | 1 | 250 | 740021 | Bathroom | 0.00072358
Wall Mount | Incandescent |  | Standard A Lamp | 3 | 100 | 740021 | Bathroom | 0.00072358
Recessed - other | Incandescent |  | Heat Lamp | 1 | 250 | 740021 | Bathroom | 0.00072358
Table | Incandescent |  | Standard A Lamp | 1 | 25 | 740021 | Bathroom | 0.00072358
Ceiling Fixture | Incandescent |  | Standard A Lamp | 2 | 60 | 740021 | Bathroom | 0.00072358
Table | Halogen |  | Quartz Tube | 1 | 100 | 740021 | Bathroom | 0.00072358
Ceiling Fixture | Incandescent |  | Standard A Lamp | 2 | 60 | 740021 | Bathroom | 0.00072358
Floor lamp | Incandescent |  | Standard A Lamp | 2 | 60 | 740021 | Bathroom | 0.00072358
Ceiling Fixture | Incandescent |  | Standard A Lamp | 2 | 60 | 740021 | Bathroom | 0.00072358
Ceiling Fixture | Incandescent |  | Standard A Lamp | 2 | 60 | 740021 | Bathroom | 0.00072358
Track | Incandescent |  | Reflector | 4 | 65 | 740021 | Bathroom | 0.00072358
Other | Halogen |  | PAR | 1 | 50 | 740021 | Bathroom | 0.00072358
Floor lamp | Incandescent |  | Standard A Lamp | 1 | 60 | 740021 | Bathroom | 0.00072358
Recessed Can | Incandescent |  | Reflector | 1 | 65 | 740021 | Bathroom | 0.00072358
Ceiling Fixture | Incandescent |  | Standard A Lamp | 2 | 60 | 740021 | Bathroom | 0.00072358
Wall Mount | Compact Fluorescent |  | Twist | 4 | 13 | 740022 | Bathroom | 0.00072358
Recessed - other | Incandescent |  | Heat Lamp | 1 | 250 | 740022 | Bathroom | 0.00072358
Chandelier (Hanging) | Compact Fluorescent |  | Twist | 6 | 13 | 740022 | Bathroom | 0.00072358
Table | Compact Fluorescent |  | Twist | 1 | 13 | 740022 | Bathroom | 0.00072358
Chandelier (Hanging) | Incandescent |  | Decorative | 12 | 25 | 740022 | Bathroom | 0.00072358
Table | Compact Fluorescent |  | Twist | 1 | 23 | 740022 | Bathroom | 0.00072358
Ceiling Fixture | Compact Fluorescent |  | Twist | 2 | 13 | 740022 | Bathroom | 0.00072358
Track | Compact Fluorescent |  | Reflector | 4 | 13 | 740022 | Bathroom | 0.00072358
Other | Halogen |  | PAR | 1 | 50 | 740022 | Bathroom | 0.00072358
Chandelier (Hanging) | Compact Fluorescent |  | Twist | 3 | 15 | 740022 | Bathroom | 0.00072358
Track | Compact Fluorescent |  | Twist | 4 | 13 | 740022 | Bathroom | 0.00072358
Table | Compact Fluorescent |  | Twist | 1 | 23 | 740022 | Bathroom | 0.00072358
Wall Mount | Compact Fluorescent |  | A shape bulb | 3 | 15 | 740031 | Bathroom | 0.00072358
Other | Incandescent |  | Decorative | 1 | 5 | 740031 | Bathroom | 0.00072358
Recessed - other | Incandescent |  | Heat Lamp | 1 | 250 | 740031 | Bathroom | 0.00072358
| Incandescent |  |  | 1 | 25 | 740031 | Bathroom | 0.00072358
Wall Mount | Incandescent |  | Globe | 4 | 40 | 740031 | Bathroom | 0.00072358
Other | Incandescent |  | Decorative | 1 | 75 | 740031 | Bathroom | 0.00072358
Ceiling Fixture | Compact Fluorescent |  | Twist | 2 | 15 | 740031 | Bathroom | 0.00072358
Table | Incandescent |  | Other | 1 | 36 | 740031 | Bathroom | 0.00072358
Recessed - other | Incandescent |  | Heat Lamp | 1 | 250 | 740031 | Bathroom | 0.00072358
Recessed Can | Incandescent |  | Other | 1 | 100 | 740031 | Bathroom | 0.00072358
Table | Incandescent |  | Other | 1 | 36 | 740031 | Bathroom | 0.00072358
Table | Halogen |  | Other | 1 | 50 | 740031 | Bathroom | 0.00072358
Table | Halogen |  | Quartz Tube | 1 | 60 | 740031 | Bathroom | 0.00072358
Table | Incandescent |  | Standard A Lamp | 1 | 100 | 740031 | Bathroom | 0.00072358
Table | Incandescent |  | Clear | 1 | 40 | 740031 | Bathroom | 0.00072358
Torchiere | Halogen |  | Other | 1 | 50 | 740031 | Bathroom | 0.00072358
Ceiling Fixture | Incandescent |  | Clear | 4 | 3 | 740031 | Bathroom | 0.00072358
Torchiere | Incandescent |  | 3-Way Incandescent | 1 | 150 | 740031 | Bathroom | 0.00072358
Recessed Can | Compact Fluorescent |  | A shape bulb | 1 | 15 | 740031 | Bathroom | 0.00072358
Other | Incandescent |  | Standard A Lamp | 1 | 40 | 740031 | Bathroom | 0.00072358
Torchiere | Compact Fluorescent |  | Pin base | 1 | 13 | 740031 | Bathroom | 0.00072358
Recessed Can | Incandescent |  | Other | 1 | 100 | 740031 | Bathroom | 0.00072358
Floor lamp | Incandescent |  | 3-Way Incandescent | 1 | 100 | 740031 | Bathroom | 0.00072358
Torchiere | Compact Fluorescent |  | Twist | 1 | 23 | 740031 | Bathroom | 0.00072358
Floor lamp | Halogen |  | Other | 1 | 50 | 740031 | Bathroom | 0.00072358
Chandelier (Hanging) | Compact Fluorescent |  | Decorative | 6 | 7 | 740031 | Bathroom | 0.00072358
Table | Incandescent |  | Decorative | 1 | 7 | 740031 | Bathroom | 0.00072358
Floor lamp | Halogen |  | Other | 1 | 50 | 740031 | Bathroom | 0.00072358
Table | Halogen |  | Quartz Tube | 2 | 40 | 740031 | Bathroom | 0.00072358
Recessed Can | Compact Fluorescent |  | Twist | 1 | 13 | 740032 | Bathroom | 0.00072358
Recessed Can | Incandescent |  | Heat Lamp | 1 | 250 | 740032 | Bathroom | 0.00072358
Wall Mount | Incandescent |  | Globe | 4 | 60 | 740032 | Bathroom | 0.00072358
Wall Mount | Incandescent |  | Clear | 3 | 40 | 740032 | Bathroom | 0.00072358
Recessed Can | Incandescent |  | Heat Lamp | 1 | 250 | 740032 | Bathroom | 0.00072358
Ceiling Fixture | Compact Fluorescent |  | A shape bulb | 1 | 13 | 740032 | Bathroom | 0.00072358
Table | Incandescent |  | Standard A Lamp | 1 | 60 | 740032 | Bathroom | 0.00072358
Table | Incandescent |  | Decorative | 1 | 60 | 740032 | Bathroom | 0.00072358
Floor lamp | Incandescent |  | Standard A Lamp | 1 | 100 | 740032 | Bathroom | 0.00072358
Table | Compact Fluorescent |  | A shape bulb | 2 | 13 | 740032 | Bathroom | 0.00072358
Recessed Can | Incandescent |  | Reflector | 1 | 65 | 740032 | Bathroom | 0.00072358
Recessed Can | Compact Fluorescent |  | Straight Tube | 1 | 15 | 740032 | Bathroom | 0.00072358
Chandelier (Hanging) | Incandescent |  | Decorative | 6 | 25 | 740032 | Bathroom | 0.00072358
Other | Incandescent |  | Clear | 1 | 40 | 740032 | Bathroom | 0.00072358
Recessed Can | Incandescent |  | Reflector | 1 | 85 | 740032 | Bathroom | 0.00072358
Table | Compact Fluorescent |  | Twist | 1 | 23 | 740032 | Bathroom | 0.00072358
Floor lamp | Incandescent |  | Standard A Lamp | 3 | 50 | 740032 | Bathroom | 0.00072358
Wall Mount | Incandescent |  | Globe | 3 | 60 | 740041 | Bathroom | 0.00072358
Recessed - other | Incandescent |  | Heat Lamp | 1 | 250 | 740041 | Bathroom | 0.00072358
Ceiling Fixture | Incandescent |  | Clear | 1 | 60 | 740041 | Bathroom | 0.00072358
Ceiling Fixture | Incandescent |  | Clear | 1 | 60 | 740041 | Bathroom | 0.00072358
Ceiling Fixture | Incandescent |  | Standard A Lamp | 1 | 40 | 740041 | Bathroom | 0.00072358
Ceiling Fixture | Incandescent |  | Clear | 2 | 40 | 740041 | Bathroom | 0.00072358
Other | Incandescent |  | Standard A Lamp | 1 | 40 | 740041 | Bathroom | 0.00072358
Table | Incandescent |  | Standard A Lamp | 1 | 100 | 740041 | Bathroom | 0.00072358
Floor lamp | Incandescent |  | Standard A Lamp | 1 | 75 | 740041 | Bathroom | 0.00072358
Ceiling Fan | Incandescent |  | Standard A Lamp | 1 | 40 | 740041 | Bathroom | 0.00072358
Table | Incandescent |  | Standard A Lamp | 1 | 40 | 740041 | Bathroom | 0.00072358
Wall Mount | Compact Fluorescent |  | Twist | 2 | 13 | 740042 | Bathroom | 0.00072358
Recessed - other | Incandescent |  | Heat Lamp | 1 | 250 | 740042 | Bathroom | 0.00072358
Ceiling Fan | Compact Fluorescent |  | Twist | 4 | 13 | 740042 | Bathroom | 0.00072358
Ceiling Fixture | Compact Fluorescent |  | Twist | 1 | 13 | 740042 | Bathroom | 0.00072358
Ceiling Fixture | Compact Fluorescent |  | Twist | 1 | 13 | 740042 | Bathroom | 0.00072358
Other | Incandescent |  | Standard A Lamp | 1 | 40 | 740042 | Bathroom | 0.00072358
Ceiling Fan | Incandescent |  | Standard A Lamp | 1 | 100 | 740042 | Bathroom | 0.00072358
Wall Mount | Compact Fluorescent |  | Twist | 4 | 11 | 740051 | Bathroom | 0.00072358
Recessed - other | Incandescent |  | Heat Lamp | 1 | 250 | 740051 | Bathroom | 0.00072358
Wall Mount | Compact Fluorescent |  | Twist | 4 | 11 | 740051 | Bathroom | 0.00072358
Recessed - other | Incandescent |  | Heat Lamp | 1 | 250 | 740051 | Bathroom | 0.00072358
Ceiling Fan | Compact Fluorescent |  | Twist | 4 | 23 | 740051 | Bathroom | 0.00072358
Ceiling Fixture | Compact Fluorescent |  | Twist | 1 | 23 | 740051 | Bathroom | 0.00072358
Wall Mount | Compact Fluorescent |  | Twist | 1 | 23 | 740051 | Bathroom | 0.00072358
Torchiere | Compact Fluorescent |  | Twist | 1 | 23 | 740051 | Bathroom | 0.00072358
Chandelier (Hanging) | Compact Fluorescent |  | Twist | 3 | 13 | 740051 | Bathroom | 0.00072358
Ceiling Fixture | Compact Fluorescent |  | Twist | 1 | 13 | 740051 | Bathroom | 0.00072358
Ceiling Fixture | Compact Fluorescent |  | Circline (Screw Base) | 2 | 32 | 740051 | Bathroom | 0.00072358
Other | Compact Fluorescent |  | Twist | 1 | 13 | 740051 | Bathroom | 0.00072358
Chandelier (Hanging) | Incandescent |  | Clear | 3 | 45 | 740051 | Bathroom | 0.00072358
Table | Incandescent |  | Clear | 1 | 40 | 740051 | Bathroom | 0.00072358
Track | Halogen |  | PAR | 4 | 50 | 740051 | Bathroom | 0.00072358
Wall Mount | Incandescent |  | Standard A Lamp | 2 | 60 | 740052 | Bathroom | 0.00072358
Floor lamp | Incandescent |  | Clear | 2 | 40 | 740052 | Bathroom | 0.00072358
Ceiling Fixture | Compact Fluorescent |  | Twist | 1 | 26 | 740052 | Bathroom | 0.00072358
Ceiling Fixture | Compact Fluorescent |  | Twist | 1 | 26 | 740052 | Bathroom | 0.00072358
Ceiling Fixture | Compact Fluorescent |  | Twist | 1 | 13 | 740052 | Bathroom | 0.00072358
Ceiling Fixture | Compact Fluorescent |  | Circline (Screw Base) | 2 | 32 | 740052 | Bathroom | 0.00072358
Chandelier (Hanging) | Incandescent |  | Decorative | 5 | 40 | 740052 | Bathroom | 0.00072358
Other | Compact Fluorescent |  | Twist | 1 | 13 | 740052 | Bathroom | 0.00072358
Torchiere | Compact Fluorescent |  | Twist | 1 | 23 | 740052 | Bathroom | 0.00072358
Floor lamp | Compact Fluorescent |  | Twist | 1 | 23 | 740052 | Bathroom | 0.00072358
Wall Mount | Incandescent |  | Standard A Lamp | 2 | 60 | 740061 | Bathroom | 0.00072358
Recessed Can | Incandescent |  | Heat Lamp | 1 | 250 | 740061 | Bathroom | 0.00072358
Ceiling Fixture | Incandescent |  | Standard A Lamp | 1 | 60 | 740061 | Bathroom | 0.00072358
Ceiling Fixture | Incandescent |  | Standard A Lamp | 1 | 60 | 740061 | Bathroom | 0.00072358
Recessed - other | Incandescent |  | Mini base | 1 | 40 | 740061 | Bathroom | 0.00072358
Ceiling Fixture | Incandescent |  | Clear | 1 | 60 | 740061 | Bathroom | 0.00072358
Table | Incandescent |  | Standard A Lamp | 1 | 60 | 740061 | Bathroom | 0.00072358
Wall Mount | Incandescent |  | Clear | 4 | 40 | 740062 | Bathroom | 0.00072358
Recessed Can | Incandescent |  | Heat Lamp | 1 | 250 | 740062 | Bathroom | 0.00072358
Ceiling Fixture | Incandescent |  | Standard A Lamp | 1 | 60 | 740062 | Bathroom | 0.00072358
Ceiling Fixture | Incandescent |  | Standard A Lamp | 1 | 60 | 740062 | Bathroom | 0.00072358
Ceiling Fixture | Incandescent |  | Standard A Lamp | 1 | 60 | 740062 | Bathroom | 0.00072358
Recessed - other | Incandescent |  | Clear | 1 | 40 | 740062 | Bathroom | 0.00072358
Ceiling Fixture | Incandescent |  | Clear | 1 | 60 | 740062 | Bathroom | 0.00072358
Ceiling Fixture | Incandescent |  | Standard A Lamp | 1 | 60 | 740062 | Bathroom | 0.00072358
Table | Incandescent |  | Standard A Lamp | 1 | 40 | 740062 | Bathroom | 0.00072358
Wall Mount | Incandescent |  | Globe | 3 | 60 | 740071 | Bathroom | 0.00072358
Wall Mount | Incandescent |  | Globe | 6 | 20 | 740071 | Bathroom | 0.00072358
Recessed Can | Incandescent |  | Reflector | 1 | 75 | 740071 | Bathroom | 0.00072358
Recessed Can | Incandescent |  | Heat Lamp | 1 | 250 | 740071 | Bathroom | 0.00072358
Recessed Can | Incandescent |  | Reflector | 1 | 100 | 740071 | Bathroom | 0.00072358
Chandelier (Hanging) | Incandescent |  | Decorative | 8 | 40 | 740071 | Bathroom | 0.00072358
Recessed Can | Incandescent |  | Standard A Lamp | 1 | 100 | 740071 | Bathroom | 0.00072358
Chandelier (Hanging) | Incandescent |  | Decorative | 8 | 40 | 740071 | Bathroom | 0.00072358
Ceiling Fixture | Incandescent |  | Mini base | 4 | 40 | 740071 | Bathroom | 0.00072358
Ceiling Fixture | Linear Fluorescent | 4 | T-12 | 2 | 13 | 740071 | Bathroom | 0.00072358
Recessed - other | Linear Fluorescent | 4 | T-12 | 2 | 40 | 740071 | Bathroom | 0.00072358
Recessed - other | Incandescent |  | Mini base | 2 | 40 | 740071 | Bathroom | 0.00072358
Ceiling Fixture | Incandescent |  | Standard A Lamp | 1 | 60 | 740071 | Bathroom | 0.00072358
Ceiling Fixture | Incandescent |  | Reflector | 4 | 75 | 740071 | Bathroom | 0.00072358
Recessed Can | Incandescent |  | Standard A Lamp | 1 | 60 | 740071 | Bathroom | 0.00072358
Wall Mount | Incandescent |  | Globe | 1 | 60 | 740071 | Bathroom | 0.00072358
Wall Mount | Incandescent |  | Globe | 1 | 90 | 740071 | Bathroom | 0.00072358
Recessed Can | Incandescent |  | Heat Lamp | 1 | 250 | 740071 | Bathroom | 0.00072358
Table | Compact Fluorescent |  | Twist | 1 | 23 | 740071 | Bathroom | 0.00072358
Recessed Can | Incandescent |  | Globe | 1 | 40 | 740071 | Bathroom | 0.00072358
Table | Compact Fluorescent |  | Twist | 1 | 13 | 740071 | Bathroom | 0.00072358
Ceiling Fixture | Linear Fluorescent | 4 | T-12 | 2 | 40 | 740071 | Bathroom | 0.00072358
Table | Compact Fluorescent |  | Twist | 1 | 13 | 740071 | Bathroom | 0.00072358
Table | Incandescent |  | Standard A Lamp | 1 | 40 | 740071 | Bathroom | 0.00072358
Floor lamp | Compact Fluorescent |  | Twist | 1 | 13 | 740071 | Bathroom | 0.00072358
Wall Mount | Incandescent |  | Globe | 6 | 40 | 740072 | Bathroom | 0.00072358
Ceiling Fixture | Incandescent |  | Standard A Lamp | 1 | 60 | 740072 | Bathroom | 0.00072358
Ceiling Fixture | Incandescent |  | Standard A Lamp | 1 | 60 | 740072 | Bathroom | 0.00072358
Ceiling Fixture | Compact Fluorescent |  | Twist | 1 | 13 | 740072 | Bathroom | 0.00072358
Track | Incandescent |  | Standard A Lamp | 4 | 65 | 740072 | Bathroom | 0.00072358
Ceiling Fixture | Compact Fluorescent |  | Twist | 2 | 13 | 740072 | Bathroom | 0.00072358
Chandelier (Hanging) | Incandescent |  | Decorative | 5 | 40 | 740072 | Bathroom | 0.00072358
Recessed Can | Incandescent |  | Reflector | 1 | 65 | 740072 | Bathroom | 0.00072358
Ceiling Fixture | Linear Fluorescent | 4 | T-12 | 2 | 40 | 740072 | Bathroom | 0.00072358
Recessed - other | Incandescent |  | Mini base | 2 | 40 | 740072 | Bathroom | 0.00072358
Floor lamp | Incandescent |  | Mini base | 1 | 4 | 740072 | Bathroom | 0.00072358
Floor lamp | Compact Fluorescent |  | Twist | 1 | 13 | 740072 | Bathroom | 0.00072358
Wall Mount | Incandescent |  | Globe | 6 | 40 | 740072 | Bathroom | 0.00072358
Table | Compact Fluorescent |  | Twist | 1 | 13 | 740072 | Bathroom | 0.00072358
Ceiling Fixture | Compact Fluorescent |  | Twist | 2 | 13 | 740072 | Bathroom | 0.00072358
Track | Incandescent |  | Standard A Lamp | 2 | 65 | 740072 | Bathroom | 0.00072358
Track | Compact Fluorescent |  | Twist | 2 | 13 | 740072 | Bathroom | 0.00072358
Table | Incandescent |  | Standard A Lamp | 1 | 40 | 740072 | Bathroom | 0.00072358
Table | Incandescent |  | Standard A Lamp | 1 | 60 | 740072 | Bathroom | 0.00072358
Ceiling Fan | Incandescent |  | Standard A Lamp | 4 | 60 | 740072 | Bathroom | 0.00072358
Wall Mount | Incandescent |  | Standard A Lamp | 3 | 60 | 740081 | Bathroom | 0.00072358
Recessed Can | Incandescent |  | Heat Lamp | 1 | 125 | 740081 | Bathroom | 0.00072358
Wall Mount | Incandescent |  | Standard A Lamp | 3 | 60 | 740081 | Bathroom | 0.00072358
Recessed Can | Incandescent |  | Heat Lamp | 1 | 125 | 740081 | Bathroom | 0.00072358
Table | Incandescent |  | Standard A Lamp | 1 | 40 | 740081 | Bathroom | 0.00072358
Ceiling Fan | Incandescent |  | Standard A Lamp | 1 | 60 | 740081 | Bathroom | 0.00072358
Ceiling Fixture | Compact Fluorescent |  | Twist | 2 | 13 | 740081 | Bathroom | 0.00072358
Track | Halogen |  | MR | 4 | 50 | 740081 | Bathroom | 0.00072358
Ceiling Fixture | Compact Fluorescent |  | Twist | 2 | 13 | 740081 | Bathroom | 0.00072358
Floor lamp | Incandescent |  | Standard A Lamp | 1 | 100 | 740081 | Bathroom | 0.00072358
Floor lamp | Incandescent |  | Standard A Lamp | 1 | 60 | 740081 | Bathroom | 0.00072358
Table | Incandescent |  | Standard A Lamp | 1 | 100 | 740081 | Bathroom | 0.00072358
Torchiere | Halogen |  | Quartz Tube | 1 | 300 | 740081 | Bathroom | 0.00072358
Table | Halogen |  | Quartz Tube | 1 | 35 | 740081 | Bathroom | 0.00072358
Recessed Can | Incandescent |  | Heat Lamp | 1 | 125 | 740082 | Bathroom | 0.00072358
Wall Mount | Incandescent |  | Standard A Lamp | 4 | 60 | 740082 | Bathroom | 0.00072358
Wall Mount | Compact Fluorescent |  | Twist | 4 | 13 | 740082 | Bathroom | 0.00072358
Recessed Can | Incandescent |  | Reflector | 1 | 125 | 740082 | Bathroom | 0.00072358
Floor lamp | Compact Fluorescent |  | Twist | 3 | 60 | 740082 | Bathroom | 0.00072358
Ceiling Fixture | Compact Fluorescent |  | Twist | 2 | 13 | 740082 | Bathroom | 0.00072358
Track | Halogen |  | MR | 4 | 50 | 740082 | Bathroom | 0.00072358
Recessed - other | Compact Fluorescent |  | Twist | 1 | 13 | 740082 | Bathroom | 0.00072358
Floor lamp | Incandescent |  | Standard A Lamp | 1 | 75 | 740082 | Bathroom | 0.00072358
Ceiling Fixture | Compact Fluorescent |  | Twist | 2 | 13 | 740082 | Bathroom | 0.00072358
Ceiling Fixture | Compact Fluorescent |  | Twist | 2 | 13 | 740082 | Bathroom | 0.00072358
Wall Mount | Incandescent |  | Globe | 4 | 40 | 740091 | Bathroom | 0.00072358
Recessed - other | Incandescent |  | Heat Lamp | 1 | 250 | 740091 | Bathroom | 0.00072358
Wall Mount | Incandescent |  | Globe | 4 | 40 | 740091 | Bathroom | 0.00072358
Recessed - other | Incandescent |  | Heat Lamp | 1 | 250 | 740091 | Bathroom | 0.00072358
Ceiling Fixture | Incandescent |  | Standard A Lamp | 1 | 60 | 740091 | Bathroom | 0.00072358
Table | Compact Fluorescent |  | Twist | 1 | 13 | 740091 | Bathroom | 0.00072358
Torchiere | Incandescent |  | Standard A Lamp | 1 | 60 | 740091 | Bathroom | 0.00072358
Ceiling Fixture | Incandescent |  | Standard A Lamp | 1 | 60 | 740091 | Bathroom | 0.00072358
Chandelier (Hanging) | Incandescent |  | Standard A Lamp | 5 | 60 | 740091 | Bathroom | 0.00072358
Ceiling Fixture | Compact Fluorescent |  | Twist | 2 | 11 | 740091 | Bathroom | 0.00072358
Ceiling Fixture | Compact Fluorescent |  | Twist | 1 | 11 | 740091 | Bathroom | 0.00072358
Ceiling Fixture | Incandescent |  | Standard A Lamp | 3 | 60 | 740091 | Bathroom | 0.00072358
Other | Incandescent |  | Other | 1 | 40 | 740091 | Bathroom | 0.00072358
Ceiling Fixture | Incandescent |  | Standard A Lamp | 1 | 60 | 740091 | Bathroom | 0.00072358
Table | Compact Fluorescent |  | Twist | 1 | 14 | 740091 | Bathroom | 0.00072358
Floor lamp | Compact Fluorescent |  | Twist | 1 | 11 | 740091 | Bathroom | 0.00072358
Ceiling Fixture | Compact Fluorescent |  | Twist | 1 | 18 | 740091 | Bathroom | 0.00072358
Wall Mount | Incandescent |  | Globe | 4 | 60 | 740092 | Bathroom | 0.00072358
Recessed - other | Incandescent |  | Heat Lamp | 1 | 250 | 740092 | Bathroom | 0.00072358
Wall Mount | Incandescent |  | Globe | 4 | 60 | 740092 | Bathroom | 0.00072358
Recessed - other | Incandescent |  | Heat Lamp | 1 | 250 | 740092 | Bathroom | 0.00072358
Ceiling Fixture | Incandescent |  | Standard A Lamp | 1 | 60 | 740092 | Bathroom | 0.00072358
Table | Incandescent |  | 3-Way Incandescent | 1 | 100 | 740092 | Bathroom | 0.00072358
Ceiling Fixture | Incandescent |  | Standard A Lamp | 1 | 60 | 740092 | Bathroom | 0.00072358
Ceiling Fan | Compact Fluorescent |  | Mini base | 3 | 7 | 740092 | Bathroom | 0.00072358
Ceiling Fixture | Incandescent |  | Standard A Lamp | 1 | 40 | 740092 | Bathroom | 0.00072358
Ceiling Fixture | Compact Fluorescent |  | Twist | 1 | 13 | 740092 | Bathroom | 0.00072358
Ceiling Fixture | Compact Fluorescent |  | Twist | 3 | 13 | 740092 | Bathroom | 0.00072358
Other | Incandescent |  | Standard A Lamp | 1 | 40 | 740092 | Bathroom | 0.00072358
Ceiling Fixture | Incandescent |  | Standard A Lamp | 1 | 60 | 740092 | Bathroom | 0.00072358
Floor lamp | Compact Fluorescent |  | Twist | 1 | 11 | 740092 | Bathroom | 0.00072358
Ceiling Fan | Compact Fluorescent |  | Mini base | 3 | 7 | 740092 | Bathroom | 0.00072358
Wall Mount | Incandescent |  | Globe | 4 | 25 | 740101 | Bathroom | 0.00072358
Recessed Can | Incandescent |  | Heat Lamp | 1 | 250 | 740101 | Bathroom | 0.00072358
Table | Incandescent |  | Standard A Lamp | 1 | 100 | 740101 | Bathroom | 0.00072358
Ceiling Fixture | Incandescent |  | Standard A Lamp | 1 | 100 | 740101 | Bathroom | 0.00072358
Other | Compact Fluorescent |  | Pin base | 1 | 13 | 740101 | Bathroom | 0.00072358
Ceiling Fixture | Incandescent |  | Standard A Lamp | 1 | 100 | 740101 | Bathroom | 0.00072358
Ceiling Fixture | Linear Fluorescent | 4 | T-12 | 2 | 40 | 740101 | Bathroom | 0.00072358
Other | Incandescent |  | Standard A Lamp | 1 | 25 | 740101 | Bathroom | 0.00072358
Floor lamp | Incandescent |  | Decorative | 3 | 75 | 740101 | Bathroom | 0.00072358
Table | Incandescent |  | Standard A Lamp | 1 | 100 | 740101 | Bathroom | 0.00072358
Ceiling Fan | Incandescent |  | Mini base | 3 | 40 | 740101 | Bathroom | 0.00072358
Wall Mount | Compact Fluorescent |  | Twist | 2 | 13 | 740102 | Bathroom | 0.00072358
Recessed - other | Incandescent |  | Heat Lamp | 1 | 250 | 740102 | Bathroom | 0.00072358
Ceiling Fixture | Compact Fluorescent |  | Twist | 1 | 13 | 740102 | Bathroom | 0.00072358
Ceiling Fixture | Incandescent |  | Mini base | 3 | 25 | 740102 | Bathroom | 0.00072358
Ceiling Fixture | Linear Fluorescent | 4 | T-12 | 2 | 40 | 740102 | Bathroom | 0.00072358
Other | Incandescent |  | Standard A Lamp | 1 | 40 | 740102 | Bathroom | 0.00072358
Floor lamp | Compact Fluorescent |  | Twist | 3 | 13 | 740102 | Bathroom | 0.00072358
Ceiling Fan | Incandescent |  | Standard A Lamp | 1 | 60 | 740102 | Bathroom | 0.00072358
Table | Compact Fluorescent |  | Twist | 1 | 13 | 740102 | Bathroom | 0.00072358
Wall Mount | Incandescent |  | Globe | 4 | 40 | 740111 | Bathroom | 0.00072358
Recessed - other | Incandescent |  | Reflector | 1 | 150 | 740111 | Bathroom | 0.00072358
Ceiling Fixture | Incandescent |  | Standard A Lamp | 3 | 60 | 740111 | Bathroom | 0.00072358
Ceiling Fixture | Incandescent |  | Standard A Lamp | 2 | 60 | 740111 | Bathroom | 0.00072358
Ceiling Fixture | Linear Fluorescent | 4 | T-8 | 2 | 32 | 740111 | Bathroom | 0.00072358
Other | Incandescent |  | Standard A Lamp | 1 | 40 | 740111 | Bathroom | 0.00072358
Table | Incandescent |  | Standard A Lamp | 1 | 100 | 740111 | Bathroom | 0.00072358
Wall Mount | Incandescent |  | Standard A Lamp | 1 | 40 | 740111 | Bathroom | 0.00072358
Table | Incandescent |  | Standard A Lamp | 1 | 60 | 740111 | Bathroom | 0.00072358
Wall Mount | Incandescent |  | Globe | 4 | 40 | 740112 | Bathroom | 0.00072358
Recessed - other | Incandescent |  | Reflector | 1 | 150 | 740112 | Bathroom | 0.00072358
Ceiling Fixture | Incandescent |  | Standard A Lamp | 3 | 60 | 740112 | Bathroom | 0.00072358
Ceiling Fixture | Incandescent |  | Standard A Lamp | 2 | 60 | 740112 | Bathroom | 0.00072358
Other | Incandescent |  | Standard A Lamp | 1 | 40 | 740112 | Bathroom | 0.00072358
Ceiling Fixture | Linear Fluorescent | 4 | T-8 | 2 | 32 | 740112 | Bathroom | 0.00072358
Floor lamp | Incandescent |  | Decorative | 4 | 40 | 740112 | Bathroom | 0.00072358
Wall Mount | Incandescent |  | Standard A Lamp | 1 | 40 | 740112 | Bathroom | 0.00072358
Wall Mount | Incandescent |  | Globe | 5 | 40 | 740121 | Bathroom | 0.00072358
Ceiling Fixture | Incandescent |  | Standard A Lamp | 2 | 75 | 740121 | Bathroom | 0.00072358
Table | Incandescent |  | Standard A Lamp | 1 | 60 | 740121 | Bathroom | 0.00072358
Ceiling Fixture | Compact Fluorescent |  | Twist | 2 | 15 | 740121 | Bathroom | 0.00072358
Ceiling Fixture | Incandescent |  | Standard A Lamp | 2 | 75 | 740121 | Bathroom | 0.00072358
Ceiling Fixture | Compact Fluorescent |  | Twist | 2 | 15 | 740121 | Bathroom | 0.00072358
Ceiling Fixture | Linear Fluorescent | 4 | T-12 | 2 | 40 | 740121 | Bathroom | 0.00072358
Wall Mount | Incandescent |  | Standard A Lamp | 1 | 60 | 740121 | Bathroom | 0.00072358
Other | Incandescent |  | Standard A Lamp | 1 | 60 | 740121 | Bathroom | 0.00072358
Torchiere | Incandescent |  | 3-Way Incandescent | 1 | 150 | 740121 | Bathroom | 0.00072358
Chandelier (Hanging) | Incandescent |  | Decorative | 3 | 40 | 740121 | Bathroom | 0.00072358
Wall Mount | Incandescent |  | Globe | 5 | 60 | 740122 | Bathroom | 0.00072358
Ceiling Fixture | Compact Fluorescent |  | Twist | 2 | 15 | 740122 | Bathroom | 0.00072358
Table | Compact Fluorescent |  | Twist | 1 | 10 | 740122 | Bathroom | 0.00072358
Ceiling Fixture | Compact Fluorescent |  | Twist | 2 | 15 | 740122 | Bathroom | 0.00072358
Floor lamp | Compact Fluorescent |  | 3-Way CFL | 2 | 23 | 740122 | Bathroom | 0.00072358
Ceiling Fixture | Incandescent |  | Standard A Lamp | 1 | 60 | 740122 | Bathroom | 0.00072358
Ceiling Fixture | Linear Fluorescent | 4 | T-12 | 2 | 40 | 740122 | Bathroom | 0.00072358
Wall Mount | Incandescent |  | Standard A Lamp | 1 | 60 | 740122 | Bathroom | 0.00072358
Other | Incandescent |  | Standard A Lamp | 1 | 60 | 740122 | Bathroom | 0.00072358
Chandelier (Hanging) | Incandescent |  | Clear | 3 | 40 | 740122 | Bathroom | 0.00072358
Table | Other |  | LED Interior | 2 | 90 | 740122 | Bathroom | 0.00072358
Floor lamp | Compact Fluorescent |  | Twist | 1 | 23 | 740122 | Bathroom | 0.00072358
Wall Mount | Halogen |  | PAR | 1 | 100 | 740131 | Bathroom | 0.00072358
Recessed - other | Incandescent |  | Heat Lamp | 1 | 250 | 740131 | Bathroom | 0.00072358
Table | Compact Fluorescent |  | Twist | 1 | 23 | 740131 | Bathroom | 0.00072358
Table | Incandescent |  | Standard A Lamp | 1 | 60 | 740131 | Bathroom | 0.00072358
Ceiling Fixture | Compact Fluorescent |  | Twist | 2 | 13 | 740131 | Bathroom | 0.00072358
Chandelier (Hanging) | Compact Fluorescent |  | Twist | 1 | 13 | 740131 | Bathroom | 0.00072358
Ceiling Fixture | Linear Fluorescent | 2 | T-5 | 2 | 13 | 740131 | Bathroom | 0.00072358
Torchiere | Incandescent |  | 3-Way Incandescent | 1 | 100 | 740131 | Bathroom | 0.00072358
Table | Incandescent |  | Decorative | 1 | 40 | 740131 | Bathroom | 0.00072358
Wall Mount | Incandescent |  | Standard A Lamp | 2 | 100 | 740132 | Bathroom | 0.00072358
Table | Compact Fluorescent |  | Twist | 1 | 13 | 740132 | Bathroom | 0.00072358
Wall Mount | Compact Fluorescent |  | Twist | 4 | 23 | 740132 | Bathroom | 0.00072358
Table | Incandescent |  | 3-Way Incandescent | 1 | 100 | 740132 | Bathroom | 0.00072358
Recessed - other | Incandescent |  | Heat Lamp | 1 | 250 | 740132 | Bathroom | 0.00072358
Other | Incandescent |  | Decorative | 1 | 9 | 740132 | Bathroom | 0.00072358
Ceiling Fixture |  |  |  | 3 |  | 740132 | Bathroom | 0.00072358
Wall Mount | Incandescent |  | Standard A Lamp | 1 | 100 | 740132 | Bathroom | 0.00072358
Table | Incandescent |  | Standard A Lamp | 1 | 100 | 740132 | Bathroom | 0.00072358
Ceiling Fixture | Linear Fluorescent | 3 | T-8 | 2 | 32 | 740132 | Bathroom | 0.00072358
Ceiling Fixture | Incandescent |  | Standard A Lamp | 1 | 60 | 740132 | Bathroom | 0.00072358
Wall Mount | Linear Fluorescent | 2 | T-5 | 1 | 17 | 740132 | Bathroom | 0.00072358
Chandelier (Hanging) | Halogen |  | PAR | 1 | 50 | 740132 | Bathroom | 0.00072358
Other | Incandescent |  | Reflector | 3 | 50 | 740132 | Bathroom | 0.00072358
Other | Incandescent |  | Heat Lamp | 1 | 250 | 740132 | Bathroom | 0.00072358
Recessed Can | Incandescent |  | Reflector | 1 | 120 | 740132 | Bathroom | 0.00072358
Recessed Can | Compact Fluorescent |  | Twist | 1 | 13 | 740132 | Bathroom | 0.00072358
Ceiling Fixture | Compact Fluorescent |  | Twist | 2 | 13 | 740132 | Bathroom | 0.00072358
Chandelier (Hanging) | Incandescent |  | Decorative | 6 | 25 | 740132 | Bathroom | 0.00072358
Table | Incandescent |  | Standard A Lamp | 1 | 100 | 740132 | Bathroom | 0.00072358
Table | Compact Fluorescent |  | Twist | 1 | 13 | 740132 | Bathroom | 0.00072358
Ceiling Fixture |  |  |  | 1 |  | 740132 | Bathroom | 0.00072358
Ceiling Fixture | Compact Fluorescent |  | Twist | 1 | 13 | 740141 | Kitchen | 0.00072358
Other | Linear Fluorescent | 2 | T-12 | 1 | 15 | 740141 | Kitchen | 0.00072358
Other | Incandescent |  | Standard A Lamp | 1 | 60 | 740141 | Kitchen | 0.00072358
Wall Mount | Incandescent |  | Standard A Lamp | 2 | 60 | 740141 | Kitchen | 0.00072358
Recessed - other | Incandescent |  | Heat Lamp | 2 | 250 | 740141 | Kitchen | 0.00072358
Floor lamp | Compact Fluorescent |  | Twist | 1 | 13 | 740141 | Kitchen | 0.00072358
Table | Incandescent |  | Decorative | 1 | 40 | 740141 | Kitchen | 0.00072358
Recessed Can | Compact Fluorescent |  | Twist | 1 | 13 | 740141 | Kitchen | 0.00072358
Chandelier (Hanging) | Incandescent |  | Standard A Lamp | 1 | 60 | 740141 | Kitchen | 0.00072358
Ceiling Fixture | Compact Fluorescent |  | Twist | 2 | 13 | 740141 | Kitchen | 0.00072358
Floor lamp | Compact Fluorescent |  | Twist | 1 | 13 | 740141 | Kitchen | 0.00072358
Wall Mount | Compact Fluorescent |  | Reflector | 4 | 15 | 740142 | Bathroom | 0.00072358
Recessed - other | Incandescent |  | Heat Lamp | 2 | 250 | 740142 | Bathroom | 0.00072358
Recessed Can | Incandescent |  | Standard A Lamp | 1 | 65 | 740142 | Bathroom | 0.00072358
Ceiling Fixture | Incandescent |  | Standard A Lamp | 3 | 100 | 740142 | Bathroom | 0.00072358
Track | Halogen |  | MR | 3 | 50 | 740142 | Bathroom | 0.00072358
Ceiling Fixture | Compact Fluorescent |  | Twist | 2 | 13 | 740142 | Bathroom | 0.00072358
Ceiling Fixture | Compact Fluorescent |  | Twist | 3 | 14 | 740142 | Bathroom | 0.00072358
Other | Incandescent |  | Standard A Lamp | 1 | 40 | 740142 | Bathroom | 0.00072358
Other | Linear Fluorescent | 2 | T-12 | 1 | 15 | 740142 | Bathroom | 0.00072358
Table | Compact Fluorescent |  | Twist | 1 | 13 | 740142 | Bathroom | 0.00072358
Wall Mount | Incandescent |  | Globe | 4 | 40 | 740151 | Bathroom | 0.00072358
Recessed - other | Incandescent |  | Heat Lamp | 1 | 150 | 740151 | Bathroom | 0.00072358
Ceiling Fixture | Incandescent |  | Standard A Lamp | 1 | 60 | 740151 | Bathroom | 0.00072358
Ceiling Fixture | Incandescent |  | Standard A Lamp | 1 | 60 | 740151 | Bathroom | 0.00072358
Ceiling Fixture | Linear Fluorescent | 4 | T-12 | 2 | 34 | 740151 | Bathroom | 0.00072358
Other | Compact Fluorescent |  | Twist | 1 | 13 | 740151 | Bathroom | 0.00072358
Floor lamp | Compact Fluorescent |  | Twist | 1 | 9 | 740151 | Bathroom | 0.00072358
Ceiling Fan | Incandescent |  | Mini base | 2 | 40 | 740151 | Bathroom | 0.00072358
Floor lamp | Compact Fluorescent |  | Twist | 2 | 9 | 740151 | Bathroom | 0.00072358
Other | Incandescent |  | Decorative | 1 | 9 | 740151 | Bathroom | 0.00072358
Wall Mount | Halogen |  | Other | 1 | 150 | 740152 | Bathroom | 0.00072358
Recessed - other | Incandescent |  | Heat Lamp | 1 | 150 | 740152 | Bathroom | 0.00072358
Architectural | Incandescent |  | Other |  |  | 740152 | Bathroom | 0.00072358
Wall Mount | Compact Fluorescent |  | Twist | 1 | 9 | 740152 | Bathroom | 0.00072358
Chandelier (Hanging) | Compact Fluorescent |  | Twist | 1 | 19 | 740152 | Bathroom | 0.00072358
Ceiling Fixture | Compact Fluorescent |  | Twist | 1 | 9 | 740152 | Bathroom | 0.00072358
Ceiling Fixture | Compact Fluorescent |  | Twist | 1 | 13 | 740152 | Bathroom | 0.00072358
Other | Linear Fluorescent | 1.5 | T-8 | 1 | 15 | 740152 | Bathroom | 0.00072358
Ceiling Fixture | Linear Fluorescent | 4 | T-12 | 2 | 34 | 740152 | Bathroom | 0.00072358
Other | Compact Fluorescent |  | Twist | 1 | 9 | 740152 | Bathroom | 0.00072358
Table | Compact Fluorescent |  | Twist | 1 | 9 | 740152 | Bathroom | 0.00072358
Table | Incandescent |  | Standard A Lamp | 1 | 40 | 740152 | Bathroom | 0.00072358
Architectural | Incandescent |  | Decorative | 1 | 5 | 740152 | Bathroom | 0.00072358
Table | Incandescent |  | Decorative | 1 | 25 | 740152 | Bathroom | 0.00072358
Chandelier (Hanging) | Compact Fluorescent |  | Twist | 1 | 9 | 740152 | Bathroom | 0.00072358
Other | Incandescent |  | Heat Lamp | 1 | 100 | 740152 | Bathroom | 0.00072358
Table | Compact Fluorescent |  | Decorative | 2 | 15 | 740152 | Bathroom | 0.00072358
Table | Incandescent |  | Decorative | 1 | 90 | 740152 | Bathroom | 0.00072358
Chandelier (Hanging) | Compact Fluorescent |  | Twist | 1 | 9 | 740152 | Bathroom | 0.00072358
Wall Mount | Incandescent |  | Standard A Lamp | 2 | 60 | 750011 | Bathroom | 0.00048239
Recessed - other | Compact Fluorescent |  | Reflector | 2 | 150 | 750011 | Bathroom | 0.00048239
Other | Incandescent |  | Decorative | 1 | 75 | 750011 | Bathroom | 0.00048239
Ceiling Fixture | Incandescent |  | Standard A Lamp | 2 | 60 | 750011 | Bathroom | 0.00048239
Table | Incandescent |  | Standard A Lamp | 1 | 60 | 750011 | Bathroom | 0.00048239
Ceiling Fixture | Incandescent |  | Standard A Lamp | 1 | 60 | 750011 | Bathroom | 0.00048239
Ceiling Fixture | Linear Fluorescent | 4 | T-8 | 2 | 32 | 750011 | Bathroom | 0.00048239
Other | Linear Fluorescent | 2 | T-5 | 1 | 13 | 750011 | Bathroom | 0.00048239
Other | Incandescent |  | Standard A Lamp | 1 | 40 | 750011 | Bathroom | 0.00048239
Floor lamp | Incandescent |  | Standard A Lamp | 2 | 75 | 750011 | Bathroom | 0.00048239
Floor lamp | Compact Fluorescent |  | Pin base | 1 | 28 | 750011 | Bathroom | 0.00048239
Table | Compact Fluorescent |  | Twist | 1 | 15 | 750011 | Bathroom | 0.00048239
Ceiling Fan | Compact Fluorescent |  | Twist | 1 | 23 | 750011 | Bathroom | 0.00048239
Ceiling Fixture | Incandescent |  | Reflector | 2 | 200 | 750012 | Bathroom | 0.00048239
Wall Mount | Incandescent |  | Standard A Lamp | 2 | 100 | 750012 | Bathroom | 0.00048239
Ceiling Fixture | Compact Fluorescent |  | Twist | 2 | 14 | 750012 | Bathroom | 0.00048239
Floor lamp | Compact Fluorescent |  | Pin base | 1 | 27 | 750012 | Bathroom | 0.00048239
Ceiling Fixture | Incandescent |  | Standard A Lamp | 1 | 60 | 750012 | Bathroom | 0.00048239
Ceiling Fixture | Linear Fluorescent | 4 | T-8 | 2 | 32 | 750012 | Bathroom | 0.00048239
Other | Incandescent |  | Standard A Lamp | 1 | 60 | 750012 | Bathroom | 0.00048239
Other | Linear Fluorescent | 4 | T-5 | 1 | 13 | 750012 | Bathroom | 0.00048239
Table | Incandescent |  | Standard A Lamp | 1 | 75 | 750012 | Bathroom | 0.00048239
Table | Incandescent |  | Standard A Lamp | 1 | 60 | 750012 | Bathroom | 0.00048239
Ceiling Fan | Incandescent |  | Standard A Lamp | 1 | 60 | 750012 | Bathroom | 0.00048239
Wall Mount | Incandescent |  | Standard A Lamp | 2 | 60 | 750013 | Bathroom | 0.00048239
Recessed - other | Incandescent |  | Reflector | 2 | 150 | 750013 | Bathroom | 0.00048239
Table | Compact Fluorescent |  | Twist | 1 | 13 | 750013 | Bathroom | 0.00048239
Table | Compact Fluorescent |  | Twist | 1 | 15 | 750013 | Bathroom | 0.00048239
Ceiling Fixture | Incandescent |  | Standard A Lamp | 2 | 60 | 750013 | Bathroom | 0.00048239
Ceiling Fixture | Incandescent |  | Standard A Lamp | 1 | 60 | 750013 | Bathroom | 0.00048239
Ceiling Fixture | Incandescent |  | Standard A Lamp | 1 | 40 | 750013 | Bathroom | 0.00048239
Ceiling Fixture | Linear Fluorescent | 4 | T-8 | 2 | 32 | 750013 | Bathroom | 0.00048239
Other | Incandescent |  | Standard A Lamp | 1 | 25 | 750013 | Bathroom | 0.00048239
Other | Linear Fluorescent | 2 | T-5 | 1 | 13 | 750013 | Bathroom | 0.00048239
Ceiling Fan | Incandescent |  | Standard A Lamp | 1 | 60 | 750013 | Bathroom | 0.00048239
Floor lamp | Compact Fluorescent |  | Twist | 1 | 23 | 750013 | Bathroom | 0.00048239
Floor lamp | Compact Fluorescent |  | Twist | 1 | 23 | 750013 | Bathroom | 0.00048239
Wall Mount | Compact Fluorescent |  | Twist | 3 | 13 | 750021 | Bathroom | 0.00072358
Recessed - other | Incandescent |  | Heat Lamp | 2 | 250 | 750021 | Bathroom | 0.00072358
Ceiling Fixture | Compact Fluorescent |  | Twist | 1 | 23 | 750021 | Bathroom | 0.00072358
Table | Incandescent |  | Standard A Lamp | 1 | 40 | 750021 | Bathroom | 0.00072358
Chandelier (Hanging) | Compact Fluorescent |  | Twist | 3 | 23 | 750021 | Bathroom | 0.00072358
Ceiling Fixture | Compact Fluorescent |  | Circline (Screw Base) | 1 | 40 | 750021 | Bathroom | 0.00072358
Ceiling Fixture | Linear Fluorescent | 2 | T-12 | 1 | 20 | 750021 | Bathroom | 0.00072358
Floor lamp | Halogen |  | Other | 1 | 60 | 750021 | Bathroom | 0.00072358
Table | Linear Fluorescent | 1 | Fluorescent Other | 1 | 16 | 750021 | Bathroom | 0.00072358
Table | Incandescent |  | Decorative | 1 | 25 | 750021 | Bathroom | 0.00072358
Table | Compact Fluorescent |  | Twist | 1 | 23 | 750021 | Bathroom | 0.00072358
Floor lamp | Compact Fluorescent |  | Twist | 1 | 23 | 750021 | Bathroom | 0.00072358
Wall Mount | Other |  | LED Interior | 3 | 2 | 750021 | Bathroom | 0.00072358
Recessed - other | Compact Fluorescent |  | Flood | 2 | 15 | 750021 | Bathroom | 0.00072358
Table | Compact Fluorescent |  | Twist | 1 | 23 | 750021 | Bathroom | 0.00072358
Table | Compact Fluorescent |  | Twist | 1 | 14 | 750021 | Bathroom | 0.00072358
Torchiere | Incandescent |  | Decorative | 1 | 40 | 750021 | Bathroom | 0.00072358
Ceiling Fixture | Incandescent |  | Standard A Lamp | 1 | 100 | 750021 | Bathroom | 0.00072358
Recessed - other | Halogen |  | MR | 1 | 50 | 750022 | Bathroom | 0.00072358
Wall Mount | Incandescent |  | Decorative | 1 | 60 | 750022 | Bathroom | 0.00072358
Other | Incandescent |  | Decorative | 1 | 6 | 750022 | Bathroom | 0.00072358
Table | Incandescent |  | Standard A Lamp | 1 | 75 | 750022 | Bathroom | 0.00072358
Table | Incandescent |  | Standard A Lamp | 1 | 60 | 750022 | Bathroom | 0.00072358
Ceiling Fixture | Incandescent |  | Standard A Lamp | 1 | 60 | 750022 | Bathroom | 0.00072358
Table | Incandescent |  | Standard A Lamp | 1 | 75 | 750022 | Bathroom | 0.00072358
Floor lamp | Incandescent |  | Standard A Lamp | 1 | 60 | 750022 | Bathroom | 0.00072358
Ceiling Fixture | Incandescent |  | Standard A Lamp | 1 | 75 | 750022 | Bathroom | 0.00072358
Table | Incandescent |  | Standard A Lamp | 1 | 60 | 750022 | Bathroom | 0.00072358
Ceiling Fixture | Incandescent |  | Standard A Lamp | 2 | 60 | 750022 | Bathroom | 0.00072358
Ceiling Fixture | Incandescent |  | Mini base | 3 | 40 | 750022 | Bathroom | 0.00072358
Table | Incandescent |  | Standard A Lamp | 1 | 75 | 750022 | Bathroom | 0.00072358
Ceiling Fixture | Incandescent |  | Standard A Lamp | 4 | 75 | 750022 | Bathroom | 0.00072358
Other | Halogen |  | MR | 1 | 20 | 750022 | Bathroom | 0.00072358
Other | Halogen |  | Other | 4 | 50 | 750022 | Bathroom | 0.00072358
Other | Halogen |  | Other | 3 | 50 | 750022 | Bathroom | 0.00072358
Other | Halogen |  | Other | 2 | 50 | 750022 | Bathroom | 0.00072358
Other | Halogen |  | Other | 1 | 50 | 750022 | Bathroom | 0.00072358
Ceiling Fixture | Incandescent |  | Standard A Lamp | 1 | 60 | 750022 | Bathroom | 0.00072358
Chandelier (Hanging) | Incandescent |  | Decorative | 6 | 40 | 750022 | Bathroom | 0.00072358
Torchiere | Incandescent |  | 3-Way Incandescent | 1 | 150 | 750022 | Bathroom | 0.00072358
Floor lamp | Incandescent |  | Globe | 4 | 300 | 750022 | Bathroom | 0.00072358
Table | Incandescent |  | Standard A Lamp | 1 | 75 | 750022 | Bathroom | 0.00072358
Table | Incandescent |  | Decorative | 1 | 40 | 750022 | Bathroom | 0.00072358
Recessed - other | Halogen |  | MR | 1 | 50 | 750022 | Bathroom | 0.00072358
Wall Mount | Incandescent |  | Decorative | 2 | 40 | 750022 | Bathroom | 0.00072358
Table | Incandescent |  | Standard A Lamp | 1 | 60 | 750022 | Bathroom | 0.00072358
Wall Mount | Compact Fluorescent |  | Twist | 2 | 13 | 750031 | Bathroom | 0.00072358
Recessed - other | Incandescent |  | Heat Lamp | 1 | 250 | 750031 | Bathroom | 0.00072358
Table | Compact Fluorescent |  | Twist | 1 | 13 | 750031 | Bathroom | 0.00072358
Floor lamp | Incandescent |  | 3-Way Incandescent | 1 | 100 | 750031 | Bathroom | 0.00072358
Ceiling Fixture | Compact Fluorescent |  | Twist | 1 | 13 | 750031 | Bathroom | 0.00072358
Other | Compact Fluorescent |  | Twist | 1 | 13 | 750031 | Bathroom | 0.00072358
Ceiling Fixture | Linear Fluorescent | 4 | T-12 | 2 | 34 | 750031 | Bathroom | 0.00072358
Ceiling Fixture | Compact Fluorescent |  | Twist | 1 | 13 | 750031 | Bathroom | 0.00072358
Ceiling Fan | Compact Fluorescent |  | Twist | 1 | 13 | 750031 | Bathroom | 0.00072358
Wall Mount | Incandescent |  | Globe | 4 | 40 | 750032 | Bathroom | 0.00072358
Recessed - other | Incandescent |  | Heat Lamp | 1 | 250 | 750032 | Bathroom | 0.00072358
Table | Halogen |  | Other | 1 | 35 | 750032 | Bathroom | 0.00072358
Table | Halogen |  | Other | 1 | 20 | 750032 | Bathroom | 0.00072358
Ceiling Fixture | Incandescent |  | Standard A Lamp | 1 | 60 | 750032 | Bathroom | 0.00072358
Ceiling Fixture | Incandescent |  | Standard A Lamp | 1 | 40 | 750032 | Bathroom | 0.00072358
Ceiling Fixture | Linear Fluorescent | 4 | T-12 | 2 | 34 | 750032 | Bathroom | 0.00072358
Other | Incandescent |  | Clear | 1 | 60 | 750032 | Bathroom | 0.00072358
Table | Halogen |  | Other | 1 | 20 | 750032 | Bathroom | 0.00072358
Table | Incandescent |  | Mini base | 1 | 40 | 750032 | Bathroom | 0.00072358
Ceiling Fixture | Incandescent |  | Standard A Lamp | 1 | 60 | 750032 | Bathroom | 0.00072358
Chandelier (Hanging) | Compact Fluorescent |  | Twist | 1 | 18 | 750032 | Bathroom | 0.00072358
Wall Mount | Incandescent |  | Standard A Lamp | 2 | 60 | 750041 | Bathroom | 0.00072358
Ceiling Fixture | Incandescent |  | Standard A Lamp | 1 | 60 | 750041 | Bathroom | 0.00072358
Table | Incandescent |  | Standard A Lamp | 1 | 60 | 750041 | Bathroom | 0.00072358
Ceiling Fixture | Incandescent |  | Decorative | 2 | 60 | 750041 | Bathroom | 0.00072358
Ceiling Fixture | Compact Fluorescent |  | Twist | 2 | 14 | 750041 | Bathroom | 0.00072358
Table | Incandescent |  | Standard A Lamp | 1 | 60 | 750041 | Bathroom | 0.00072358
Floor lamp | Incandescent |  | Standard A Lamp | 1 | 60 | 750041 | Bathroom | 0.00072358
Wall Mount | Incandescent |  | Standard A Lamp | 2 | 60 | 750042 | Bathroom | 0.00072358
Ceiling Fixture | Compact Fluorescent |  | Twist | 2 | 9 | 750042 | Bathroom | 0.00072358
Table | Incandescent |  | 3-Way Incandescent | 1 | 150 | 750042 | Bathroom | 0.00072358
Ceiling Fixture | Compact Fluorescent |  | Twist | 3 | 9 | 750042 | Bathroom | 0.00072358
Ceiling Fixture | Compact Fluorescent |  | Twist | 1 | 26 | 750042 | Bathroom | 0.00072358
Table | Incandescent |  | 3-Way Incandescent | 1 | 100 | 750042 | Bathroom | 0.00072358
Table | Incandescent |  | 3-Way Incandescent | 1 | 150 | 750042 | Bathroom | 0.00072358
Floor lamp | Incandescent |  | 3-Way Incandescent | 1 | 100 | 750042 | Bathroom | 0.00072358
Table | Incandescent |  | Decorative | 1 | 25 | 750042 | Bathroom | 0.00072358
Wall Mount | Linear Fluorescent | 2 | T-8 | 2 | 17 | 750051 | Bathroom | 0.00072358
Recessed Can | Incandescent |  | Heat Lamp | 1 | 250 | 750051 | Bathroom | 0.00072358
Ceiling Fixture | Compact Fluorescent |  | Twist | 4 | 11 | 750051 | Bathroom | 0.00072358
Floor lamp | Incandescent |  | 3-Way Incandescent | 1 | 100 | 750051 | Bathroom | 0.00072358
Table | Compact Fluorescent |  | Twist | 1 | 100 | 750051 | Bathroom | 0.00072358
Ceiling Fixture | Incandescent |  | Standard A Lamp | 1 | 75 | 750051 | Bathroom | 0.00072358
Ceiling Fixture | Linear Fluorescent | 4 | T-8 | 2 | 32 | 750051 | Bathroom | 0.00072358
Recessed - other | Compact Fluorescent |  | Twist | 1 | 7 | 750051 | Bathroom | 0.00072358
Ceiling Fixture | Incandescent |  | Standard A Lamp | 4 | 75 | 750051 | Bathroom | 0.00072358
Floor lamp | Compact Fluorescent |  | Twist | 1 | 32 | 750051 | Bathroom | 0.00072358
Floor lamp | Compact Fluorescent |  | Twist | 1 | 10 | 750051 | Bathroom | 0.00072358
Wall Mount | Linear Fluorescent | 2 | T-8 | 2 | 17 | 750052 | Bathroom | 0.00072358
Recessed Can | Incandescent |  | Heat Lamp | 1 | 250 | 750052 | Bathroom | 0.00072358
Ceiling Fixture | Incandescent |  | Standard A Lamp | 4 | 60 | 750052 | Bathroom | 0.00072358
Table | Incandescent |  | Standard A Lamp | 1 | 60 | 750052 | Bathroom | 0.00072358
Ceiling Fixture | Incandescent |  | Standard A Lamp | 1 | 100 | 750052 | Bathroom | 0.00072358
Ceiling Fixture | Linear Fluorescent | 4 | T-8 | 2 | 32 | 750052 | Bathroom | 0.00072358
Ceiling Fixture | Incandescent |  | Standard A Lamp | 2 | 60 | 750052 | Bathroom | 0.00072358
Table | Incandescent |  | Standard A Lamp | 1 | 60 | 750052 | Bathroom | 0.00072358
Floor lamp | Incandescent |  | Decorative | 8 | 5 | 750052 | Bathroom | 0.00072358
Wall Mount | Compact Fluorescent |  | Twist | 4 | 13 | 750061 | Bathroom | 0.00072358
Ceiling Fan | Compact Fluorescent |  | Twist | 1 | 20 | 750061 | Bathroom | 0.00072358
Table | Incandescent |  | Standard A Lamp | 1 | 60 | 750061 | Bathroom | 0.00072358
Ceiling Fixture | Compact Fluorescent |  | Twist | 1 | 20 | 750061 | Bathroom | 0.00072358
Ceiling Fan | Compact Fluorescent |  | Twist | 1 | 20 | 750061 | Bathroom | 0.00072358
Ceiling Fixture | Linear Fluorescent | 4 | T-12 | 2 | 40 | 750061 | Bathroom | 0.00072358
Table | Incandescent |  | Standard A Lamp | 1 | 150 | 750061 | Bathroom | 0.00072358
Floor lamp | Incandescent |  | Decorative | 3 | 40 | 750061 | Bathroom | 0.00072358
Wall Mount | Incandescent |  | Globe | 5 | 60 | 750062 | Bathroom | 0.00072358
Table | Incandescent |  | Standard A Lamp | 1 | 40 | 750062 | Bathroom | 0.00072358
Ceiling Fixture | Incandescent |  | Standard A Lamp | 2 | 60 | 750062 | Bathroom | 0.00072358
Ceiling Fixture | Incandescent |  | Standard A Lamp | 1 | 100 | 750062 | Bathroom | 0.00072358
Track | Halogen |  | MR | 3 | 35 | 750062 | Bathroom | 0.00072358
Ceiling Fixture | Incandescent |  | Standard A Lamp | 1 | 60 | 750062 | Bathroom | 0.00072358
Track | Halogen |  | MR | 5 | 35 | 750062 | Bathroom | 0.00072358
Other | Incandescent |  | Standard A Lamp | 1 | 25 | 750062 | Bathroom | 0.00072358
Ceiling Fixture | Incandescent |  | Standard A Lamp | 2 | 60 | 750062 | Bathroom | 0.00072358
Table | Compact Fluorescent |  | Twist | 1 | 18 | 750062 | Bathroom | 0.00072358
Wall Mount | Linear Fluorescent | 2 | T-8 | 1 | 17 | 750071 | Bathroom | 0.00072358
Wall Mount | Linear Fluorescent | 2 | T-8 | 1 | 17 | 750071 | Bathroom | 0.00072358
Ceiling Fixture | Compact Fluorescent |  | Twist | 2 | 13 | 750071 | Bathroom | 0.00072358
Table | Incandescent |  | Standard A Lamp | 1 | 100 | 750071 | Bathroom | 0.00072358
Ceiling Fixture | Compact Fluorescent |  | Twist | 2 | 13 | 750071 | Bathroom | 0.00072358
Ceiling Fixture | Linear Fluorescent | 4 | T-8 | 2 | 32 | 750071 | Bathroom | 0.00072358
Recessed - other | Compact Fluorescent |  | Twist | 1 | 13 | 750071 | Bathroom | 0.00072358
Ceiling Fan | Compact Fluorescent |  | Twist | 2 | 13 | 750071 | Bathroom | 0.00072358
Floor lamp | Compact Fluorescent |  | Twist | 1 | 13 | 750071 | Bathroom | 0.00072358
Track | Compact Fluorescent |  | Pin base | 2 | 26 | 750071 | Bathroom | 0.00072358
Ceiling Fixture | Compact Fluorescent |  | Twist | 2 | 13 | 750071 | Bathroom | 0.00072358
Wall Mount | Linear Fluorescent | 2 | T-8 | 1 | 17 | 750072 | Bathroom | 0.00072358
Ceiling Fixture | Compact Fluorescent |  | Twist | 2 | 13 | 750072 | Bathroom | 0.00072358
Ceiling Fixture | Linear Fluorescent | 4 | T-8 | 2 | 32 | 750072 | Bathroom | 0.00072358
Recessed - other | Compact Fluorescent |  | Pin base | 1 | 13 | 750072 | Bathroom | 0.00072358
Ceiling Fixture | Compact Fluorescent |  | Twist | 2 | 13 | 750072 | Bathroom | 0.00072358
Track | Compact Fluorescent |  | Pin base | 2 | 26 | 750072 | Bathroom | 0.00072358
Ceiling Fixture | Compact Fluorescent |  | Twist | 2 | 13 | 750072 | Bathroom | 0.00072358
Table | Compact Fluorescent |  | Twist | 1 | 13 | 750072 | Bathroom | 0.00072358
Wall Mount | Incandescent |  | Clear | 4 | 40 | 750081 | Bathroom | 0.00072358
Recessed Can | Incandescent |  | Heat Lamp | 1 | 150 | 750081 | Bathroom | 0.00072358
Wall Mount | Incandescent |  | Clear | 4 | 40 | 750081 | Bathroom | 0.00072358
Recessed Can | Incandescent |  | Heat Lamp | 1 | 150 | 750081 | Bathroom | 0.00072358
Ceiling Fixture | Compact Fluorescent |  | Twist | 2 | 11 | 750081 | Bathroom | 0.00072358
Wall Mount | Incandescent |  | Clear | 1 | 40 | 750081 | Bathroom | 0.00072358
Table | Incandescent |  | Standard A Lamp | 1 | 75 | 750081 | Bathroom | 0.00072358
Ceiling Fixture | Compact Fluorescent |  | Twist | 2 | 13 | 750081 | Bathroom | 0.00072358
Other | Incandescent |  | Clear | 1 | 60 | 750081 | Bathroom | 0.00072358
Chandelier (Hanging) | Incandescent |  | Clear | 1 | 13 | 750081 | Bathroom | 0.00072358
Chandelier (Hanging) | Incandescent |  | Clear | 1 | 13 | 750081 | Bathroom | 0.00072358
Table | Incandescent |  | Standard A Lamp | 1 | 75 | 750081 | Bathroom | 0.00072358
Wall Mount | Incandescent |  | Clear | 4 | 40 | 750082 | Bathroom | 0.00072358
Recessed Can | Incandescent |  | Heat Lamp | 1 | 150 | 750082 | Bathroom | 0.00072358
Ceiling Fixture | Incandescent |  | Standard A Lamp | 2 | 60 | 750082 | Bathroom | 0.00072358
Ceiling Fixture | Linear Fluorescent | 4 | T-8 | 2 | 32 | 750082 | Bathroom | 0.00072358
Other | Incandescent |  | Standard A Lamp | 1 | 60 | 750082 | Bathroom | 0.00072358
Ceiling Fixture | Incandescent |  | Standard A Lamp | 2 | 60 | 750082 | Bathroom | 0.00072358
Wall Mount | Incandescent |  | Globe | 2 | 60 | 750091 | Bathroom | 0.00072358
Ceiling Fixture | Incandescent |  | Standard A Lamp | 1 | 40 | 750091 | Bathroom | 0.00072358
Ceiling Fixture | Incandescent |  | Standard A Lamp | 1 | 60 | 750091 | Bathroom | 0.00072358
Ceiling Fixture | Incandescent |  | Standard A Lamp | 1 | 100 | 750091 | Bathroom | 0.00072358
Table | Incandescent |  | Standard A Lamp | 1 | 100 | 750091 | Bathroom | 0.00072358
Chandelier (Hanging) | Incandescent |  | Standard A Lamp | 3 | 75 | 750091 | Bathroom | 0.00072358
Ceiling Fixture | Compact Fluorescent |  | Twist | 1 | 11 | 750091 | Bathroom | 0.00072358
Table | Halogen |  | Quartz Tube | 1 | 100 | 750091 | Bathroom | 0.00072358
Wall Mount | Incandescent |  | Globe | 3 | 60 | 750092 | Bathroom | 0.00072358
Ceiling Fixture | Incandescent |  | Standard A Lamp | 3 | 75 | 750092 | Bathroom | 0.00072358
Table | Incandescent |  | Mini base | 2 | 25 | 750092 | Bathroom | 0.00072358
Table | Compact Fluorescent |  | Twist | 1 | 23 | 750092 | Bathroom | 0.00072358
Ceiling Fixture | Incandescent |  | Clear | 1 | 40 | 750092 | Bathroom | 0.00072358
Ceiling Fixture | Incandescent |  | Standard A Lamp | 1 | 60 | 750092 | Bathroom | 0.00072358
Ceiling Fixture | Incandescent |  | Standard A Lamp | 1 | 60 | 750092 | Bathroom | 0.00072358
Ceiling Fixture | Incandescent |  | Standard A Lamp | 3 | 75 | 750092 | Bathroom | 0.00072358
Floor lamp | Incandescent |  | Standard A Lamp | 2 | 60 | 750092 | Bathroom | 0.00072358
Table | Incandescent |  | Decorative | 1 | 25 | 750092 | Bathroom | 0.00072358
Wall Mount | Incandescent |  | Globe | 5 | 40 | 750101 | Bathroom | 0.00072358
Recessed - other | Incandescent |  | Reflector | 2 | 75 | 750101 | Bathroom | 0.00072358
Floor lamp | Incandescent |  | 3-Way Incandescent | 1 | 150 | 750101 | Bathroom | 0.00072358
Recessed Can | Compact Fluorescent |  | Twist | 1 | 13 | 750101 | Bathroom | 0.00072358
Recessed Can | Incandescent |  | Standard A Lamp | 1 | 75 | 750101 | Bathroom | 0.00072358
Recessed Can | Incandescent |  | Standard A Lamp | 1 | 60 | 750101 | Bathroom | 0.00072358
Recessed Can | Incandescent |  | Standard A Lamp | 1 | 75 | 750101 | Bathroom | 0.00072358
Other | Incandescent |  | Standard A Lamp | 1 | 60 | 750101 | Bathroom | 0.00072358
Ceiling Fixture | Linear Fluorescent | 4 | T-12 | 1 | 40 | 750101 | Bathroom | 0.00072358
Floor lamp | Incandescent |  | 3-Way Incandescent | 1 | 150 | 750101 | Bathroom | 0.00072358
Ceiling Fan | Compact Fluorescent |  | Twist | 1 | 13 | 750101 | Bathroom | 0.00072358
Wall Mount | Compact Fluorescent |  | Twist | 6 | 13 | 750102 | Bathroom | 0.00072358
Recessed - other | Halogen |  | PAR | 1 | 60 | 750102 | Bathroom | 0.00072358
Recessed - other | Incandescent |  | Heat Lamp | 1 | 150 | 750102 | Bathroom | 0.00072358
Table | Compact Fluorescent |  | Twist | 1 | 13 | 750102 | Bathroom | 0.00072358
Recessed Can | Compact Fluorescent |  | Twist | 1 | 23 | 750102 | Bathroom | 0.00072358
Recessed Can | Incandescent |  | Standard A Lamp | 1 | 100 | 750102 | Bathroom | 0.00072358
Recessed Can | Incandescent |  | Standard A Lamp | 1 | 100 | 750102 | Bathroom | 0.00072358
Recessed Can | Compact Fluorescent |  | Twist | 1 | 13 | 750102 | Bathroom | 0.00072358
Other | Incandescent |  | Standard A Lamp | 1 | 100 | 750102 | Bathroom | 0.00072358
Other | Linear Fluorescent | 4 | T-12 | 1 | 40 | 750102 | Bathroom | 0.00072358
Ceiling Fan | Incandescent |  | Standard A Lamp | 4 | 100 | 750102 | Bathroom | 0.00072358
Floor lamp | Compact Fluorescent |  | Twist | 1 | 13 | 750102 | Bathroom | 0.00072358
Wall Mount | Incandescent |  | Globe | 5 | 60 | 750111 | Bathroom | 0.00072358
Recessed - other | Incandescent |  | Heat Lamp | 1 | 250 | 750111 | Bathroom | 0.00072358
Ceiling Fixture | Incandescent |  | Standard A Lamp | 2 | 60 | 750111 | Bathroom | 0.00072358
Table | Incandescent |  | Standard A Lamp | 1 | 60 | 750111 | Bathroom | 0.00072358
Ceiling Fixture | Linear Fluorescent | 4 | T-8 | 2 | 32 | 750111 | Bathroom | 0.00072358
Other | Incandescent |  | Globe | 2 | 30 | 750111 | Bathroom | 0.00072358
Ceiling Fixture | Incandescent |  | Standard A Lamp | 1 | 60 | 750111 | Bathroom | 0.00072358
Floor lamp | Incandescent |  | 3-Way Incandescent | 1 | 150 | 750111 | Bathroom | 0.00072358
Track | Halogen |  | Other | 4 | 40 | 750111 | Bathroom | 0.00072358
Table | Halogen |  | Quartz Tube | 1 | 100 | 750111 | Bathroom | 0.00072358
Ceiling Fixture | Incandescent |  | Standard A Lamp | 2 | 60 | 750111 | Bathroom | 0.00072358
Table | Incandescent |  | Standard A Lamp | 2 | 100 | 750111 | Bathroom | 0.00072358
Table | Incandescent |  | Standard A Lamp | 2 | 60 | 750111 | Bathroom | 0.00072358
Wall Mount | Compact Fluorescent |  | Globe | 5 | 15 | 750112 | Bathroom | 0.00072358
Recessed - other | Incandescent |  | Heat Lamp | 1 | 250 | 750112 | Bathroom | 0.00072358
Recessed - other | Incandescent |  | Heat Lamp | 1 | 250 | 750112 | Bathroom | 0.00072358
Wall Mount | Compact Fluorescent |  | Globe | 3 | 15 | 750112 | Bathroom | 0.00072358
Ceiling Fixture | Incandescent |  | Standard A Lamp | 2 | 60 | 750112 | Bathroom | 0.00072358
Track | Compact Fluorescent |  | Twist | 3 | 14 | 750112 | Bathroom | 0.00072358
Ceiling Fixture | Compact Fluorescent |  | Twist | 1 | 23 | 750112 | Bathroom | 0.00072358
Ceiling Fixture | Compact Fluorescent |  | Twist | 2 | 14 | 750112 | Bathroom | 0.00072358
Ceiling Fixture | Compact Fluorescent |  | Twist | 2 | 13 | 750112 | Bathroom | 0.00072358
Ceiling Fixture | Linear Fluorescent | 4 | T-8 | 2 | 32 | 750112 | Bathroom | 0.00072358
Other | Incandescent |  | Globe | 2 | 30 | 750112 | Bathroom | 0.00072358
Table | Compact Fluorescent |  | Twist | 1 | 14 | 750112 | Bathroom | 0.00072358
Ceiling Fixture | Incandescent |  | Standard A Lamp | 1 | 60 | 750112 | Bathroom | 0.00072358
Ceiling Fixture | Incandescent |  | Standard A Lamp | 1 | 60 | 750112 | Bathroom | 0.00072358
Ceiling Fixture | Linear Fluorescent | 4 | T-12 | 2 | 40 | 750121 | Kitchen | 0.00072358
Floor lamp | Incandescent |  | Standard A Lamp | 2 | 150 | 750121 | Kitchen | 0.00072358
Ceiling Fixture | Linear Fluorescent | 4 | T-12 | 2 | 40 | 750121 | Kitchen | 0.00072358
Floor lamp | Incandescent |  | Standard A Lamp | 1 | 150 | 750121 | Kitchen | 0.00072358
Ceiling Fixture | Linear Fluorescent | 4 | T-12 | 2 | 40 | 750122 | Other | 0.00072358
Recessed Can | Incandescent |  | Heat Lamp | 1 | 250 | 750131 | Bathroom | 0.00072358
Recessed Can | Incandescent |  | Reflector | 1 | 75 | 750131 | Bathroom | 0.00072358
Wall Mount | Incandescent |  | Standard A Lamp | 2 | 60 | 750131 | Bathroom | 0.00072358
Table | Compact Fluorescent |  | Twist | 1 | 13 | 750131 | Bathroom | 0.00072358
Ceiling Fan | Compact Fluorescent |  | Twist | 2 | 7 | 750131 | Bathroom | 0.00072358
Ceiling Fixture | Compact Fluorescent |  | Twist | 2 | 13 | 750131 | Bathroom | 0.00072358
Ceiling Fixture | Other |  | Fluorescent Other | 2 | 40 | 750131 | Bathroom | 0.00072358
Ceiling Fixture | Linear Fluorescent | 8 | T-12 | 2 | 75 | 750131 | Bathroom | 0.00072358
Table | Incandescent |  | Standard A Lamp | 1 | 40 | 750131 | Bathroom | 0.00072358
Table | Compact Fluorescent |  | Twist | 1 | 13 | 750131 | Bathroom | 0.00072358
Floor lamp | Incandescent |  | Standard A Lamp | 1 | 100 | 750131 | Bathroom | 0.00072358
Wall Mount | Compact Fluorescent |  | Twist | 1 | 13 | 750131 | Bathroom | 0.00072358
Wall Mount | Compact Fluorescent |  | Twist | 2 | 13 | 750131 | Bathroom | 0.00072358
Ceiling Fixture | Compact Fluorescent |  | Twist | 1 | 13 | 750132 | Living Room | 0.00072358
Ceiling Fixture | Compact Fluorescent |  | Twist | 1 | 7 | 750132 | Living Room | 0.00072358
Wall Mount | Incandescent |  | Globe | 3 | 40 | 750132 | Living Room | 0.00072358
Recessed Can | Incandescent |  | Heat Lamp | 1 | 250 | 750132 | Living Room | 0.00072358
Wall Mount | Incandescent |  | Standard A Lamp | 2 | 60 | 760011 | Bathroom | 0.00072358
Ceiling Fixture | Incandescent |  | Standard A Lamp | 2 | 60 | 760011 | Bathroom | 0.00072358
Table | Incandescent |  | Mini base | 1 | 40 | 760011 | Bathroom | 0.00072358
Ceiling Fixture | Incandescent |  | Decorative | 1 | 60 | 760011 | Bathroom | 0.00072358
Ceiling Fixture | Incandescent |  | Standard A Lamp | 1 | 60 | 760011 | Bathroom | 0.00072358
Floor lamp | Incandescent |  | 3-Way Incandescent | 1 | 100 | 760011 | Bathroom | 0.00072358
Table | Compact Fluorescent |  | A shape bulb | 1 | 7 | 760011 | Bathroom | 0.00072358
Floor lamp | Incandescent |  | Standard A Lamp | 1 | 40 | 760011 | Bathroom | 0.00072358
Ceiling Fixture | Compact Fluorescent |  | Twist | 1 | 26 | 760011 | Bathroom | 0.00072358
Table | Halogen |  | MR | 1 | 50 | 760011 | Bathroom | 0.00072358
Wall Mount | Compact Fluorescent |  | Twist | 2 | 26 | 760012 | Bathroom | 0.00072358
Wall Mount | Incandescent |  | Standard A Lamp | 2 | 60 | 760012 | Bathroom | 0.00072358
Ceiling Fixture | Incandescent |  | Standard A Lamp | 1 | 60 | 760012 | Bathroom | 0.00072358
Table | Compact Fluorescent |  | Twist | 1 | 26 | 760012 | Bathroom | 0.00072358
Table | Compact Fluorescent |  | Twist | 1 | 26 | 760012 | Bathroom | 0.00072358
Ceiling Fixture | Incandescent |  | Standard A Lamp | 1 | 60 | 760012 | Bathroom | 0.00072358
Ceiling Fixture | Incandescent |  | Standard A Lamp | 1 | 60 | 760012 | Bathroom | 0.00072358
Chandelier (Hanging) | Incandescent |  | Standard A Lamp | 1 | 60 | 760012 | Bathroom | 0.00072358
Floor lamp | Incandescent |  | Standard A Lamp | 1 | 60 | 760012 | Bathroom | 0.00072358
Floor lamp | Compact Fluorescent |  | Twist | 1 | 26 | 760012 | Bathroom | 0.00072358
Floor lamp | Incandescent |  | Standard A Lamp | 1 | 150 | 760012 | Bathroom | 0.00072358
Recessed Can | Halogen |  | PAR | 1 | 75 | 760021 | Bedroom | 0.00072358
Table | Compact Fluorescent |  | Twist | 1 | 23 | 760021 | Bedroom | 0.00072358
Recessed Can | Halogen |  | PAR | 1 | 75 | 760021 | Bedroom | 0.00072358
Recessed Can | Halogen |  | PAR | 1 | 90 | 760021 | Bedroom | 0.00072358
Recessed Can | Halogen |  | PAR | 1 | 75 | 760021 | Bedroom | 0.00072358
Recessed Can | Incandescent |  | Reflector | 1 | 45 | 760021 | Bedroom | 0.00072358
Ceiling Fixture | Linear Fluorescent | 4 | T-12 | 1 | 40 | 760021 | Bedroom | 0.00072358
Recessed Can | Incandescent |  | Reflector | 1 | 65 | 760021 | Bedroom | 0.00072358
Ceiling Fixture | Linear Fluorescent | 1 | T-5 | 1 | 8 | 760021 | Bedroom | 0.00072358
Recessed Can | Halogen |  | PAR | 1 | 75 | 760021 | Bedroom | 0.00072358
Recessed Can | Halogen |  | MR | 1 | 50 | 760021 | Bedroom | 0.00072358
Recessed Can | Incandescent |  | Reflector | 1 | 65 | 760021 | Bedroom | 0.00072358
Recessed Can | Incandescent |  | Reflector | 1 | 100 | 760021 | Bedroom | 0.00072358
Recessed Can | Halogen |  | PAR | 1 | 90 | 760021 | Bedroom | 0.00072358
Table | Incandescent |  | Clear | 1 | 53 | 760021 | Bedroom | 0.00072358
Recessed Can | Halogen |  | PAR | 1 | 75 | 760021 | Bedroom | 0.00072358
Ceiling Fixture | Linear Fluorescent | 4 | T-12 | 1 | 40 | 760021 | Bedroom | 0.00072358
Recessed Can | Incandescent |  | Reflector | 1 | 120 | 760022 | Bathroom | 0.00072358
Recessed Can | Incandescent |  | Standard A Lamp | 3 | 60 | 760022 | Bathroom | 0.00072358
Table | Incandescent |  | Standard A Lamp | 2 | 60 | 760022 | Bathroom | 0.00072358
Torchiere | Incandescent |  | 3-Way Incandescent | 1 | 150 | 760022 | Bathroom | 0.00072358
Wall Mount | Incandescent |  | Decorative | 2 | 60 | 760022 | Bathroom | 0.00072358
Ceiling Fixture | Incandescent |  | Decorative | 3 | 150 | 760022 | Bathroom | 0.00072358
Ceiling Fixture | Incandescent |  | Standard A Lamp | 2 | 75 | 760022 | Bathroom | 0.00072358
Other | Incandescent |  | Standard A Lamp | 1 | 60 | 760022 | Bathroom | 0.00072358
Other | Linear Fluorescent | 3 | T-12 | 1 | 30 | 760022 | Bathroom | 0.00072358
Floor lamp | Incandescent |  | Clear | 1 | 200 | 760022 | Bathroom | 0.00072358
Floor lamp | Halogen |  | Quartz Tube | 1 | 300 | 760022 | Bathroom | 0.00072358
Torchiere | Incandescent |  | Standard A Lamp | 2 | 60 | 760022 | Bathroom | 0.00072358
Table | Incandescent |  | 3-Way Incandescent | 1 | 150 | 760022 | Bathroom | 0.00072358
Table | Incandescent |  | Clear | 2 | 60 | 760022 | Bathroom | 0.00072358
Wall Mount | Incandescent |  | Standard A Lamp | 2 | 60 | 760031 | Bathroom | 0.00072358
Ceiling Fixture | Incandescent |  | Standard A Lamp | 2 | 60 | 760031 | Bathroom | 0.00072358
Table | Incandescent |  | 3-Way Incandescent | 1 | 150 | 760031 | Bathroom | 0.00072358
Ceiling Fixture | Incandescent |  | Standard A Lamp | 2 | 60 | 760031 | Bathroom | 0.00072358
Ceiling Fixture | Incandescent |  | Standard A Lamp | 1 | 100 | 760031 | Bathroom | 0.00072358
Ceiling Fixture | Incandescent |  | Standard A Lamp | 2 | 60 | 760031 | Bathroom | 0.00072358
Ceiling Fixture | Compact Fluorescent |  | Twist | 2 | 23 | 760031 | Bathroom | 0.00072358
Other | Incandescent |  | Standard A Lamp | 1 | 60 | 760031 | Bathroom | 0.00072358
Table | Incandescent |  | 3-Way Incandescent | 1 | 250 | 760031 | Bathroom | 0.00072358
Wall Mount | Incandescent |  | Standard A Lamp | 1 | 60 | 760031 | Bathroom | 0.00072358
Wall Mount | Incandescent |  | Standard A Lamp | 1 | 23 | 760031 | Bathroom | 0.00072358
Wall Mount | Incandescent |  | Standard A Lamp | 2 | 60 | 760032 | Bathroom | 0.00072358
Ceiling Fixture | Incandescent |  | Standard A Lamp | 2 | 60 | 760032 | Bathroom | 0.00072358
Table | Compact Fluorescent |  | Twist | 1 | 11 | 760032 | Bathroom | 0.00072358
Table | Halogen |  | Quartz Tube | 1 | 50 | 760032 | Bathroom | 0.00072358
Ceiling Fixture | Incandescent |  | Standard A Lamp | 1 | 60 | 760032 | Bathroom | 0.00072358
Ceiling Fixture | Incandescent |  | Standard A Lamp | 2 | 60 | 760032 | Bathroom | 0.00072358
Ceiling Fan | Incandescent |  | Standard A Lamp | 2 | 60 | 760032 | Bathroom | 0.00072358
Ceiling Fixture | Incandescent |  | Standard A Lamp | 2 | 60 | 760032 | Bathroom | 0.00072358
Ceiling Fixture | Incandescent |  | Standard A Lamp | 2 | 60 | 760032 | Bathroom | 0.00072358
Other | Incandescent |  | Standard A Lamp | 1 | 60 | 760032 | Bathroom | 0.00072358
Table | Compact Fluorescent |  | Twist | 1 | 13 | 760032 | Bathroom | 0.00072358
Table | Halogen |  | Quartz Tube | 1 | 50 | 760032 | Bathroom | 0.00072358
Wall Mount | Compact Fluorescent |  | Pin base | 1 | 13 | 760041 | Bathroom | 0.00072358
Table | Other |  | High Pressure Sodium | 1 | 150 | 760041 | Bathroom | 0.00072358
Table | Other |  | High Pressure Sodium | 1 | 400 | 760041 | Bathroom | 0.00072358
Table | Other |  | Metal Halide | 1 | 400 | 760041 | Bathroom | 0.00072358
Ceiling Fixture | Incandescent |  | Standard A Lamp | 1 | 60 | 760041 | Bathroom | 0.00072358
Ceiling Fixture | Compact Fluorescent |  | Twist | 1 | 13 | 760041 | Bathroom | 0.00072358
Ceiling Fixture | Compact Fluorescent |  | Pin base | 1 | 13 | 760041 | Bathroom | 0.00072358
Track | Other |  | Other | 3 | 60 | 760041 | Bathroom | 0.00072358
Chandelier (Hanging) | Compact Fluorescent |  | Pin base | 1 | 13 | 760041 | Bathroom | 0.00072358
Recessed Can | Halogen |  | MR | 1 | 75 | 760041 | Bathroom | 0.00072358
Table | Incandescent |  | Standard A Lamp | 1 | 60 | 760041 | Bathroom | 0.00072358
Wall Mount | Compact Fluorescent |  | Pin base | 3 | 13 | 760042 | Bathroom | 0.00072358
Ceiling Fixture | Compact Fluorescent |  | Pin base | 1 | 13 | 760042 | Bathroom | 0.00072358
Ceiling Fixture | Compact Fluorescent |  | Pin base | 1 | 13 | 760042 | Bathroom | 0.00072358
Ceiling Fixture | Linear Fluorescent |  | Fluorescent Other | 1 | 32 | 760042 | Bathroom | 0.00072358
Ceiling Fixture | Compact Fluorescent |  | Pin base | 1 | 13 | 760042 | Bathroom | 0.00072358
Ceiling Fixture | Compact Fluorescent |  | Pin base | 2 | 13 | 760042 | Bathroom | 0.00072358
Track | Other |  | Other | 3 | 60 | 760042 | Bathroom | 0.00072358
Ceiling Fixture | Compact Fluorescent |  | Twist | 3 | 15 | 760042 | Bathroom | 0.00072358
Track | Compact Fluorescent |  | Twist | 3 | 15 | 760042 | Bathroom | 0.00072358
Floor lamp | Incandescent |  | Decorative | 1 | 25 | 760042 | Bathroom | 0.00072358
Floor lamp | Compact Fluorescent |  | Twist | 1 | 23 | 760042 | Bathroom | 0.00072358
Wall Mount | Incandescent |  | Decorative | 3 | 40 | 760051 | Bathroom | 0.00072358
Ceiling Fixture | Incandescent |  | Standard A Lamp | 1 | 60 | 760051 | Bathroom | 0.00072358
Table | Compact Fluorescent |  | Pin base | 1 | 20 | 760051 | Bathroom | 0.00072358
Ceiling Fixture | Incandescent |  | Standard A Lamp | 1 | 60 | 760051 | Bathroom | 0.00072358
Ceiling Fixture | Incandescent |  | Standard A Lamp | 2 | 60 | 760051 | Bathroom | 0.00072358
Track | Halogen |  | MR | 3 | 40 | 760051 | Bathroom | 0.00072358
Ceiling Fixture | Incandescent |  | Standard A Lamp | 2 | 60 | 760051 | Bathroom | 0.00072358
Recessed - other | Incandescent |  | Mini base | 1 | 40 | 760051 | Bathroom | 0.00072358
Ceiling Fixture | Incandescent |  | Standard A Lamp | 1 | 60 | 760051 | Bathroom | 0.00072358
Ceiling Fixture | Compact Fluorescent |  | Twist | 2 | 15 | 760051 | Bathroom | 0.00072358
Table | Incandescent |  | Standard A Lamp | 1 | 100 | 760051 | Bathroom | 0.00072358
Floor lamp | Incandescent |  | Standard A Lamp | 1 | 150 | 760051 | Bathroom | 0.00072358
Table | Incandescent |  | Standard A Lamp | 1 | 60 | 760051 | Bathroom | 0.00072358
Wall Mount | Incandescent |  | Decorative | 3 | 40 | 760051 | Bathroom | 0.00072358
Ceiling Fixture | Incandescent |  | Standard A Lamp | 1 | 60 | 760051 | Bathroom | 0.00072358
Table | Incandescent |  | Standard A Lamp | 1 | 60 | 760051 | Bathroom | 0.00072358
Table | Incandescent |  | Standard A Lamp | 1 | 100 | 760051 | Bathroom | 0.00072358
Wall Mount | Incandescent |  | Decorative | 3 | 40 | 760052 | Bathroom | 0.00072358
Ceiling Fixture | Incandescent |  | Standard A Lamp | 1 | 60 | 760052 | Bathroom | 0.00072358
Ceiling Fixture | Incandescent |  | Standard A Lamp | 1 | 60 | 760052 | Bathroom | 0.00072358
Ceiling Fixture | Incandescent |  | Standard A Lamp | 2 | 60 | 760052 | Bathroom | 0.00072358
Track | Halogen |  | MR | 3 | 40 | 760052 | Bathroom | 0.00072358
Recessed - other | Incandescent |  | Mini base | 1 | 40 | 760052 | Bathroom | 0.00072358
Ceiling Fixture | Incandescent |  | Standard A Lamp | 1 | 60 | 760052 | Bathroom | 0.00072358
Floor lamp | Halogen |  | Quartz Tube | 1 | 100 | 760052 | Bathroom | 0.00072358
Ceiling Fixture | Incandescent |  | Standard A Lamp | 2 | 60 | 760052 | Bathroom | 0.00072358
Table | Halogen |  | PAR | 1 | 20 | 760052 | Bathroom | 0.00072358
Table | Incandescent |  | Standard A Lamp | 1 | 150 | 760052 | Bathroom | 0.00072358
Wall Mount | Compact Fluorescent |  | Twist | 2 | 13 | 760061 | Bathroom | 0.00072358
Recessed Can | Incandescent |  | Heat Lamp | 1 | 125 | 760061 | Bathroom | 0.00072358
Wall Mount | Compact Fluorescent |  | Twist | 1 | 7 | 760061 | Bathroom | 0.00072358
Table | Incandescent |  | Standard A Lamp | 1 | 150 | 760061 | Bathroom | 0.00072358
Ceiling Fixture | Linear Fluorescent | 4 | T-8 | 2 | 32 | 760061 | Bathroom | 0.00072358
Table | Compact Fluorescent |  | Twist | 1 | 23 | 760061 | Bathroom | 0.00072358
Floor lamp | Compact Fluorescent |  | Twist | 1 | 13 | 760061 | Bathroom | 0.00072358
Wall Mount | Incandescent |  | Standard A Lamp | 4 | 60 | 760062 | Bathroom | 0.00072358
Recessed Can | Incandescent |  | Heat Lamp | 1 | 125 | 760062 | Bathroom | 0.00072358
Wall Mount | Incandescent |  | Globe | 3 | 30 | 760062 | Bathroom | 0.00072358
Ceiling Fixture | Linear Fluorescent | 4 | T-12 | 2 | 34 | 760062 | Bathroom | 0.00072358
Table | Compact Fluorescent |  | Twist | 1 | 23 | 760062 | Bathroom | 0.00072358
Floor lamp | Compact Fluorescent |  | Twist | 1 | 13 | 760062 | Bathroom | 0.00072358
Ceiling Fixture | Compact Fluorescent |  | Twist | 1 | 13 | 760071 | Bathroom | 0.00072358
Ceiling Fixture | Compact Fluorescent |  | Twist | 2 | 13 | 760071 | Bathroom | 0.00072358
Ceiling Fixture | Compact Fluorescent |  | Twist | 2 | 13 | 760071 | Bathroom | 0.00072358
Ceiling Fixture | Incandescent |  | Standard A Lamp | 2 | 60 | 760072 | Bathroom | 0.00072358
Ceiling Fixture | Incandescent |  | Standard A Lamp | 2 | 40 | 760072 | Bathroom | 0.00072358
Ceiling Fixture | Incandescent |  | Standard A Lamp | 2 | 60 | 760072 | Bathroom | 0.00072358
Other | Incandescent |  | Standard A Lamp | 2 | 60 | 760072 | Bathroom | 0.00072358
Ceiling Fixture | Incandescent |  | Standard A Lamp | 2 | 60 | 760072 | Bathroom | 0.00072358
Wall Mount | Incandescent |  | Globe | 4 | 40 | 760081 | Bathroom | 0.00072358
Recessed - other | Incandescent |  | Heat Lamp | 1 | 250 | 760081 | Bathroom | 0.00072358
Table | Compact Fluorescent |  | A shape bulb | 1 | 13 | 760081 | Bathroom | 0.00072358
Ceiling Fixture | Incandescent |  | Standard A Lamp | 1 | 60 | 760081 | Bathroom | 0.00072358
Recessed - other | Incandescent |  | Standard A Lamp | 1 | 75 | 760081 | Bathroom | 0.00072358
Ceiling Fixture | Incandescent |  | Standard A Lamp | 1 | 60 | 760081 | Bathroom | 0.00072358
Recessed Can | Incandescent |  | Standard A Lamp | 1 | 75 | 760081 | Bathroom | 0.00072358
Table | Incandescent |  | Decorative | 1 | 15 | 760081 | Bathroom | 0.00072358
Floor lamp | Compact Fluorescent |  | Twist | 3 | 14 | 760081 | Bathroom | 0.00072358
Floor lamp | Incandescent |  | Globe | 1 | 60 | 760081 | Bathroom | 0.00072358
Ceiling Fixture | Incandescent |  | Standard A Lamp | 1 | 60 | 760081 | Bathroom | 0.00072358
Wall Mount | Incandescent |  | Globe | 4 | 60 | 760082 | Bathroom | 0.00072358
Recessed - other | Incandescent |  | Heat Lamp | 1 | 250 | 760082 | Bathroom | 0.00072358
Ceiling Fixture | Incandescent |  | Standard A Lamp | 1 | 60 | 760082 | Bathroom | 0.00072358
Ceiling Fixture | Compact Fluorescent |  | Twist | 1 | 23 | 760082 | Bathroom | 0.00072358
Table | Compact Fluorescent |  | Twist | 1 | 13 | 760082 | Bathroom | 0.00072358
Recessed Can | Incandescent |  | Reflector | 1 | 75 | 760082 | Bathroom | 0.00072358
Recessed - other | Incandescent |  | Standard A Lamp | 1 | 60 | 760082 | Bathroom | 0.00072358
Wall Mount | Compact Fluorescent |  | Pin base | 2 | 9 | 760091 | Bathroom | 0.00072358
Table | Compact Fluorescent |  | Twist | 1 | 13 | 760091 | Bathroom | 0.00072358
Wall Mount | Compact Fluorescent |  | Pin base | 2 | 9 | 760091 | Bathroom | 0.00072358
Ceiling Fixture | Compact Fluorescent |  | Pin base | 2 | 13 | 760091 | Bathroom | 0.00072358
Other | Incandescent |  | Standard A Lamp | 2 | 60 | 760091 | Bathroom | 0.00072358
Ceiling Fixture | Linear Fluorescent | 4 | T-8 | 2 | 32 | 760091 | Bathroom | 0.00072358
Ceiling Fixture | Linear Fluorescent | 4 | T-8 | 2 | 32 | 760091 | Bathroom | 0.00072358
Other | Linear Fluorescent | 1.2 | T-8 | 1 | 15 | 760091 | Bathroom | 0.00072358
Table | Compact Fluorescent |  | Twist | 1 | 13 | 760091 | Bathroom | 0.00072358
Wall Mount | Compact Fluorescent |  | Pin base | 2 | 9 | 760092 | Bathroom | 0.00072358
Ceiling Fixture | Compact Fluorescent |  | Pin base | 2 | 13 | 760092 | Bathroom | 0.00072358
Ceiling Fixture | Linear Fluorescent | 4 | T-8 | 2 | 32 | 760092 | Bathroom | 0.00072358
Chandelier (Hanging) | Compact Fluorescent |  | Circline (Screw Base) | 1 | 22 | 760092 | Bathroom | 0.00072358
Table | Incandescent |  | Standard A Lamp | 1 | 75 | 760092 | Bathroom | 0.00072358
Floor lamp | Incandescent |  | Standard A Lamp | 1 | 75 | 760092 | Bathroom | 0.00072358
Wall Mount | Incandescent |  | Standard A Lamp | 3 | 75 | 760101 | Bathroom | 0.00072358
Track | Halogen |  | MR | 4 | 50 | 760101 | Bathroom | 0.00072358
Ceiling Fixture | Halogen |  | MR | 1 | 50 | 760101 | Bathroom | 0.00072358
Ceiling Fixture | Halogen |  | MR | 1 | 50 | 760101 | Bathroom | 0.00072358
Ceiling Fixture | Halogen |  | MR | 3 | 50 | 760101 | Bathroom | 0.00072358
Track | Halogen |  | MR | 4 | 50 | 760101 | Bathroom | 0.00072358
Floor lamp | Compact Fluorescent |  | Twist | 1 | 23 | 760101 | Bathroom | 0.00072358
Wall Mount | Incandescent |  | Standard A Lamp | 3 | 40 | 760102 | Bathroom | 0.00072358
Table | Incandescent |  | Decorative | 2 | 40 | 760102 | Bathroom | 0.00072358
Ceiling Fixture | Incandescent |  | Standard A Lamp | 2 | 60 | 760102 | Bathroom | 0.00072358
Ceiling Fixture | Incandescent |  | Standard A Lamp | 1 | 60 | 760102 | Bathroom | 0.00072358
Ceiling Fixture | Incandescent |  | Standard A Lamp | 1 | 60 | 760102 | Bathroom | 0.00072358
Table | Incandescent |  | Standard A Lamp | 1 | 40 | 760102 | Bathroom | 0.00072358
Ceiling Fixture | Linear Fluorescent | 4 | T-8 | 2 | 32 | 760102 | Bathroom | 0.00072358
Other | Incandescent |  | Standard A Lamp | 1 | 60 | 760102 | Bathroom | 0.00072358
Low bay | Linear Fluorescent | 1.25 | T-12 | 1 | 15 | 760102 | Bathroom | 0.00072358
Table | Incandescent |  | Standard A Lamp | 1 | 40 | 760102 | Bathroom | 0.00072358
Floor lamp | Incandescent |  | Standard A Lamp | 1 | 40 | 760102 | Bathroom | 0.00072358
Wall Mount | Incandescent |  | Globe | 6 | 60 | 760111 | Bathroom | 0.00072358
Recessed - other | Incandescent |  | Heat Lamp | 1 | 250 | 760111 | Bathroom | 0.00072358
Ceiling Fixture | Compact Fluorescent |  | Circline (Screw Base) | 1 | 30 | 760111 | Bathroom | 0.00072358
Ceiling Fixture | Compact Fluorescent |  | Circline (Screw Base) | 1 | 30 | 760111 | Bathroom | 0.00072358
Ceiling Fixture | Linear Fluorescent | 4 | T-8 | 4 | 32 | 760111 | Bathroom | 0.00072358
Other | Incandescent |  | Other | 1 | 25 | 760111 | Bathroom | 0.00072358
Ceiling Fixture | Compact Fluorescent |  | Circline (Screw Base) | 1 | 36 | 760111 | Bathroom | 0.00072358
Floor lamp | Incandescent |  | 3-Way Incandescent | 2 | 150 | 760111 | Bathroom | 0.00072358
Floor lamp | Compact Fluorescent |  | Twist | 1 | 23 | 760111 | Bathroom | 0.00072358
Floor lamp | Compact Fluorescent |  | Twist | 1 | 14 | 760111 | Bathroom | 0.00072358
Chandelier (Hanging) | Incandescent |  | Mini base | 9 | 25 | 760111 | Bathroom | 0.00072358
Table | Compact Fluorescent |  | Twist | 2 | 26 | 760111 | Bathroom | 0.00072358
Recessed - other | Incandescent |  | Heat Lamp | 1 | 250 | 760112 | Bathroom | 0.00072358
Wall Mount | Incandescent |  | Globe | 6 | 60 | 760112 | Bathroom | 0.00072358
Ceiling Fixture | Compact Fluorescent |  | Circline (Screw Base) | 1 | 30 | 760112 | Bathroom | 0.00072358
Table | Incandescent |  | Standard A Lamp | 1 | 60 | 760112 | Bathroom | 0.00072358
Ceiling Fixture | Compact Fluorescent |  | Circline (Screw Base) | 1 | 30 | 760112 | Bathroom | 0.00072358
Ceiling Fixture | Linear Fluorescent | 4 | T-8 | 4 | 32 | 760112 | Bathroom | 0.00072358
Table | Incandescent |  | Standard A Lamp | 1 | 60 | 760112 | Bathroom | 0.00072358
Other | Incandescent |  | Other | 1 | 25 | 760112 | Bathroom | 0.00072358
Ceiling Fixture | Compact Fluorescent |  | Circline (Screw Base) | 1 | 36 | 760112 | Bathroom | 0.00072358
Wall Mount | Incandescent |  | Globe | 4 | 25 | 760121 | Bathroom | 0.00072358
Wall Mount | Incandescent |  | Globe | 4 | 40 | 760121 | Bathroom | 0.00072358
Recessed - other | Incandescent |  | Heat Lamp | 1 | 250 | 760121 | Bathroom | 0.00072358
Table | Incandescent |  | Standard A Lamp | 1 | 60 | 760121 | Bathroom | 0.00072358
Ceiling Fixture | Compact Fluorescent |  | Twist | 1 | 13 | 760121 | Bathroom | 0.00072358
Floor lamp | Incandescent |  | Decorative | 2 | 40 | 760121 | Bathroom | 0.00072358
Table | Incandescent |  | Decorative | 1 | 40 | 760121 | Bathroom | 0.00072358
Table | Incandescent |  | Standard A Lamp | 1 | 60 | 760121 | Bathroom | 0.00072358
Table | Incandescent |  | Decorative | 2 | 40 | 760121 | Bathroom | 0.00072358
Ceiling Fixture | Compact Fluorescent |  | Twist | 1 | 13 | 760121 | Bathroom | 0.00072358
Ceiling Fixture | Compact Fluorescent |  | Twist | 1 | 23 | 760121 | Bathroom | 0.00072358
Other | Incandescent |  | Reflector | 2 | 45 | 760121 | Bathroom | 0.00072358
Torchiere | Incandescent |  | Standard A Lamp | 2 | 40 | 760121 | Bathroom | 0.00072358
Recessed Can | Incandescent |  | Reflector | 1 | 65 | 760121 | Bathroom | 0.00072358
Wall Mount | Incandescent |  | Globe | 4 | 40 | 760122 | Bathroom | 0.00072358
Recessed - other | Incandescent |  | Reflector | 1 | 250 | 760122 | Bathroom | 0.00072358
Table | Compact Fluorescent |  | Twist | 1 | 13 | 760122 | Bathroom | 0.00072358
Torchiere | Incandescent |  | Standard A Lamp | 2 | 60 | 760122 | Bathroom | 0.00072358
Ceiling Fixture | Compact Fluorescent |  | Twist | 1 | 13 | 760122 | Bathroom | 0.00072358
Table | Incandescent |  | Standard A Lamp | 1 | 60 | 760122 | Bathroom | 0.00072358
Ceiling Fixture | Compact Fluorescent |  | Twist | 1 | 13 | 760122 | Bathroom | 0.00072358
Ceiling Fixture | Compact Fluorescent |  | Twist | 1 | 23 | 760122 | Bathroom | 0.00072358
Other | Incandescent |  | Other | 2 | 45 | 760122 | Bathroom | 0.00072358
Torchiere | Incandescent |  | Standard A Lamp | 1 | 60 | 760122 | Bathroom | 0.00072358
Table | Compact Fluorescent |  | Twist | 1 | 12 | 760122 | Bathroom | 0.00072358
Table | Compact Fluorescent |  | Circline (Screw Base) | 1 | 22 | 760122 | Bathroom | 0.00072358
Table | Compact Fluorescent |  | Twist | 1 | 13 | 760122 | Bathroom | 0.00072358
Chandelier (Hanging) | Incandescent |  | Standard A Lamp | 1 | 60 | 760122 | Bathroom | 0.00072358
Ceiling Fixture | Incandescent |  | Reflector | 1 | 65 | 760122 | Bathroom | 0.00072358
Wall Mount | Incandescent |  | Globe | 4 | 40 | 760131 | Bathroom | 0.00072358
Recessed - other | Incandescent |  | Heat Lamp | 1 | 250 | 760131 | Bathroom | 0.00072358
Ceiling Fixture | Compact Fluorescent |  | Twist | 1 | 13 | 760131 | Bathroom | 0.00072358
Table | Compact Fluorescent |  | Pin base | 1 | 13 | 760131 | Bathroom | 0.00072358
Floor lamp | Compact Fluorescent |  | Pin base | 1 | 13 | 760131 | Bathroom | 0.00072358
Ceiling Fan | Compact Fluorescent |  | Twist | 1 | 13 | 760131 | Bathroom | 0.00072358
Ceiling Fixture | Incandescent |  | Standard A Lamp | 1 | 60 | 760131 | Bathroom | 0.00072358
Ceiling Fixture | Compact Fluorescent |  | Twist | 1 | 13 | 760131 | Bathroom | 0.00072358
Floor lamp | Compact Fluorescent |  | Twist | 1 | 13 | 760131 | Bathroom | 0.00072358
Torchiere | Compact Fluorescent |  | Twist | 2 | 18 | 760131 | Bathroom | 0.00072358
Track | Halogen |  | MR | 3 | 50 | 760131 | Bathroom | 0.00072358
Floor lamp | Compact Fluorescent |  | Twist | 1 | 20 | 760132 | Living Room | 0.00072358
Table | Compact Fluorescent |  | Pin base | 1 | 13 | 760132 | Living Room | 0.00072358
Table | Compact Fluorescent |  | Pin base | 1 | 27 | 760132 | Living Room | 0.00072358
Table | Incandescent |  | Decorative | 1 | 75 | 760132 | Living Room | 0.00072358
Wall Mount | Incandescent |  | Globe | 4 | 40 | 760132 | Living Room | 0.00072358
Recessed - other | Incandescent |  | Heat Lamp | 1 | 250 | 760132 | Living Room | 0.00072358
Track | Halogen |  | MR | 3 | 50 | 760132 | Living Room | 0.00072358
Other | Incandescent |  | Decorative | 1 | 40 | 760132 | Living Room | 0.00072358
Ceiling Fixture | Linear Fluorescent | 4 | T-8 | 2 | 32 | 770011 | Bathroom | 0.00072358
Architectural | Incandescent |  | Standard A Lamp | 1 | 150 | 770011 | Bathroom | 0.00072358
Ceiling Fixture | Incandescent |  | Standard A Lamp | 1 | 60 | 770011 | Bathroom | 0.00072358
Ceiling Fixture | Incandescent |  | Standard A Lamp | 1 | 60 | 770011 | Bathroom | 0.00072358
Ceiling Fixture | Linear Fluorescent | 4 | T-8 | 2 | 32 | 770011 | Bathroom | 0.00072358
Ceiling Fixture | Incandescent |  | Standard A Lamp | 1 | 60 | 770011 | Bathroom | 0.00072358
Floor lamp | Incandescent |  | Standard A Lamp | 1 | 60 | 770011 | Bathroom | 0.00072358
Table | Compact Fluorescent |  | Twist | 1 | 15 | 770011 | Bathroom | 0.00072358
Table | Compact Fluorescent |  | Twist | 1 | 13 | 770011 | Bathroom | 0.00072358
Table | Incandescent |  | Standard A Lamp | 1 | 60 | 770011 | Bathroom | 0.00072358
Wall Mount | Linear Fluorescent | 4 | T-8 | 2 | 32 | 770012 | Bathroom | 0.00072358
Ceiling Fixture | Incandescent |  | Standard A Lamp | 1 | 60 | 770012 | Bathroom | 0.00072358
Ceiling Fixture | Linear Fluorescent | 4 | T-8 | 2 | 32 | 770012 | Bathroom | 0.00072358
Ceiling Fixture | Incandescent |  | Standard A Lamp | 1 | 100 | 770021 | Kitchen | 0.00072358
Other | Linear Fluorescent | 1.5 | T-8 | 1 | 15 | 770021 | Kitchen | 0.00072358
Wall Mount | Incandescent |  | Globe | 6 | 60 | 770021 | Kitchen | 0.00072358
Recessed - other | Incandescent |  | Reflector | 1 | 120 | 770021 | Kitchen | 0.00072358
Wall Mount | Incandescent |  | Globe | 4 | 60 | 770021 | Kitchen | 0.00072358
Recessed - other | Incandescent |  | Heat Lamp | 1 | 250 | 770021 | Kitchen | 0.00072358
Ceiling Fixture | Incandescent |  | Standard A Lamp | 1 | 75 | 770021 | Kitchen | 0.00072358
Table | Incandescent |  | 3-Way Incandescent | 1 | 100 | 770021 | Kitchen | 0.00072358
Table | Compact Fluorescent |  | Pin base | 1 | 13 | 770021 | Kitchen | 0.00072358
Table | Linear Fluorescent | 1.5 | T-5 | 2 | 18 | 770021 | Kitchen | 0.00072358
Table | Incandescent |  | Standard A Lamp | 1 | 100 | 770021 | Kitchen | 0.00072358
Table | Compact Fluorescent |  | Twist | 1 | 23 | 770021 | Kitchen | 0.00072358
Table | Incandescent |  | 3-Way Incandescent | 1 | 100 | 770021 | Kitchen | 0.00072358
Ceiling Fixture | Incandescent |  | Decorative | 2 | 25 | 770021 | Kitchen | 0.00072358
Chandelier (Hanging) | Halogen |  | Quartz Tube | 1 | 50 | 770021 | Kitchen | 0.00072358
Ceiling Fixture | Incandescent |  | Standard A Lamp | 1 | 100 | 770021 | Kitchen | 0.00072358
Table | Compact Fluorescent |  | Twist | 1 | 27 | 770021 | Kitchen | 0.00072358
Table | Incandescent |  | Standard A Lamp | 1 | 100 | 770021 | Kitchen | 0.00072358
Chandelier (Hanging) | Incandescent |  | Standard A Lamp | 1 | 40 | 770021 | Kitchen | 0.00072358
Chandelier (Hanging) | Incandescent |  | Clear | 6 | 40 | 770021 | Kitchen | 0.00072358
Wall Mount | Compact Fluorescent |  | Twist | 5 | 11 | 770022 | Bathroom | 0.00072358
Recessed - other | Incandescent |  | Heat Lamp | 1 | 250 | 770022 | Bathroom | 0.00072358
Table | Incandescent |  | Standard A Lamp | 1 | 60 | 770022 | Bathroom | 0.00072358
Table | Compact Fluorescent |  | A shape bulb | 1 | 15 | 770022 | Bathroom | 0.00072358
Chandelier (Hanging) | Compact Fluorescent |  | Twist | 1 | 15 | 770022 | Bathroom | 0.00072358
Ceiling Fixture | Incandescent |  | Standard A Lamp | 1 | 60 | 770022 | Bathroom | 0.00072358
Ceiling Fan | Incandescent |  | Standard A Lamp | 1 | 75 | 770022 | Bathroom | 0.00072358
Ceiling Fixture | Linear Fluorescent | 4 | T-12 | 2 | 40 | 770022 | Bathroom | 0.00072358
Other | Linear Fluorescent | 2 | T-12 | 2 | 32 | 770022 | Bathroom | 0.00072358
Other | Linear Fluorescent | 1.5 | T-8 | 1 | 20 | 770022 | Bathroom | 0.00072358
Recessed - other | Halogen |  | Other | 2 | 20 | 770022 | Bathroom | 0.00072358
Table | Incandescent |  | Standard A Lamp | 1 | 100 | 770022 | Bathroom | 0.00072358
Floor lamp | Compact Fluorescent |  | Twist | 1 | 15 | 770022 | Bathroom | 0.00072358
Chandelier (Hanging) | Incandescent |  | Decorative | 4 | 40 | 770022 | Bathroom | 0.00072358
Wall Mount | Compact Fluorescent |  | Twist | 3 | 13 | 770031 | Bathroom | 0.00072358
Table | Incandescent |  | Standard A Lamp | 1 | 40 | 770031 | Bathroom | 0.00072358
Table | Incandescent |  | Decorative | 1 | 25 | 770031 | Bathroom | 0.00072358
Table | Compact Fluorescent |  | Twist | 1 | 13 | 770031 | Bathroom | 0.00072358
Wall Mount | Incandescent |  | Standard A Lamp | 2 | 60 | 770031 | Bathroom | 0.00072358
Wall Mount | Incandescent |  | Standard A Lamp | 2 | 65 | 770031 | Bathroom | 0.00072358
Ceiling Fixture | Linear Fluorescent | 3 | T-5 | 1 | 22 | 770031 | Bathroom | 0.00072358
Floor lamp | Compact Fluorescent |  | Twist | 1 | 13 | 770031 | Bathroom | 0.00072358
Wall Mount | Linear Fluorescent | 3 | T-5 | 1 | 22 | 770031 | Bathroom | 0.00072358
Ceiling Fixture | Compact Fluorescent |  | Twist | 1 | 23 | 770031 | Bathroom | 0.00072358
Wall Mount | Compact Fluorescent |  | Twist | 2 | 23 | 770032 | Bathroom | 0.00072358
Wall Mount | Compact Fluorescent |  | Twist | 2 | 13 | 770032 | Bathroom | 0.00072358
Floor lamp | Incandescent |  | Decorative | 4 | 25 | 770032 | Bathroom | 0.00072358
Ceiling Fixture | Linear Fluorescent | 3 | T-5 | 1 | 22 | 770032 | Bathroom | 0.00072358
Recessed - other | Compact Fluorescent |  | Twist | 1 | 13 | 770032 | Bathroom | 0.00072358
Wall Mount | Compact Fluorescent |  | Twist | 2 | 23 | 770032 | Bathroom | 0.00072358
Wall Mount | Compact Fluorescent |  | Twist | 2 | 7 | 770032 | Bathroom | 0.00072358
Ceiling Fixture | Compact Fluorescent |  | Twist | 1 | 23 | 770032 | Bathroom | 0.00072358
Wall Mount | Linear Fluorescent | 2 | T-12 | 2 | 20 | 770041 | Bathroom | 0.00072358
Recessed - other | Incandescent |  | Heat Lamp | 1 | 250 | 770041 | Bathroom | 0.00072358
Ceiling Fixture | Compact Fluorescent |  | Pin base | 2 | 13 | 770041 | Bathroom | 0.00072358
Table | Incandescent |  | Standard A Lamp | 1 | 65 | 770041 | Bathroom | 0.00072358
Other | Incandescent |  | Mini base | 1 | 40 | 770041 | Bathroom | 0.00072358
Ceiling Fixture | Compact Fluorescent |  | Pin base | 2 | 13 | 770041 | Bathroom | 0.00072358
Ceiling Fixture | Compact Fluorescent |  | Pin base | 2 | 13 | 770041 | Bathroom | 0.00072358
Table | Incandescent |  | 3-Way Incandescent | 1 | 250 | 770041 | Bathroom | 0.00072358
Floor lamp | Compact Fluorescent |  | Pin base | 1 | 27 | 770041 | Bathroom | 0.00072358
Chandelier (Hanging) | Incandescent |  | Standard A Lamp | 1 | 60 | 770041 | Bathroom | 0.00072358
Floor lamp | Incandescent |  | Standard A Lamp | 1 | 100 | 770041 | Bathroom | 0.00072358
Ceiling Fixture | Compact Fluorescent |  | Pin base | 2 | 13 | 770041 | Bathroom | 0.00072358
Ceiling Fixture | Compact Fluorescent |  | Pin base | 2 | 13 | 770041 | Bathroom | 0.00072358
Recessed - other | Incandescent |  | Heat Lamp | 1 | 250 | 770042 | Bathroom | 0.00072358
Wall Mount | Compact Fluorescent |  | Twist | 5 | 13 | 770042 | Bathroom | 0.00072358
Table | Incandescent |  | Standard A Lamp | 1 | 60 | 770042 | Bathroom | 0.00072358
Table | Incandescent |  | Standard A Lamp | 1 | 75 | 770042 | Bathroom | 0.00072358
Ceiling Fixture | Compact Fluorescent |  | Twist | 1 | 13 | 770042 | Bathroom | 0.00072358
Other | Incandescent |  | Mini base | 1 | 40 | 770042 | Bathroom | 0.00072358
Ceiling Fixture | Linear Fluorescent | 2 | T-8 | 4 | 32 | 770042 | Bathroom | 0.00072358
Torchiere | Incandescent |  | 3-Way Incandescent | 1 | 100 | 770042 | Bathroom | 0.00072358
Table | Incandescent |  | 3-Way Incandescent | 1 | 150 | 770042 | Bathroom | 0.00072358
Chandelier (Hanging) | Compact Fluorescent |  | Twist | 2 | 13 | 770042 | Bathroom | 0.00072358
Recessed Can | Incandescent |  | Reflector | 1 | 100 | 770051 | Bathroom | 0.00072358
Wall Mount | Compact Fluorescent |  | Twist | 5 | 13 | 770051 | Bathroom | 0.00072358
Table | Compact Fluorescent |  | Twist | 1 | 7 | 770051 | Bathroom | 0.00072358
Ceiling Fixture | Compact Fluorescent |  | Twist | 1 | 23 | 770051 | Bathroom | 0.00072358
Ceiling Fixture | Incandescent |  | Reflector | 1 | 65 | 770051 | Bathroom | 0.00072358
Recessed Can | Incandescent |  | Reflector | 2 | 65 | 770051 | Bathroom | 0.00072358
Recessed - other | Incandescent |  | Mini base | 2 | 40 | 770051 | Bathroom | 0.00072358
Floor lamp | Compact Fluorescent |  | Twist | 1 | 13 | 770051 | Bathroom | 0.00072358
Floor lamp | Compact Fluorescent |  | Twist | 1 | 13 | 770051 | Bathroom | 0.00072358
Floor lamp | Compact Fluorescent |  | Twist | 1 | 23 | 770051 | Bathroom | 0.00072358
Table | Halogen |  | MR | 1 | 10 | 770051 | Bathroom | 0.00072358
Wall Mount | Compact Fluorescent |  | Twist | 5 | 13 | 770051 | Bathroom | 0.00072358
Recessed Can | Incandescent |  | Heat Lamp | 1 | 125 | 770051 | Bathroom | 0.00072358
Floor lamp | Compact Fluorescent |  | Twist | 1 | 13 | 770051 | Bathroom | 0.00072358
Recessed Can | Incandescent |  | Reflector | 1 | 120 | 770052 | Bathroom | 0.00072358
Wall Mount | Incandescent |  | Standard A Lamp | 2 | 60 | 770052 | Bathroom | 0.00072358
Wall Mount | Incandescent |  | Standard A Lamp | 2 | 60 | 770052 | Bathroom | 0.00072358
Recessed Can | Incandescent |  | Heat Lamp | 1 | 120 | 770052 | Bathroom | 0.00072358
Table | Compact Fluorescent |  | Twist | 1 | 13 | 770052 | Bathroom | 0.00072358
Table | Compact Fluorescent |  | Pin base | 1 | 7 | 770052 | Bathroom | 0.00072358
Ceiling Fixture | Incandescent |  | Reflector | 1 | 120 | 770052 | Bathroom | 0.00072358
Floor lamp | Incandescent |  | Standard A Lamp | 1 | 75 | 770052 | Bathroom | 0.00072358
Floor lamp | Compact Fluorescent |  | Twist | 2 | 13 | 770052 | Bathroom | 0.00072358
Floor lamp | Halogen |  | MR | 1 | 50 | 770052 | Bathroom | 0.00072358
Floor lamp | Compact Fluorescent |  | Twist | 2 | 13 | 770052 | Bathroom | 0.00072358
Recessed Can | Incandescent |  | Reflector | 1 | 65 | 770052 | Bathroom | 0.00072358
Recessed Can | Incandescent |  | Standard A Lamp | 1 | 65 | 770052 | Bathroom | 0.00072358
Recessed Can | Incandescent |  | Reflector | 1 | 120 | 770052 | Bathroom | 0.00072358
Table | Incandescent |  | Standard A Lamp | 1 | 150 | 770052 | Bathroom | 0.00072358
Floor lamp | Compact Fluorescent |  | Twist | 2 | 22 | 770052 | Bathroom | 0.00072358
Floor lamp | Incandescent |  | Standard A Lamp | 1 | 125 | 770052 | Bathroom | 0.00072358
Table | Incandescent |  | Standard A Lamp | 1 | 60 | 770052 | Bathroom | 0.00072358
Recessed - other | Incandescent |  | Heat Lamp | 1 | 250 | 770061 | Bathroom | 0.00072358
Wall Mount | Compact Fluorescent |  | Twist | 2 | 18 | 770061 | Bathroom | 0.00072358
Recessed - other | Incandescent |  | Heat Lamp | 1 | 250 | 770061 | Bathroom | 0.00072358
Wall Mount | Compact Fluorescent |  | Twist | 2 | 18 | 770061 | Bathroom | 0.00072358
Table | Compact Fluorescent |  | Twist | 2 | 20 | 770061 | Bathroom | 0.00072358
Table | Compact Fluorescent |  | Twist | 1 | 18 | 770061 | Bathroom | 0.00072358
Table | Compact Fluorescent |  | Twist | 2 | 18 | 770061 | Bathroom | 0.00072358
Ceiling Fixture | Compact Fluorescent |  | Twist | 2 | 20 | 770061 | Bathroom | 0.00072358
Ceiling Fixture | Compact Fluorescent |  | Twist | 1 | 23 | 770061 | Bathroom | 0.00072358
Ceiling Fixture | Compact Fluorescent |  | Twist | 1 | 18 | 770061 | Bathroom | 0.00072358
Table | Compact Fluorescent |  | Twist | 1 | 20 | 770061 | Bathroom | 0.00072358
Track | Halogen |  | PAR | 3 | 50 | 770061 | Bathroom | 0.00072358
Table | Compact Fluorescent |  | Twist | 1 | 20 | 770061 | Bathroom | 0.00072358
Other | Incandescent |  | Other | 1 | 40 | 770061 | Bathroom | 0.00072358
Floor lamp | Incandescent |  | Decorative | 3 | 40 | 770061 | Bathroom | 0.00072358
Ceiling Fixture | Incandescent |  | Heat Lamp | 1 | 250 | 770062 | Bathroom | 0.00072358
Wall Mount | Incandescent |  | Standard A Lamp | 2 | 100 | 770062 | Bathroom | 0.00072358
Table | Incandescent |  | Standard A Lamp | 1 | 40 | 770062 | Bathroom | 0.00072358
Ceiling Fixture | Compact Fluorescent |  | Twist | 1 | 18 | 770062 | Bathroom | 0.00072358
Table | Incandescent |  | 3-Way Incandescent | 1 | 100 | 770062 | Bathroom | 0.00072358
Track | Halogen |  | PAR | 3 | 50 | 770062 | Bathroom | 0.00072358
Other | Incandescent |  | Other | 1 | 40 | 770062 | Bathroom | 0.00072358
Table | Incandescent |  | Standard A Lamp | 1 | 40 | 770062 | Bathroom | 0.00072358
Table | Incandescent |  | 3-Way Incandescent | 1 | 150 | 770062 | Bathroom | 0.00072358
Ceiling Fixture | Compact Fluorescent |  | Twist | 1 | 18 | 770062 | Bathroom | 0.00072358
Wall Mount | Incandescent |  | Globe | 6 | 60 | 770071 | Bathroom | 0.00072358
Recessed - other | Incandescent |  | Heat Lamp | 1 | 250 | 770071 | Bathroom | 0.00072358
Ceiling Fixture | Compact Fluorescent |  | Twist | 2 | 13 | 770071 | Bathroom | 0.00072358
Ceiling Fixture | Compact Fluorescent |  | Twist | 2 | 13 | 770071 | Bathroom | 0.00072358
Ceiling Fixture | Compact Fluorescent |  | Twist | 2 | 13 | 770071 | Bathroom | 0.00072358
Ceiling Fixture | Linear Fluorescent | 4 | T-8 | 4 | 32 | 770071 | Bathroom | 0.00072358
Other | Incandescent |  | Standard A Lamp | 1 | 40 | 770071 | Bathroom | 0.00072358
Ceiling Fixture | Compact Fluorescent |  | Twist | 2 | 13 | 770071 | Bathroom | 0.00072358
Table | Compact Fluorescent |  | Twist | 1 | 18 | 770071 | Bathroom | 0.00072358
Floor lamp | Halogen |  | Other | 1 | 72 | 770071 | Bathroom | 0.00072358
Ceiling Fixture | Compact Fluorescent |  | Twist | 2 | 13 | 770071 | Bathroom | 0.00072358
Wall Mount | Incandescent |  | Globe | 6 | 60 | 770072 | Bathroom | 0.00072358
Recessed - other | Incandescent |  | Heat Lamp | 1 | 250 | 770072 | Bathroom | 0.00072358
Floor lamp | Incandescent |  | 3-Way Incandescent | 1 | 250 | 770072 | Bathroom | 0.00072358
Ceiling Fixture | Linear Fluorescent | 4 | T-8 | 4 | 32 | 770072 | Bathroom | 0.00072358
Ceiling Fixture | Compact Fluorescent |  | Twist | 2 | 13 | 770072 | Bathroom | 0.00072358
Table | Incandescent |  | Clear | 2 | 60 | 770072 | Bathroom | 0.00072358
Torchiere | Incandescent |  | Standard A Lamp | 3 | 100 | 770072 | Bathroom | 0.00072358
Wall Mount | Compact Fluorescent |  | Twist | 6 | 11 | 770081 | Bathroom | 0.00072358
Ceiling Fan | Compact Fluorescent |  | Twist | 3 | 11 | 770081 | Bathroom | 0.00072358
Table | Compact Fluorescent |  | Twist | 1 | 11 | 770081 | Bathroom | 0.00072358
Ceiling Fixture | Compact Fluorescent |  | Twist | 2 | 13 | 770081 | Bathroom | 0.00072358
Table | Compact Fluorescent |  | Twist | 1 | 13 | 770081 | Bathroom | 0.00072358
Ceiling Fixture | Incandescent |  | Mini base | 3 | 25 | 770081 | Bathroom | 0.00072358
Ceiling Fixture | Linear Fluorescent | 4 | T-12 | 2 | 40 | 770081 | Bathroom | 0.00072358
Chandelier (Hanging) | Compact Fluorescent |  | Twist | 1 | 20 | 770081 | Bathroom | 0.00072358